## Introduction
CPUC Energy Division 2014 LTPP Scenario Tool for R.13-12-010
December 2013/February 2014/April 2014/November 2014
This is a spreadsheet tool for generating scenarios of long-term load and resource forecasts built upon planning assumptions jointly developed by staff at the CPUC, the CEC, and the CAISO. The intent is for use in the 2014 LTPP and 2014-15 TPP, 2015-16 TPP technical studies. The proposal was described in a CPUC Energy Division Workshop on December 18, 2013 and set forth for comments from Parties to the LTPP proceeding in a December 19, 2013 ALJ Ruling. The ALJ Ruling included a text document attachment describing details of the proposed joint planning assumptions and scenarios, summary tables of RPS portfolios and the Scenario Matrix, and a template to guide comments from Parties. Parties submitted comments and reply comments on January 8 and 15 of 2014, respectively. Staff incorporated this feedback as well as additional input from CEC, CAISO, and CPUC Energy Division Staff and management. This tool is published in conjunction with the Assigned Commissioner's Ruling adopting planning assumptions, scenarios, and RPS portfolios on February 27, 2014. Staff plans to update and revise this tool as CPUC actions occur, such as rulings or decisions that modify the assumptions or scenarios. Updates were published on May 14, 2014 and December 23, 2014.
The "Index" tab of this spreadsheet tool briefly describes the content of each tab of this Workbook. Tabs are grouped by color according to this Index.
The top row of the "Scenario Matrix" tab of this spreadsheet lists the different categories of loads and resources on the demand side and the supply side; the first and second columns list the number and name of each proposed planning Scenario. The rest of the cells identify the assumptions used for each category of load and resource in each Scenario.
The "Data Sources" tab lists information about data sources for key planning assumptions.
The "Scenarios" tab is the "input/output" page of this spreadsheet tool. On this tab, the user may vary the assumptions of each of the categories of loads and resources to create any of the proposed Scenarios, or a completely new, user-defined scenario. The left column is a control panel (gray cells) for accepting user input and the other columns display scenario results. Many of the user inputs (gray cells) are drop down lists selecting between the assumptions (for example, Low, Mid, High). Charts located at the bottom of the results display the scenario created by the currently selected set of assumptions compared to the Trajectory Scenario.
The other tabs are used for intermediate data aggregation and calculation purposes. Some tabs are direct imports from other data sources, such as the CAISO's Master Generating Capability List, or the RA proceeding's Net Qualifying Capacity List.
In general, the control panel of the "Scenarios" tab is the only part of this spreadsheet a user should alter. User input cells are highlighted in this color.
This tool was created using MS Excel 2010 and is incompatible with versions earlier than 2007.
Prepared by CPUC Energy Division for the 2014 LTPP Rulemaking R.13-12-010
Authors: | Patrick Young
Regulatory Analyst
CPUC Energy Division, Generation and Transmission Planning
Project supervisor: | Robert Strauss
Program and Project Supervisor
CPUC Energy Division, Generation and Transmission Planning
Key Contributors: | CPUC: Neal Reardon, Carlos Velasquez
CEC: Mike Jaske, Angela Tanghetti
CAISO: Jeff Billinton, Shucheng Liu
Revisions | Description of change | Date | Editor
v1 | Initial Release version | 2013-12-24 | Patrick Young
v1a | Added comments on source of "pump plant" ISO Classification of xx_NSPIN and CDWR07_2_GEN Resource ID facilities, see Final 2014 NQC List tab; | 2013-12-31 | Patrick Young
v1b | Changed assumption options for incremental small PV to have None, Low, High where Low represents the high PV projection from the IEPR and High comes from CPUC study of ratepayer impacts from NEM, see Demand Individual Assumptions tab; Shifted incremental small PV and demand-side CHP from demand side to supply side of stack on the Scenarios tab; Extended projections for incremental small PV (log trend) and demand-side CHP (flatline) to 2034, see Demand Individual Assumptions tab and IncSmallPV Extrapolate tab; Modified selection interface on the Scenario tab (lower left) for the parameters Inc small PV conversion factor and capacity factor; | 2014-02-11 | Patrick Young
Updated POU AAEE projection used for RNS calculations, see Demand Individual Assumptions tab; Corrected AAEE scenario naming convention: midhigh -> highmid; Updated SCE and PG&E peak demand forecasts to final IEPR values, broke out Valley Electric energy and demand forecasts to match the breakout by utility planning area given in final IEPR, adjusted CAISO Coincident peak forecasts due to non-dispatchable DR accounting error within IEPR forecast, see Demand Individual Assumptions tab;
Corrected counting of PG&E dispatchable DR (remove SmartRate and PDP which are counted in the IEPR demand forecast), and corrected SCE DR program SDP-C to use updated load impact estimate, see Supply Individual Assumptions tab; Added option for escalated DR projection, see Supply Individual Assumptions tab; Modified Storage target projection to reach target in 2024 and modified the capacity values attained by 2024 for the Low assumption, and also added options for additional storage beyond Storage target, see Supply Individual Assumptions tab;
Changed DCPP retirement assumption to 2023 and corrected CHP online date errors in SDG&E area per SDG&E comments, see Final 2014 NQC List tab; Removed Oakley project from Resource Additions, included Pio Pico as Resource Additions, see CEC Siting Cases tab;
v1c | Updated Scenario Matrix to add Existing Proc. Auth. column, resource options rows, and new RPS portfolio names; Updated D1303029 and D1302015 assumptions, see Supply Individual Assumptions tab; Updated RPS portfolio names and added 2025-2034 RPS Portfolio NQC values (flatlining if negative load growth post 2024), see Supply Individual Assumptions tab; Updated summary charts on Scenarios tab; | 2014-02-28 | Patrick Young
v2 | Updated Data Sources tab with dates/links for latest CEC managed demand and AAEE tables; | 2014-04-28 | Patrick Young
Replaced "Mandate" with "Target" when referring to the Energy Storage Target;
On Scenarios tab, Control Panel column, changed selection options for Demand (MW). User now directly selects from list of paired load and AAEE options, instead of selecting load and AAEE independently; Changed Managed Demand Net Load and Managed Energy Net Load to directly draw from versions of IEPR demand forecast tables with AAEE incorporated;
On Assumptions tab, changed demand data tables to "Load" and "Load - AAEE". Changed AAEE tables to just aggregate GWh w/o avoided T&D losses for purposes of illustrating RPS portfolio RNS calculation;
On Demand Individual Assumptions tab, changed demand data tables to directly source from versions of IEPR demand forecast tables with AAEE incorporated. Removed adjustment for CAISO Coincident peak forecasts due to non-dispatchable DR accounting error because the latest IEPR forecast tables now account for this. Changed AAEE tables to just aggregate GWh and show both w/o and w/ avoided T&D losses;
On Demand Individual Assumptions tab, added table of "Factors to Account for Avoided Transmission and Distribution Losses". Disaggregated BTM PV (incremental small PV) and (incremental) CHP projections by IOU and incorporated avoided T&D losses into projections;
On Supply Individual Assumptions tab, changed DR projections to incorporate avoided T&D losses;
On Supply Individual Assumptions tab, changed logic for calculating OTC retirements so that OTC unit is still available in year it is expected to comply with OTC policy by retiring.
On IncSmallPV Extrapolate tab, changed to illustrate extrapolation of projections of small PV by IOU
v3 | Corrected data on projects "AVSOLR_2_SOLAR" and "IVSLRP_2_SOLAR1" on Final 2014 NQC List tab (based on latest CAISO Master Generating Capability List). Added "TRUE flag" to Final 2014 NQC List tab to exclude RPS-eligible projects that should not be counted as Existing Resources because they are already included in the RPS portfolios. The exclusion of such projects from Existing Resources (to prevent double counting) is done in the Supply Individual Assumptions tab. | 2014-09-15 | Patrick Young
| Corrected Scenario Matrix tab to reflect local reliability usage of RPS portfolios in 2015-16 TPP. Also corrected local reliability usage of 1-in-2 weather year DR impacts. | 2014-11-04 | Patrick Young
| Added Notes to Data Sources tab, Demand Individual Assumptions tab and Supply Individual Assumptions tab regarding specific updates for use in the 2015-16 TPP. | 2014-12-23 | Patrick Young

## Index
Tabs:
Introduction | Instructions for Scenario Tool; List of authors and revisions
Index | This tab.
Scenario Matrix | Matrix of the proposed Scenarios and qualitative description of the assumptions used to build those scenarios.
Data Sources | Lists of key assumptions and data sources.
Scenarios | This is the only tab meant for general user input and output. This tab is a tool for selecting Low, Mid, High, etc. and other forecast assumptions to display net demand/supply under different scenarios.
Assumptions | Summary and aggregation of demand and supply assumptions to the CAISO footprint. The "Scenarios" tab extracts results from this tab.
Demand Individual Assumptions | Detail of demand-side assumptions including forecasted load and demand-side resources. The "Assumptions" tab extracts data from this tab.
Supply Individual Assumptions | Detail of supply-side assumptions including forecasted supply-side resources. The "Assumptions" tab extracts data from this tab.
GeneratingCapabilityList | Imported from CAISO Master List of generation in its control area, other tabs extract COD and Facility Type information from this tab. Minor data cleaning was performed on this tab, see notes on tab.
Final 2014 NQC List | Source for Existing Resources and Resource Retirements calculations. Created from the actual RA NQC List. Pulls data from "GeneratingCapabilityList" tab.
CEC Siting Cases | List of proposed projects, imported from Energy Commission Siting Cases, Status of All Projects list. This tab applies a screen for projects that meet criteria for inclusion as Resource Additions.
CEC Other Projects | List of proposed projects, imported from Energy Commission provided spreadsheet. This tab applies a screen for projects that meet criteria for inclusion as Resource Additions.
IncSmallPV Extrapolate | Worksheet for extending projections of incremental small PV from 2025-2034 using log trendline function in Excel.

## Scenario Matrix
2014 LTPP Scenarios (2024, 2034 Target Years) |  |  |  |  | Demand |  | Demand resources modeled as Supply |  | Supply
# |  | Name | Notes | Priority | Load | AA-EE | Customer PV | Customer CHP | Existing | Conven. Additions | CHP Additions | Storage Additions | Dispatchable DR | RPS Portfolio | Nuclear Retirement | OTC Retirement | Renewable + Hydro Retirement | Other Retirement | Existing Proc. Auth. | Imports
1 |  | Trajectory | Conservative expected case for TPP and LTPP studies assuming little change in existing policies. | 1 | Mid(1in2) | Mid | IEPR | IEPR | NQC List | Default | None | Default | 1-in-2 weather load impacts | 33% 2024 Mid AAEE | None | Default | Low | Mid | Default | Default
TPP specific modeling of Trajectory | a | Base-TPP Local Area Reliability Studies | Local area reliability studies using mid 1-in-10 weather normalized demand forecast. | 1 | Mid(1in10) | Low-Mid | IEPR | IEPR | NQC List | Default | None | Default | 1-in-2 weather load impacts adj for LCR | 33% 2024 Mid AAEE | None | Default | Low | Mid | Default | Default
| b | Base-TPP Bulk System Reliability Studies | Bulk system reliability studies using mid 1-in-5 weather normalized demand forecast. | 1 | Mid(1in5) | Mid | IEPR | IEPR | NQC List | Default | None | Default | 1-in-2 weather load impacts | 33% 2024 Mid AAEE | None | Default | Low | Mid | Default | Default
| c | Base-TPP Policy Studies | Policy studies using mid 1-in-5 weather demand forecast. Assesses the 33% 2024 Mid AAEE and 33% 2024 Mid AAEE sensitivity and High DG 33% Mid AAEE + DSM RPS Portfolios. Power flow studies (busbar level). | 1 | Mid(1in5) | Mid | IEPR / IEPR / IEPR+High Inc Sm PV | IEPR / IEPR / IEPR+Low Inc CHP | NQC List | Default | None | Default | 1-in-2 weather load impacts | 33% 2024 Mid AAEE / 33% 2024 Mid AAEE sensitivity / High DG 33% 2024 Mid AAEE + DSM | None | Default | Low | Mid | Default | Default
| d | Base-TPP Economic Studies | Economic studies using mid 1-in-2 weather demand forecast. Assesses the 33% 2024 Mid AAEE and 33% 2024 Mid AAEE sensitivity and High DG 33% Mid AAEE + DSM RPS Portfolios. Prod cost sims (nodal) only. | 1 | Mid(1in2) | Mid | IEPR / IEPR / IEPR+High Inc Sm PV | IEPR / IEPR / IEPR+Low Inc CHP | NQC List | Default | None | Default | 1-in-2 weather load impacts | 33% 2024 Mid AAEE / 33% 2024 Mid AAEE sensitivity / High DG 33% 2024 Mid AAEE + DSM | None | Default | Low | Mid | Default | Default
Trajectory sensitivity | e | Diablo Canyon Impact | Diablo Canyon retires by 2023. | 1 | Mid(1in2) | Mid | IEPR | IEPR | NQC List | Default | None | Default | 1-in-2 weather load impacts | 33% 2024 Mid AAEE | DCPP 2023 | Default | Low | Mid | Default | Default
2 |  | High Load | High econ/demo case for 1-in-2 weather year (higher peak and annual energy). | 2 | High(1in2) | Mid | IEPR | IEPR | NQC List | Default | None | Default | 1-in-2 weather load impacts | 33% 2024 High Load Mid AAEE | None | Default | Low | Mid | Default | Default
3 |  | Expanded Preferred Resources | Combination of policies to reflect closer achievement of State preferred resource policies. | 3 | Mid(1in2) | High-Mid | IEPR+High Inc Sm PV | IEPR+High Inc CHP | NQC List | Default | High Inc CHP | Default | 1-in-2 weather load impacts | High DG 40% 2024 HighMid AAEE + Higher DSM | None | Default | Low | Mid | Default | Default
4 |  | 40% RPS in 2024 | High penetration of large central station renewables. | 4 | Mid(1in2) | Mid | IEPR | IEPR | NQC List | Default | None | Default | 1-in-2 weather load impacts | High DG 40% 2024 Mid AAEE | None | Default | Low | Mid | Default | Default
5 |  | High DG | High penetration of DG near load pockets, generally < 20 MW in size and excluding projects located outside load pockets (e.g. in middle of desert). | 5 | Mid(1in2) | Mid | IEPR+High Inc Sm PV | IEPR+Low Inc CHP | NQC List | Default | None | Default | 1-in-2 weather load impacts | High DG 33% 2024 Mid AAEE + DSM | None | Default | Low | Mid | Default | Default
Resource options for filling any need revealed by technical studies of these Scenarios.
Procurement Authorizations |  | Any need shall first be met with expected resources from 2012 LTPP Track 1 and Track 4 |  | i | [7 empty] | Default | 1-in-2 weather load impacts | [5 empty] | Default + remainder of Track 1 + Track 4
High DR |  | This option explores DR capacity reaching 5% of coincident peak load in 2021, 7% in 2024. Higher growth may be explored depending on need. |  | ii | [7 empty] | Default | capacity at 7% of peak load
Large-pumped Storage |  | This option explores large-pumped storage. Amounts will depend on need. |  | iii | [7 empty] | Default + large pumped | 1-in-2 weather load impacts
Non-pumped Storage |  | This option explores higher operational utility from Storage Mandate resources, plus additional storage depending on need. |  | iv | [7 empty] | Default + more non-pumped | 1-in-2 weather load impacts
Yellow highlights indicate assumptions that differ from the Trajectory scenario.

## Data Sources
| Variable | Description | Vintage | Usage | Link
Demand | Load | CED forecast Form 1.5a-d | 2014-04-15 |  | http://www.energy.ca.gov/2013_energypolicy/documents/demand-forecast_CMF/LSE_and_Balancing_Authority_Forecasts/
| Managed Load (Load - AAEE) | CED forecast Form 1.5a-d | 2014-04-15 |  | http://www.energy.ca.gov/2013_energypolicy/documents/demand-forecast_CMF/LSE_and_Balancing_Authority_Forecasts/
| AA-EE | AAEE projections, Supplement to CED forecast | 2014-04-15 |  | http://www.energy.ca.gov/2013_energypolicy/documents/demand-forecast_CMF/Additional_Achievable_Energy_Efficiency/
| PV self gen (BTM) embedded in IEPR | CED Form 1.2 and 1.4 | 2014-02-07 | Installed capacity from Asish Gautam | http://www.energy.ca.gov/2013_energypolicy/documents/demand-forecast_CMF/mid_case/
counted on supply side | PV incremental BTM, low | Use diff btw high PV and mid PV case in CED | 2014-02-07 | These resource types modeled by treating as generator | http://www.energy.ca.gov/2013_energypolicy/documents/demand-forecast_CMF/mid_case/
counted on supply side | PV incremental BTM, high | E3 NEM Cost-effect. Study report 2020 projection | 2013-09-26 | These resource types modeled by treating as generator | http://www.cpuc.ca.gov/PUC/energy/Solar/nem_cost_effectiveness_evaluation.htm
| non-PV self gen (BTM) embedded in IEPR | CED Form 1.2 and 1.4 | 2014-02-07 |  | http://www.energy.ca.gov/2013_energypolicy/documents/demand-forecast_CMF/mid_case/
counted on supply side | CHP incremental BTM, low and high | CEC CHP Policy Analysis 2011-2030 Mkt Assessment by ICF | 2012-06-01 | Separate exporting from non-exporting, scale down Statewide value to CAISO area, Linearly deploy capacity to target year | http://www.energy.ca.gov/2012publications/CEC-200-2012-002/CEC-200-2012-002-REV.pdf
| DR embedded in IEPR | Load Impact Reports PY 2012 | 2013-04-01 |  | See below
counted on supply side | Storage, cust-sited and dist-connected | Storage Target Decision Oct 2013 | 2013-10-21 | These resource types modeled by treating as generator | http://docs.cpuc.ca.gov/PublishedDocs/Published/G000/M079/K533/79533378.PDF
Supply | Existing Resources | NQC List | 2013-11-24 | Use August NQC values for annual load and resource summary tables | http://www.cpuc.ca.gov/PUC/energy/Procurement/RA/ra_compliance_materials.htm
| Conventional Additions > 50 MW size | CEC Siting Cases List, Status of All Projects | 2013-12-10 | List is screened using criteria defined in ACR text. Online dates from best available sources, see CEC Siting Cases tab for details. | http://energy.ca.gov/sitingcases/all_projects.html
| Conventional Additions < 50 MW size | CEC Analysis from Electricity Supply Office, by email | 2013-11-05 | List is screened using criteria defined in ACR text. Online dates from best available sources, see CEC Other Projects tab for details. | Emailed dataset from CEC staff to CPUC staff, Nov 5, 2013
| CHP Additions | CEC CHP Policy Analysis 2011-2030 Mkt Assessment by ICF | 2012-06-01 | Separate exporting from non-exporting, scale down Statewide value to CAISO area, Linearly deploy capacity to target year | http://www.energy.ca.gov/2012publications/CEC-200-2012-002/CEC-200-2012-002-REV.pdf
| Storage, transmission-connected | Storage Target Decision Oct 2013 | 2013-10-21 |  | http://docs.cpuc.ca.gov/PublishedDocs/Published/G000/M079/K533/79533378.PDF
| DR, dispatchable | Load Impact Reports PY 2012 | 2013-04-01 | Use 1-in-2 weather year portfolio-adjusted impacts ex-ante (August for load and resource tables) | PG&E: https://www.pge.com/regulation/DemandResponseOIR/Other-Docs/PGE/2013/DemandResponseOIR_Other-Doc_PGE_20130402_269621.pdf
SCE: http://www3.sce.com/sscc/law/dis/dbattach5e.nsf/0/62A8F5E44C447F0688257B410052EC7B/$FILE/R.07-01-041_DR+OIR-SCE+DR+Portfolio+Summary+2012+-+Final.pdf
SDG&E: http://www.sdge.com/regulatory-filing/742/rulemaking-regarding-policies-and-protocols-demand-response-load-impact
| RPS Portfolio | RPS Calculator version XX | 2014-02-24 |  | http://www.cpuc.ca.gov/PUC/energy/Procurement/LTPP/ltpp_history.htm
| Nuclear Retirement | CAISO Master Generating Capability List | 2013-12-10 | Look up facility COD for retirement calculations | http://www.caiso.com/Documents/GeneratingCapabilityList.xls
| OTC Retirements | SWRCB OTC Compliance Deadlines
| Renewable + Hydro Retirements | CAISO Master Generating Capability List | 2013-12-10 | Look up facility COD for retirement calculations | http://www.caiso.com/Documents/GeneratingCapabilityList.xls
| Other Retirements | CAISO Master Generating Capability List | 2013-12-10 | Look up facility COD for retirement calculations | http://www.caiso.com/Documents/GeneratingCapabilityList.xls
| Imports | CAISO Transmission Capability, 2013 | 2013-07-09 | Exclude ETCs outside CAISO | http://www.caiso.com/Documents/2014Assigned-UnassignedRA_ImportCapability-BranchGroups-AfterStep6.pdf
| Imports | CEC Summer 2012 Electricity Supply and Demand Outlook |  | Value for CAISO Net Interchange | http://www.energy.ca.gov/2012publications/CEC-200-2012-003/CEC-200-2012-003.pdf
2015-16 TPP specific | Load | 2014 IEPR Update CED forecast Form 1.5a-d | 2014-12-08 | 2015-16 TPP technical studies | http://www.energy.ca.gov/2014_energypolicy/documents/2014-12-08_workshop/lse/
| Managed Load (Load - AAEE) | 2014 IEPR Update CED forecast Form 1.5a-d | 2014-12-08 | 2015-16 TPP technical studies | http://www.energy.ca.gov/2014_energypolicy/documents/2014-12-08_workshop/lse/
| Demand Response, dispatchable | Load Impact Reports PY 2013 | 2014-04-01 | 2015-16 TPP technical studies expect to use estimates of busbar-level impacts provided by the IOUs. The estimates are consistent with the 1-in-2 weather year portfolio-adjusted impacts ex-ante of the 2013 PY Load Impact Reports which were filed April 2014. | https://www.pge.com/regulation/DemandResponseOIR-2013/Pleadings/PGE/2014/DemandResponseOIR-2013_Plea_PGE_20140401_300477.zip
https://www.pge.com/regulation/DemandResponseOIR-2013/Other-Docs/SCE/2014/DemandResponseOIR-2013_Other-Doc_SCE_20140401_300601.zip
https://www.sdge.com/sites/default/files/regulatory/Appendix%20A%20Executive%20Summary%202013%20DR%20Forecast%20Tables.pdf

## Scenarios
|  | 2014 | 2015 | 2016 | 2017 | 2018 | 2019 | 2020 | 2021 | 2022 | 2023 | 2024 | 2025 | 2026 | 2027 | 2028 | 2029 | 2030 | 2031 | 2032 | 2033 | 2034
Control Panel
Demand (MW) *
Mid : 1-in-2 | IEPR Net Load | 2014: 49444.3569; 2015: 50391.2062; 2016: 50995.7873; 2017: 51628.6294; 2018: 52309.8437; 2019: 53021.0847; 2020: 53724.5666; 2021: 54376.7469; 2022: 54994.5486; 2023: 55543.5784; 2024: 56044.1535
Mid AAEE | AA-EE | 2014: 84.9222; 2015: 542.0991; 2016: 1082.5212; 2017: 1587.0349; 2018: 2071.2989; 2019: 2543.6154; 2020: 2979.9005; 2021: 3452.5499; 2022: 3945.4065; 2023: 4489.2746; 2024: 5041.5078
Mid : 1-in-2 - Mid AAEE | Managed Demand Net Load | 49359.4348 | 49849.1071 | 49913.2661 | 50041.5946 | 50238.5448 | 50477.4694 | 50744.6661 | 50924.197 | 51049.1422 | 51054.3039 | 51002.6457 | 51169.9459 | 51337.7949 | 51506.1945 | 51675.1465 | 51844.6527 | 52014.7148 | 52185.3349 | 52356.5146 | 52528.2558 | 52700.5603
0.328%
BTM resources modeled as Supply (MW)
None | 1: Inc. Small PV | 0 | 0 | 0 | 0 | 0 | 0 | 0 | 0 | 0 | 0 | 0 | 0 | 0 | 0 | 0 | 0 | 0 | 0 | 0 | 0 | 0
None | 2: Inc. Demand-side CHP | 0 | 0 | 0 | 0 | 0 | 0 | 0 | 0 | 0 | 0 | 0 | 0 | 0 | 0 | 0 | 0 | 0 | 0 | 0 | 0 | 0
Supply (MW)
| 3: Existing Resources | 50661.9484 | 50661.9484 | 50661.9484 | 50661.9484 | 50661.9484 | 50661.9484 | 50661.9484 | 50661.9484 | 50661.9484 | 50661.9484 | 50661.9484 | 50661.9484 | 50661.9484 | 50661.9484 | 50661.9484 | 50661.9484 | 50661.9484 | 50661.9484 | 50661.9484 | 50661.9484 | 50661.9484
| 4: Resource Additions | 1195.3133 | 2397.8913 | 4112.6472 | 4274.5793 | 4354.0878 | 6847.6123 | 7267.328 | 7324.4178 | 7386.0004 | 7467.6216 | 7467.6216 | 7527.0245 | 7586.4274 | 7645.8302 | 7705.2331 | 7764.636 | 7824.0388 | 7883.4417 | 7942.8446 | 8002.2475 | 8061.6503
| Non-RPS (Conventional Expected) | 15.11 | 15.11 | 329.11 | 329.11 | 329.11 | 329.11 | 329.11 | 329.11 | 329.11 | 329.11 | 329.11 | 329.11 | 329.11 | 329.11 | 329.11 | 329.11 | 329.11 | 329.11 | 329.11 | 329.11 | 329.11
33% 2024 Mid AAEE | RPS | 1180.2033 | 2382.7813 | 3783.5372 | 3945.4693 | 4024.9778 | 5318.5023 | 5738.218 | 5795.3078 | 5856.8904 | 5938.5116 | 5938.5116 | 5997.9145 | 6057.3174 | 6116.7202 | 6176.1231 | 6235.526 | 6294.9288 | 6354.3317 | 6413.7346 | 6473.1375 | 6532.5403
D1302015 | Authorized Procurement | 0 | 0 | 0 | 0 | 0 | 1200 | 1200 | 1200 | 1200 | 1200 | 1200 | 1200 | 1200 | 1200 | 1200 | 1200 | 1200 | 1200 | 1200 | 1200 | 1200
ISO available import | 5: Imports | 13396 | 13396 | 13396 | 13396 | 13396 | 13396 | 13396 | 13396 | 13396 | 13396 | 13396 | 13396 | 13396 | 13396 | 13396 | 13396 | 13396 | 13396 | 13396 | 13396 | 13396
None | 6: Inc. Supply-side CHP | 0 | 0 | 0 | 0 | 0 | 0 | 0 | 0 | 0 | 0 | 0 | 0 | 0 | 0 | 0 | 0 | 0 | 0 | 0 | 0 | 0
Default | 7: Dispatchable DR | 2115.7222 | 2155.529 | 2162.027 | 2165.297 | 2166.394 | 2168.588 | 2170.782 | 2170.782 | 2174.073 | 2176.267 | 2176.267 | 2176.267 | 2176.267 | 2176.267 | 2176.267 | 2176.267 | 2176.267 | 2176.267 | 2176.267 | 2176.267 | 2176.267
Low | 8: Energy Storage Target | 0 | 0 | 0 | 114.0625 | 228.125 | 342.1875 | 456.25 | 570.3125 | 684.375 | 798.4375 | 912.5 | 912.5 | 912.5 | 912.5 | 912.5 | 912.5 | 912.5 | 912.5 | 912.5 | 912.5 | 912.5
None | 9: Energy Storage Other | 0 | 0 | 0 | 0 | 0 | 0 | 0 | 0 | 0 | 0 | 0 | 0 | 0 | 0 | 0 | 0 | 0 | 0 | 0 | 0 | 0
| 10: Resource Retirements | 1741.5 | 1741.5 | 2121.1 | 2121.13 | 7582.86 | 7682.44 | 7682.44 | 13582.66 | 13620.02 | 13649.83 | 13708.2 | 14047.57 | 14203.98 | 14927.91 | 15035.83 | 15734.49 | 16196.92 | 16418.22 | 16419.94 | 16421.31 | 16463.02
| OTC Non Nuclear | 650 | 650 | 985 | 985 | 5790.53 | 5790.53 | 5790.53 | 11684.75 | 11684.75 | 11684.75 | 11684.75 | 11684.75 | 11684.75 | 11684.75 | 11684.75 | 11684.75 | 11684.75 | 11684.75 | 11684.75 | 11684.75 | 11684.75
None | OTC Nuclear | 0 | 0 | 0 | 0 | 0 | 0 | 0 | 0 | 0 | 0 | 0 | 0 | 0 | 0 | 0 | 0 | 0 | 0 | 0 | 0 | 0
Low | Solar + Wind | 0 | 0 | 0 | 0 | 0 | 0 | 0 | 0 | 0 | 0 | 0 | 0 | 0 | 0 | 0 | 0 | 0 | 0 | 0 | 0 | 0
Low | Geothermal + Biomass | 0 | 0 | 0 | 0 | 0 | 0 | 0 | 0 | 0 | 0 | 0 | 0 | 0 | 0 | 0 | 0 | 0 | 0 | 0 | 0 | 0
Low | Hydro + Pump | 0 | 0 | 0 | 0 | 0 | 0 | 0 | 0 | 0 | 0 | 0 | 0 | 0 | 0 | 0 | 0 | 0 | 0 | 0 | 0 | 0
Mid | Other (non-OTC thermal/cogen/other) | 1091.5 | 1091.5 | 1136.1 | 1136.13 | 1792.33 | 1891.91 | 1891.91 | 1897.91 | 1935.27 | 1965.08 | 2023.45 | 2362.82 | 2519.23 | 3243.16 | 3351.08 | 4049.74 | 4512.17 | 4733.47 | 4735.19 | 4736.56 | 4778.27
| Net Supply = sum[1:9] - 10 | 65627.4838 | 66869.8687 | 68211.5226 | 68490.7572 | 63223.6952 | 65733.8962 | 66269.8684 | 60540.8007 | 60682.3768 | 60850.4445 | 60906.137 | 60626.1699 | 60529.1628 | 59864.6356 | 59816.1185 | 59176.8614 | 58773.8342 | 58611.9371 | 58669.62 | 58727.6528 | 58745.3457
Demand (GWh) **
Mid : 1-in-2 | IEPR Net Load | 2014: 235038; 2015: 237816; 2016: 240228; 2017: 243025; 2018: 245557; 2019: 248748; 2020: 251957; 2021: 255122; 2022: 258271; 2023: 261107; 2024: 263751
Mid AAEE | AA-EE | 2014: 1005.6509; 2015: 3095.92; 2016: 5553.3673; 2017: 7903.2657; 2018: 9889.4982; 2019: 12001.3552; 2020: 13887.8256; 2021: 15912.8839; 2022: 18011.9151; 2023: 20279.3885; 2024: 22564.764
Mid : 1-in-2 - Mid AAEE | Managed Energy Net Load | 234032.3491 | 234720.08 | 234674.6327 | 235121.7343 | 235667.5018 | 236746.6448 | 238069.1744 | 239209.1161 | 240259.0849 | 240827.6115 | 241186.236 | 241913.5433 | 242643.0439 | 243374.7443 | 244108.6512 | 244844.7712 | 245583.111 | 246323.6773 | 247066.4768 | 247811.5163 | 248558.8024
0.3016%
Load for Renewable Net Short (GWh)
Mid | Statewide Total Retail Sales | 2014: 267682; 2015: 270795; 2016: 273493; 2017: 276627; 2018: 279456; 2019: 283107; 2020: 286858; 2021: 290466; 2022: 294119; 2023: 297413; 2024: 300516
Mid | Statewide Pumped Load | 2014: 9228; 2015: 9223; 2016: 9218; 2017: 9227; 2018: 9233; 2019: 9239; 2020: 9244; 2021: 9252; 2022: 9259; 2023: 9265; 2024: 9272
Mid AAEE | ISO Area AA-EE | 2014: 931.1589; 2015: 2867.532; 2016: 5143.7679; 2017: 7320.0618; 2018: 9158.3136; 2019: 11112.0542; 2020: 12857.4045; 2021: 14731.0963; 2022: 16672.8421; 2023: 18770.5672; 2024: 20885.0662
None | ISO Area Inc. Small PV | 2014: 0; 2015: 0; 2016: 0; 2017: 0; 2018: 0; 2019: 0; 2020: 0; 2021: 0; 2022: 0; 2023: 0; 2024: 0
None | ISO Area Inc. Demand-side CHP | 2014: 0; 2015: 0; 2016: 0; 2017: 0; 2018: 0; 2019: 0; 2020: 0; 2021: 0; 2022: 0; 2023: 0; 2024: 0
| POU Area Inc. EE | 2014: 1447.7; 2015: 1694.18; 2016: 1940.8; 2017: 2187.35; 2018: 2433.9; 2019: 2680.45; 2020: 2927; 2021: 3173.55; 2022: 3420; 2023: 3420; 2024: 3420
| Adjusted Statewide Retail Sales for RPS | 256075.1411 | 257010.288 | 257190.4321 | 257892.5882 | 258630.7864 | 260075.4958 | 261829.5955 | 263309.3537 | 264767.1579 | 265957.4328 | 266938.9338 | 268050.3456 | 269166.3848 | 270287.0708 | 271412.4227 | 272542.4601 | 273677.2025 | 274816.6694 | 275960.8805 | 277109.8556 | 278263.6145
0.4164%
| Net System Balance: Supply - Demand | 16268.0491 | 17020.7616 | 18298.2566 | 18449.1626 | 12985.1503 | 15256.4268 | 15525.2023 | 9616.6037 | 9633.2346 | 9796.1407 | 9903.4913 | 9456.224 | 9191.3678 | 8358.4411 | 8140.972 | 7332.2087 | 6759.1194 | 6426.6022 | 6313.1054 | 6199.3971 | 6044.7854
| Net System Balance: Supply / Demand | 133% | 134.1% | 136.7% | 136.9% | 125.8% | 130.2% | 130.6% | 118.9% | 118.9% | 119.2% | 119.4% | 118.5% | 117.9% | 116.2% | 115.8% | 114.1% | 113% | 112.3% | 112.1% | 111.8% | 111.5%
Other User Options
2000-01-01 | If Resource ID not found or missing COD, use this value (mm/dd/yyyy)
Inc small PV conversion factor for installed capacity to peak prod. MW (decimal)
CED forecast | Peak Production Factor = 0.47
0.56 | From CSI Impact Eval Report
0.47095 | Derived from CEC CED forecast
0 | User input (decimal)
Inc small PV capacity factor for installed capacity to annual energy GWh (decimal)
CED forecast | Capacity Factor = 0.19
0.19 | From CSI Impact Eval Report
0.18981 | Derived from CEC CED forecast
0 | User input (decimal)
0.7 | Inc D-CHP conversion factor for installed capacity to peak prod. MW (decimal)
0.7 | Inc S-CHP conversion factor for installed capacity to peak prod. MW (decimal)
0.8 | Inc D-CHP capacity factor for installed capacity to annual energy GWh (decimal)
0.8 | Factor to convert statewide projections to CAISO area scope (based on historical load share) | 2015: * Peak demand on the CAISO system assuming 1-in-2 weather year unless otherwise selected.
** Assumptions for the Demand GWh portion of the above table are determined by the assumptions selected in the Control Panel fields in the Demand MW portion of the table.
Indicates User Option
Do Not Edit This Area | Demand: Trajectory Scenario | 49359.4348 | 49849.1071 | 49913.2661 | 50041.5946 | 50238.5448 | 50477.4694 | 50744.6661 | 50924.197 | 51049.1422 | 51054.3039 | 51002.6457 | 51169.9459 | 51337.7949 | 51506.1945 | 51675.1465 | 51844.6527 | 52014.7148 | 52185.3349 | 52356.5146 | 52528.2558 | 52700.5603 | MW demand
| Supply: Trajectory Scenario | 65627.4838 | 66869.8687 | 68211.5226 | 68490.7572 | 63223.6952 | 65733.8962 | 66269.8684 | 60540.8007 | 60682.3768 | 60850.4445 | 60906.137 | 60626.1699 | 60529.1628 | 59864.6356 | 59816.1185 | 59176.8614 | 58773.8342 | 58611.9371 | 58669.62 | 58727.6528 | 58745.3457 | MW supply
| Energy: Trajectory Scenario | 234032.3491 | 234720.08 | 234674.6327 | 235121.7343 | 235667.5018 | 236746.6448 | 238069.1744 | 239209.1161 | 240259.0849 | 240827.6115 | 241186.236 | 241913.5433 | 242643.0439 | 243374.7443 | 244108.6512 | 244844.7712 | 245583.111 | 246323.6773 | 247066.4768 | 247811.5163 | 248558.8024 | GWh energy
| System Balance: Trajectory Scenario | 133% | 134.1% | 136.7% | 136.9% | 125.8% | 130.2% | 130.6% | 118.9% | 118.9% | 119.2% | 119.4% | 118.5% | 117.9% | 116.2% | 115.8% | 114.1% | 113% | 112.3% | 112.1% | 111.8% | 111.5% | sys balance %
Note on P6: The values from 2025 onward extrapolate using same average annual growth rate of years 2014-2024.
Note on O7: Average annual growth rate of years 2014-2024
Note on P38: The values from 2025 onward extrapolate using same average annual growth rate of years 2014-2024.
Note on O39: Average annual growth rate of years 2014-2024
Note on P47: The values from 2025 onward extrapolate using same average annual growth rate of years 2014-2024.
Note on O48: Average annual growth rate of years 2014-2024

## Assumptions
| 2014 | 2015 | 2016 | 2017 | 2018 | 2019 | 2020 | 2021 | 2022 | 2023 | 2024 | 2025 | 2026 | 2027 | 2028 | 2029 | 2030 | 2031 | 2032 | 2033 | 2034
Load (MW)
Mid : 1-in-2 | 49444.3569 | 50391.2062 | 50995.7873 | 51628.6294 | 52309.8437 | 53021.0847 | 53724.5666 | 54376.7469 | 54994.5486 | 55543.5784 | 56044.1535
Mid : 1-in-5 | 52061.0218 | 53059.1089 | 53699.271 | 54364.9538 | 55081.9765 | 55833.9968 | 56573.2109 | 57262.0967 | 57912.8998 | 58490.5319 | 59019.8183
Mid : 1-in-10 | 53674.1155 | 54700.1319 | 55359.3713 | 56048.3183 | 56784.6091 | 57559.9226 | 58322.3095 | 59032.5449 | 59703.5379 | 60300.4854 | 60843.1005
High : 1-in-2 | 49749.7993 | 50991.1617 | 51867.71 | 52808.7462 | 53805.9871 | 54765.8685 | 55730.7587 | 56584.9926 | 57457.864 | 58271.624 | 59005.8138
High : 1-in-5 | 52384.9442 | 53693.3489 | 54617.2284 | 55609.3626 | 56657.7353 | 57671.7268 | 58685.7639 | 59589.2156 | 60506.2099 | 61368.1375 | 62139.3646
High: 1-in-10 | 54005.9837 | 55354.5661 | 56309.1018 | 57332.9297 | 58412.9327 | 59462.6586 | 60508.3856 | 61438.5715 | 62386.265 | 63273.9351 | 64070.7765
Load - AAEE (MW)
Mid : 1-in-2 - LowMid AAEE | 49391.2512 | 49985.8882 | 50234.6826 | 50506.1639 | 50924.3736 | 51336.4966 | 51764.0918 | 52147.5445 | 52486.847 | 52713.6032 | 52890.1245
Mid : 1-in-2 - Mid AAEE | 49359.4348 | 49849.1071 | 49913.2661 | 50041.5946 | 50238.5448 | 50477.4694 | 50744.6661 | 50924.197 | 51049.1422 | 51054.3039 | 51002.6457
Mid : 1-in-2 - HighMidAAEE | 49359.4348 | 49747.3042 | 49611.3119 | 49456.3711 | 49345.5371 | 49263.8753 | 49198.9619 | 49003.1923 | 48716.1955 | 48276.0752 | 47757.991
Mid : 1-in-5 - LowMid AAEE | 52005.0945 | 52632.1388 | 52897.4254 | 53182.4304 | 53622.446 | 54059.3062 | 54507.8887 | 54913.7 | 55270.9455 | 55508.9668 | 55696.8414
Mid : 1-in-5 - Mid AAEE | 51971.589 | 52488.0651 | 52558.8461 | 52693.1276 | 52900.1108 | 53154.5408 | 53434.3094 | 53625.4438 | 53756.9611 | 53761.6638 | 53709.2973
Mid : 1-in-5 - HighMidAAEE | 51971.589 | 52380.9308 | 52240.967 | 52076.9613 | 51959.9218 | 51876.8062 | 51806.9494 | 51602.9725 | 51300.6775 | 50836.5058 | 50293.054
Mid : 1-in-10 - LowMid AAEE | 53616.3268 | 54259.1169 | 54531.2081 | 54826.9665 | 55277.2685 | 55727.2333 | 56189.6272 | 56607.4765 | 56975.6154 | 57221.9627 | 57412.1679
Mid : 1-in-10 - Mid AAEE | 53581.7136 | 54110.3429 | 54181.6307 | 54321.8605 | 54531.6539 | 54793.3677 | 55081.6875 | 55277.9688 | 55413.331 | 55418.966 | 55361.3118
Mid : 1-in-10 - HighMidAAEE | 53581.7136 | 53999.907 | 53853.7071 | 53685.9617 | 53561.2689 | 53474.5617 | 53401.9597 | 53190.1553 | 52877.7677 | 52399.3245 | 51834.7143
High : 1-in-2 - Mid AAEE | 49664.8771 | 50449.0626 | 50785.1888 | 51221.7113 | 51734.6883 | 52222.2532 | 52750.8582 | 53132.4428 | 53512.4575 | 53782.3494 | 53964.306
High : 1-in-5 - Mid AAEE | 52295.5099 | 53122.2845 | 53476.8344 | 53937.4844 | 54475.8996 | 54992.2501 | 55546.8895 | 55952.4763 | 56350.2271 | 56639.1711 | 56828.8598
High: 1-in-10 - Mid AAEE | 53913.5837 | 54764.7754 | 55131.391 | 55606.5309 | 56160.0369 | 56696.0673 | 57267.7353 | 57684.1111 | 58096.1221 | 58392.4228 | 58588.9013
Load (GWh)
Mid : 1-in-2 | 235038 | 237816 | 240228 | 243025 | 245557 | 248748 | 251957 | 255122 | 258271 | 261107 | 263751
Mid : 1-in-5 | 235038 | 237816 | 240228 | 243025 | 245557 | 248748 | 251957 | 255122 | 258271 | 261107 | 263751
Mid : 1-in-10 | 235038 | 237816 | 240228 | 243025 | 245557 | 248748 | 251957 | 255122 | 258271 | 261107 | 263751
High : 1-in-2 | 237718 | 241568 | 245267 | 249332 | 253483 | 258135 | 262749 | 267019 | 271339 | 275344 | 279099
High : 1-in-5 | 237718 | 241568 | 245267 | 249332 | 253483 | 258135 | 262749 | 267019 | 271339 | 275344 | 279099
High: 1-in-10 | 237718 | 241568 | 245267 | 249332 | 253483 | 258135 | 262749 | 267019 | 271339 | 275344 | 279099
Load - AAEE (GWh)
Mid : 1-in-2 - LowMid AAEE | 234434.4817 | 235656.8921 | 236497.5537 | 237688.5533 | 239260.4131 | 241233.633 | 243302.7624 | 245374.1905 | 247387.789 | 248921.8166 | 250295.5191
Mid : 1-in-2 - Mid AAEE | 234032.3491 | 234720.08 | 234674.6327 | 235121.7343 | 235667.5018 | 236746.6448 | 238069.1744 | 239209.1161 | 240259.0849 | 240827.6115 | 241186.236
Mid : 1-in-2 - HighMidAAEE | 234032.3491 | 234024.4666 | 233027.937 | 232151.909 | 231368.8923 | 231170.17 | 231176.8775 | 230845.3087 | 230292.8228 | 229139.1034 | 227682.5119
Mid : 1-in-5 - LowMid AAEE | 234434.4817 | 235656.8921 | 236497.5537 | 237688.5533 | 239260.4131 | 241233.633 | 243302.7624 | 245374.1905 | 247387.789 | 248921.8166 | 250295.5191
Mid : 1-in-5 - Mid AAEE | 234032.3491 | 234720.08 | 234674.6327 | 235121.7343 | 235667.5018 | 236746.6448 | 238069.1744 | 239209.1161 | 240259.0849 | 240827.6115 | 241186.236
Mid : 1-in-5 - HighMidAAEE | 234032.3491 | 234024.4666 | 233027.937 | 232151.909 | 231368.8923 | 231170.17 | 231176.8775 | 230845.3087 | 230292.8228 | 229139.1034 | 227682.5119
Mid : 1-in-10 - LowMid AAEE | 234434.4817 | 235656.8921 | 236497.5537 | 237688.5533 | 239260.4131 | 241233.633 | 243302.7624 | 245374.1905 | 247387.789 | 248921.8166 | 250295.5191
Mid : 1-in-10 - Mid AAEE | 234032.3491 | 234720.08 | 234674.6327 | 235121.7343 | 235667.5018 | 236746.6448 | 238069.1744 | 239209.1161 | 240259.0849 | 240827.6115 | 241186.236
Mid : 1-in-10 - HighMidAAEE | 234032.3491 | 234024.4666 | 233027.937 | 232151.909 | 231368.8923 | 231170.17 | 231176.8775 | 230845.3087 | 230292.8228 | 229139.1034 | 227682.5119
High : 1-in-2 - Mid AAEE | 236712.3491 | 238472.08 | 239713.6327 | 241428.7343 | 243593.5018 | 246133.6448 | 248861.1744 | 251106.1161 | 253327.0849 | 255064.6115 | 256534.236
High : 1-in-5 - Mid AAEE | 236712.3491 | 238472.08 | 239713.6327 | 241428.7343 | 243593.5018 | 246133.6448 | 248861.1744 | 251106.1161 | 253327.0849 | 255064.6115 | 256534.236
High: 1-in-10 - Mid AAEE | 236712.3491 | 238472.08 | 239713.6327 | 241428.7343 | 243593.5018 | 246133.6448 | 248861.1744 | 251106.1161 | 253327.0849 | 255064.6115 | 256534.236
Electricity delivery to end users (retail sales) (GWh) and Pumped Load, Statewide, Form 1.1c
Total Sales
Mid | 267682 | 270795 | 273493 | 276627 | 279456 | 283107 | 286858 | 290466 | 294119 | 297413 | 300516
High | 270814 | 275113 | 279272 | 283834 | 288472 | 293755 | 299030 | 303855 | 308824 | 313428 | 317781
Pumped Load
Mid | 9228 | 9223 | 9218 | 9227 | 9233 | 9239 | 9244 | 9252 | 9259 | 9265 | 9272
High | 9229 | 9223 | 9218 | 9227 | 9233 | 9239 | 9245 | 9252 | 9259 | 9265 | 9272
Demand side resources
AA-EE (GWh) (savings at customer location, so not counting avoided T&D losses)
LowMid AAEE | 559.0405 | 2000.4751 | 3456.5587 | 4944.5436 | 5833.3485 | 6959.748 | 8014.525 | 9026.4729 | 10076.7619 | 11281.2903 | 12456.6507
Mid AAEE | 931.1589 | 2867.532 | 5143.7679 | 7320.0618 | 9158.3136 | 11112.0542 | 12857.4045 | 14731.0963 | 16672.8421 | 18770.5672 | 20885.0662
HighMidAAEE | 931.1589 | 3510.0165 | 6665.2455 | 10064.874 | 13132.7363 | 16269.5563 | 19232.5611 | 22468.2942 | 25893.4768 | 29585.6544 | 33380.4743
Inc EE for POU+other (GWh)
| 1447.7 | 1694.18 | 1940.8 | 2187.35 | 2433.9 | 2680.45 | 2927 | 3173.55 | 3420 | 3420 | 3420
Demand side resources modeled and counted as Supply side resources
Inc Small PV (MW)
None | 0 | 0 | 0 | 0 | 0 | 0 | 0 | 0 | 0 | 0 | 0 | 0 | 0 | 0 | 0 | 0 | 0 | 0 | 0 | 0 | 0
Low | 13.0586 | 39.3328 | 75.0651 | 82.8415 | 92.5811 | 106.8456 | 152.105 | 196.2235 | 240.986 | 286.1068 | 333.1128 | 370.3447 | 409.2047 | 446.5979 | 482.6311 | 517.3997 | 550.9895 | 583.4778 | 614.9345 | 645.4231 | 675.0016
High | 15.5505 | 30.9649 | 149.3285 | 377.755 | 625.8319 | 893.9468 | 1160.3348 | 1267.81 | 1416.8258 | 1542.6392 | 1647.3309 | 1763.1696 | 1870.6458 | 1974.0654 | 2073.7233 | 2169.8838 | 2262.784 | 2352.6377 | 2439.6384 | 2523.9617 | 2605.7676
Inc Small PV (GWh)
None | 0 | 0 | 0 | 0 | 0 | 0 | 0 | 0 | 0 | 0 | 0 | 0 | 0 | 0 | 0 | 0 | 0 | 0 | 0 | 0 | 0
Low | 42.1281 | 127.3942 | 243.3625 | 268.518 | 300.0276 | 346.3394 | 493.2097 | 636.1915 | 781.256 | 927.5317 | 1079.9297 | 1200.5922 | 1326.5523 | 1447.7581 | 1564.5555 | 1677.2538 | 1786.1311 | 1891.438 | 1993.4012 | 2092.2267 | 2188.1016
High | 50.0938 | 99.7492 | 485.771 | 1227.9907 | 2034.3548 | 2906.1968 | 3773.2034 | 4122.6394 | 4607.9229 | 5018.0337 | 5359.6454 | 5736.6028 | 6086.7219 | 6423.6257 | 6748.2757 | 7061.5321 | 7364.1676 | 7656.8787 | 7940.2959 | 8214.9912 | 8481.4854
Inc Demand-side CHP (MW)
None | 0 | 0 | 0 | 0 | 0 | 0 | 0 | 0 | 0 | 0 | 0 | 0 | 0 | 0 | 0 | 0 | 0 | 0 | 0 | 0 | 0
Low | 72.6671 | 239.874 | 311.5912 | 385.1161 | 459.082 | 533.0984 | 607.2393 | 636.9669 | 667.0648 | 697.5921 | 728.5802 | 766.3878 | 773.5875 | 780.7872 | 787.9869 | 795.1866 | 802.3863 | 802.3863 | 802.3863 | 802.3863 | 802.3863
High | 172.7083 | 537.0246 | 753.0177 | 970.9716 | 1189.2798 | 1407.5693 | 1626.1197 | 1676.96 | 1728.1939 | 1779.9246 | 1831.7933 | 1891.172 | 1910.5502 | 1929.9285 | 1949.3067 | 1968.6849 | 1988.0632 | 1988.0632 | 1988.0632 | 1988.0632 | 1988.0632
Inc Demand-side CHP (GWh)
None | 0 | 0 | 0 | 0 | 0 | 0 | 0 | 0 | 0 | 0 | 0 | 0 | 0 | 0 | 0 | 0 | 0 | 0 | 0 | 0 | 0
Low | 667.281 | 2202.6937 | 2861.2516 | 3536.4095 | 4215.6172 | 4895.2882 | 5576.1025 | 5849.0824 | 6125.4625 | 6405.7856 | 6690.3404 | 7037.5165 | 7103.6294 | 7169.7423 | 7235.8551 | 7301.968 | 7368.0809 | 7368.0809 | 7368.0809 | 7368.0809 | 7368.0809
High | 1588.9971 | 4940.8766 | 6928.1136 | 8933.391 | 10941.9281 | 12950.2924 | 14961.0579 | 15428.8125 | 15900.1889 | 16376.1351 | 16853.3512 | 17399.6629 | 17577.9517 | 17756.2405 | 17934.5293 | 18112.818 | 18291.1068 | 18291.1068 | 18291.1068 | 18291.1068 | 18291.1068
Supply side resources
Inc Supply-side CHP (MW)
None | 0 | 0 | 0 | 0 | 0 | 0 | 0 | 0 | 0 | 0 | 0 | 0 | 0 | 0 | 0 | 0 | 0 | 0 | 0 | 0 | 0
Low | 20.9664 | 58.24 | 66.864 | 75.488 | 84.112 | 92.736 | 101.36 | 104.72 | 108.08 | 111.44 | 114.8 | 118.16 | 118.496 | 118.832 | 119.168 | 119.504 | 119.84 | 119.84 | 119.84 | 119.84 | 119.84
High | 146.9888 | 393.12 | 530.096 | 667.072 | 804.048 | 941.024 | 1078 | 1133.104 | 1188.208 | 1243.312 | 1298.416 | 1353.52 | 1358 | 1362.48 | 1366.96 | 1371.44 | 1375.92 | 1375.92 | 1375.92 | 1375.92 | 1375.92
Energy Storage Target (MW)
None | 0 | 0 | 0 | 0 | 0 | 0 | 0 | 0 | 0 | 0 | 0 | 0 | 0 | 0 | 0 | 0 | 0 | 0 | 0 | 0 | 0
Low | 0 | 0 | 0 | 114.0625 | 228.125 | 342.1875 | 456.25 | 570.3125 | 684.375 | 798.4375 | 912.5 | 912.5 | 912.5 | 912.5 | 912.5 | 912.5 | 912.5 | 912.5 | 912.5 | 912.5 | 912.5
Mid | 0 | 0 | 0 | 140.625 | 281.25 | 421.875 | 562.5 | 703.125 | 843.75 | 984.375 | 1125 | 1125 | 1125 | 1125 | 1125 | 1125 | 1125 | 1125 | 1125 | 1125 | 1125
High | 0 | 0 | 0 | 165.625 | 331.25 | 496.875 | 662.5 | 828.125 | 993.75 | 1159.375 | 1325 | 1325 | 1325 | 1325 | 1325 | 1325 | 1325 | 1325 | 1325 | 1325 | 1325
Other Energy Storage (MW)
None | 0 | 0 | 0 | 0 | 0 | 0 | 0 | 0 | 0 | 0 | 0 | 0 | 0 | 0 | 0 | 0 | 0 | 0 | 0 | 0 | 0
Large-pumped | 0 | 0 | 0 | 0 | 1000 | 1000 | 1000 | 1000 | 1000 | 1000 | 1000 | 1000 | 1000 | 1000 | 1000 | 1000 | 1000 | 1000 | 1000 | 1000 | 1000
Non-pumped | 0 | 0 | 0 | 50 | 100 | 200 | 400 | 500 | 500 | 500 | 500 | 500 | 500 | 500 | 500 | 500 | 500 | 500 | 500 | 500 | 500
Dispatchable DR (MW)
None | 0 | 0 | 0 | 0 | 0 | 0 | 0 | 0 | 0 | 0 | 0 | 0 | 0 | 0 | 0 | 0 | 0 | 0 | 0 | 0 | 0
Default | 2115.7222 | 2155.529 | 2162.027 | 2165.297 | 2166.394 | 2168.588 | 2170.782 | 2170.782 | 2174.073 | 2176.267 | 2176.267 | 2176.267 | 2176.267 | 2176.267 | 2176.267 | 2176.267 | 2176.267 | 2176.267 | 2176.267 | 2176.267 | 2176.267
Escalated | 2115.7222 | 2177.2204 | 2238.7186 | 2300.2169 | 2361.7151 | 2423.2134 | 2484.7116 | 2546.2098 | 3062.9485 | 3063.2582 | 3570.1852 | 3581.8962 | 4107.0236 | 4120.4956 | 4650.7632 | 4666.0187 | 5201.4715 | 5201.4715 | 5201.4715 | 5201.4715 | 5201.4715
Imports (MW)
ISO max import | 17486 | 17486 | 17486 | 17486 | 17486 | 17486 | 17486 | 17486 | 17486 | 17486 | 17486 | 17486 | 17486 | 17486 | 17486 | 17486 | 17486 | 17486 | 17486 | 17486 | 17486
ISO available import | 13396 | 13396 | 13396 | 13396 | 13396 | 13396 | 13396 | 13396 | 13396 | 13396 | 13396 | 13396 | 13396 | 13396 | 13396 | 13396 | 13396 | 13396 | 13396 | 13396 | 13396
CEC net interchange | 10350 | 10350 | 10350 | 10350 | 10350 | 10350 | 10350 | 10350 | 10350 | 10350 | 10350 | 10350 | 10350 | 10350 | 10350 | 10350 | 10350 | 10350 | 10350 | 10350 | 10350
Existing Resources (MW)
OTC Non Nuclear | 11684.75 | 11684.75 | 11684.75 | 11684.75 | 11684.75 | 11684.75 | 11684.75 | 11684.75 | 11684.75 | 11684.75 | 11684.75 | 11684.75 | 11684.75 | 11684.75 | 11684.75 | 11684.75 | 11684.75 | 11684.75 | 11684.75 | 11684.75 | 11684.75
OTC Nuclear | 2240 | 2240 | 2240 | 2240 | 2240 | 2240 | 2240 | 2240 | 2240 | 2240 | 2240 | 2240 | 2240 | 2240 | 2240 | 2240 | 2240 | 2240 | 2240 | 2240 | 2240
Hydro+Pump | 8085.9294 | 8085.9294 | 8085.9294 | 8085.9294 | 8085.9294 | 8085.9294 | 8085.9294 | 8085.9294 | 8085.9294 | 8085.9294 | 8085.9294 | 8085.9294 | 8085.9294 | 8085.9294 | 8085.9294 | 8085.9294 | 8085.9294 | 8085.9294 | 8085.9294 | 8085.9294 | 8085.9294
Solar+Wind | 1538.9011 | 1538.9011 | 1538.9011 | 1538.9011 | 1538.9011 | 1538.9011 | 1538.9011 | 1538.9011 | 1538.9011 | 1538.9011 | 1538.9011 | 1538.9011 | 1538.9011 | 1538.9011 | 1538.9011 | 1538.9011 | 1538.9011 | 1538.9011 | 1538.9011 | 1538.9011 | 1538.9011
Geothermal+Biomass | 1672.7596 | 1672.7596 | 1672.7596 | 1672.7596 | 1672.7596 | 1672.7596 | 1672.7596 | 1672.7596 | 1672.7596 | 1672.7596 | 1672.7596 | 1672.7596 | 1672.7596 | 1672.7596 | 1672.7596 | 1672.7596 | 1672.7596 | 1672.7596 | 1672.7596 | 1672.7596 | 1672.7596
Cogeneration | 4915.24 | 4915.24 | 4915.24 | 4915.24 | 4915.24 | 4915.24 | 4915.24 | 4915.24 | 4915.24 | 4915.24 | 4915.24 | 4915.24 | 4915.24 | 4915.24 | 4915.24 | 4915.24 | 4915.24 | 4915.24 | 4915.24 | 4915.24 | 4915.24
Non OTC Peaker | 5356.95 | 5356.95 | 5356.95 | 5356.95 | 5356.95 | 5356.95 | 5356.95 | 5356.95 | 5356.95 | 5356.95 | 5356.95 | 5356.95 | 5356.95 | 5356.95 | 5356.95 | 5356.95 | 5356.95 | 5356.95 | 5356.95 | 5356.95 | 5356.95
Non OTC Thermal | 15046.7683 | 15046.7683 | 15046.7683 | 15046.7683 | 15046.7683 | 15046.7683 | 15046.7683 | 15046.7683 | 15046.7683 | 15046.7683 | 15046.7683 | 15046.7683 | 15046.7683 | 15046.7683 | 15046.7683 | 15046.7683 | 15046.7683 | 15046.7683 | 15046.7683 | 15046.7683 | 15046.7683
Various and Unknown | 120.65 | 120.65 | 120.65 | 120.65 | 120.65 | 120.65 | 120.65 | 120.65 | 120.65 | 120.65 | 120.65 | 120.65 | 120.65 | 120.65 | 120.65 | 120.65 | 120.65 | 120.65 | 120.65 | 120.65 | 120.65
Total | 50661.9484 | 50661.9484 | 50661.9484 | 50661.9484 | 50661.9484 | 50661.9484 | 50661.9484 | 50661.9484 | 50661.9484 | 50661.9484 | 50661.9484 | 50661.9484 | 50661.9484 | 50661.9484 | 50661.9484 | 50661.9484 | 50661.9484 | 50661.9484 | 50661.9484 | 50661.9484 | 50661.9484
Resource Additions (MW)
Non-RPS
Conventional Expected | 15.11 | 15.11 | 329.11 | 329.11 | 329.11 | 329.11 | 329.11 | 329.11 | 329.11 | 329.11 | 329.11 | 329.11 | 329.11 | 329.11 | 329.11 | 329.11 | 329.11 | 329.11 | 329.11 | 329.11 | 329.11
RPS
33% 2024 Mid AAEE | 1180.2033 | 2382.7813 | 3783.5372 | 3945.4693 | 4024.9778 | 5318.5023 | 5738.218 | 5795.3078 | 5856.8904 | 5938.5116 | 5938.5116 | 5997.9145 | 6057.3174 | 6116.7202 | 6176.1231 | 6235.526 | 6294.9288 | 6354.3317 | 6413.7346 | 6473.1375 | 6532.5403
33% 2024 LowMid AAEE | 1255.4113 | 2708.0557 | 4108.8116 | 4306.2049 | 4385.7134 | 5679.2379 | 6098.9537 | 6156.0434 | 6217.626 | 6299.2473 | 6299.2473 | 6433.8774 | 6568.5076 | 6703.1378 | 6837.768 | 6972.3981 | 7107.0283 | 7241.6585 | 7376.2886 | 7510.9188 | 7645.549
33% 2024 High Load Mid AAEE | 1611.8669 | 3122.7124 | 4523.4683 | 4917.7712 | 4997.2797 | 6290.8043 | 6710.52 | 6767.6098 | 6829.1924 | 6910.8136 | 6910.8136 | 7121.4132 | 7332.0128 | 7542.6124 | 7753.212 | 7963.8116 | 8174.4112 | 8385.0108 | 8595.6104 | 8806.21 | 9016.8096
33% 2024 Mid AAEE sensitivity | 1147.5629 | 2322.9077 | 3723.6637 | 3885.5957 | 3965.1042 | 4858.2361 | 5277.9518 | 5335.0416 | 5396.6242 | 5478.2454 | 5478.2454 | 5551.9423 | 5625.6392 | 5699.3361 | 5773.033 | 5846.7299 | 5920.4268 | 5994.1237 | 6067.8206 | 6141.5175 | 6215.2144
High DG 33% 2024 Mid AAEE + DSM | 1256.9955 | 2519.3512 | 4254.5621 | 4467.5602 | 4626.1594 | 4864.2025 | 5139.7952 | 5365.8212 | 5522.942 | 5675.549 | 5675.549 | 5675.549 | 5675.549 | 5675.549 | 5675.549 | 5675.549 | 5675.549 | 5675.549 | 5675.549 | 5675.549 | 5675.549
High DG 40% 2024 Mid AAEE | 2025.6294 | 4066.5911 | 6213.5638 | 7026.4546 | 7217.3381 | 8719.3488 | 9370.6554 | 9731.8363 | 10056.0021 | 10224.6657 | 10224.6657 | 10328.3455 | 10432.0252 | 10535.7049 | 10639.3847 | 10743.0644 | 10846.7442 | 10950.4239 | 11054.1036 | 11157.7834 | 11261.4631
High DG 40% 2024 HighMid AAEE + Higher DSM | 1589.0096 | 3316.0723 | 5463.045 | 5703.2019 | 5894.0854 | 6167.3813 | 6818.688 | 7179.8688 | 7504.0346 | 7672.6983 | 7672.6983 | 7672.6983 | 7672.6983 | 7672.6983 | 7672.6983 | 7672.6983 | 7672.6983 | 7672.6983 | 7672.6983 | 7672.6983 | 7672.6983
Authorized Procurement
None | 0 | 0 | 0 | 0 | 0 | 0 | 0 | 0 | 0 | 0 | 0 | 0 | 0 | 0 | 0 | 0 | 0 | 0 | 0 | 0 | 0
D1302015 | 0 | 0 | 0 | 0 | 0 | 1200 | 1200 | 1200 | 1200 | 1200 | 1200 | 1200 | 1200 | 1200 | 1200 | 1200 | 1200 | 1200 | 1200 | 1200 | 1200
D1302015 + 2012LTPP Track 4 | 0 | 0 | 0 | 0 | 0 | 1200 | 1200 | 1200 | 1200 | 1200 | 1200 | 1200 | 1200 | 1200 | 1200 | 1200 | 1200 | 1200 | 1200 | 1200 | 1200
Resource Retirements (MW)
OTC Non Nuclear
Default | 650 | 650 | 985 | 985 | 5790.53 | 5790.53 | 5790.53 | 11684.75 | 11684.75 | 11684.75 | 11684.75 | 11684.75 | 11684.75 | 11684.75 | 11684.75 | 11684.75 | 11684.75 | 11684.75 | 11684.75 | 11684.75 | 11684.75
OTC Nuclear
None | 0 | 0 | 0 | 0 | 0 | 0 | 0 | 0 | 0 | 0 | 0 | 0 | 0 | 0 | 0 | 0 | 0 | 0 | 0 | 0 | 0
DCPP | 0 | 0 | 0 | 0 | 0 | 0 | 0 | 0 | 0 | 2240 | 2240 | 2240 | 2240 | 2240 | 2240 | 2240 | 2240 | 2240 | 2240 | 2240 | 2240
Solar+Wind
Low | 0 | 0 | 0 | 0 | 0 | 0 | 0 | 0 | 0 | 0 | 0 | 0 | 0 | 0 | 0 | 0 | 0 | 0 | 0 | 0 | 0
Mid | 529.6294 | 529.6294 | 529.6294 | 529.6294 | 529.6294 | 566.6494 | 566.6494 | 566.6494 | 566.6494 | 566.6494 | 566.7094 | 569.3894 | 580.7794 | 601.9494 | 645.2894 | 645.2894 | 665.3594 | 700.6994 | 700.6994 | 709.1794 | 747.3894
High | 566.6494 | 566.6494 | 566.6494 | 566.6494 | 566.6494 | 566.7094 | 569.3894 | 580.7794 | 601.9494 | 645.2894 | 645.2894 | 665.3594 | 700.6994 | 700.6994 | 709.1794 | 747.3894 | 825.3794 | 902.9994 | 1211.8794 | 2586.6721 | 2754.5821
Geothermal+Biomass
Low | 0 | 0 | 0 | 0 | 0 | 0 | 0 | 0 | 0 | 0 | 0 | 0 | 0 | 0 | 0 | 0 | 0 | 0 | 0 | 0 | 0
Mid | 156 | 221 | 221 | 221 | 221 | 271 | 377 | 377 | 430 | 581.0231 | 658.7931 | 761.6873 | 934.626 | 1046.496 | 1250.946 | 1453.216 | 1517.726 | 1517.736 | 1517.736 | 1521.876 | 1521.876
High | 1453.216 | 1517.726 | 1517.736 | 1517.736 | 1521.876 | 1521.876 | 1536.016 | 1542.596 | 1544.546 | 1544.716 | 1555.766 | 1558.656 | 1577.046 | 1581.136 | 1586.7428 | 1591.8128 | 1591.8128 | 1591.8128 | 1611.5928 | 1626.5528 | 1641.0296
Hydro+Pump
Low | 0 | 0 | 0 | 0 | 0 | 0 | 0 | 0 | 0 | 0 | 0 | 0 | 0 | 0 | 0 | 0 | 0 | 0 | 0 | 0 | 0
Mid | 1640.14 | 1640.14 | 1640.14 | 1640.75 | 1752.75 | 1822.75 | 1934.75 | 1934.75 | 1934.75 | 1934.75 | 1934.75 | 2029.75 | 2029.75 | 2110.11 | 2648.88 | 2648.88 | 2955.88 | 2955.88 | 3007.08 | 3212.25 | 3212.25
High | 3212.25 | 3602.61 | 3918.3 | 3996.1207 | 4504.1207 | 4970.9607 | 4970.9607 | 4970.9607 | 5205.9292 | 5205.9292 | 5214.7792 | 5214.7792 | 5214.7792 | 5214.7792 | 5214.7792 | 5227.7892 | 5247.2805 | 5262.5353 | 5346.1453 | 5529.9953 | 6821.5753
Other
Low | 0 | 0 | 0 | 0 | 0 | 0 | 0 | 0 | 0 | 0 | 0 | 0 | 0 | 0 | 0 | 0 | 0 | 0 | 0 | 0 | 0
Mid | 1091.5 | 1091.5 | 1136.1 | 1136.13 | 1792.33 | 1891.91 | 1891.91 | 1897.91 | 1935.27 | 1965.08 | 2023.45 | 2362.82 | 2519.23 | 3243.16 | 3351.08 | 4049.74 | 4512.17 | 4733.47 | 4735.19 | 4736.56 | 4778.27
High | 4049.74 | 4512.17 | 4733.47 | 4735.19 | 4736.56 | 4778.27 | 5048.75 | 5098.25 | 5098.25 | 5144.51 | 5144.51 | 5174.02 | 7586.81 | 8892.39 | 12464.08 | 12551.33 | 14844.82 | 16088.0383 | 16538.5383 | 16538.5383 | 18577.1583

## Demand Individual Assumptions
NOTE: THE 2015-16 TPP TECHNICAL STUDIES EXPECT TO USE THE 2014 IEPR UPDATE DEMAND FORECASTS. DATA BELOW COMES FROM THE 2013 IEPR. See Data Sources tab of this workbook for links to both.
|  |  |  | 2014 | 2015 | 2016 | 2017 | 2018 | 2019 | 2020 | 2021 | 2022 | 2023 | 2024 | 2025 | 2026 | 2027 | 2028 | 2029 | 2030 | 2031 | 2032 | 2033 | 2034
Load (MW) : Peak demand, 2013 IEPR (CED 2014-2024), Form 1.5, note that AAEE savings from Form 1.5 incorporate avoided T&D losses
| Form 1.5b | Mid (1-in-2)
|  |  | PGE Bay | 2014: 8701.4569; 2015: 8847.794; 2016: 8923.91; 2017: 9003.92; 2018: 9105.3106; 2019: 9206.4756; 2020: 9304.1768; 2021: 9391.0614; 2022: 9479.0101; 2023: 9548.8952; 2024: 9613.9555
|  |  | PGE Valley | 2014: 13496.971; 2015: 13789.1739; 2016: 13976.8013; 2017: 14168.4669; 2018: 14387.0433; 2019: 14608.9619; 2020: 14830.8878; 2021: 15032.4713; 2022: 15233.6057; 2023: 15410.8258; 2024: 15569.0025
|  |  | SCE | 2014: 23587.7739; 2015: 24026.3663; 2016: 24326.0708; 2017: 24621.799; 2018: 24926.7974; 2019: 25258.4443; 2020: 25603.5979; 2021: 25933.3472; 2022: 26231.2578; 2023: 26509.6831; 2024: 26763.3304
|  |  | SDGE | 2014: 4758; 2015: 4850; 2016: 4906; 2017: 4986; 2018: 5059; 2019: 5132; 2020: 5188; 2021: 5238; 2022: 5284; 2023: 5321; 2024: 5357
|  |  | Valley Electric | 2014: 116; 2015: 117; 2016: 117; 2017: 118; 2018: 118; 2019: 119; 2020: 119; 2021: 119; 2022: 119; 2023: 119; 2024: 119
|  |  | CAISO Non-coincident peak | 2014: 50660.2018; 2015: 51630.3342; 2016: 52249.782; 2017: 52898.1859; 2018: 53596.1513; 2019: 54324.8819; 2020: 55045.6625; 2021: 55713.88; 2022: 56346.8736; 2023: 56909.4041; 2024: 57422.2884
|  |  | CAISO Coincident peak | 2014: 49444.3569; 2015: 50391.2062; 2016: 50995.7873; 2017: 51628.6294; 2018: 52309.8437; 2019: 53021.0847; 2020: 53724.5666; 2021: 54376.7469; 2022: 54994.5486; 2023: 55543.5784; 2024: 56044.1535
|  |  | CAISO Coincident peak - LowMid AAEE | 2014: 49391.2512; 2015: 49985.8882; 2016: 50234.6826; 2017: 50506.1639; 2018: 50924.3736; 2019: 51336.4966; 2020: 51764.0918; 2021: 52147.5445; 2022: 52486.847; 2023: 52713.6032; 2024: 52890.1245
|  |  | CAISO Coincident peak - Mid AAEE | 2014: 49359.4348; 2015: 49849.1071; 2016: 49913.2661; 2017: 50041.5946; 2018: 50238.5448; 2019: 50477.4694; 2020: 50744.6661; 2021: 50924.197; 2022: 51049.1422; 2023: 51054.3039; 2024: 51002.6457
|  |  | CAISO Coincident peak - HighMid AAEE | 2014: 49359.4348; 2015: 49747.3042; 2016: 49611.3119; 2017: 49456.3711; 2018: 49345.5371; 2019: 49263.8753; 2020: 49198.9619; 2021: 49003.1923; 2022: 48716.1955; 2023: 48276.0752; 2024: 47757.991
| Form 1.5c | Mid (1-in-5)
|  |  | PGE Bay | 2014: 9021.0191; 2015: 9172.2346; 2016: 9251.226; 2017: 9334.2554; 2018: 9438.7518; 2019: 9544.9922; 2020: 9645.6633; 2021: 9735.5988; 2022: 9826.5991; 2023: 9897.4512; 2024: 9965.7013
|  |  | PGE Valley | 2014: 14148.8531; 2015: 14455.2764; 2016: 14651.9646; 2017: 14853.9055; 2018: 15083.6966; 2019: 15316.822; 2020: 15547.9012; 2021: 15760.6383; 2022: 15971.0623; 2023: 16158.3176; 2024: 16324.4441
|  |  | SCE | 2014: 24938.3387; 2015: 25403.3301; 2016: 25722.5542; 2017: 26033.636; 2018: 26356.003; 2019: 26707.1497; 2020: 27072.7909; 2021: 27421.9439; 2022: 27738.3261; 2023: 28032.0548; 2024: 28300.9799
|  |  | SDGE | 2014: 5112; 2015: 5211; 2016: 5272; 2017: 5357; 2018: 5435; 2019: 5514; 2020: 5574; 2021: 5628; 2022: 5677; 2023: 5717; 2024: 5756
|  |  | Valley Electric | 2014: 121; 2015: 122; 2016: 122; 2017: 123; 2018: 123; 2019: 124; 2020: 124; 2021: 124; 2022: 124; 2023: 124; 2024: 124
|  |  | CAISO Non-coincident peak | 2014: 53341.2109; 2015: 54363.8411; 2016: 55019.7449; 2017: 55701.7969; 2018: 56436.4514; 2019: 57206.9639; 2020: 57964.3555; 2021: 58670.1811; 2022: 59336.9875; 2023: 59928.8237; 2024: 60471.1253
|  |  | CAISO Coincident peak | 2014: 52061.0218; 2015: 53059.1089; 2016: 53699.271; 2017: 54364.9538; 2018: 55081.9765; 2019: 55833.9968; 2020: 56573.2109; 2021: 57262.0967; 2022: 57912.8998; 2023: 58490.5319; 2024: 59019.8183
|  |  | CAISO Coincident peak - LowMid AAEE | 2014: 52005.0945; 2015: 52632.1388; 2016: 52897.4254; 2017: 53182.4304; 2018: 53622.446; 2019: 54059.3062; 2020: 54507.8887; 2021: 54913.7; 2022: 55270.9455; 2023: 55508.9668; 2024: 55696.8414
|  |  | CAISO Coincident peak - Mid AAEE | 2014: 51971.589; 2015: 52488.0651; 2016: 52558.8461; 2017: 52693.1276; 2018: 52900.1108; 2019: 53154.5408; 2020: 53434.3094; 2021: 53625.4438; 2022: 53756.9611; 2023: 53761.6638; 2024: 53709.2973
|  |  | CAISO Coincident peak - HighMid AAEE | 2014: 51971.589; 2015: 52380.9308; 2016: 52240.967; 2017: 52076.9613; 2018: 51959.9218; 2019: 51876.8062; 2020: 51806.9494; 2021: 51602.9725; 2022: 51300.6775; 2023: 50836.5058; 2024: 50293.054
| Form 1.5d | Mid (1-in-10)
|  |  | PGE Bay | 2014: 9279.702; 2015: 9435.9826; 2016: 9514.9999; 2017: 9600.2043; 2018: 9707.9509; 2019: 9816.404; 2020: 9920.2089; 2021: 10014.358; 2022: 10108.5802; 2023: 10183.5716; 2024: 10252.1178
|  |  | PGE Valley | 2014: 14362.7603; 2015: 14674.6104; 2016: 14873.658; 2017: 15079.0222; 2018: 15311.1778; 2019: 15547.7353; 2020: 15784.2582; 2021: 15998.3346; 2022: 16212.1591; 2023: 16401.8132; 2024: 16569.1975
|  |  | SCE | 2014: 25922.5085; 2015: 26402.6241; 2016: 26737.0095; 2017: 27062.3292; 2018: 27395.8232; 2019: 27762.1912; 2020: 28140.9977; 2021: 28504.4722; 2022: 28832.9183; 2023: 29138.8994; 2024: 29418.927
|  |  | SDGE | 2014: 5306; 2015: 5408; 2016: 5471; 2017: 5560; 2018: 5641; 2019: 5723; 2020: 5785; 2021: 5841; 2022: 5892; 2023: 5933; 2024: 5973
|  |  | Valley Electric | 2014: 123; 2015: 124; 2016: 124; 2017: 125; 2018: 125; 2019: 126; 2020: 126; 2021: 126; 2022: 126; 2023: 126; 2024: 126
|  |  | CAISO Non-coincident peak | 2014: 54993.9708; 2015: 56045.2171; 2016: 56720.6673; 2017: 57426.5556; 2018: 58180.9519; 2019: 58975.3305; 2020: 59756.4647; 2021: 60484.1648; 2022: 61171.6577; 2023: 61783.2842; 2024: 62339.2423
|  |  | CAISO Coincident peak | 2014: 53674.1155; 2015: 54700.1319; 2016: 55359.3713; 2017: 56048.3183; 2018: 56784.6091; 2019: 57559.9226; 2020: 58322.3095; 2021: 59032.5449; 2022: 59703.5379; 2023: 60300.4854; 2024: 60843.1005
|  |  | CAISO Coincident peak - LowMid AAEE | 2014: 53616.3268; 2015: 54259.1169; 2016: 54531.2081; 2017: 54826.9665; 2018: 55277.2685; 2019: 55727.2333; 2020: 56189.6272; 2021: 56607.4765; 2022: 56975.6154; 2023: 57221.9627; 2024: 57412.1679
|  |  | CAISO Coincident peak - Mid AAEE | 2014: 53581.7136; 2015: 54110.3429; 2016: 54181.6307; 2017: 54321.8605; 2018: 54531.6539; 2019: 54793.3677; 2020: 55081.6875; 2021: 55277.9688; 2022: 55413.331; 2023: 55418.966; 2024: 55361.3118
|  |  | CAISO Coincident peak - HighMid AAEE | 2014: 53581.7136; 2015: 53999.907; 2016: 53853.7071; 2017: 53685.9617; 2018: 53561.2689; 2019: 53474.5617; 2020: 53401.9597; 2021: 53190.1553; 2022: 52877.7677; 2023: 52399.3245; 2024: 51834.7143
| Form 1.5b | High (1-in-2)
|  |  | PGE Bay | 2014: 8757.1381; 2015: 8966.3591; 2016: 9111.2144; 2017: 9274.6086; 2018: 9456.6132; 2019: 9630.9067; 2020: 9806.2669; 2021: 9954.6293; 2022: 10112.6053; 2023: 10253.678; 2024: 10378.4554
|  |  | PGE Valley | 2014: 13558.2734; 2015: 13904.328; 2016: 14126.4477; 2017: 14362.3675; 2018: 14625.9393; 2019: 14876.2144; 2020: 15129.1289; 2021: 15346.6628; 2022: 15575.6529; 2023: 15785.3586; 2024: 15970.9348
|  |  | SCE | 2014: 23747.7435; 2015: 24329.3556; 2016: 24767.4833; 2017: 25220.3459; 2018: 25686.5326; 2019: 26143.4492; 2020: 26610.7913; 2021: 27040.1347; 2022: 27471.5041; 2023: 27886.4962; 2024: 28264.3861
|  |  | SDGE | 2014: 4794; 2015: 4928; 2016: 5021; 2017: 5132; 2018: 5242; 2019: 5344; 2020: 5437; 2021: 5517; 2022: 5593; 2023: 5660; 2024: 5724
|  |  | Valley Electric | 2014: 116; 2015: 117; 2016: 117; 2017: 118; 2018: 118; 2019: 118; 2020: 118; 2021: 118; 2022: 118; 2023: 119; 2024: 119
|  |  | CAISO Non-coincident peak | 2014: 50973.155; 2015: 52245.0427; 2016: 53143.1455; 2017: 54107.322; 2018: 55129.0852; 2019: 56112.5702; 2020: 57101.1872; 2021: 57976.4269; 2022: 58870.7623; 2023: 59704.5328; 2024: 60456.7764
|  |  | CAISO Coincident peak | 2014: 49749.7993; 2015: 50991.1617; 2016: 51867.71; 2017: 52808.7462; 2018: 53805.9871; 2019: 54765.8685; 2020: 55730.7587; 2021: 56584.9926; 2022: 57457.864; 2023: 58271.624; 2024: 59005.8138
|  |  | CAISO Coincident peak - Mid AAEE | 2014: 49664.8771; 2015: 50449.0626; 2016: 50785.1888; 2017: 51221.7113; 2018: 51734.6883; 2019: 52222.2532; 2020: 52750.8582; 2021: 53132.4428; 2022: 53512.4575; 2023: 53782.3494; 2024: 53964.306
| Form 1.5c | High (1-in-5)
|  |  | PGE Bay | 2014: 9078.9164; 2015: 9295.6889; 2016: 9445.5699; 2017: 9614.1533; 2018: 9802.3739; 2019: 9983.9525; 2020: 10165.5845; 2021: 10319.1427; 2022: 10483.3862; 2023: 10629.5713; 2024: 10758.4057
|  |  | PGE Valley | 2014: 14213.6338; 2015: 14577.138; 2016: 14809.0038; 2017: 15057.3396; 2018: 15333.4643; 2019: 15597.2014; 2020: 15861.5275; 2021: 16088.5462; 2022: 16327.9098; 2023: 16549.1974; 2024: 16744.2123
|  |  | SCE | 2014: 25108.5484; 2015: 25723.8502; 2016: 26188.7013; 2017: 26668.313; 2018: 27160.12; 2019: 27643.7301; 2020: 28137.7445; 2021: 28595.8353; 2022: 29050.7714; 2023: 29492.4214; 2024: 29890.7637
|  |  | SDGE | 2014: 5151; 2015: 5295; 2016: 5395; 2017: 5514; 2018: 5632; 2019: 5742; 2020: 5841; 2021: 5928; 2022: 6009; 2023: 6082; 2024: 6150
|  |  | Valley Electric | 2014: 121; 2015: 122; 2016: 122; 2017: 123; 2018: 123; 2019: 123; 2020: 123; 2021: 123; 2022: 123; 2023: 124; 2024: 124
|  |  | CAISO Non-coincident peak | 2014: 53673.0986; 2015: 55013.6771; 2016: 55960.275; 2017: 56976.8059; 2018: 58050.9583; 2019: 59089.884; 2020: 60128.8564; 2021: 61054.5242; 2022: 61994.0675; 2023: 62877.1901; 2024: 63667.3817
|  |  | CAISO Coincident peak | 2014: 52384.9442; 2015: 53693.3489; 2016: 54617.2284; 2017: 55609.3626; 2018: 56657.7353; 2019: 57671.7268; 2020: 58685.7639; 2021: 59589.2156; 2022: 60506.2099; 2023: 61368.1375; 2024: 62139.3646
|  |  | CAISO Coincident peak - Mid AAEE | 2014: 52295.5099; 2015: 53122.2845; 2016: 53476.8344; 2017: 53937.4844; 2018: 54475.8996; 2019: 54992.2501; 2020: 55546.8895; 2021: 55952.4763; 2022: 56350.2271; 2023: 56639.1711; 2024: 56828.8598
| Form 1.5d | High (1-in-10)
|  |  | PGE Bay | 2014: 9338.7693; 2015: 9562.17; 2016: 9716.0698; 2017: 9889.8228; 2018: 10083.2247; 2019: 10271.045; 2020: 10456.8899; 2021: 10616.6403; 2022: 10784.0764; 2023: 10935.3691; 2024: 11068.2616
|  |  | PGE Valley | 2014: 14427.35; 2015: 14797.0305; 2016: 15031.831; 2017: 15285.0299; 2018: 15564.9668; 2019: 15831.5662; 2020: 16100.7374; 2021: 16331.6052; 2022: 16574.7987; 2023: 16800.0449; 2024: 16995.8161
|  |  | SCE | 2014: 26098.8803; 2015: 26737.5435; 2016: 27222.8511; 2017: 27720.9032; 2018: 28231.1248; 2019: 28738.2439; 2020: 29250.6694; 2021: 29724.1106; 2022: 30199.4784; 2023: 30657.4375; 2024: 31073.2097
|  |  | SDGE | 2014: 5346; 2015: 5495; 2016: 5599; 2017: 5722; 2018: 5845; 2019: 5959; 2020: 6063; 2021: 6152; 2022: 6237; 2023: 6311; 2024: 6383
|  |  | Valley Electric | 2014: 123; 2015: 124; 2016: 124; 2017: 125; 2018: 125; 2019: 125; 2020: 125; 2021: 125; 2022: 125; 2023: 126; 2024: 126
|  |  | CAISO Non-coincident peak | 2014: 55333.9997; 2015: 56715.744; 2016: 57693.7519; 2017: 58742.7558; 2018: 59849.3163; 2019: 60924.8551; 2020: 61996.2967; 2021: 62949.356; 2022: 63920.3535; 2023: 64829.8515; 2024: 65646.2874
|  |  | CAISO Coincident peak | 2014: 54005.9837; 2015: 55354.5661; 2016: 56309.1018; 2017: 57332.9297; 2018: 58412.9327; 2019: 59462.6586; 2020: 60508.3856; 2021: 61438.5715; 2022: 62386.265; 2023: 63273.9351; 2024: 64070.7765
|  |  | CAISO Coincident peak - Mid AAEE | 2014: 53913.5837; 2015: 54764.7754; 2016: 55131.391; 2017: 55606.5309; 2018: 56160.0369; 2019: 56696.0673; 2020: 57267.7353; 2021: 57684.1111; 2022: 58096.1221; 2023: 58392.4228; 2024: 58588.9013
Load (GWh) : Net energy for load, 2013 IEPR (CED 2014-2024), Form 1.5
| Form 1.5a | Mid
|  |  | PGE Bay | 2014: 46615.9917; 2015: 47139.4094; 2016: 47594.718; 2017: 48123.8142; 2018: 48569.3107; 2019: 49104.0649; 2020: 49642.4279; 2021: 50168.1549; 2022: 50671.8492; 2023: 51093.9098; 2024: 51511.017
|  |  | PGE Valley | 2014: 60529.0083; 2015: 61226.5906; 2016: 61905.282; 2017: 62691.1858; 2018: 63435.6893; 2019: 64383.9351; 2020: 65321.5721; 2021: 66217.8451; 2022: 67194.1508; 2023: 68058.0902; 2024: 68831.983
|  |  | SCE | 2014: 106355; 2015: 107647; 2016: 108707; 2017: 109856; 2018: 110907; 2019: 112273; 2020: 113719; 2021: 115186; 2022: 116586; 2023: 117904; 2024: 119127
|  |  | SDGE | 2014: 21528; 2015: 21793; 2016: 22011; 2017: 22344; 2018: 22635; 2019: 22977; 2020: 23264; 2021: 23540; 2022: 23809; 2023: 24041; 2024: 24271
|  |  | Valley Electric | 2014: 10; 2015: 10; 2016: 10; 2017: 10; 2018: 10; 2019: 10; 2020: 10; 2021: 10; 2022: 10; 2023: 10; 2024: 10
|  |  | CAISO | 2014: 235038; 2015: 237816; 2016: 240228; 2017: 243025; 2018: 245557; 2019: 248748; 2020: 251957; 2021: 255122; 2022: 258271; 2023: 261107; 2024: 263751
|  |  | CAISO - LowMid AAEE | 2014: 234434.4817; 2015: 235656.8921; 2016: 236497.5537; 2017: 237688.5533; 2018: 239260.4131; 2019: 241233.633; 2020: 243302.7624; 2021: 245374.1905; 2022: 247387.789; 2023: 248921.8166; 2024: 250295.5191
|  |  | CAISO - Mid AAEE | 2014: 234032.3491; 2015: 234720.08; 2016: 234674.6327; 2017: 235121.7343; 2018: 235667.5018; 2019: 236746.6448; 2020: 238069.1744; 2021: 239209.1161; 2022: 240259.0849; 2023: 240827.6115; 2024: 241186.236
|  |  | CAISO - HighMid AAEE | 2014: 234032.3491; 2015: 234024.4666; 2016: 233027.937; 2017: 232151.909; 2018: 231368.8923; 2019: 231170.17; 2020: 231176.8775; 2021: 230845.3087; 2022: 230292.8228; 2023: 229139.1034; 2024: 227682.5119
| Form 1.5a | High
|  |  | PGE Bay | 2014: 47175.1322; 2015: 47974.7932; 2016: 48732.6856; 2017: 49567.1575; 2018: 50386.7258; 2019: 51278.4688; 2020: 52157.955; 2021: 52929.2069; 2022: 53691.6908; 2023: 54388.1034; 2024: 55071.5706
|  |  | PGE Valley | 2014: 61064.8678; 2015: 61938.2068; 2016: 62808.3144; 2017: 63845.8425; 2018: 64921.2742; 2019: 66154.5312; 2020: 67372.045; 2021: 68505.7931; 2022: 69710.3092; 2023: 70787.8966; 2024: 71762.4294
|  |  | SCE | 2014: 107655; 2015: 109419; 2016: 111115; 2017: 112850; 2018: 114644; 2019: 116675; 2020: 118740; 2021: 120700; 2022: 122660; 2023: 124537; 2024: 126296
|  |  | SDGE | 2014: 21813; 2015: 22226; 2016: 22601; 2017: 23059; 2018: 23521; 2019: 24017; 2020: 24469; 2021: 24874; 2022: 25267; 2023: 25621; 2024: 25959
|  |  | Valley Electric | 2014: 10; 2015: 10; 2016: 10; 2017: 10; 2018: 10; 2019: 10; 2020: 10; 2021: 10; 2022: 10; 2023: 10; 2024: 10
|  |  | CAISO | 2014: 237718; 2015: 241568; 2016: 245267; 2017: 249332; 2018: 253483; 2019: 258135; 2020: 262749; 2021: 267019; 2022: 271339; 2023: 275344; 2024: 279099
|  |  | CAISO - Mid AAEE | 2014: 236712.3491; 2015: 238472.08; 2016: 239713.6327; 2017: 241428.7343; 2018: 243593.5018; 2019: 246133.6448; 2020: 248861.1744; 2021: 251106.1161; 2022: 253327.0849; 2023: 255064.6115; 2024: 256534.236
Electricity delivery to end users (retail sales) (GWh) Statewide, Form 1.1c
| Form 1.1c | Mid
|  |  | Total Sales Statewide | 2014: 267682; 2015: 270795; 2016: 273493; 2017: 276627; 2018: 279456; 2019: 283107; 2020: 286858; 2021: 290466; 2022: 294119; 2023: 297413; 2024: 300516
|  |  | Pumping Load Statewide | 2014: 9228; 2015: 9223; 2016: 9218; 2017: 9227; 2018: 9233; 2019: 9239; 2020: 9244; 2021: 9252; 2022: 9259; 2023: 9265; 2024: 9272
| Form 1.1c | High
|  |  | Total Sales Statewide | 2014: 270814; 2015: 275113; 2016: 279272; 2017: 283834; 2018: 288472; 2019: 293755; 2020: 299030; 2021: 303855; 2022: 308824; 2023: 313428; 2024: 317781
|  |  | Pumping Load Statewide | 2014: 9229; 2015: 9223; 2016: 9218; 2017: 9227; 2018: 9233; 2019: 9239; 2020: 9245; 2021: 9252; 2022: 9259; 2023: 9265; 2024: 9272
EE (GWh): AA-EE, 2013 IEPR (Supplement to CED 2014-2024)
s2-lowmid
|  |  | PGE at cust | 2014: 227.5569; 2015: 787.2625; 2016: 1350.6774; 2017: 1934.7787; 2018: 2314.6401; 2019: 2829.3472; 2020: 3293.6513; 2021: 3738.3091; 2022: 4213.4543; 2023: 4752.9378; 2024: 5274.3126
|  |  | SCE at cust | 2014: 299.9623; 2015: 1021.097; 2016: 1753.241; 2017: 2492.4057; 2018: 2911.5613; 2019: 3394.3904; 2020: 3857.8516; 2021: 4300.6351; 2022: 4741.7127; 2023: 5258.3251; 2024: 5769.5248
|  |  | SDGE at cust | 2014: 31.5214; 2015: 192.1156; 2016: 352.6403; 2017: 517.3592; 2018: 607.1472; 2019: 736.0103; 2020: 863.0221; 2021: 987.5287; 2022: 1121.5949; 2023: 1270.0274; 2024: 1412.8133
|  |  | CAISO at cust | 2014: 559.0405; 2015: 2000.4751; 2016: 3456.5587; 2017: 4944.5436; 2018: 5833.3485; 2019: 6959.748; 2020: 8014.525; 2021: 9026.4729; 2022: 10076.7619; 2023: 11281.2903; 2024: 12456.6507
|  |  | PGE T&D loss avoided | 2014: 249.4023; 2015: 862.8397; 2016: 1480.3424; 2017: 2120.5175; 2018: 2536.8456; 2019: 3100.9646; 2020: 3609.8418; 2021: 4097.1868; 2022: 4617.9459; 2023: 5209.2198; 2024: 5780.6466
|  |  | SCE T&D loss avoided | 2014: 320.3597; 2015: 1090.5316; 2016: 1872.4614; 2017: 2661.8893; 2018: 3109.5474; 2019: 3625.209; 2020: 4120.1855; 2021: 4593.0783; 2022: 5064.1492; 2023: 5615.8912; 2024: 6161.8525
|  |  | SDGE T&D loss avoided | 2014: 33.7563; 2015: 205.7366; 2016: 377.6425; 2017: 554.04; 2018: 650.1939; 2019: 788.1935; 2020: 924.2104; 2021: 1057.5445; 2022: 1201.116; 2023: 1360.0723; 2024: 1512.9817
|  |  | CAISO T&D loss avoided | 2014: 603.5183; 2015: 2159.1079; 2016: 3730.4463; 2017: 5336.4467; 2018: 6296.5869; 2019: 7514.367; 2020: 8654.2376; 2021: 9747.8095; 2022: 10883.211; 2023: 12185.1834; 2024: 13455.4809
s3-mid
|  |  | PGE at cust | 2014: 391.7986; 2015: 1162.7156; 2016: 2080.5517; 2017: 2970.9203; 2018: 3772.2963; 2019: 4652.5074; 2020: 5434.2098; 2021: 6268.0843; 2022: 7146.7626; 2023: 8090.5166; 2024: 9033.8055
|  |  | SCE at cust | 2014: 469.4049; 2015: 1415.2577; 2016: 2522.6273; 2017: 3571.9309; 2018: 4422.2403; 2019: 5283.3132; 2020: 6057.7794; 2021: 6888.2779; 2022: 7729.4026; 2023: 8649.6052; 2024: 9586.867
|  |  | SDGE at cust | 2014: 69.9554; 2015: 289.5588; 2016: 540.5889; 2017: 777.2105; 2018: 963.777; 2019: 1176.2336; 2020: 1365.4153; 2021: 1574.734; 2022: 1796.6768; 2023: 2030.4454; 2024: 2264.3938
|  |  | CAISO at cust | 2014: 931.1589; 2015: 2867.532; 2016: 5143.7679; 2017: 7320.0618; 2018: 9158.3136; 2019: 11112.0542; 2020: 12857.4045; 2021: 14731.0963; 2022: 16672.8421; 2023: 18770.5672; 2024: 20885.0662
|  |  | PGE T&D loss avoided | 2014: 429.4113; 2015: 1274.3363; 2016: 2280.2847; 2017: 3256.1286; 2018: 4134.4368; 2019: 5099.1481; 2020: 5955.894; 2021: 6869.8204; 2022: 7832.8518; 2023: 8867.2062; 2024: 9901.0508
|  |  | SCE T&D loss avoided | 2014: 501.3244; 2015: 1511.4952; 2016: 2694.166; 2017: 3814.8223; 2018: 4722.9526; 2019: 5642.5785; 2020: 6469.7084; 2021: 7356.6808; 2022: 8255.002; 2023: 9237.7783; 2024: 10238.7739
|  |  | SDGE T&D loss avoided | 2014: 74.9152; 2015: 310.0885; 2016: 578.9166; 2017: 832.3148; 2018: 1032.1087; 2019: 1259.6285; 2020: 1462.2232; 2021: 1686.3827; 2022: 1924.0612; 2023: 2174.404; 2024: 2424.9393
|  |  | CAISO T&D loss avoided | 2014: 1005.6509; 2015: 3095.92; 2016: 5553.3673; 2017: 7903.2657; 2018: 9889.4982; 2019: 12001.3552; 2020: 13887.8256; 2021: 15912.8839; 2022: 18011.9151; 2023: 20279.3885; 2024: 22564.764
s4-highmid
|  |  | PGE at cust | 2014: 391.7986; 2015: 1494.1826; 2016: 2843.9338; 2017: 4315.6226; 2018: 5660.0941; 2019: 7039.5924; 2020: 8357.726; 2021: 9779.0272; 2022: 11289.6041; 2023: 12907.8721; 2024: 14569.9244
|  |  | SCE at cust | 2014: 469.4049; 2015: 1671.4717; 2016: 3148.6816; 2017: 4725.7575; 2018: 6140.679; 2019: 7562.6369; 2020: 8898.6537; 2021: 10365.0195; 2022: 11902.1203; 2023: 13575.2534; 2024: 15298.9232
|  |  | SDGE at cust | 2014: 69.9554; 2015: 344.3622; 2016: 672.6302; 2017: 1023.494; 2018: 1331.9632; 2019: 1667.327; 2020: 1976.1814; 2021: 2324.2476; 2022: 2701.7523; 2023: 3102.5289; 2024: 3511.6266
|  |  | CAISO at cust | 2014: 931.1589; 2015: 3510.0165; 2016: 6665.2455; 2017: 10064.874; 2018: 13132.7363; 2019: 16269.5563; 2020: 19232.5611; 2021: 22468.2942; 2022: 25893.4768; 2023: 29585.6544; 2024: 33380.4743
|  |  | PGE T&D loss avoided | 2014: 429.4113; 2015: 1637.6241; 2016: 3116.9514; 2017: 4729.9223; 2018: 6203.4632; 2019: 7715.3933; 2020: 9160.0677; 2021: 10717.8138; 2022: 12373.4061; 2023: 14147.0278; 2024: 15968.6372
|  |  | SCE T&D loss avoided | 2014: 501.3244; 2015: 1785.1318; 2016: 3362.7919; 2017: 5047.109; 2018: 6558.2451; 2019: 8076.8962; 2020: 9503.7621; 2021: 11069.8408; 2022: 12711.4645; 2023: 14498.3707; 2024: 16339.25
|  |  | SDGE T&D loss avoided | 2014: 74.9152; 2015: 368.7775; 2016: 720.3197; 2017: 1096.0597; 2018: 1426.3994; 2019: 1785.5405; 2020: 2116.2927; 2021: 2489.0367; 2022: 2893.3066; 2023: 3322.4982; 2024: 3760.6009
|  |  | CAISO T&D loss avoided | 2014: 1005.6509; 2015: 3791.5334; 2016: 7200.063; 2017: 10873.091; 2018: 14188.1077; 2019: 17577.83; 2020: 20780.1225; 2021: 24276.6913; 2022: 27978.1772; 2023: 31967.8966; 2024: 36068.4881
Factors to Account for Avoided Transmission and Distribution Losses (obtained from Energy Commission Demand Analysis Office) | bar: 2014 to 2024
|  |  |  | PGE | SCE | SDGE
|  |  | Peak, distribution losses only | 2014: 1.067; 2015: 1.051; 2016: 1.071
|  |  | Peak, transmission and distribution losses | 2014: 1.097; 2015: 1.076; 2016: 1.096
|  |  | Energy, transmission and distribution losses | 2014: 1.096; 2015: 1.068; 2016: 1.0709
Incremental Small PV (MW): Energy Division forecast incremental to self-generation PV embedded in 2013 IEPR (CED 2014-2024)
| Installed Capacity Total |  |  | 2025: See tab "IncSmallPV Extrapolate" for illustration of calculation method to project PV growth 2025-2034 using logarithmic trendline of years 2020-2024.
| PGE | IEPR low load/high PV |  | 1285.361 | 1390.8631 | 1535.0349 | 1609.4048 | 1696.7401 | 1797.6609 | 1943.0886 | 2118.7828 | 2322.2918 | 2551.0446 | 2803.9239 | 2960.3214 | 3145.251 | 3323.2004 | 3494.6775 | 3660.1366 | 3819.9858 | 3974.5931 | 4124.2914 | 4269.3828 | 4410.1425
| PGE | E3 NEM Cost-Eff Eval |  | 1108.1043 | 1308.1347 | 1525.3424 | 1760.15 | 2012.9803 | 2284.256 | 2565.84 | 2768.22 | 3011.54 | 3254.86 | 3498.18 | 3689.2234 | 3891.3198 | 4085.7882 | 4273.1834 | 4454.002 | 4628.6899 | 4797.6493 | 4961.244 | 5119.8042 | 5273.6305
| PGE | IEPR mid load/mid PV |  | 1278.1392 | 1362.997 | 1476.407 | 1540.5888 | 1614.9491 | 1701.5587 | 1804.8478 | 1932.0057 | 2084.812 | 2262.588 | 2461.439 | 2576.5526 | 2717.6216 | 2853.366 | 2984.1732 | 3110.3896 | 3232.3267 | 3350.2652 | 3464.4589 | 3575.1384 | 3682.5135
| SCE | IEPR low load/high PV |  | 857.4785 | 924.1031 | 1017.6732 | 1058.8778 | 1106.5277 | 1166.0043 | 1260.6656 | 1371.7263 | 1499.342 | 1644.2394 | 1807.0833 | 1904.8104 | 2022.0215 | 2134.8085 | 2243.4932 | 2348.3636 | 2449.6784 | 2547.6708 | 2642.5517 | 2734.5128 | 2823.7284
| SCE | E3 NEM Cost-Eff Eval |  | 704.0601 | 897.9391 | 1121.9645 | 1377.8238 | 1667.2047 | 1991.7947 | 2350.3647 | 2540.5 | 2814.5 | 3088.5 | 3362.5 | 3563.2494 | 3784.1836 | 3996.7786 | 4201.6412 | 4399.3141 | 4590.285 | 4774.9933 | 4953.8369 | 5127.1767 | 5295.3415
| SCE | IEPR mid load/mid PV |  | 855.0885 | 899.9993 | 963.6417 | 1000.8737 | 1043.4369 | 1090.3123 | 1147.4992 | 1227.7804 | 1324.2486 | 1436.1118 | 1564.1348 | 1635.8961 | 1725.2762 | 1811.2826 | 1894.1609 | 1974.1305 | 2051.3887 | 2126.1134 | 2198.4655 | 2268.5911 | 2336.623
| SDGE | IEPR low load/high PV |  | 240.7721 | 277.4576 | 324.1656 | 334.9894 | 347.1266 | 360.4689 | 396.8749 | 440.9628 | 490.161 | 542.7724 | 598.1895 | 637.1578 | 680.4967 | 722.1997 | 762.386 | 801.1619 | 838.6231 | 874.8559 | 909.9382 | 943.9409 | 976.9284
| SDGE | E3 NEM Cost-Eff Eval |  | 255.1746 | 312.8011 | 375.3559 | 442.343 | 513.2662 | 587.6295 | 657.0741 | 719.567 | 787.184 | 854.801 | 922.418 | 977.8587 | 1035.1209 | 1090.2218 | 1143.3186 | 1194.5519 | 1244.0482 | 1291.9213 | 1338.2744 | 1383.201 | 1426.7864
| SDGE | IEPR mid load/mid PV |  | 225.0473 | 252.8101 | 290.4623 | 300.3177 | 311.5662 | 323.968 | 351.6566 | 389.0683 | 432.8721 | 481.5216 | 534.133 | 567.7823 | 607.0579 | 644.851 | 681.2696 | 716.41 | 750.3591 | 783.1948 | 814.9879 | 845.8027 | 875.6974
| CAISO | IEPR low load/high PV |  | 2383.6116 | 2592.4237 | 2876.8738 | 3003.272 | 3150.3944 | 3324.134 | 3600.6291 | 3931.4719 | 4311.7947 | 4738.0563 | 5209.1967 | 5502.2896 | 5847.7692 | 6180.2086 | 6500.5566 | 6809.662 | 7108.2873 | 7397.1197 | 7676.7813 | 7947.8365 | 8210.7993
| CAISO | E3 NEM Cost-Eff Eval |  | 2067.339 | 2518.8749 | 3022.6628 | 3580.3168 | 4193.4513 | 4863.6803 | 5573.2789 | 6028.287 | 6613.224 | 7198.161 | 7783.098 | 8230.3315 | 8710.6244 | 9172.7887 | 9618.1432 | 10047.868 | 10463.023 | 10864.5639 | 11253.3553 | 11630.1819 | 11995.7583
| CAISO | IEPR mid load/mid PV |  | 2358.2749 | 2515.8064 | 2730.511 | 2841.7802 | 2969.9521 | 3115.839 | 3304.0035 | 3548.8544 | 3841.9328 | 4180.2214 | 4559.7067 | 4780.2309 | 5049.9557 | 5309.4997 | 5559.6036 | 5800.9302 | 6034.0745 | 6259.5734 | 6477.9124 | 6689.5322 | 6894.834
Installed Capacity Incremental = Total - IEPR mid load/mid PV (embedded)
| PGE | IEPR inc. high PV |  | 7.2218 | 27.8661 | 58.6279 | 68.816 | 81.7911 | 96.1022 | 138.2408 | 186.7771 | 237.4798 | 288.4566 | 342.485 | 383.7688 | 427.6294 | 469.8344 | 510.5043 | 549.7469 | 587.659 | 624.3279 | 659.8325 | 694.2444 | 727.629
| PGE | E3 NEM inc. BTM PV |  | 0 | 0 | 48.9354 | 219.5612 | 398.0312 | 582.6974 | 760.9923 | 836.2143 | 926.728 | 992.272 | 1036.741 | 1112.6708 | 1173.6982 | 1232.4222 | 1289.0102 | 1343.6123 | 1396.3631 | 1447.3841 | 1496.7851 | 1544.6658 | 1591.117
| SCE | IEPR inc. high PV |  | 2.39 | 24.1037 | 54.0316 | 58.0041 | 63.0908 | 75.692 | 113.1664 | 143.9459 | 175.0934 | 208.1276 | 242.9485 | 268.9143 | 296.7453 | 323.5258 | 349.3323 | 374.2331 | 398.2897 | 421.5573 | 444.0862 | 465.9218 | 487.1054
| SCE | E3 NEM inc. BTM PV |  | 0 | 0 | 158.3228 | 376.9501 | 623.7678 | 901.4824 | 1202.8656 | 1312.7196 | 1490.2514 | 1652.3882 | 1798.3652 | 1927.3533 | 2058.9074 | 2185.496 | 2307.4804 | 2425.1837 | 2538.8963 | 2648.8799 | 2755.3714 | 2858.5857 | 2958.7185
| SDGE | IEPR inc. high PV |  | 15.7249 | 24.6475 | 33.7033 | 34.6718 | 35.5604 | 36.5009 | 45.2183 | 51.8945 | 57.2888 | 61.2508 | 64.0565 | 69.3755 | 73.4388 | 77.3487 | 81.1164 | 84.7518 | 88.264 | 91.6611 | 94.9502 | 98.1382 | 101.231
| SDGE | E3 NEM inc. BTM PV |  | 30.1274 | 59.991 | 84.8936 | 142.0253 | 201.7 | 263.6615 | 305.4175 | 330.4987 | 354.3119 | 373.2794 | 388.285 | 410.0765 | 428.0631 | 445.3708 | 462.049 | 478.1419 | 493.6891 | 508.7265 | 523.2865 | 537.3984 | 551.0889
| CAISO | IEPR inc. high PV |  | 25.3366 | 76.6173 | 146.3628 | 161.4918 | 180.4423 | 208.295 | 296.6256 | 382.6175 | 469.862 | 557.8349 | 649.49 | 722.0587 | 797.8135 | 870.7089 | 940.953 | 1008.7319 | 1074.2127 | 1137.5463 | 1198.8689 | 1258.3044 | 1315.9654
| CAISO | E3 NEM inc. BTM PV |  | 30.1274 | 59.991 | 292.1518 | 738.5366 | 1223.4991 | 1747.8413 | 2269.2753 | 2479.4326 | 2771.2912 | 3017.9396 | 3223.3913 | 3450.1005 | 3660.6687 | 3863.289 | 4058.5396 | 4246.9379 | 4428.9485 | 4604.9905 | 4775.4429 | 4940.6498 | 5100.9244
Peak demand impact (analogous to "NQC" or "peak production MW", this is installed capacity multiplied by a conversion factor selected from the Control Panel). ADJUSTED FOR AVOIDED T&D LOSSES.
PkFac | 0.47095 | IEPR inc. high PV |  | 13.0586 | 39.3328 | 75.0651 | 82.8415 | 92.5811 | 106.8456 | 152.105 | 196.2235 | 240.986 | 286.1068 | 333.1128 | 370.3447 | 409.2047 | 446.5979 | 482.6311 | 517.3997 | 550.9895 | 583.4778 | 614.9345 | 645.4231 | 675.0016
PkFac | 0.47095 | E3 NEM inc. BTM PV |  | 15.5505 | 30.9649 | 149.3285 | 377.755 | 625.8319 | 893.9468 | 1160.3348 | 1267.81 | 1416.8258 | 1542.6392 | 1647.3309 | 1763.1696 | 1870.6458 | 1974.0654 | 2073.7233 | 2169.8838 | 2262.784 | 2352.6377 | 2439.6384 | 2523.9617 | 2605.7676
Incremental Small PV (GWh): Energy Division forecast incremental to self-generation PV embedded in 2013 IEPR (CED 2014-2024)
Energy impact, this is installed capacity multiplied by capacity factor factor selected from the Control Panel. NOT ADJUSTED FOR AVOIDED T&D LOSSES because this is used only for RNS calculations.
CapFac | 0.18981 | IEPR inc. high PV |  | 42.1281 | 127.3942 | 243.3625 | 268.518 | 300.0276 | 346.3394 | 493.2097 | 636.1915 | 781.256 | 927.5317 | 1079.9297 | 1200.5922 | 1326.5523 | 1447.7581 | 1564.5555 | 1677.2538 | 1786.1311 | 1891.438 | 1993.4012 | 2092.2267 | 2188.1016
CapFac | 0.18981 | E3 NEM inc. BTM PV |  | 50.0938 | 99.7492 | 485.771 | 1227.9907 | 2034.3548 | 2906.1968 | 3773.2034 | 4122.6394 | 4607.9229 | 5018.0337 | 5359.6454 | 5736.6028 | 6086.7219 | 6423.6257 | 6748.2757 | 7061.5321 | 7364.1676 | 7656.8787 | 7940.2959 | 8214.9912 | 8481.4854
Incremental CHP (MW) --- converted from statewide forecast to CAISO area forecast
Installed Capacity: from CEC forecast of CHP (derived from analysis of CED embedded CHP subtracted from ICF Report's Base and High Case of 2030 new CHP potential) - emailed spreadsheet from Angela Tanghetti 10-30-2013
| Statewide | Low | ICF Base | 119.7037 | 395.1417 | 513.2805 | 634.3972 | 756.2405 | 878.1668 | 1000.2982 | 1049.2681 | 1098.848 | 1149.1352 | 1200.1816 | 1262.4616 | 1274.3216 | 1286.1816 | 1298.0416 | 1309.9016 | 1321.7616 | 1321.7616 | 1321.7616 | 1321.7616 | 1321.7616
| Statewide | High | ICF High | 269.3355 | 837.48 | 1174.3173 | 1514.2124 | 1854.66 | 2195.0783 | 2535.9037 | 2615.1882 | 2695.0866 | 2775.7597 | 2856.6479 | 2949.2479 | 2979.4679 | 3009.6879 | 3039.9079 | 3070.1279 | 3100.3479 | 3100.3479 | 3100.3479 | 3100.3479 | 3100.3479
0.45672 | PGE | Low | ICF Base | 54.6707 | 180.468 | 234.424 | 289.7401 | 345.388 | 401.0738 | 456.8533 | 479.2187 | 501.8627 | 524.8297 | 548.1435 | 576.5878 | 582.0045 | 587.4211 | 592.8378 | 598.2545 | 603.6711 | 603.6711 | 603.6711 | 603.6711 | 603.6711
0.41308 | PGE | High | ICF High | 111.2582 | 345.9496 | 485.0916 | 625.4968 | 766.1303 | 906.7516 | 1047.5411 | 1080.2923 | 1113.297 | 1146.6218 | 1180.0354 | 1218.287 | 1230.7704 | 1243.2538 | 1255.7372 | 1268.2206 | 1280.704 | 1280.704 | 1280.704 | 1280.704 | 1280.704
0.25161 | SCE | Low | ICF Base | 30.1191 | 99.4232 | 129.1486 | 159.6233 | 190.2807 | 220.9591 | 251.6891 | 264.0106 | 276.4856 | 289.1386 | 301.9826 | 317.6531 | 320.6372 | 323.6214 | 326.6055 | 329.5897 | 332.5738 | 332.5738 | 332.5738 | 332.5738 | 332.5738
0.35135 | SCE | High | ICF High | 94.63 | 294.2455 | 412.5921 | 532.013 | 651.628 | 771.2327 | 890.9805 | 918.8368 | 946.9088 | 975.253 | 1003.6728 | 1036.2075 | 1046.8252 | 1057.4428 | 1068.0605 | 1078.6782 | 1089.2959 | 1089.2959 | 1089.2959 | 1089.2959 | 1089.2959
0.087108 | SDGE | Low | ICF Base | 10.4272 | 34.4201 | 44.711 | 55.2613 | 65.8748 | 76.4956 | 87.1343 | 91.4 | 95.7188 | 100.0993 | 104.5458 | 109.9709 | 111.004 | 112.0371 | 113.0702 | 114.1033 | 115.1364 | 115.1364 | 115.1364 | 115.1364 | 115.1364
0.077421 | SDGE | High | ICF High | 20.8523 | 64.8387 | 90.917 | 117.2321 | 143.5899 | 169.9455 | 196.3326 | 202.4709 | 208.6567 | 214.9025 | 221.165 | 228.3342 | 230.6738 | 233.0135 | 235.3532 | 237.6928 | 240.0325 | 240.0325 | 240.0325 | 240.0325 | 240.0325
| CAISO | Low | ICF Base | 95.217 | 314.3113 | 408.2836 | 504.6246 | 601.5435 | 698.5286 | 795.6767 | 834.6293 | 874.0671 | 914.0676 | 954.6719 | 1004.2118 | 1013.6457 | 1023.0797 | 1032.5136 | 1041.9475 | 1051.3814 | 1051.3814 | 1051.3814 | 1051.3814 | 1051.3814
| CAISO | High | ICF High | 226.7405 | 705.0338 | 988.6007 | 1274.7419 | 1561.3482 | 1847.9299 | 2134.8542 | 2201.6 | 2268.8626 | 2336.7773 | 2404.8732 | 2482.8286 | 2508.2694 | 2533.7101 | 2559.1509 | 2584.5916 | 2610.0324 | 2610.0324 | 2610.0324 | 2610.0324 | 2610.0324
Peak demand impact (analogous to "NQC" or "peak production MW", this is installed capacity multiplied by a conversion factor selected from the Control Panel). ADJUSTED FOR AVOIDED T&D LOSSES.
PkFac | 0.7 | Low |  | 72.6671 | 239.874 | 311.5912 | 385.1161 | 459.082 | 533.0984 | 607.2393 | 636.9669 | 667.0648 | 697.5921 | 728.5802 | 766.3878 | 773.5875 | 780.7872 | 787.9869 | 795.1866 | 802.3863 | 802.3863 | 802.3863 | 802.3863 | 802.3863
PkFac | 0.7 | High |  | 172.7083 | 537.0246 | 753.0177 | 970.9716 | 1189.2798 | 1407.5693 | 1626.1197 | 1676.96 | 1728.1939 | 1779.9246 | 1831.7933 | 1891.172 | 1910.5502 | 1929.9285 | 1949.3067 | 1968.6849 | 1988.0632 | 1988.0632 | 1988.0632 | 1988.0632 | 1988.0632
Incremental CHP (GWh)
Energy impact, this is installed capacity multiplied by capacity factor factor selected from the Control Panel. NOT ADJUSTED FOR AVOIDED T&D LOSSES because this is used only for RNS calculations.
CapFac | 0.8 | Low |  | 667.281 | 2202.6937 | 2861.2516 | 3536.4095 | 4215.6172 | 4895.2882 | 5576.1025 | 5849.0824 | 6125.4625 | 6405.7856 | 6690.3404 | 7037.5165 | 7103.6294 | 7169.7423 | 7235.8551 | 7301.968 | 7368.0809 | 7368.0809 | 7368.0809 | 7368.0809 | 7368.0809
CapFac | 0.8 | High |  | 1588.9971 | 4940.8766 | 6928.1136 | 8933.391 | 10941.9281 | 12950.2924 | 14961.0579 | 15428.8125 | 15900.1889 | 16376.1351 | 16853.3512 | 17399.6629 | 17577.9517 | 17756.2405 | 17934.5293 | 18112.818 | 18291.1068 | 18291.1068 | 18291.1068 | 18291.1068 | 18291.1068
Incremental EE POU+other (GWh) for statewide net energy sales for RNS calculations
|  |  |  | 1447.7 | 1694.18 | 1940.8 | 2187.35 | 2433.9 | 2680.45 | 2927 | 3173.55 | 3420 | 3420 | 3420
2014-2024 forecast derived from linear fit of 2015 estimate of POU Incremental EE (2009 IEPR) plus 2022 estimate of POU Incremental EE (2013 IEPR), flatlining for 2023 and 2024
http://www.energy.ca.gov/2011publications/CEC-200-2011-011/CEC-200-2011-011-SD.pdf
Taking Table 8-5 State Total minus 3 IOUs totals = POU+other total (value for 2015 used)
2013 IEPR POU EE estimate for 2022 taken from Angela Tanghetti at the CEC (email received 1/10/2014)
Below are calculations to derive a capacity factor and conversion factor for peak impact for small PV.
| Values obtained from Asish Gautam at the CEC Demand Forecast Group. (email received 11/5/2013) | [23 empty] | All 3 IOU areas
|  | PGE |  | 2014: Mid selfgen PV; 2017: High selfgen PV; 2018: SCE; 2020: Mid selfgen PV; 2023: High selfgen PV; 2024: SDGE; 2026: Mid selfgen PV; 2029: High selfgen PV; 2030: All 3 IOU areas | CED selfgen PV
|  |  |  | Mid demand | Implied | Implied | Low demand |  |  | Mid demand | Implied | Implied | Low demand |  |  | Mid demand | Implied | Implied | Low demand | Mid case demand impact |  |  |  |  | High demand
|  | Mid demand | Mid demand | Installed | Peak impact | Capacity | Installed | Mid demand | Mid demand | Installed | Peak impact | Capacity | Installed | Mid demand | Mid demand | Installed | Peak impact | Capacity | Installed |  | Installed capacity |  | Peak demand impact |  | Installed
|  | impact MW | impact GWh | capacity MW | Factor | Factor | capacity MW | impact MW | impact GWh | capacity MW | Factor | Factor | capacity MW | impact MW | impact GWh | capacity MW | Factor | Factor | capacity MW | Total GWh | Total MW | Total cap fac | Total MW | Factor | capacity MW
| 2014 | 611.3164 | 2046.024 | 1278.1392 | 0.47829 | 0.18274 | 1285.361 | 418.6717 | 1460.905 | 855.0885 | 0.48962 | 0.19503 | 857.4785 | 108.3662 | 383.1813 | 225.0473 | 0.48153 | 0.19437 | 240.7721 | 3890.1103 | 2358.2749 | 0.18831 | 1138.3542 | 0.48271 | 2383.6116
| 2015 | 646.8305 | 2203.3586 | 1362.997 | 0.47456 | 0.18454 | 1390.8631 | 434.3289 | 1546.4164 | 899.9993 | 0.48259 | 0.19615 | 924.1031 | 120.4597 | 441.0739 | 252.8101 | 0.47648 | 0.19916 | 277.4576 | 4190.8488 | 2515.8064 | 0.19016 | 1201.6191 | 0.47763 | 2592.4237
| 2016 | 698.0657 | 2391.6918 | 1476.407 | 0.47281 | 0.18492 | 1535.0349 | 462.1631 | 1654.141 | 963.6417 | 0.4796 | 0.19595 | 1017.6732 | 138.2809 | 512.2843 | 290.4623 | 0.47607 | 0.20133 | 324.1656 | 4558.1171 | 2730.511 | 0.19056 | 1298.5097 | 0.47556 | 2876.8738
| 2017 | 724.5665 | 2485.3673 | 1540.5888 | 0.47032 | 0.18416 | 1609.4048 | 477.0052 | 1707.7625 | 1000.8737 | 0.47659 | 0.19478 | 1058.8778 | 142.1404 | 526.1887 | 300.3177 | 0.4733 | 0.20001 | 334.9894 | 4719.3185 | 2841.7802 | 0.18958 | 1343.7122 | 0.47284 | 3003.272
| 2018 | 756.1407 | 2597.5802 | 1614.9491 | 0.46821 | 0.18361 | 1696.7401 | 494.5257 | 1771.5201 | 1043.4369 | 0.47394 | 0.19381 | 1106.5277 | 146.7022 | 542.7305 | 311.5662 | 0.47085 | 0.19885 | 347.1266 | 4911.8308 | 2969.9521 | 0.18879 | 1397.3686 | 0.4705 | 3150.3944
| 2019 | 793.8182 | 2732.6363 | 1701.5587 | 0.46652 | 0.18333 | 1797.6609 | 514.2108 | 1843.4616 | 1090.3123 | 0.47162 | 0.19301 | 1166.0043 | 151.8454 | 561.4667 | 323.968 | 0.4687 | 0.19784 | 360.4689 | 5137.5647 | 3115.839 | 0.18823 | 1459.8744 | 0.46853 | 3324.134
| 2020 | 839.8039 | 2900.7187 | 1804.8478 | 0.4653 | 0.18347 | 1943.0886 | 539.0566 | 1936.6324 | 1147.4992 | 0.46977 | 0.19266 | 1260.6656 | 164.6357 | 611.736 | 351.6566 | 0.46817 | 0.19858 | 396.8749 | 5449.0871 | 3304.0035 | 0.18827 | 1543.4962 | 0.46716 | 3600.6291
| 2021 | 897.6695 | 3116.8641 | 1932.0057 | 0.46463 | 0.18416 | 2118.7828 | 575.4332 | 2077.4791 | 1227.7804 | 0.46868 | 0.19316 | 1371.7263 | 182.256 | 681.8896 | 389.0683 | 0.46844 | 0.20007 | 440.9628 | 5876.2328 | 3548.8544 | 0.18902 | 1655.3586 | 0.46645 | 3931.4719
| 2022 | 968.2637 | 3384.5748 | 2084.812 | 0.46444 | 0.18532 | 2322.2918 | 619.8348 | 2251.5618 | 1324.2486 | 0.46807 | 0.19409 | 1499.342 | 203.0189 | 764.9851 | 432.8721 | 0.469 | 0.20174 | 490.161 | 6401.1218 | 3841.9328 | 0.1902 | 1791.1174 | 0.4662 | 4311.7947
| 2023 | 1051.1973 | 3702.0154 | 2262.588 | 0.4646 | 0.18678 | 2551.0446 | 671.8292 | 2457.2025 | 1436.1118 | 0.46781 | 0.19532 | 1644.2394 | 226.1376 | 857.8014 | 481.5216 | 0.46963 | 0.20336 | 542.7724 | 7017.0193 | 4180.2214 | 0.19162 | 1949.1641 | 0.46628 | 4738.0563
| 2024 | 1144.474 | 4061.6061 | 2461.439 | 0.46496 | 0.18837 | 2803.9239 | 731.7647 | 2695.9156 | 1564.1348 | 0.46784 | 0.19676 | 1807.0833 | 251.1606 | 958.4707 | 534.133 | 0.47022 | 0.20484 | 598.1895 | 7715.9923 | 4559.7067 | 0.19317 | 2127.3992 | 0.46656 | 5209.1967
[5 empty] | 0.4686 | 0.18467 |  |  |  |  | 0.47419 | 0.19461 |  |  |  |  | 0.47204 | 0.20002
This average forecasted capacity factor for PV was calculated from mid case forecasted energy and installed capacity for the 3 IOUs aggregated together.
0.18981
This average forecasted peak demand impact factor for PV was calculated from mid case forecasted demand impact and installed capacity for the 3 IOUs aggregated together.
0.47095
This capacity factor is from the CPUC CSI 2010 Impact Evaluation Report by Itron, Jun 2011, http://www.cpuc.ca.gov/NR/rdonlyres/E2E189A8-5494-45A1-ACF2-5F48D36A9CA7/0/CSI_2010_Impact_Eval_RevisedFinal.pdf
| 0.19 | Table 6-3 Annual Energy Impacts by PA and Program
This CAISO peak hour impact factor is from the CPUC CSI 2010 Impact Evaluation Report by Itron, Jun 2011, http://www.cpuc.ca.gov/NR/rdonlyres/E2E189A8-5494-45A1-ACF2-5F48D36A9CA7/0/CSI_2010_Impact_Eval_RevisedFinal.pdf
| 0.56 | Table 6-4 Estimated Demand Impact Coincident with 2010 CAISO System Peak Hour
This is a projection of total installed capacity of customer side PV based on the CPUC study of ratepayer impacts from California's Net Energy Metering (NEM), prepared by E3.
http://www.cpuc.ca.gov/PUC/energy/Solar/nem_cost_effectiveness_evaluation.htm
See the “Forecast” Tab in the E3 NEM Summary Public Model located at:
http://www.cpuc.ca.gov/NR/rdonlyres/AD52FE7A-E283-4AB8-BCB2-87DF56D7443B/0/E3NEMSummaryTool.xlsm
| 2014 | 2015 | 2016 | 2014: 2017; 2015: 2018; 2016: 2019; 2017: 2020; 2018: 2021; 2019: 2022; 2020: 2023; 2021: 2024
| 2067.339 | 2518.8749 | 3022.6628 | 2014: 3580.3168; 2015: 4193.4513; 2016: 4863.6803; 2017: 5573.2789; 2018: 6028.287; 2019: 6613.224; 2020: 7198.161; 2021: 7783.098
The Report's projection goes out to 2020 and LTPP staff extrapolates the projection linearly to 2024.
PGE | 1108.1043 | 1308.1347 | 1525.3424 | 2014: 1760.15; 2015: 2012.9803; 2016: 2284.256; 2017: 2565.84; 2018: 2768.22; 2019: 3011.54; 2020: 3254.86; 2021: 3498.18
SCE | 704.0601 | 897.9391 | 1121.9645 | 2014: 1377.8238; 2015: 1667.2047; 2016: 1991.7947; 2017: 2350.3647; 2018: 2540.5; 2019: 2814.5; 2020: 3088.5; 2021: 3362.5
SDGE | 255.1746 | 312.8011 | 375.3559 | 2014: 442.343; 2015: 513.2662; 2016: 587.6295; 2017: 657.0741; 2018: 719.567; 2019: 787.184; 2020: 854.801; 2021: 922.418
Year 2021 through 2024 is linear extrapolation from 2014-2020.
Note on D11: Young, Patrick: Imported directly from CEC Form 1.5 No AAEE
Note on D12: Young, Patrick: Imported directly from CEC Form 1.5 - LowMid AAEE
Note on D13: Young, Patrick: Imported directly from CEC Form 1.5 - Mid AAEE
Note on D14: Young, Patrick: Imported directly from CEC Form 1.5 - HighMid AAEE
Note on D23: Young, Patrick: Imported directly from CEC Form 1.5 No AAEE
Note on D24: Young, Patrick: Imported directly from CEC Form 1.5 - LowMid AAEE
Note on D25: Young, Patrick: Imported directly from CEC Form 1.5 - Mid AAEE
Note on D26: Young, Patrick: Imported directly from CEC Form 1.5 - HighMid AAEE
Note on D35: Young, Patrick: Imported directly from CEC Form 1.5 No AAEE
Note on D36: Young, Patrick: Imported directly from CEC Form 1.5 - LowMid AAEE
Note on D37: Young, Patrick: Imported directly from CEC Form 1.5 - Mid AAEE
Note on D38: Young, Patrick: Imported directly from CEC Form 1.5 - HighMid AAEE
Note on D48: Young, Patrick: Imported directly from CEC Form 1.5 No AAEE
Note on D49: Young, Patrick: Imported directly from CEC Form 1.5 - Mid AAEE
Note on D58: Young, Patrick: Imported directly from CEC Form 1.5 No AAEE
Note on D59: Young, Patrick: Imported directly from CEC Form 1.5 - Mid AAEE
Note on D68: Young, Patrick: Imported directly from CEC Form 1.5 No AAEE
Note on D69: Young, Patrick: Imported directly from CEC Form 1.5 - Mid AAEE
Note on D80: Young, Patrick: Imported directly from CEC Form 1.5 - LowMid AAEE
Note on D81: Young, Patrick: Imported directly from CEC Form 1.5 - Mid AAEE
Note on D82: Young, Patrick: Imported directly from CEC Form 1.5 - HighMid AAEE
Note on D91: Young, Patrick: Imported directly from CEC Form 1.5 - Mid AAEE
Note on A186: Young, Patrick: Share of capacity in PGE out of Statewide, derived from CEC spreadsheet ICF Base
Note on A187: Young, Patrick: Share of capacity in PGE out of Statewide, derived from CEC spreadsheet ICF High
Note on A188: Young, Patrick: Share of capacity in SCE out of Statewide, derived from CEC spreadsheet ICF Base
Note on A189: Young, Patrick: Share of capacity in SCE out of Statewide, derived from CEC spreadsheet ICF High
Note on A190: Young, Patrick: Share of capacity in SDGE out of Statewide, derived from CEC spreadsheet ICF Base
Note on A191: Young, Patrick: Share of capacity in SDGE out of Statewide, derived from CEC spreadsheet ICF High

## Supply Individual Assumptions
NOTE: THE 2015-16 TPP TECHNICAL STUDIES EXPECT TO USE IOU-PROVIDED BUSBAR-LEVEL DEMAND RESPONSE PROGRAM IMPACT ESTIMATES CONSISTENT WITH THE 2013 PY LOAD IMPACT REPORTS PUBLISHED APRIL 2014. DATA BELOW COMES FROM THE 2012 PY. See Data Sources tab of this workbook for links to both.
|  |  |  | 2014 | 2015 | 2016 | 2017 | 2018 | 2019 | 2020 | 2021 | 2022 | 2023 | 2024 | 2025 | 2026 | 2027 | 2028 | 2029 | 2030 | 2031 | 2032 | 2033 | 2034
Dispatchable DR (MW)
PY2012 Load Impact Reports of each IOU (Portfolio-adjusted ex-ante estimates for August in a 1-in-2 weather year, generally average load impact over the hours of the day an event may be called)
|  |  | PGE Bay | 2014: 118; 2015: 123; 2016: 124; 2017: 124; 2018: 124; 2019: 125; 2020: 125; 2021: 125; 2022: 126; 2023: 127; 2024: 127; 2025: SmartAC, BIP, CBP, DBP, AMP
|  |  | PGE Valley | 2014: 563; 2015: 568; 2016: 569; 2017: 571; 2018: 572; 2019: 573; 2020: 575; 2021: 575; 2022: 577; 2023: 578; 2024: 578; 2025: SmartAC, BIP, CBP, DBP, AMP
|  |  | SCE | 2014: 1232.7; 2015: 1259.5; 2016: 1263.5; 2017: 1264.5; 2018: 1264.5; 2019: 1264.5; 2020: 1264.5; 2021: 1264.5; 2022: 1264.5; 2023: 1264.5; 2024: 1264.5; 2025: BIP, API, SDP, DBP, CBP, DRC (Note: SDP-C values were adjusted upward based on revised LI table published by SCE May 29, 2013)
|  |  | SDGE | 2014: 38.5766; 2015: 38.5766; 2016: 38.5766; 2017: 38.5766; 2018: 38.5766; 2019: 38.5766; 2020: 38.5766; 2021: 38.5766; 2022: 38.5766; 2023: 38.5766; 2024: 38.5766; 2025: BIP, CBP, DBP, Summer Saver
|  |  | PGE Bay - w avoided T&D losses | 2014: 129.446; 2015: 134.931; 2016: 136.028; 2017: 136.028; 2018: 136.028; 2019: 137.125; 2020: 137.125; 2021: 137.125; 2022: 138.222; 2023: 139.319; 2024: 139.319
|  |  | PGE Valley - w avoided T&D losses | 2014: 617.611; 2015: 623.096; 2016: 624.193; 2017: 626.387; 2018: 627.484; 2019: 628.581; 2020: 630.775; 2021: 630.775; 2022: 632.969; 2023: 634.066; 2024: 634.066
|  |  | SCE - w avoided T&D losses | 2014: 1326.3852; 2015: 1355.222; 2016: 1359.526; 2017: 1360.602; 2018: 1360.602; 2019: 1360.602; 2020: 1360.602; 2021: 1360.602; 2022: 1360.602; 2023: 1360.602; 2024: 1360.602
|  |  | SDGE - w avoided T&D losses | 2014: 42.28; 2015: 42.28; 2016: 42.28; 2017: 42.28; 2018: 42.28; 2019: 42.28; 2020: 42.28; 2021: 42.28; 2022: 42.28; 2023: 42.28; 2024: 42.28
|  | Default |  | 2115.7222 | 2155.529 | 2162.027 | 2165.297 | 2166.394 | 2168.588 | 2170.782 | 2170.782 | 2174.073 | 2176.267 | 2176.267 | 2176.267 | 2176.267 | 2176.267 | 2176.267 | 2176.267 | 2176.267 | 2176.267 | 2176.267 | 2176.267 | 2176.267
|  | Escalated |  | 2115.7222 | 2177.2204 | 2238.7186 | 2300.2169 | 2361.7151 | 2423.2134 | 2484.7116 | 2546.2098 | 3062.9485 | 3063.2582 | 3570.1852 | 3581.8962 | 4107.0236 | 4120.4956 | 4650.7632 | 4666.0187 | 5201.4715 | 5201.4715 | 5201.4715 | 5201.4715 | 5201.4715
|  | Managed Demand Net Load = | IEPR mid (1in2) - mid AAEE | 49359.4348 | 49849.1071 | 49913.2661 | 50041.5946 | 50238.5448 | 50477.4694 | 50744.6661 | 50924.197 | 51049.1422 | 51054.3039 | 51002.6457 | 51169.9459 | 51337.7949 | 51506.1945 | 51675.1465 | 51844.6527 | 52014.7148 | 52185.3349 | 52356.5146 | 52528.2558 | 52700.5603
0.328%
Incremental CHP (MW) --- converted from statewide forecast to CAISO area forecast
Installed Capacity: from CEC forecast of CHP (derived from analysis ICF Report's Base Case and High Case of 2030 new CHP potential) - emailed spreadsheet from Angela Tanghetti 10-30-2013
| Statewide | Low | ICF Base | 37.44 | 104 | 119.4 | 134.8 | 150.2 | 165.6 | 181 | 187 | 193 | 199 | 205 | 211 | 211.6 | 212.2 | 212.8 | 213.4 | 214
| Statewide | High | ICF High | 262.48 | 702 | 946.6 | 1191.2 | 1435.8 | 1680.4 | 1925 | 2023.4 | 2121.8 | 2220.2 | 2318.6 | 2417 | 2425 | 2433 | 2441 | 2449 | 2457
| CAISO area | Low |  | 29.952 | 83.2 | 95.52 | 107.84 | 120.16 | 132.48 | 144.8 | 149.6 | 154.4 | 159.2 | 164 | 168.8 | 169.28 | 169.76 | 170.24 | 170.72 | 171.2 | 171.2 | 171.2 | 171.2 | 171.2
| CAISO area | High |  | 209.984 | 561.6 | 757.28 | 952.96 | 1148.64 | 1344.32 | 1540 | 1618.72 | 1697.44 | 1776.16 | 1854.88 | 1933.6 | 1940 | 1946.4 | 1952.8 | 1959.2 | 1965.6 | 1965.6 | 1965.6 | 1965.6 | 1965.6
(Note: the CAISO area installed capacity is derived by adjusting the Statewide downward by factor of 0.8--roughly the load ratio between CAISO and Statewide load, adjustable on Scenarios tab Control Panel of this workbook)
Peak demand impact (analogous to "NQC" or "peak production MW", this is installed capacity multiplied by a conversion factor selected from the Control Panel)
PkFac | 0.7 | Low |  | 20.9664 | 58.24 | 66.864 | 75.488 | 84.112 | 92.736 | 101.36 | 104.72 | 108.08 | 111.44 | 114.8 | 118.16 | 118.496 | 118.832 | 119.168 | 119.504 | 119.84 | 119.84 | 119.84 | 119.84 | 119.84
PkFac | 0.7 | High |  | 146.9888 | 393.12 | 530.096 | 667.072 | 804.048 | 941.024 | 1078 | 1133.104 | 1188.208 | 1243.312 | 1298.416 | 1353.52 | 1358 | 1362.48 | 1366.96 | 1371.44 | 1375.92 | 1375.92 | 1375.92 | 1375.92 | 1375.92
New Energy Storage (MW)
Installed Capacity: from CPUC Storage Target Decision (D).13-10-040, Online target year 2024, assuming linear growth from 0 in 2016
|  | Low | Transmission & 50% Distrib-connected | 0 | 0 | 0 | 114.0625 | 228.125 | 342.1875 | 456.25 | 570.3125 | 684.375 | 798.4375 | 912.5 | 912.5 | 912.5 | 912.5 | 912.5 | 912.5 | 912.5 | 912.5 | 912.5 | 912.5 | 912.5
|  | Mid | Transmission & Distribution-connected | 0 | 0 | 0 | 140.625 | 281.25 | 421.875 | 562.5 | 703.125 | 843.75 | 984.375 | 1125 | 1125 | 1125 | 1125 | 1125 | 1125 | 1125 | 1125 | 1125 | 1125 | 1125
|  | High | All categories | 0 | 0 | 0 | 165.625 | 331.25 | 496.875 | 662.5 | 828.125 | 993.75 | 1159.375 | 1325 | 1325 | 1325 | 1325 | 1325 | 1325 | 1325 | 1325 | 1325 | 1325 | 1325
Installed Capacity: from large pumped storage or other non-pumped storage
|  | Large-pumped |  | 0 | 0 | 0 | 0 | 1000 | 1000 | 1000 | 1000 | 1000 | 1000 | 1000 | 1000 | 1000 | 1000 | 1000 | 1000 | 1000 | 1000 | 1000 | 1000 | 1000
|  | Non-pumped |  | 0 | 0 | 0 | 50 | 100 | 200 | 400 | 500 | 500 | 500 | 500 | 500 | 500 | 500 | 500 | 500 | 500 | 500 | 500 | 500 | 500
Imports (MW)
from Maximum Imports and Max Imports minus ETC values in "2014 Assigned and Unassigned RA Import Capability on Branch Groups - After Step 6" at http://www.caiso.com/planning/Pages/ReliabilityRequirements/Default.aspx
|  | ISO max import |  | 17486 | 17486 | 17486 | 17486 | 17486 | 17486 | 17486 | 17486 | 17486 | 17486 | 17486 | 17486 | 17486 | 17486 | 17486 | 17486 | 17486 | 17486 | 17486 | 17486 | 17486
|  | ISO available import |  | 13396 | 13396 | 13396 | 13396 | 13396 | 13396 | 13396 | 13396 | 13396 | 13396 | 13396 | 13396 | 13396 | 13396 | 13396 | 13396 | 13396 | 13396 | 13396 | 13396 | 13396
|  | CEC net interchange |  | 10350 | 10350 | 10350 | 10350 | 10350 | 10350 | 10350 | 10350 | 10350 | 10350 | 10350 | 10350 | 10350 | 10350 | 10350 | 10350 | 10350 | 10350 | 10350 | 10350 | 10350
from Appendix D of CEC Summer 2012 Supply and Demand Outlook: http://www.energy.ca.gov/2012publications/CEC-200-2012-003/CEC-200-2012-003.pdf
Existing Resources (MW)
from Final 2014 NQC List tab
|  | Total |  | 50661.9484 | 50661.9484 | 50661.9484 | 50661.9484 | 50661.9484 | 50661.9484 | 50661.9484 | 50661.9484 | 50661.9484 | 50661.9484 | 50661.9484 | 50661.9484 | 50661.9484 | 50661.9484 | 50661.9484 | 50661.9484 | 50661.9484 | 50661.9484 | 50661.9484 | 50661.9484 | 50661.9484
|  |  | OTC Non Nuclear | 11684.75 | 11684.75 | 11684.75 | 11684.75 | 11684.75 | 11684.75 | 11684.75 | 11684.75 | 11684.75 | 11684.75 | 11684.75 | 11684.75 | 11684.75 | 11684.75 | 11684.75 | 11684.75 | 11684.75 | 11684.75 | 11684.75 | 11684.75 | 11684.75
|  |  | OTC Nuclear | 2240 | 2240 | 2240 | 2240 | 2240 | 2240 | 2240 | 2240 | 2240 | 2240 | 2240 | 2240 | 2240 | 2240 | 2240 | 2240 | 2240 | 2240 | 2240 | 2240 | 2240
|  |  | Hydro | 7485.3294 | 7485.3294 | 7485.3294 | 7485.3294 | 7485.3294 | 7485.3294 | 7485.3294 | 7485.3294 | 7485.3294 | 7485.3294 | 7485.3294 | 7485.3294 | 7485.3294 | 7485.3294 | 7485.3294 | 7485.3294 | 7485.3294 | 7485.3294 | 7485.3294 | 7485.3294 | 7485.3294
|  |  | Solar | 740.9417 | 740.9417 | 740.9417 | 740.9417 | 740.9417 | 740.9417 | 740.9417 | 740.9417 | 740.9417 | 740.9417 | 740.9417 | 740.9417 | 740.9417 | 740.9417 | 740.9417 | 740.9417 | 740.9417 | 740.9417 | 740.9417 | 740.9417 | 740.9417
|  |  | Wind | 797.9594 | 797.9594 | 797.9594 | 797.9594 | 797.9594 | 797.9594 | 797.9594 | 797.9594 | 797.9594 | 797.9594 | 797.9594 | 797.9594 | 797.9594 | 797.9594 | 797.9594 | 797.9594 | 797.9594 | 797.9594 | 797.9594 | 797.9594 | 797.9594
|  |  | Geothermal | 1062.8917 | 1062.8917 | 1062.8917 | 1062.8917 | 1062.8917 | 1062.8917 | 1062.8917 | 1062.8917 | 1062.8917 | 1062.8917 | 1062.8917 | 1062.8917 | 1062.8917 | 1062.8917 | 1062.8917 | 1062.8917 | 1062.8917 | 1062.8917 | 1062.8917 | 1062.8917 | 1062.8917
|  |  | Biomass | 609.8679 | 609.8679 | 609.8679 | 609.8679 | 609.8679 | 609.8679 | 609.8679 | 609.8679 | 609.8679 | 609.8679 | 609.8679 | 609.8679 | 609.8679 | 609.8679 | 609.8679 | 609.8679 | 609.8679 | 609.8679 | 609.8679 | 609.8679 | 609.8679
|  |  | Cogeneration | 4915.24 | 4915.24 | 4915.24 | 4915.24 | 4915.24 | 4915.24 | 4915.24 | 4915.24 | 4915.24 | 4915.24 | 4915.24 | 4915.24 | 4915.24 | 4915.24 | 4915.24 | 4915.24 | 4915.24 | 4915.24 | 4915.24 | 4915.24 | 4915.24
|  |  | Pump | 600.6 | 600.6 | 600.6 | 600.6 | 600.6 | 600.6 | 600.6 | 600.6 | 600.6 | 600.6 | 600.6 | 600.6 | 600.6 | 600.6 | 600.6 | 600.6 | 600.6 | 600.6 | 600.6 | 600.6 | 600.6
|  |  | Non OTC Peaker | 5356.95 | 5356.95 | 5356.95 | 5356.95 | 5356.95 | 5356.95 | 5356.95 | 5356.95 | 5356.95 | 5356.95 | 5356.95 | 5356.95 | 5356.95 | 5356.95 | 5356.95 | 5356.95 | 5356.95 | 5356.95 | 5356.95 | 5356.95 | 5356.95
|  |  | Non OTC Thermal | 15046.7683 | 15046.7683 | 15046.7683 | 15046.7683 | 15046.7683 | 15046.7683 | 15046.7683 | 15046.7683 | 15046.7683 | 15046.7683 | 15046.7683 | 15046.7683 | 15046.7683 | 15046.7683 | 15046.7683 | 15046.7683 | 15046.7683 | 15046.7683 | 15046.7683 | 15046.7683 | 15046.7683
|  |  | Various and Unknown | 120.65 | 120.65 | 120.65 | 120.65 | 120.65 | 120.65 | 120.65 | 120.65 | 120.65 | 120.65 | 120.65 | 120.65 | 120.65 | 120.65 | 120.65 | 120.65 | 120.65 | 120.65 | 120.65 | 120.65 | 120.65
Resource Additions (MW)
from CEC Siting Cases tab (projects with approved contracts, permits, under construction, and no large solar)
from CEC Other Projects tab (other expected projects < 50 MW in size) and no large solar
D1303029 Escondido Repower is online. Addition accounted for by taking difference between NQC values on Feb 13, 2014 NQC List and Nov 24, 2013 NQC List for Resource ID ESCNDO_6_PL1X2
|  | CEC Siting Cases |  | 0 | 0 | 300 | 300 | 300 | 300 | 300 | 300 | 300 | 300 | 300 | 300 | 300 | 300 | 300 | 300 | 300 | 300 | 300 | 300 | 300
|  | CEC Other Projects |  | 1.9 | 1.9 | 15.9 | 15.9 | 15.9 | 15.9 | 15.9 | 15.9 | 15.9 | 15.9 | 15.9 | 15.9 | 15.9 | 15.9 | 15.9 | 15.9 | 15.9 | 15.9 | 15.9 | 15.9 | 15.9
|  | D1303029 Escondido Repower |  | 13.21 | 13.21 | 13.21 | 13.21 | 13.21 | 13.21 | 13.21 | 13.21 | 13.21 | 13.21 | 13.21 | 13.21 | 13.21 | 13.21 | 13.21 | 13.21 | 13.21 | 13.21 | 13.21 | 13.21 | 13.21
|  | Total |  | 15.11 | 15.11 | 329.11 | 329.11 | 329.11 | 329.11 | 329.11 | 329.11 | 329.11 | 329.11 | 329.11 | 329.11 | 329.11 | 329.11 | 329.11 | 329.11 | 329.11 | 329.11 | 329.11 | 329.11 | 329.11
This is any procurement authorization that comes from the 2012 LTPP cycle e.g. Track 1 and Track 4 potential procurement
|  | D1302015 Big Creek/Ventura |  | 0 | 0 | 0 | 0 | 0 | 200 | 200 | 200 | 200 | 200 | 200 | 200 | 200 | 200 | 200 | 200 | 200 | 200 | 200 | 200 | 200
|  | D1302015 West LA Basin |  | 0 | 0 | 0 | 0 | 0 | 1000 | 1000 | 1000 | 1000 | 1000 | 1000 | 1000 | 1000 | 1000 | 1000 | 1000 | 1000 | 1000 | 1000 | 1000 | 1000
|  | 2012 LTPP Track 4 |  | 0 | 0 | 0 | 0 | 0 | 0 | 0 | 0 | 0 | 0 | 0 | 0 | 0 | 0 | 0 | 0 | 0 | 0 | 0 | 0 | 0
from RPS Calculator Tool output
|  | RPS | 33% 2024 Mid AAEE | 1180.2033 | 2382.7813 | 3783.5372 | 3945.4693 | 4024.9778 | 5318.5023 | 5738.218 | 5795.3078 | 5856.8904 | 5938.5116 | 5938.5116 | 5997.9145 | 6057.3174 | 6116.7202 | 6176.1231 | 6235.526 | 6294.9288 | 6354.3317 | 6413.7346 | 6473.1375 | 6532.5403
|  | RPS | 33% 2024 LowMid AAEE | 1255.4113 | 2708.0557 | 4108.8116 | 4306.2049 | 4385.7134 | 5679.2379 | 6098.9537 | 6156.0434 | 6217.626 | 6299.2473 | 6299.2473 | 6433.8774 | 6568.5076 | 6703.1378 | 6837.768 | 6972.3981 | 7107.0283 | 7241.6585 | 7376.2886 | 7510.9188 | 7645.549
|  | RPS | 33% 2024 High Load Mid AAEE | 1611.8669 | 3122.7124 | 4523.4683 | 4917.7712 | 4997.2797 | 6290.8043 | 6710.52 | 6767.6098 | 6829.1924 | 6910.8136 | 6910.8136 | 7121.4132 | 7332.0128 | 7542.6124 | 7753.212 | 7963.8116 | 8174.4112 | 8385.0108 | 8595.6104 | 8806.21 | 9016.8096
|  | RPS | 33% 2024 Mid AAEE sensitivity | 1147.5629 | 2322.9077 | 3723.6637 | 3885.5957 | 3965.1042 | 4858.2361 | 5277.9518 | 5335.0416 | 5396.6242 | 5478.2454 | 5478.2454 | 5551.9423 | 5625.6392 | 5699.3361 | 5773.033 | 5846.7299 | 5920.4268 | 5994.1237 | 6067.8206 | 6141.5175 | 6215.2144
|  | RPS | High DG 33% 2024 Mid AAEE + DSM | 1256.9955 | 2519.3512 | 4254.5621 | 4467.5602 | 4626.1594 | 4864.2025 | 5139.7952 | 5365.8212 | 5522.942 | 5675.549 | 5675.549 | 5675.549 | 5675.549 | 5675.549 | 5675.549 | 5675.549 | 5675.549 | 5675.549 | 5675.549 | 5675.549 | 5675.549
|  | RPS | High DG 40% 2024 Mid AAEE | 2025.6294 | 4066.5911 | 6213.5638 | 7026.4546 | 7217.3381 | 8719.3488 | 9370.6554 | 9731.8363 | 10056.0021 | 10224.6657 | 10224.6657 | 10328.3455 | 10432.0252 | 10535.7049 | 10639.3847 | 10743.0644 | 10846.7442 | 10950.4239 | 11054.1036 | 11157.7834 | 11261.4631
|  | RPS | High DG 40% 2024 HighMid AAEE + Higher DSM | 1589.0096 | 3316.0723 | 5463.045 | 5703.2019 | 5894.0854 | 6167.3813 | 6818.688 | 7179.8688 | 7504.0346 | 7672.6983 | 7672.6983 | 7672.6983 | 7672.6983 | 7672.6983 | 7672.6983 | 7672.6983 | 7672.6983 | 7672.6983 | 7672.6983 | 7672.6983 | 7672.6983
Resource Retirements (MW)
from Final 2014 NQC List tab looking up facility age or planned retirement date
assuming "Pump" resources have same retirement characteristics as Hydro
assuming "Various and Unknown" resources do not retire in planning horizon
|  | Default | OTC Non Nuclear | 650 | 650 | 985 | 985 | 5790.53 | 5790.53 | 5790.53 | 11684.75 | 11684.75 | 11684.75 | 11684.75 | 11684.75 | 11684.75 | 11684.75 | 11684.75 | 11684.75 | 11684.75 | 11684.75 | 11684.75 | 11684.75 | 11684.75
|  | None | OTC Nuclear | 0 | 0 | 0 | 0 | 0 | 0 | 0 | 0 | 0 | 0 | 0 | 0 | 0 | 0 | 0 | 0 | 0 | 0 | 0 | 0 | 0
|  | DCPP | OTC Nuclear | 0 | 0 | 0 | 0 | 0 | 0 | 0 | 0 | 0 | 2240 | 2240 | 2240 | 2240 | 2240 | 2240 | 2240 | 2240 | 2240 | 2240 | 2240 | 2240
|  | Low | Hydro+Pump | 0 | 0 | 0 | 0 | 0 | 0 | 0 | 0 | 0 | 0 | 0 | 0 | 0 | 0 | 0 | 0 | 0 | 0 | 0 | 0 | 0
retire at | 70 | Mid | Hydro+Pump | 1640.14 | 1640.14 | 1640.14 | 1640.75 | 1752.75 | 1822.75 | 1934.75 | 1934.75 | 1934.75 | 1934.75 | 1934.75 | 2029.75 | 2029.75 | 2110.11 | 2648.88 | 2648.88 | 2955.88 | 2955.88 | 3007.08 | 3212.25 | 3212.25
retire at | 50 | High | Hydro+Pump | 3212.25 | 3602.61 | 3918.3 | 3996.1207 | 4504.1207 | 4970.9607 | 4970.9607 | 4970.9607 | 5205.9292 | 5205.9292 | 5214.7792 | 5214.7792 | 5214.7792 | 5214.7792 | 5214.7792 | 5227.7892 | 5247.2805 | 5262.5353 | 5346.1453 | 5529.9953 | 6821.5753
|  | Low | Solar+Wind | 0 | 0 | 0 | 0 | 0 | 0 | 0 | 0 | 0 | 0 | 0 | 0 | 0 | 0 | 0 | 0 | 0 | 0 | 0 | 0 | 0
retire at | 25 | Mid | Solar+Wind | 529.6294 | 529.6294 | 529.6294 | 529.6294 | 529.6294 | 566.6494 | 566.6494 | 566.6494 | 566.6494 | 566.6494 | 566.7094 | 569.3894 | 580.7794 | 601.9494 | 645.2894 | 645.2894 | 665.3594 | 700.6994 | 700.6994 | 709.1794 | 747.3894
retire at | 20 | High | Solar+Wind | 566.6494 | 566.6494 | 566.6494 | 566.6494 | 566.6494 | 566.7094 | 569.3894 | 580.7794 | 601.9494 | 645.2894 | 645.2894 | 665.3594 | 700.6994 | 700.6994 | 709.1794 | 747.3894 | 825.3794 | 902.9994 | 1211.8794 | 2586.6721 | 2754.5821
|  | Low | Geothermal+Biomass | 0 | 0 | 0 | 0 | 0 | 0 | 0 | 0 | 0 | 0 | 0 | 0 | 0 | 0 | 0 | 0 | 0 | 0 | 0 | 0 | 0
retire at | 40 | Mid | Geothermal+Biomass | 156 | 221 | 221 | 221 | 221 | 271 | 377 | 377 | 430 | 581.0231 | 658.7931 | 761.6873 | 934.626 | 1046.496 | 1250.946 | 1453.216 | 1517.726 | 1517.736 | 1517.736 | 1521.876 | 1521.876
retire at | 25 | High | Geothermal+Biomass | 1453.216 | 1517.726 | 1517.736 | 1517.736 | 1521.876 | 1521.876 | 1536.016 | 1542.596 | 1544.546 | 1544.716 | 1555.766 | 1558.656 | 1577.046 | 1581.136 | 1586.7428 | 1591.8128 | 1591.8128 | 1591.8128 | 1611.5928 | 1626.5528 | 1641.0296
|  | Low | Cogeneration | 0 | 0 | 0 | 0 | 0 | 0 | 0 | 0 | 0 | 0 | 0 | 0 | 0 | 0 | 0 | 0 | 0 | 0 | 0 | 0 | 0
retire at | 40 | Mid | Cogeneration | 0 | 0 | 0 | 0.03 | 0.03 | 99.61 | 99.61 | 105.61 | 142.97 | 172.78 | 231.15 | 570.52 | 632.02 | 1331.95 | 1439.87 | 2138.53 | 2560.32 | 2781.62 | 2783.34 | 2784.71 | 2826.42
retire at | 25 | High | Cogeneration | 2138.53 | 2560.32 | 2781.62 | 2783.34 | 2784.71 | 2826.42 | 3096.9 | 3096.9 | 3096.9 | 3143.16 | 3143.16 | 3161.17 | 3161.17 | 3161.17 | 3161.17 | 3161.17 | 3161.17 | 3258.02 | 3258.02 | 3258.02 | 3258.02
|  | Low | Non OTC Peaker | 0 | 0 | 0 | 0 | 0 | 0 | 0 | 0 | 0 | 0 | 0 | 0 | 0 | 0 | 0 | 0 | 0 | 0 | 0 | 0 | 0
retire at | 40 | Mid | Non OTC Peaker | 242 | 242 | 286.6 | 286.6 | 451.6 | 451.6 | 451.6 | 451.6 | 451.6 | 451.6 | 451.6 | 451.6 | 546.5 | 570.5 | 570.5 | 570.5 | 611.14 | 611.14 | 611.14 | 611.14 | 611.14
retire at | 25 | High | Non OTC Peaker | 570.5 | 611.14 | 611.14 | 611.14 | 611.14 | 611.14 | 611.14 | 660.64 | 660.64 | 660.64 | 660.64 | 672.14 | 1234.54 | 1727.12 | 2002.12 | 2089.37 | 2283.34 | 2374.34 | 2824.84 | 2824.84 | 3364.86
|  | Low | Non OTC Thermal | 0 | 0 | 0 | 0 | 0 | 0 | 0 | 0 | 0 | 0 | 0 | 0 | 0 | 0 | 0 | 0 | 0 | 0 | 0 | 0 | 0
retire at | 40 | Mid | Non OTC Thermal | 849.5 | 849.5 | 849.5 | 849.5 | 1340.7 | 1340.7 | 1340.7 | 1340.7 | 1340.7 | 1340.7 | 1340.7 | 1340.7 | 1340.71 | 1340.71 | 1340.71 | 1340.71 | 1340.71 | 1340.71 | 1340.71 | 1340.71 | 1340.71
retire at | 25 | High | Non OTC Thermal | 1340.71 | 1340.71 | 1340.71 | 1340.71 | 1340.71 | 1340.71 | 1340.71 | 1340.71 | 1340.71 | 1340.71 | 1340.71 | 1340.71 | 3191.1 | 4004.1 | 7300.79 | 7300.79 | 9400.31 | 10455.6783 | 10455.6783 | 10455.6783 | 11954.2783
Note on D61: Young, Patrick: According to 2013 version of NQC List, most of these facilities were identified as "pumping plant"

## GeneratingCapabilityList
Master CAISO Control Area Generating Capability List | [5 empty] | Key to Color Coding Used In Table Below | [7 empty] | Heading Row modified from multiple rows to single row.
Revised to reflect known CAISO Control Area generating resource information as of: | [5 empty] | TEXT | Physical unit which is scheduled individually | [6 empty] | COD column has been modified to fill in blanks with earliest COD of sub-unit if available (red font), and UNK (unknown) otherwise.
Tuesday, December 10, 2013 | [5 empty] | TEXT | Aggregated Scheduling Unit composed of multiple physical units | [6 empty] | Manually added INTKEP_2_UNITS (aggregate of CCSF hydro units) to make consistent with NQC List
[6 empty] | TEXT | Physical unit which is part of the preceding Aggregated Unit | [6 empty] | Manually added SENTNL_2_CTGx (breakout of CPV Sentinel peakers) to make consistent with NQC List
Manually added CDWR07_2_GEN and xxxxx_NSPIN units (pumps) to make consistent with NQC List
ISO Index | Classification | QF | Aggregate | Resource ID | Generating Unit Name / Description | Net Dependable Capacity (MW) | PTO Area | Owner or QF ID | ISO Classification | Unit Type | Fuel Type | Zone | Demand Zone | Commercial Operating Date | Comments | River System | Nameplate Capacity (MW) | Record Status A-Active Control Area Units AND C-Contract Units Outside Ctrl Area
113600 | Participating Unit | No | No | TUPMAN_1_BIOGAS | ABEC Bidart-Stockale #1 | 0.6 | PGAE | ABEC Bidart-Stockdale LLC | BIOMASS | INTERNAL COMBUSTION | LANDFILL GAS | ZP26 | PGE4 | 2013-03-20 |  |  | 0.6 | A
100 | Participating Unit | Yes | Yes | KERNRG_1_UNITS | AERA ENERGY (SOUTH BELRIDGE & LOST HILLS) | 55.2 | PGAE | AERA ENERGY LLC | COGENERATION | COMBUSTION TURBINE | NATURAL GAS | ZP26 | PGE4 | 1985-01-01 |  |  | 82.86 | A
102 | Participating Unit | Yes | No |  | SOUTH BELRIDGE UNIT 2 |  | PGAE | AERA ENERGY LLC | COGENERATION | COMBUSTION TURBINE | NATURAL GAS | ZP26 | PGE4 | 1985-01-01 |  |  | 21.45 | A
103 | Participating Unit | Yes | No |  | SOUTH BELRIDGE UNIT 3 |  | PGAE | AERA ENERGY LLC | COGENERATION | COMBUSTION TURBINE | NATURAL GAS | ZP26 | PGE4 | 1986-01-01 |  |  | 21.45 | A
104 | Participating Unit | Yes | No |  | SOUTH BELRIDGE UNIT A |  | PGAE | AERA ENERGY LLC | COGENERATION | COMBUSTION TURBINE | NATURAL GAS | ZP26 | PGE4 | 1985-01-01 |  |  | 3 | A
105 | Participating Unit | Yes | No |  | SOUTH BELRIDGE UNIT B |  | PGAE | AERA ENERGY LLC | COGENERATION | COMBUSTION TURBINE | NATURAL GAS | ZP26 | PGE4 | 1985-01-01 |  |  | 3 | A
101 | Participating Unit | Yes | No |  | SOUTH BELRIDGE UNIT 1 |  | PGAE | AERA ENERGY LLC | COGENERATION | COMBUSTION TURBINE | NATURAL GAS | ZP26 | PGE4 | 1985-01-01 |  |  | 21.45 | A
201 | Participating Unit | Yes | No |  | LOST HILLS UNIT 1 |  | PGAE | AERA ENERGY LLC | COGENERATION | COMBUSTION TURBINE | NATURAL GAS | ZP26 | PGE4 | 1985-01-01 |  |  | 3.17 | A
202 | Participating Unit | Yes | No |  | LOST HILLS UNIT 2 |  | PGAE | AERA ENERGY LLC | COGENERATION | COMBUSTION TURBINE | NATURAL GAS | ZP26 | PGE4 | 1985-01-01 |  |  | 3.17 | A
203 | Participating Unit | Yes | No |  | LOST HILLS UNIT 3 |  | PGAE | AERA ENERGY LLC | COGENERATION | COMBUSTION TURBINE | NATURAL GAS | ZP26 | PGE4 | 1985-01-01 |  |  | 3.17 | A
106 | Participating Unit | Yes | No |  | SOUTH BELRIDGE UNIT C |  | PGAE | AERA ENERGY LLC | COGENERATION | COMBUSTION TURBINE | NATURAL GAS | ZP26 | PGE4 | 1986-01-01 |  |  | 3 | A
1400 | Participating Unit | No | Yes | BNNIEN_7_ALTAPH | ALTA PH (AGGREGATE) | 2 | PGAE | PG&E | HYDRO | HYDRO | WATER | NP15 | PGE3 | 1902-01-01 |  | Bear River | 2 | A
1402 | Participating Unit | No | No |  | Alta Unit 2 |  | PGAE | PG&E | HYDRO | HYDRO | WATER | NP15 | PGE3 | 1902-01-01 |  | Bear River | 1 | A
1401 | Participating Unit | No | No |  | Alta Unit 1 |  | PGAE | PG&E | HYDRO | HYDRO | WATER | NP15 | PGE3 | 1902-01-01 |  | Bear River | 1 | A
108900 | Participating Unit | No | No | AVSOLR_2_SOLAR | AV Solar Ranch 1 | 230 | SCE | SCE | SOLAR | PHOTO VOLTAIC | SUN | SP15 | SCE1 | 2013-04-01 | Currently in Phase 1 |  | 250 | A
103500 | Participating Unit | No | No | AGUCAL_5_SOLAR1 | Agua Caliente Solar | 290 | SDGE | Agua Caliente Solar, LLC | SOLAR | PHOTO VOLTAIC | SUN | SP15 | PGE3 | 2012-01-22 | NE corner of Co 13th St N & Ave 66E, Yuma , AZ 85347 POD: 500kV bus at Hoodoo Wash |  | 290 | A
400 | Participating Unit | No | No | ALMEGT_1_UNIT 1 | Alameda GT Unit 1 | 23.8 | PGAE | NCPA | PEAKER | COMBUSTION TURBINE | NATURAL GAS | NP15 | PGE3 | 1986-01-01 | 2/6/2013 Testing notes area |  | 25.4 | A
500 | Participating Unit | No | No | ALMEGT_1_UNIT 2 | Alameda GT Unit 2 | 25.4 | PGAE | NCPA | PEAKER | COMBUSTION TURBINE | NATURAL GAS | NP15 | PGE3 | 1986-01-01 |  |  | 25.4 | A
600 | Participating Unit | No | No | ALAMIT_7_UNIT 1 | Alamitos 1 | 174.56 | SCE | AES | THERMAL | STEAM | NATURAL GAS | SP15 | SCE1 | 1956-01-01 |  |  | 175 | A
700 | Participating Unit | No | No | ALAMIT_7_UNIT 2 | Alamitos 2 | 175 | SCE | AES | THERMAL | STEAM | NATURAL GAS | SP15 | SCE1 | 1957-01-01 |  |  | 176 | A
800 | Participating Unit | No | No | ALAMIT_7_UNIT 3 | Alamitos 3 | 332.18 | SCE | AES | THERMAL | STEAM | NATURAL GAS | SP15 | SCE1 | 1961-01-01 |  |  | 322 | A
900 | Participating Unit | No | No | ALAMIT_7_UNIT 4 | Alamitos 4 | 335.67 | SCE | AES | THERMAL | STEAM | NATURAL GAS | SP15 | SCE1 | 1962-01-01 |  |  | 320 | A
1000 | Participating Unit | No | No | ALAMIT_7_UNIT 5 | Alamitos 5 | 497.97 | SCE | AES | THERMAL | STEAM | NATURAL GAS | SP15 | SCE1 | 1999-01-01 |  |  | 482 | A
1100 | Participating Unit | No | No | ALAMIT_7_UNIT 6 | Alamitos 6 | 495 | SCE | AES | THERMAL | STEAM | NATURAL GAS | SP15 | SCE1 | 1966-01-01 |  |  | 481 | A
1300 | Participating Unit | No | No | ALAMO_6_UNIT | Alamo R (CDWR) | 16 | SCE | CDWR | HYDRO | HYDRO | WATER | SP15 | SCE1 | 1986-01-01 |  |  | 18 | A
108100 | Participating Unit | No | No | ALPSLR_1_SPSSLR | Alpaugh 50 LLC | 50 | PGAE | Alpaugh 50, LLC | SOLAR | PHOTO VOLTAIC | SUN | NP15 | PGE3 | 2013-03-08 |  |  | 50 | A
108200 | Participating Unit | No | No | ALPSLR_1_NTHSLR | Alpaugh North, LLC | 20 | PGAE | Alpaugh North, LLC | SOLAR | PHOTO VOLTAIC | SUN | NP15 | PGE3 | 2013-03-08 |  |  | 20 | A
107800 | Participating Unit | No | No | NEENCH_6_SOLAR | Alpine Solar | 66 | SCE | NRG Solar Alpine LLC | SOLAR | PHOTO VOLTAIC | SUN | SP15 | SCE1 | 2013-01-18 |  |  | 66 | A
107200 | Participating Unit | Yes | No | ALT6DN_2_WIND7 | Alta 2012 Alta Wind 7 | 168 | SCE | Alta Wind VII, LLC | WIND | WIND | WIND | SP15 | SCE1 | 2013-01-01 |  |  | 168 | A
112600 | Participating Unit | No | No | ESQUON_6_LNDFIL | Ameresco Butte County LFG Project | 2.1 | PGAE | Ameresco Butte County LLC, Ameresco, Inc., | BIOMASS | RECIPROCATING ENGINE | LANDFILL GAS | NP26 | PGE3 | 2012-09-27 |  |  | 4 | A
1500 | Participating Unit | No | No | ANAHM_7_CT | Anaheim CT | 42.81 | SCE | City of Anaheim | PEAKER | COMBUSTION TURBINE | NATURAL GAS | SP15 | ANA1 | 1990-01-01 |  |  | 49.2 | A
108300 | Participating Unit | No | No | GLOW_6_SOLAR | Antelope Power Plant | 20 | SCE | TA-High Desert, LLC | SOLAR | PHOTO VOLTAIC | SUN | SP15 | SCE1 | 2013-03-25 |  |  | 20 | A
110500 | Participating Unit | No | No | ARLVAL_5_SOLAR | Arlington Valley Solar Energy II | 127 | SDGE | Arlington Valley Solar Energy II, LLC | SOLAR | PHOTO VOLTAIC | SUN | SP15 | SDG1 | 2013-11-05 |  |  | 127 | A
108000 | Participating Unit | No | No | ATWELL_1_SOLAR | Atwell Island PV Solar Generating Faci. | 20 | PGAE | SPS Atwell Island, LLC | SOLAR | PHOTO VOLTAIC | SUN | NP15 | PGE3 | 2013-03-08 |  |  | 20 | A
101600 | Participating Unit | No | No | AVENAL_6_AVPARK | Avenal Park Solar Project | 6 | PGAE | Avenal Park LLC | SOLAR | PHOTO VOLTAIC | SUN | NP15 | PGE2 | 2011-08-05 |  |  | 6 | A
2200 | Participating Unit | Yes | No | RICHMN_7_BAYENV | BAY EVIRONMENTAL MANAGEMENT | 2.5 | PGAE | Bay Environmental Mgt. (formerly 01P070) | BIOMASS | RECIPROCATING ENGINE | LANDFILL GAS | NP15 | PGE3 | 1985-01-01 |  |  | 3 | A
2900 | Participating Unit | No | Yes | BIGCRK_2_EXESWD | BIG CREEK HYDRO PROJECT PSP | 820 | SCE | SCE | HYDRO | HYDRO | WATER | SP15 | SCE1 | 1913-01-01 |  |  | 821 | A
2923 | Participating Unit | No | No | BGCRK1_7_PORTAL | Big Creek - Portal Unit | 10.8 | SCE | SCE | HYDRO | HYDRO | WATER | SP15 | SCE1 | 1956-01-01 |  |  | 10.5 | A
2901 | Participating Unit | No | No | BGCRK1_7_UNIT 1 | Big Creek PH 1 Unit 1 | 19.8 | SCE | SCE | HYDRO | HYDRO | WATER | SP15 | SCE1 | 1913-01-01 |  |  | 21 | A
2902 | Participating Unit | No | No | BGCRK1_7_UNIT 2 | Big Creek PH 1 Unit 2 | 15.8 | SCE | SCE | HYDRO | HYDRO | WATER | SP15 | SCE1 | 1913-01-01 |  |  | 17 | A
2903 | Participating Unit | No | No | BGCRK1_7_UNIT 3 | Big Creek PH 1 Unit 3 | 21.6 | SCE | SCE | HYDRO | HYDRO | WATER | SP15 | SCE1 | 1923-01-01 |  |  | 21 | A
2904 | Participating Unit | No | No | BGCRK1_7_UNIT 4 | Big Creek PH 1 Unit 4 | 31.2 | SCE | SCE | HYDRO | HYDRO | WATER | SP15 | SCE1 | 1925-01-01 |  |  | 31.2 | A
2905 | Participating Unit | No | No | BGCRK2_7_UNIT 1 | Big Creek PH 2 Unit 1 | 55 | SCE | SCE | HYDRO | HYDRO | WATER | SP15 | SCE1 | 1928-01-01 |  |  | 49.3 | A
2906 | Participating Unit | No | No | BGCRK2_7_UNIT 2 | Big Creek PH 2 Unit 2 | 55 | SCE | SCE | HYDRO | HYDRO | WATER | SP15 | SCE1 | 1928-01-01 |  |  | 49.2 | A
2907 | Participating Unit | No | No | BGCRK2_7_UNIT 3 | Big Creek PH 2 Unit 3 | 15.8 | SCE | SCE | HYDRO | HYDRO | WATER | SP15 | SCE1 | 1913-01-01 |  |  | 20 | A
2908 | Participating Unit | No | No | BGCRK2_7_UNIT 4 | Big Creek PH 2 Unit 4 | 15.8 | SCE | SCE | HYDRO | HYDRO | WATER | SP15 | SCE1 | 1914-01-01 |  |  | 20 | A
2909 | Participating Unit | No | No | BGCRK2_7_UNIT 5 | Big Creek PH 2 Unit 5 | 17.5 | SCE | SCE | HYDRO | HYDRO | WATER | SP15 | SCE1 | 1921-01-01 |  |  | 16.9 | A
2910 | Participating Unit | No | No | BGCRK2_7_UNIT 6 | Big Creek PH 2 Unit 6 | 17.5 | SCE | SCE | HYDRO | HYDRO | WATER | SP15 | SCE1 | 1925-01-01 |  |  | 18.8 | A
2911 | Participating Unit | No | No | BGCRK3_7_UNIT 1 | Big Creek PH 3 Unit 1 | 34 | SCE | SCE | HYDRO | HYDRO | WATER | SP15 | SCE1 | 1923-01-01 |  |  | 34.5 | A
2912 | Participating Unit | No | No | BGCRK3_7_UNIT 2 | Big Creek PH 3 Unit 2 | 34 | SCE | SCE | HYDRO | HYDRO | WATER | SP15 | SCE1 | 1923-01-01 |  |  | 34.5 | A
2913 | Participating Unit | No | No | BGCRK3_7_UNIT 3 | Big Creek PH 3 Unit 3 | 34 | SCE | SCE | HYDRO | HYDRO | WATER | SP15 | SCE1 | 1923-01-01 |  |  | 34.3 | A
2914 | Participating Unit | No | No | BGCRK3_7_UNIT 4 | Big Creek PH 3 Unit 4 | 36 | SCE | SCE | HYDRO | HYDRO | WATER | SP15 | SCE1 | 1948-01-01 |  |  | 40.5 | A
2915 | Participating Unit | No | No | BGCRK3_7_UNIT 5 | Big Creek PH 3 Unit 5 |  | SCE | SCE | HYDRO | HYDRO | WATER | SP15 | SCE1 | 1980-01-01 |  |  | 38.1 | A
2916 | Participating Unit | No | No | BGCRK4_7_UNIT 1 | Big Creek PH 4 Unit 1 | 50 | SCE | SCE | HYDRO | HYDRO | WATER | SP15 | SCE1 | 1951-01-01 |  |  | 50.1 | A
2917 | Participating Unit | No | No | BGCRK4_7_UNIT 2 | Big Creek PH 4 Unit 2 | 50 | SCE | SCE | HYDRO | HYDRO | WATER | SP15 | SCE1 | 1951-01-01 |  |  | 50.1 | A
2918 | Participating Unit | No | No | BGCRK8_7_UNIT 1 | Big Creek PH 8 Unit 1 | 30 | SCE | SCE | HYDRO | HYDRO | WATER | SP15 | SCE1 | 1921-01-01 |  |  | 25.8 | A
2919 | Participating Unit | No | No | BGCRK8_7_UNIT 2 | Big Creek PH 8 Unit 2 | 45 | SCE | SCE | HYDRO | HYDRO | WATER | SP15 | SCE1 | 1929-01-01 |  |  | 38.7 | A
2921 | Participating Unit | No | No | MAMMTH_7_UNIT 1 | Big Creek - Mammoth Pool Unit 1 | 95 | SCE | SCE | HYDRO | HYDRO | WATER | SP15 | SCE1 | 1960-01-01 |  |  | 93.5 | A
2922 | Participating Unit | No | No | MAMMTH_7_UNIT 2 | Big Creek - Mammoth Pool Unit 2 | 95 | SCE | SCE | HYDRO | HYDRO | WATER | SP15 | SCE1 | 1960-01-01 |  |  | 93.5 | A
3000 | Participating Unit | Yes | No | GRSCRK_6_BGCKWW | BIG CREEK WATER WORKS | 5 | PGAE | Big Creek Water Works, LTD. | HYDRO | HYDRO | WATER | NP15 | PGE3 | 1987-01-01 |  |  | 5 | A
3100 | Participating Unit | No | Yes | BISHOP_1_ALAMO | BISHOP CREEK PLANTS 2, 5 & 6 (AGGREGATE) | 13.4 | SCE | SCE | HYDRO | HYDRO | WATER | SP15 | SCE1 | 1908-01-01 |  |  | 14.18 | A
3101 | Participating Unit | No | No |  | Bishop Creek Plant 2 Unit 1 |  | SCE | SCE | HYDRO | HYDRO | WATER | SP15 | SCE1 | 1908-01-01 |  |  | 2.73 | A
3102 | Participating Unit | No | No |  | Bishop Creek Plant 2 Unit 2 |  | SCE | SCE | HYDRO | HYDRO | WATER | SP15 | SCE1 | 1908-01-01 |  |  | 2.73 | A
3106 | Participating Unit | No | No |  | Bishop Creek Plant 6 Unit 1 |  | SCE | SCE | HYDRO | HYDRO | WATER | SP15 | SCE1 | 1913-01-01 |  |  | 2.2 | A
3104 | Participating Unit | No | No |  | Bishop Creek Plant 5 Unit 1 |  | SCE | SCE | HYDRO | HYDRO | WATER | SP15 | SCE1 | 1943-01-01 |  |  | 2 | A
3105 | Participating Unit | No | No |  | Bishop Creek Plant 5 Unit 2 |  | SCE | SCE | HYDRO | HYDRO | WATER | SP15 | SCE1 | 1919-01-01 |  |  | 1.8 | A
3103 | Participating Unit | No | No |  | Bishop Creek Plant 2 Unit 3 |  | SCE | SCE | HYDRO | HYDRO | WATER | SP15 | SCE1 | 1911-01-01 |  |  | 2.73 | A
3200 | Participating Unit | No | Yes | BISHOP_1_UNITS | BISHOP CREEK PLANTS 3 & 4 (AGGREGATE) | 15.8 | SCE | SCE | HYDRO | HYDRO | WATER | SP15 | SCE1 | 1905-01-01 |  |  | 15.9 | A
3201 | Participating Unit | No | No |  | Bishop Creek Plant 3 Unit 1 |  | SCE | SCE | HYDRO | HYDRO | WATER | SP15 | SCE1 | 1913-01-01 |  |  | 2.6 | A
3202 | Participating Unit | No | No |  | Bishop Creek Plant 3 Unit 2 |  | SCE | SCE | HYDRO | HYDRO | WATER | SP15 | SCE1 | 1913-01-01 |  |  | 2.6 | A
3203 | Participating Unit | No | No |  | Bishop Creek Plant 3 Unit 3 |  | SCE | SCE | HYDRO | HYDRO | WATER | SP15 | SCE1 | 1913-01-01 |  |  | 2.7 | A
3208 | Participating Unit | No | No |  | Bishop Creek Plant 4 Unit 5 |  | SCE | SCE | HYDRO | HYDRO | WATER | SP15 | SCE1 | 1909-01-01 |  |  | 2 | A
3205 | Participating Unit | No | No |  | Bishop Creek Plant 4 Unit 2 |  | SCE | SCE | HYDRO | HYDRO | WATER | SP15 | SCE1 | 1905-01-01 |  |  | 1 | A
3206 | Participating Unit | No | No |  | Bishop Creek Plant 4 Unit 3 |  | SCE | SCE | HYDRO | HYDRO | WATER | SP15 | SCE1 | 1906-01-01 |  |  | 2 | A
3207 | Participating Unit | No | No |  | Bishop Creek Plant 4 Unit 4 |  | SCE | SCE | HYDRO | HYDRO | WATER | SP15 | SCE1 | 1907-01-01 |  |  | 2 | A
3204 | Participating Unit | No | No |  | Bishop Creek Plant 4 Unit 1 |  | SCE | SCE | HYDRO | HYDRO | WATER | SP15 | SCE1 | 1905-01-01 |  |  | 1 | A
3300 | Participating Unit | No | No | BLCKBT_2_STONEY | BLACK BUTTE DAM | 6.2 | PGAE | SVP (Santa Clara) | HYDRO | HYDRO | WATER | NP15 | PGE3 | 1988-01-01 |  |  | 6.2 | A
84700 | Participating Unit | Yes | Yes | OLINDA_7_BLKSND | BLACKSAND ENERGY | 8 | SCE | BlackSand Partners, LP | PEAKER | COMBUSTION TURBINE | WASTE GAS | SP15 | SCE1 | UNK |  |  | 8 | A
84702 | Participating Unit | No | No |  | BLACKSAND ENERGY TURBINE 2 |  | SCE | BlackSand Partners, LP | PEAKER | COMBUSTION TURBINE | WASTE GAS | SP15 | SCE1 | UNK |  |  | 4 | A
84701 | Participating Unit | No | No |  | BLACKSAND ENERGY TURBINE 1 |  | SCE | BlackSand Partners, LP | PEAKER | COMBUSTION TURBINE | WASTE GAS | SP15 | SCE1 | UNK |  |  | 4 | A
3400 | Participating Unit | No | No | BORDER_6_UNITA1 | BORDER | 48.98 | SDGE | CalPeak Power LLC | PEAKER | COMBUSTION TURBINE | NATURAL GAS | SP15 | SDG1 | 2001-10-26 |  |  | 49.96 | A
3500 | Participating Unit | No | Yes | MONLTH_6_BOREL | BOREL HYDRO PLANT (AGGREGATE) | 11 | SCE | SCE | HYDRO | HYDRO | WATER | SP15 | SCE1 | 1904-01-01 | Included in MAMMTH_2_EHYDRO telemetry value |  | 11 | A
3501 | Participating Unit | No | No |  | Borel Unit 1 |  | SCE | SCE | HYDRO | HYDRO | WATER | SP15 | SCE1 | 1904-01-01 |  |  | 2.1 | A
3503 | Participating Unit | No | No |  | Borel Unit 3 |  | SCE | SCE | HYDRO | HYDRO | WATER | SP15 | SCE1 | 1932-01-01 |  |  | 6.4 | A
3502 | Participating Unit | No | No |  | Borel Unit 2 |  | SCE | SCE | HYDRO | HYDRO | WATER | SP15 | SCE1 | 1904-01-01 |  |  | 2.5 | A
1700 | Participating Unit | Yes | No | HINSON_6_CARBGN | BP WEST COAST PRODUCTS ( FORMERLY ARCO WILMINGTON CALCINER) | 29 | SCE | BP West Coast Products | COGENERATION | STEAM | HEAT RECOVERY | SP15 | SCE1 | 1982-01-01 |  |  | 35.8 | A
3900 | Participating Unit | No | Yes | BUCKCK_7_PL1X2 | BUCKS CREEK PH (AGGREGATE) | 59 | PGAE | PG&E | HYDRO | HYDRO | WATER | NP15 | PGE3 | 1928-01-01 |  | NF Feather River | 59 | A
3901 | Participating Unit | No | No | BUCKCK_7_UNIT 1 | Bucks Creek Unit #1 | 33 | PGAE | PG&E | HYDRO | HYDRO | WATER | NP15 | PGE3 | 1928-01-01 |  | NF Feather River | 33 | A
3902 | Participating Unit | No | No | BUCKCK_7_UNIT 2 | Bucks Creek Unit #2 | 32.5 | PGAE | PG&E | HYDRO | HYDRO | WATER | NP15 | PGE3 | 1928-01-01 |  | NF Feather River | 32.5 | A
37400 | Participating Unit | No | No | WNDMAS_2_UNIT 1 | BUENA VISTA ENERGY, LLC | 38 | PGAE | Buena Vista Energy, LLC (formerly QFID 01W001) | WIND | WIND | WIND | NP15 | PGE3 | 1983-12-24 |  |  | 38 | A
1800 | Participating Unit | Yes | No | VALLEY_7_BADLND | Badlands Landfill Gas to Energy Facility | 1.3 | SCE | Riverside County Waste Management Dept | BIOMASS | RECIPROCATING ENGINE | LANDFILL GAS | SP15 | SCE1 | 2001-08-07 | Formerly Res ID BADLND_7_PL1X2 |  | 1.2 | A
1900 | Participating Unit | No | No | BALCHS_7_UNIT 1 | Balch 1 | 33 | PGAE | PG&E | HYDRO | HYDRO | WATER | NP15 | PGE3 | 1927-01-01 |  | Kings River | 34 | A
2000 | Participating Unit | No | No | BALCHS_7_UNIT 2 | Balch 2 | 52.5 | PGAE | PG&E | HYDRO | HYDRO | WATER | NP15 | PGE3 | 1958-01-01 |  | Kings River | 52.5 | A
2100 | Participating Unit | No | No | BALCHS_7_UNIT 3 | Balch 3 | 54.6 | PGAE | PG&E | HYDRO | HYDRO | WATER | NP15 | PGE3 | 1958-01-01 |  | Kings River | 54.6 | A
95500 | Participating Unit | No | Yes | BARRE_6_PEAKER | Barre Peaker | 47 | SCE | SCE | PEAKER | COMBUSTION TURBINE | NATURAL GAS | SP15 | SCE1 | 2007-09-20 |  |  | 49 | A
2300 | Participating Unit | No | No | BEARDS_7_UNIT 1 | Beardsley PH | 11.5 | PGAE | TRI-DAM PROJECT | HYDRO | HYDRO | WATER | NP15 | PGE3 | 1957-01-01 |  | Stanislaus River | 11.5 | A
2400 | Participating Unit | No | No | BELDEN_7_UNIT 1 | Belden PH | 119 | PGAE | PG&E | HYDRO | HYDRO | WATER | NP15 | PGE3 | 1969-01-01 |  | NF Feather River | 119 | A
98600 | Participating Unit | Yes | Yes | TENGEN_2_PL1X2 | Berry Petroleum Placerita | 40.2 | SCE | Berry Petroleum Co | COGENERATION | COMBUSTION TURBINE | NATURAL GAS | SP15 | SCE1 | 1990-03-06 |  |  | 43.52 | A
36600 | Non-Participating | Yes | No | TENGEN_6_UNIT 1 | BERRY PETROLEUM CO. (PLACERITA UNIT 1) | 22.7 | SCE | 2206 | COGENERATION | STEAM | NATURAL GAS | SP15 | SCE1 | 1990-03-06 |  |  | 20.76 | A
2500 | Participating Unit | Yes | No | TENGEN_6_UNIT 2 | BERRY PETROLEUM CO. (PLACERITA UNIT 2) | 17.5 | SCE | Berry Petroleum Co. (Formerly 2207) | COGENERATION | STEAM | NATURAL GAS | SP15 | SCE1 | 1990-01-01 |  |  | 21.4 | A
2800 | Participating Unit | No | No | BIGCRK_7_DAM7 | Big Creek Dam 7 Fishwater Generator | 0.3 | SCE | SCE | HYDRO | HYDRO | WATER | SP15 | SCE1 | 1986-01-01 |  |  | 0.35 | A
99300 | Participating Unit | Yes | No | BLULKE_6_BLUELK | Blue lake Power | 12 | PGAE | Blue lake Power, LLC | BIOMASS | STEAM | WOOD WASTE | NP15 | SCE1 | 2010-09-09 |  |  | 13.8 | A
98900 | Participating Unit | No | Yes | BUCKBL_2_PL1X3 | Blythe Energy Project | 493 | SCE | Blythe Energy, LLC | THERMAL | COMBINED CYCLE | NATURAL GAS | SP15 | SCE1 | 2010-06-11 |  |  | 560 | A
98200 | Participating Unit | No | No | BLYTHE_1_SOLAR1 | Blythe Solar 1 Project | 21 | SCE | NRG Solar Blythe LLC | SOLAR | PHOTO VOLTAIC | SUN | SP15 | SCE1 | 2009-12-18 |  |  | 21 | A
95900 | Participating Unit | No | Yes | GEYS17_2_BOTRCK | Bottle Rock Geo Steam | 17 | PGAE | Bottle Rock Power, LLC | GEOTHERMAL | STEAM | GEOTHERMAL | NP15 | PGE3 | 2007-09-22 |  |  | 55 | A
106900 | Participating Unit | No | No | OLINDA_2_LNDFL2 | Brea Power II | 28.1 | SCE | Brea Power II LLC | THERMAL | COMBINED CYCLE | LANDFILL GAS | SP15 | SCE1 | 2012-11-01 |  |  | 28.1 | A
3800 | Participating Unit | No | No | BRDWAY_7_UNIT 3 | Broadway 3 | 65 | SCE | PAS | THERMAL | STEAM | NATURAL GAS | SP15 | PAS1 | 1965-01-01 |  |  | 65 | A
113000 | Participating Unit | No | No | JAKVAL_6_UNITG1 | Buena Vista Biomass | 18.4 | PGAE | Buena Vista Biomass Power, LLC | BIOMASS | STEAM | WOOD WASTE | NP15 | PGE2 | 2013-01-03 |  |  | 20 | A
4000 | Participating Unit | No | No | BUTTVL_7_UNIT 1 | Butt Valley PH | 41 | PGAE | PG&E | HYDRO | HYDRO | WATER | NP15 | PGE3 | 1958-01-01 |  | NF Feather River | 41 | A
38300 | Participating Unit | No | No | WDFRDF_2_UNITS | CALPINE GEYSERS CO. L. P. (West Ford Flat) | 32.6 | PGAE | 04G025 | GEOTHERMAL | STEAM | GEOTHERMAL | NP15 | PGE3 | 1988-12-11 |  |  | 32.6 | A
93600 | Participating Unit | Yes | Yes | BEARCN_2_UNITS | CALPINE GEYSERS CO. LP AGGREGATE | 22 | PGAE |  | GEOTHERMAL | AGGREGATION | GEOTHERMAL | NP15 | PGE3 | 1988-09-02 | Aggregate created 3/1/2007 |  | 22 | A
38100 | Non-Participating | Yes | No | BEARCN_2_UNIT 1 | CALPINE GEYSERS CO. (Bear Canyon) (KW #1) | 11.5 | PGAE | 04G012 | GEOTHERMAL | STEAM | GEOTHERMAL | NP15 | PGE3 | 1988-09-06 | Included in BEARCN aggregate 3/1/2007 |  | 11.5 | A
38200 | Non-Participating | Yes | No | BEARCN_2_UNIT 2 | CALPINE GEYSERS CO. (Bear Canyon) (KW #2) | 11.5 | PGAE | 04G016 | GEOTHERMAL | STEAM | GEOTHERMAL | NP15 | PGE3 | 1988-09-02 | Included in BEARCN aggregate 3/1/2007 |  | 11.5 | A
4400 | Participating Unit | Yes | Yes | CAMCHE_1_PL1X3 | CAMANCHE PH (AGGREGATE) | 9.99 | PGAE | EBMUD | HYDRO | HYDRO | WATER | NP15 | PGE3 | 1983-01-01 |  | Mokelumne River | 9.99 | A
4401 | Participating Unit | No | No | CAMCHE_1_UNIT 1 | Camanche Unit 1 | 3.3 | PGAE | EBMUD | HYDRO | HYDRO | WATER | NP15 | PGE3 | 1983-01-01 |  | Mokelumne River | 3.33 | A
4402 | Participating Unit | No | No | CAMCHE_1_UNIT 2 | Camanche Unit 2 | 3.3 | PGAE | EBMUD | HYDRO | HYDRO | WATER | NP15 | PGE3 | 1983-01-01 |  | Mokelumne River | 3.33 | A
4403 | Participating Unit | No | No | CAMCHE_1_UNIT 3 | Camanche Unit 3 | 3.7 | PGAE | EBMUD | HYDRO | HYDRO | WATER | NP15 | PGE3 | 1983-01-01 |  | Mokelumne River | 3.33 | A
4600 | Participating Unit | No | Yes | CARBOU_7_PL2X3 | CARIBOU UNITS 2 & 3 (AGGREGATE) | 49 | PGAE | PG&E | HYDRO | HYDRO | WATER | NP15 | PGE3 | 1921-01-01 |  | NF Feather River | 48 | A
4601 | Participating Unit | No | No | CARBOU_7_UNIT 2 | Caribou PH 1 Unit 2 | 25 | PGAE | PG&E | HYDRO | HYDRO | WATER | NP15 | PGE3 | 1921-01-01 |  | NF Feather River | 24 | A
4602 | Participating Unit | No | No | CARBOU_7_UNIT 3 | Caribou PH 1 Unit 3 | 25 | PGAE | PG&E | HYDRO | HYDRO | WATER | NP15 | PGE3 | 1924-01-01 |  | NF Feather River | 24 | A
4700 | Participating Unit | No | Yes | CARBOU_7_PL4X5 | CARIBOU UNITS 4 & 5 (AGGREGATE) | 122 | PGAE | PG&E | HYDRO | HYDRO | WATER | NP15 | PGE3 | 1958-01-01 |  | NF Feather River | 122 | A
4701 | Participating Unit | No | No | CARBOU_7_UNIT 4 | Caribou PH 2 Unit 4 | 61 | PGAE | PG&E | HYDRO | HYDRO | WATER | NP15 | PGE3 | 1958-01-01 |  | NF Feather River | 61 | A
4702 | Participating Unit | No | No | CARBOU_7_UNIT 5 | Caribou PH 2 Unit 5 | 61 | PGAE | PG&E | HYDRO | HYDRO | WATER | NP15 | PGE3 | 1958-01-01 |  | NF Feather River | 61 | A
4800 | Participating Unit | No | No | CNTRVL_6_UNIT | CENTERVILLE | 6.4 | PGAE | PG&E | HYDRO | HYDRO | WATER | NP15 | PGE3 | 1899-12-31 |  |  | 5.9 | A
83900 | Participating Unit | No | Yes | LAROA2_2_UNITA1 | CENTRAL LA ROSITA II COMBINED CYCLE (AGGREGATE) | 322 | SDGE | Energia de Baja California | THERMAL | COMBINED CYCLE | NATURAL GAS | SP15 | SDG1 | 2003-07-22 |  |  | 336.5 | A
83901 | Participating Unit | No | No | LAROA2_2_CTG 2S | CENTRAL LA ROSITA II COMBUSTION TURBINE | 181.5 | SDGE | Energia de Baja California | THERMAL | COMBUSTION TURBINE | NATURAL GAS | SP15 | SDG1 | 2003-07-22 |  |  | 181.5 | A
83902 | Participating Unit | No | No | LAROA2_2_STG 2C | CENTRAL LA ROSITA II STEAM TURBINE | 155 | SDGE | Energia de Baja California | THERMAL | STEAM | HEAT RECOVERY | SP15 | SDG1 | 2003-07-22 |  |  | 155 | A
4900 | Participating Unit | No | Yes | CENTRY_6_PL1X4 | CENTURY (AGGREGATE) | 41.4 | SCE | Colton Power, LP | PEAKER | COMBUSTION TURBINE | NATURAL GAS | SP15 | SCE1 | 2001-09-17 |  |  | 43 | A
4901 | Participating Unit | No | No | CENTRY_6_GEN 1 | Century Unit 1 |  | SCE | Colton Power, LP | PEAKER | COMBUSTION TURBINE | NATURAL GAS | SP15 | SCE1 | 2001-09-11 |  |  | 10.75 | A
4902 | Participating Unit | No | No | CENTRY_6_GEN 2 | Century Unit 2 |  | SCE | Colton Power, LP | PEAKER | COMBUSTION TURBINE | NATURAL GAS | SP15 | SCE1 | 2001-09-17 |  |  | 10.75 | A
4903 | Participating Unit | No | No | CENTRY_6_GEN 3 | Century Unit 3 |  | SCE | Colton Power, LP | PEAKER | COMBUSTION TURBINE | NATURAL GAS | SP15 | SCE1 | 2001-09-11 |  |  | 10.75 | A
4904 | Participating Unit | No | No | CENTRY_6_GEN 4 | Century Unit 4 |  | SCE | Colton Power, LP | PEAKER | COMBUSTION TURBINE | NATURAL GAS | SP15 | SCE1 | 2001-09-11 |  |  | 10.75 | A
5100 | Participating Unit | No | No | PLACVL_1_CHILIB | CHILI BAR | 8.4 | PGAE | PG&E | HYDRO | HYDRO | WATER | NP15 | PGE3 | 1965-01-01 |  |  | 7 | A
5200 | Participating Unit | No | Yes | CHWCHL_1_UNIT | CHOWCHILLA II PEAKER (AGGREGATE) | 48.6 | PGAE | NEO Corporation | THERMAL | RECIPROCATING ENGINE | NATURAL GAS | NP15 | PGE3 | 2001-06-13 |  |  | 48.6 | A
5201 | Participating Unit | No | No | CHWCHL_1_GEN 1 | Chowchilla II Peaker Unit 1 |  | PGAE | NEO Corporation | THERMAL | RECIPROCATING ENGINE | NATURAL GAS | NP15 | PGE3 | 2001-06-13 |  |  | 3 | A
5210 | Participating Unit | No | No | CHWCHL_1_GEN 10 | Chowchilla II Peaker Unit 10 |  | PGAE | NEO Corporation | THERMAL | RECIPROCATING ENGINE | NATURAL GAS | NP15 | PGE3 | 2001-06-13 |  |  | 3 | A
5211 | Participating Unit | No | No | CHWCHL_1_GEN 11 | Chowchilla II Peaker Unit 11 |  | PGAE | NEO Corporation | THERMAL | RECIPROCATING ENGINE | NATURAL GAS | NP15 | PGE3 | 2001-06-13 |  |  | 3 | A
5212 | Participating Unit | No | No | CHWCHL_1_GEN 12 | Chowchilla II Peaker Unit 12 |  | PGAE | NEO Corporation | THERMAL | RECIPROCATING ENGINE | NATURAL GAS | NP15 | PGE3 | 2001-06-13 |  |  | 3 | A
5213 | Participating Unit | No | No | CHWCHL_1_GEN 13 | Chowchilla II Peaker Unit 13 |  | PGAE | NEO Corporation | THERMAL | RECIPROCATING ENGINE | NATURAL GAS | NP15 | PGE3 | 2001-06-13 |  |  | 3 | A
5214 | Participating Unit | No | No | CHWCHL_1_GEN 14 | Chowchilla II Peaker Unit 14 |  | PGAE | NEO Corporation | THERMAL | RECIPROCATING ENGINE | NATURAL GAS | NP15 | PGE3 | 2001-06-13 |  |  | 3 | A
5215 | Participating Unit | No | No | CHWCHL_1_GEN 15 | Chowchilla II Peaker Unit 15 |  | PGAE | NEO Corporation | THERMAL | RECIPROCATING ENGINE | NATURAL GAS | NP15 | PGE3 | 2001-06-13 |  |  | 3 | A
5216 | Participating Unit | No | No | CHWCHL_1_GEN 16 | Chowchilla II Peaker Unit 16 |  | PGAE | NEO Corporation | THERMAL | RECIPROCATING ENGINE | NATURAL GAS | NP15 | PGE3 | 2001-06-13 |  |  | 3 | A
5202 | Participating Unit | No | No | CHWCHL_1_GEN 2 | Chowchilla II Peaker Unit 2 |  | PGAE | NEO Corporation | THERMAL | RECIPROCATING ENGINE | NATURAL GAS | NP15 | PGE3 | 2001-06-13 |  |  | 3 | A
5203 | Participating Unit | No | No | CHWCHL_1_GEN 3 | Chowchilla II Peaker Unit 3 |  | PGAE | NEO Corporation | THERMAL | RECIPROCATING ENGINE | NATURAL GAS | NP15 | PGE3 | 2001-06-13 |  |  | 3 | A
5204 | Participating Unit | No | No | CHWCHL_1_GEN 4 | Chowchilla II Peaker Unit 4 |  | PGAE | NEO Corporation | THERMAL | RECIPROCATING ENGINE | NATURAL GAS | NP15 | PGE3 | 2001-06-13 |  |  | 3 | A
5205 | Participating Unit | No | No | CHWCHL_1_GEN 5 | Chowchilla II Peaker Unit 5 |  | PGAE | NEO Corporation | THERMAL | RECIPROCATING ENGINE | NATURAL GAS | NP15 | PGE3 | 2001-06-13 |  |  | 3 | A
5206 | Participating Unit | No | No | CHWCHL_1_GEN 6 | Chowchilla II Peaker Unit 6 |  | PGAE | NEO Corporation | THERMAL | RECIPROCATING ENGINE | NATURAL GAS | NP15 | PGE3 | 2001-06-13 |  |  | 3 | A
5207 | Participating Unit | No | No | CHWCHL_1_GEN 7 | Chowchilla II Peaker Unit 7 |  | PGAE | NEO Corporation | THERMAL | RECIPROCATING ENGINE | NATURAL GAS | NP15 | PGE3 | 2001-06-13 |  |  | 3 | A
5208 | Participating Unit | No | No | CHWCHL_1_GEN 8 | Chowchilla II Peaker Unit 8 |  | PGAE | NEO Corporation | THERMAL | RECIPROCATING ENGINE | NATURAL GAS | NP15 | PGE3 | 2001-06-13 |  |  | 3 | A
5209 | Participating Unit | No | No | CHWCHL_1_GEN 9 | Chowchilla II Peaker Unit 9 |  | PGAE | NEO Corporation | THERMAL | RECIPROCATING ENGINE | NATURAL GAS | NP15 | PGE3 | 2001-06-13 |  |  | 3 | A
84000 | Participating Unit | No | No | LAROA1_2_UNITA1 | CICLO COMBINADO MEXICALI | 180 | SDGE | Energia Azteca X | THERMAL | COMBUSTION TURBINE | NATURAL GAS | SP15 | SDG1 | 2003-07-20 |  |  | 181.5 | A
103200 | Participating Unit | No | No | COPMTN_2_CM10 | CM10 Pseudo-Tie | 10 | SCE | Copper Mountain Solar 1, LLC | SOLAR | PHOTO VOLTAIC | SUN | SP15 | SCE1 | 2011-10-03 | CM10 is an existing 10 MW gross nameplate solar photovoltaic project located at 751 El Dorado Valley Drive Boulder City, NV 89005. The point of delivery to the CAISO grid for this distribution-connected resource is the 220 kV bus in the NVE Merchant substation. |  | 10 | A
5400 | Participating Unit | No | No | CLRKRD_6_COALCN | COAL CANYON | 0.9 | PGAE | PG&E | HYDRO | HYDRO | WATER | NP15 | PGE3 | 1907-01-01 |  | West Branch Feather River | 0.9 | A
5500 | Participating Unit | No | No | COLEMN_2_UNIT | COLEMAN | 13 | PGAE | PG&E | HYDRO | HYDRO | WATER | NP15 | PGE3 | 1979-01-01 |  | Battle Creek | 13 | A
5800 | Participating Unit | No | Yes | COLVIL_7_PL1X2 | COLLIERVILLE PLANT (AGGREGATE) | 246.86 | PGAE | NCPA | HYDRO | HYDRO | WATER | NP15 | PGE3 | UNK |  |  | 252.5 | A
5801 | Participating Unit | No | No | COLVIL_7_UNIT 1 | Collierville Unit 1 | 126.5 | PGAE | NCPA | HYDRO | HYDRO | WATER | NP15 | PGE3 | UNK |  |  | 126.5 | A
5802 | Participating Unit | No | No | COLVIL_7_UNIT 2 | Collierville Unit 2 | 126 | PGAE | NCPA | HYDRO | HYDRO | WATER | NP15 | PGE3 | UNK |  |  | 126 | A
42300 | Participating Unit | Yes | Yes | CONTAN_1_UNIT | CONTAINER CORP (Aggregate) | 25.8 | PGAE | SVP (Santa Clara) Jefferson Smurfit Corp. | COGENERATION | COMBINED CYCLE | NATURAL GAS | NP15 | CSC1 | UNK |  |  | 25.8 | A
42301 | Participating Unit | Yes | No | CONTAN_1_GT 1 | CONTAINER CORP (JEFFERSON SMURFIT) |  | PGAE | SVP (Santa Clara) Jefferson Smurfit Corp. | COGENERATION | COMBUSTION TURBINE | NATURAL GAS | NP15 | CSC1 | UNK |  |  | 22 | A
42302 | Participating Unit | Yes | No | CONTAN_1_ST 2 | CONTAINER CORP (JEFFERSON SMURFIT) |  | PGAE | SVP (Santa Clara) Jefferson Smurfit Corp. | COGENERATION | STEAM | HEAT RECOVERY | NP15 | CSC1 | UNK |  |  | 3.8 | A
32400 | Participating Unit | Yes | No | UNCHEM_1_UNIT | CONTRA COSTA CARBON PLANT | 19 | PGAE | ConocoPhillips Co. (formerly Tosco) | COGENERATION | STEAM | PETROLEUM COKE | NP15 | PGE3 | 1983-01-01 |  |  | 20 | A
6500 | Participating Unit | No | Yes | CWATER_7_UNIT 3 | COOLWATER UNIT 3 (AGGREGATE) | 245.3 | SCE | RRI Energy Coolwater, Inc. | THERMAL | COMBINED CYCLE | NATURAL GAS | SP15 | SCE1 | 1978-01-01 |  |  | 256 | A
6501 | Participating Unit | No | No | CWATER_7_CT31 | Coolwater CTG 31 | 73 | SCE | RRI Energy Coolwater, Inc. | THERMAL | COMBUSTION TURBINE | NATURAL GAS | SP15 | SCE1 | 1978-01-01 |  |  | 73 | A
6502 | Participating Unit | No | No | CWATER_7_CT32 | Coolwater CTG 32 | 73 | SCE | RRI Energy Coolwater, Inc. | THERMAL | COMBUSTION TURBINE | NATURAL GAS | SP15 | SCE1 | 1978-01-01 |  |  | 73 | A
6503 | Participating Unit | No | No | CWATER_7_ST30 | Coolwater STG 30 | 110 | SCE | RRI Energy Coolwater, Inc. | THERMAL | STEAM | HEAT RECOVERY | SP15 | SCE1 | 1978-01-01 |  |  | 110 | A
6600 | Participating Unit | No | Yes | CWATER_7_UNIT 4 | COOLWATER UNIT 4 (AGGREGATE) | 245.9 | SCE | RRI Energy Coolwater, Inc. | THERMAL | COMBINED CYCLE | NATURAL GAS | SP15 | SCE1 | 1978-01-01 |  |  | 256 | A
6601 | Participating Unit | No | No | CWATER_7_CT41 | Coolwater CTG 41 | 73 | SCE | RRI Energy Coolwater, Inc. | THERMAL | COMBUSTION TURBINE | NATURAL GAS | SP15 | SCE1 | 1978-01-01 |  |  | 73 | A
6602 | Participating Unit | No | No | CWATER_7_CT42 | Coolwater CTG 42 | 73 | SCE | RRI Energy Coolwater, Inc. | THERMAL | COMBUSTION TURBINE | NATURAL GAS | SP15 | SCE1 | 1978-01-01 |  |  | 73 | A
6603 | Participating Unit | No | No | CWATER_7_ST40 | Coolwater STG 40 | 110 | SCE | RRI Energy Coolwater, Inc. | THERMAL | STEAM | HEAT RECOVERY | SP15 | SCE1 | 1978-01-01 |  |  | 110 | A
43100 | Participating Unit | Yes | Yes | NAVYII_2_UNITS | COSO POWER DEVELOPERS (NAVY II) (Aggregate) | 99 | SCE | 3029 | GEOTHERMAL | STEAM | GEOTHERMAL | SP15 | SCE1 | 1989-12-23 |  |  | 67.5 | A
43101 | Non-Participating | Yes | No | NAVYII_2_UNIT 4 | COSO POWER DEVELOPERS UNIT 4 | 35 | SCE |  | GEOTHERMAL | STEAM | GEOTHERMAL | SP15 | SCE1 | 1989-12-23 |  |  | 22.5 | A
43102 | Non-Participating | Yes | No | NAVYII_2_UNIT 5 | COSO POWER DEVELOPERS UNIT 5 | 32 | SCE |  | GEOTHERMAL | STEAM | GEOTHERMAL | SP15 | SCE1 | 1989-12-23 |  |  | 22.5 | A
43103 | Non-Participating | Yes | No | NAVYII_2_UNIT 6 | COSO POWER DEVELOPERS UNIT 6 | 32 | SCE |  | GEOTHERMAL | STEAM | GEOTHERMAL | SP15 | SCE1 | 1989-12-23 |  |  | 22.5 | A
6800 | Participating Unit | No | No | COWCRK_2_UNIT | COW CREEK | 2 | PGAE | PG&E | HYDRO | HYDRO | WATER | NP15 | PGE3 | 1907-01-01 |  |  | 2 | A
100900 | Participating Unit | No | No | ALTA3A_2_CPCE4 | CPC East - Alta Wind IV | 102 | SCE | Alta Wind IV, LLC | WIND | WIND | WIND | SP15 | SCE1 | 2011-03-12 |  |  | 102 | A
101300 | Participating Unit | No | No | ALTA3A_2_CPCE5 | CPC East - Alta Wind V | 168 | SCE | Alta Interconnection Management II, LLC | WIND | WIND | WIND | SP15 | SCE1 | 2011-04-21 |  |  | 168 | A
103600 | Participating Unit | No | No | ALTA3A_2_CPCE8 | CPC East - Alta Wind VIII | 150 | SCE | Alta Wind VIII, LLC | WIND | WIND | WIND | SP15 | SCE1 | 2012-02-01 | 12941 60th St. West, Mojave, CA 93501 POD: 220 kV bus at the Windhub Sub. |  | 150 | A
107300 | Participating Unit | No | No | ALT6DS_2_WIND9 | CPC East Alta Wind IX | 132 | SCE | Alta Wind IX, LLC | WIND | WIND | WIND | SP15 | SCE1 | 2013-01-01 |  |  | 132 | A
104500 | Participating Unit | No | No | ALTA4B_2_CPCW6 | CPC West - Alta Wind 6 | 150 | SCE | Alta Wind VI, LLC | WIND | WIND | WIND | SP15 | SCE1 | 2012-05-09 |  |  | 150 | A
100400 | Participating Unit | No | No | ALTA4A_2_CPCW1 | CPC West - Alta Wind I | 150 | SCE | Alta Wind I, LLC | WIND | WIND | WIND | SP15 | SCE1 | 2010-12-29 |  |  | 150 | A
100500 | Participating Unit | No | No | ALTA4B_2_CPCW2 | CPC West - Alta Wind II | 150 | SCE | Alta Wind II, LLC | WIND | WIND | WIND | SP15 | SCE1 | 2010-12-29 |  |  | 150 | A
100700 | Participating Unit | No | No | ALTA4B_2_CPCW3 | CPC West - Alta Wind III | 150 | SCE | Alta Wind III, LLC | WIND | WIND | WIND | SP15 | SCE1 | 2011-02-12 |  |  | 150 | A
109200 | Participating Unit | No | No | SENTNL_2_UNITS | CPV Sentinel | 728 | SCE | CPV Sentinel, LLC | COGENERATION | COMBUSTION TURBINE | NATURAL GAS | SP15 | SCE1 | 2013-05-06 |  |  | 800 | A
|  |  |  | SENTNL_2_CTG1 |  | 91 |  |  | PEAKER |  |  |  |  | 2013-05-06 | MANUALLY ADDED TO MAKE CONSISTENT w NQC LIST
|  |  |  | SENTNL_2_CTG2 |  | 91 |  |  | PEAKER |  |  |  |  | 2013-05-06 | MANUALLY ADDED TO MAKE CONSISTENT w NQC LIST
|  |  |  | SENTNL_2_CTG3 |  | 91 |  |  | PEAKER |  |  |  |  | 2013-05-06 | MANUALLY ADDED TO MAKE CONSISTENT w NQC LIST
|  |  |  | SENTNL_2_CTG4 |  | 91 |  |  | PEAKER |  |  |  |  | 2013-05-06 | MANUALLY ADDED TO MAKE CONSISTENT w NQC LIST
|  |  |  | SENTNL_2_CTG5 |  | 91 |  |  | PEAKER |  |  |  |  | 2013-05-06 | MANUALLY ADDED TO MAKE CONSISTENT w NQC LIST
|  |  |  | SENTNL_2_CTG6 |  | 91 |  |  | PEAKER |  |  |  |  | 2013-05-06 | MANUALLY ADDED TO MAKE CONSISTENT w NQC LIST
|  |  |  | SENTNL_2_CTG7 |  | 91 |  |  | PEAKER |  |  |  |  | 2013-05-06 | MANUALLY ADDED TO MAKE CONSISTENT w NQC LIST
|  |  |  | SENTNL_2_CTG8 |  | 91 |  |  | PEAKER |  |  |  |  | 2013-05-06 | MANUALLY ADDED TO MAKE CONSISTENT w NQC LIST
7000 | Participating Unit | No | No | CRNEVL_6_CRNVA | CRANE VALLEY | 0.9 | PGAE | PG&E | HYDRO | HYDRO | WATER | NP15 | PGE3 | 1919-01-01 |  |  | 0.9 | A
81700 | Participating Unit | No | No | LMBEPK_2_UNITA2 | CREED ENERGY CENTER | 48 | PGAE | Creed Energy Center LLC (Calpine) | PEAKER | COMBUSTION TURBINE | NATURAL GAS | NP15 | PGE3 | 2003-01-06 |  |  | 49.9 | A
7100 | Participating Unit | No | Yes | CRESTA_7_PL1X2 | CRESTA PH (AGGREGATE) | 70.4 | PGAE | PG&E | HYDRO | HYDRO | WATER | NP15 | PGE3 | 1949-01-01 |  | NF Feather River | 70.4 | A
7101 | Participating Unit | No | No | CRESTA_7_UNIT 1 | Cresta Unit #1 | 35.2 | PGAE | PG&E | HYDRO | HYDRO | WATER | NP15 | PGE3 | 1949-01-01 |  | NF Feather River | 35.2 | A
7102 | Participating Unit | No | No | CRESTA_7_UNIT 2 | Cresta Unit #2 | 35.2 | PGAE | PG&E | HYDRO | HYDRO | WATER | NP15 | PGE3 | 1950-01-01 |  | NF Feather River | 35.2 | A
7200 | Participating Unit | Yes | No | CROKET_7_UNIT | CROCKETT COGEN | 240 | PGAE | 01C045 | COGENERATION | COMBINED CYCLE | NATURAL GAS | NP15 | PGE3 | 1995-12-20 |  |  | 247 | A
102800 | Participating Unit | No | No | CASTVL_2_FCELL | CSUEB Fuel Cell Station | 1.4 | PGAE | Pacific Gas and Electric Company | THERMAL | COMBUSTION TURBINE | NATURAL GAS | NP15 | PGE2 | 2011-09-27 | located on the CSUEB (Hayward) campus at 25800 Carlos Bee Boulevard, Hayward, CA |  | 1.55 | A
4100 | Participating Unit | No | No | CABZON_1_WINDA1 | Cabazon Wind Project | 41 | SCE | Cabazon Wind Partners, LLC | WIND | WIND | WIND | SP15 | SCE1 | 2002-08-31 |  |  | 41 | A
98800 | Participating Unit | No | No | MENBIO_6_RENEW1 | CalRENEW-1(A) | 5 | PGAE | CalRENEW-1 LLC | SOLAR | PHOTO VOLTAIC | SUN | NP15 | PGE3 | 2010-04-30 |  |  | 5 | A
99400 | Participating Unit | Yes | No | MOORPK_2_CALABS | Calabasas Gas-to-Energy Facility | 6.96 | SCE | County Sanitation District No.2 of Los Angeles County | BIOMASS | RECIPROCATING ENGINE | LANDFILL GAS | SP15 | SCE1 | 2010-09-20 |  |  | 13.8 | A
4200 | Participating Unit | No | Yes | COLCEM_6_UNITS | California Portland Cement | 25 | SCE | California Portland Cement | THERMAL | STEAM | COAL | SP15 | SCE1 | 2001-08-01 | Converted to Participating Generator |  | 30 | A
4201 | Participating Unit | No | No | COLCEM_6_GEN 1 | California Portland Cement Unit 1 | 15 | SCE | California Portland Cement | THERMAL | STEAM | COAL | SP15 | SCE1 | 2001-08-01 | Converted to Participating Generator |  | 15 | A
4202 | Participating Unit | No | No | COLCEM_6_GEN 2 | California Portland Cement Unit 2 | 15 | SCE | California Portland Cement | THERMAL | STEAM | COAL | SP15 | SCE1 | 2001-08-01 | Converted to Participating Generator |  | 15 | A
113400 | Participating Unit | No | No | VISTA_2_FCELL | California State University, San Bernardino Fuel Cell | 1.44 | SCE | CSU, San Bernardino | THERMAL | FUEL CELL | AGRICULTURAL WASTE | SP15 | SCE1 | 2013-09-13 |  |  | 1.44 | A
107400 | Participating Unit | No | No | CAVLSR_2_RSOLAR | California Valley Solar Ranch-Phase A | 210 | PGAE | High Plains Ranch II, LLC | SOLAR | PHOTO VOLTAIC | SUN | NP15 | PGE3 | 2012-09-19 |  |  | 210 | A
107500 | Participating Unit | No | No | CAVLSR_2_BSOLAR | California Valley Solar Ranch-Phase B | 40 | PGAE | High Plains Ranch II, LLC | SOLAR | PHOTO VOLTAIC | SUN | NP15 | PGE3 | 2013-01-08 |  |  | 40 | A
4300 | Participating Unit | Yes | No | SMUDGO_7_UNIT 1 | Calpine Geothermal (formerly a SMUD unit) | 53 | PGAE | CALPINE | GEOTHERMAL | STEAM | GEOTHERMAL | NP15 | PGE3 | 1983-01-01 |  |  | 78 | A
76200 | Participating Unit | No | No | CAMPFW_7_FARWST | Camp Far West | 8 | PGAE | SMUD | HYDRO | HYDRO | WATER | NP15 | PGE3 | 1985-01-01 |  |  | 7.9 | A
110000 | Participating Unit | No | No | CPVERD_2_SOLAR | Campo Verde Solar | 150 | SDGE | Campo Verde Solar, LLC | SOLAR | PHOTO VOLTAIC | SUN | SP15 | SDG1 | 2013-10-22 |  |  | 150 | A
104900 | Participating Unit | No | No | CANTUA_1_SOLAR | Cantua Solar station | 20 | PGAE | PGE | SOLAR | PHOTO VOLTAIC | SUN | NP15 | PGE3 | 2012-07-25 | located at Stanislaus ave. Cantua Creek, CA |  | 20 | A
102500 | Participating Unit | No | No | ANAHM_2_CANYN1 | Canyon Power Plant Unit 1 | 49.4 | SCE | City of Anaheim | PEAKER | COMBUSTION TURBINE | NATURAL GAS | SP15 | SCE1 | 2011-09-16 | located at 3071 East Mira Loma Avenue, Anaheim, CA |  | 49.5 | A
102600 | Participating Unit | No | No | ANAHM_2_CANYN2 | Canyon Power Plant Unit 2 | 49.4 | SCE | City of Anaheim | PEAKER | COMBUSTION TURBINE | NATURAL GAS | SP15 | SCE1 | 2011-09-16 | located at 3071 East Mira Loma Avenue, Anaheim, CA |  | 49.5 | A
101900 | Participating Unit | No | No | ANAHM_2_CANYN3 | Canyon Power Plant Unit 3 | 49.4 | SCE | The City of Anaheim | PEAKER | COMBUSTION TURBINE | NATURAL GAS | SP15 | ANA1 | 2011-07-30 |  |  | 49.5 | A
102000 | Participating Unit | No | No | ANAHM_2_CANYN4 | Canyon Power Plant Unit 4 | 49.4 | SCE | The City of Anaheim | PEAKER | COMBUSTION TURBINE | NATURAL GAS | SP15 | ANA1 | 2011-07-30 |  |  | 49.5 | A
4500 | Participating Unit | No | No | CARBOU_7_UNIT 1 | Caribou PH 1 Unit 1 | 24 | PGAE | PG&E | HYDRO | HYDRO | WATER | NP15 | PGE3 | 1921-01-01 |  | NF Feather River | 24 | A
107900 | Participating Unit | No | No | CATLNA_2_SOLAR | Catalina Solar - Phases 1 and 2 | 110 | SCE | Catalina Solar, LLC | SOLAR | PHOTO VOLTAIC | SUN | SP15 | SCE1 | 2013-02-15 |  |  | 110 | A
95700 | Participating Unit | No | Yes | CENTER_6_PEAKER | Center Peaker | 47 | SCE | SCE | PEAKER | COMBUSTION TURBINE | NATURAL GAS | SP15 | SCE1 | 2007-09-20 |  |  | 49 | A
110100 | Participating Unit | No | No | CNTNLA_2_SOLAR1 | Centinela Solar Energy Facility (Phase I) | 51.47 | SDGE | Centinela Solar Energy, LLC | SOLAR | PHOTO VOLTAIC | SUN | SP15 | SDG1 | 2013-10-16 |  |  | 127 | A
5000 | Participating Unit | No | No | CHICPK_7_UNIT 1 | Chicago Park PH | 42 | PGAE | NID | HYDRO | HYDRO | WATER | NP15 | PGE3 | 1965-01-01 |  | South Yuba | 42 | A
98400 | Participating Unit | No | No | CHINO_2_SOLAR | Chino Roof Top Solar Project | 2 | SCE | SCE | SOLAR | PHOTO VOLTAIC | SUN | SP15 | SCE1 | 2009-12-01 |  |  | 2 | A
100200 | Participating Unit | Yes | No | SAUGUS_7_CHIQCN | Chiquita Canyon Landfill Generating Facility | 8 | SCE | Ameresco Chiquita Energy, LLC | BIOMASS | RECIPROCATING ENGINE | LANDFILL GAS | SP15 | SCE1 | 2010-11-23 |  |  | 9.2 | A
96400 | Participating Unit | No | No | CHWCHL_1_BIOMAS | Chow II Biomass to Energy | 10.8 | PGAE | Global Ampersand LLC | BIOMASS | STEAM | LANDFILL GAS | NP15 | PGE3 | 2008-05-08 |  |  | 12.5 | A
91300 | Participating Unit | No | Yes | CORONS_6_CLRWTR | Clearwater Power Plant | 28 | SCE | City of Corona | THERMAL | COMBINED CYCLE | NATURAL GAS | SP15 | SCE1 | 2005-02-28 |  |  | 32.27 | A
91301 | Participating Unit | No | No | CORONS_7_CTG2001 | Clearwater Power Plant CT Unit 1 | 21.6 | SCE | City of Corona | THERMAL | COMBUSTION TURBINE | NATURAL GAS | SP15 | SCE1 | 2005-02-28 |  |  | 23.8 | A
91302 | Participating Unit | No | No | CORONS_7_STG1301 | Clearwater Power Plant ST Unit 2 | 6.4 | SCE | City of Corona | THERMAL | STEAM | HEAT RECOVERY | SP15 | SCE1 | 2005-02-28 |  |  | 8.47 | A
112200 | Participating Unit | No | No | SANLOB_1_LNDFIL | Cold Canyon | 1.5 | PGAE | Cold Canyon | BIOMASS | RECIPROCATING ENGINE | LANDFILL GAS | NP26 | PGE3 | 2013-07-21 |  |  | 1.5 | A
5600 | Participating Unit | No | No | COLGAT_7_UNIT 1 | Colgate PH Unit 1 | 176.72 | PGAE | PCWA | HYDRO | HYDRO | WATER | NP15 | PGE3 | 1969-01-01 |  | North Yuba River | 176.72 | A
5700 | Participating Unit | No | No | COLGAT_7_UNIT 2 | Colgate PH Unit 2 | 175.67 | PGAE | PCWA | HYDRO | HYDRO | WATER | NP15 | PGE3 | 1969-01-01 |  | North Yuba River | 175.67 | A
100300 | Participating Unit | No | No | COLUSA_2_PL1X3 | Colusa Generating Station | 668 | PGAE | PG&E | COGENERATION | COMBUSTION TURBINE | NATURAL GAS | NP15 | PGE3 | 2010-12-22 |  |  | 715 | A
94000 | Participating Unit | Yes | Yes | HIGGNS_1_COMBIE | Combie South Hydro | 1.5 | PGAE | Nevada Irrigation District | HYDRO | HYDRO | WATER | NP15 | PGE3 | 1984-04-26 | Formerly HIGGNS_7_QFUNTS prior to 3/31/2010. |  | 1.5 | A
65506 | Non-Participating | Yes | No |  | NID/COMBIE NORTH |  | PGAE | 15H013 | HYDRO | HYDRO | WATER | NP15 | PGE3 | 1988-03-24 | Formerly part of RIOOSO_1_QF prior to 3/15/2007 |  | 0.33 | A
65507 | Non-Participating | Yes | No |  | NID/COMBIE SOUTH | 1.5 | PGAE | 15H054 | HYDRO | HYDRO | WATER | NP15 | PGE3 | 1984-04-26 | Added to HIGGNS QF aggregation 3/1/2007. Formerly part of RIOOSO_1_QF aggregation. |  | 1.5 | A
6100 | Participating Unit | No | No | COCOPP_7_UNIT 6 | Contra Costa PP Unit #6 | 337 | PGAE | Mirant | THERMAL | STEAM | NATURAL GAS | NP15 | PGE3 | 1964-01-01 |  |  | 330 | A
6200 | Participating Unit | No | No | COCOPP_7_UNIT 7 | Contra Costa PP Unit #7 | 337 | PGAE | Mirant | THERMAL | STEAM | NATURAL GAS | NP15 | PGE3 | 1964-01-01 |  |  | 330 | A
6300 | Participating Unit | No | No | CWATER_7_UNIT 1 | Coolwater Unit 1 | 63 | SCE | RRI Energy Coolwater, Inc. | THERMAL | STEAM | NATURAL GAS | SP15 | SCE1 | 1961-01-01 |  |  | 65 | A
6400 | Participating Unit | No | No | CWATER_7_UNIT 2 | Coolwater Unit 2 | 81.5 | SCE | RRI Energy Coolwater, Inc. | THERMAL | STEAM | NATURAL GAS | SP15 | SCE1 | 1964-01-01 |  |  | 71 | A
101200 | Participating Unit | No | No | COPMTN_2_SOLAR1 | Copper Mountain Solar 1 | 48 | SCE | El Dorado Energy, LLC | SOLAR | PHOTO VOLTAIC | SUN | SP15 | SCE1 | 2010-06-15 | This is a pseudo tie |  | 48 | A
105200 | Participating Unit | No | No | COPMT2_2_SOLAR2 | Copper Mountain Solar 2 | 92 | SCE | Copper Mountain Solar 2, LLC | SOLAR | PHOTO VOLTAIC | SUN | SP15 | SCE1 | 2012-08-03 |  |  | 92 | A
103900 | Participating Unit | No | No | BRODIE_2_WIND | Coram Brodie Wind Project | 102 | SCE | Coram California Development, L.P. | WIND | WIND | WIND | SP15 | SCE1 | 2012-03-29 | 6705, Oak Creek Rd Mojave CA 93501. POD: 230 kV bus at SCE's Windhub substation |  | 102 | A
104400 | Participating Unit | Yes | No | MIDWD_7_CORAMB | Coram Brodie Wind Project | 7.5 | SCE | Coram Energy, LLC | WIND | WIND | WIND | SP15 | SCE1 | 1983-12-01 |  |  | 7.5 | A
113100 | Participating Unit | No | No | WAUKNA_1_SOLAR | Corcoran Solar | 20 | PGAE | Con Edison Development, Inc. | SOLAR | PHOTO VOLTAIC | SUN | NP15 | PGE2 | 2013-08-14 |  |  | 20 | A
6900 | Participating Unit | Yes | No | SANTGO_6_COYOTE | Coyote Canyon | 9.99 | SCE | Gas Recovery Systems, Inc. | BIOMASS | STEAM | LANDFILL GAS | SP15 | SCE1 | 1989-01-01 |  |  | 17.1 | A
7300 | Participating Unit | No | No | DSABLA_7_UNIT | DE SABLA | 18.5 | PGAE | PG&E | HYDRO | HYDRO | WATER | NP15 | PGE3 | 1963-01-01 |  | Butte Creek | 18.5 | A
7400 | Participating Unit | No | No | DEERCR_6_UNIT 1 | DEER CREEK | 7 | PGAE | PG&E | HYDRO | HYDRO | WATER | NP15 | PGE3 | 1908-01-01 |  |  | 7 | A
7500 | Participating Unit | Yes | Yes | PANDOL_6_UNIT | DELANO ENERGY COMPANY INC. | 49 | SCE | DELANO ENERGY | BIOMASS | STEAM | WOOD WASTE | SP15 | SCE1 | 1990-01-01 |  |  | 58 | A
7501 | Participating Unit | Yes | No | PANDOL_6_UNIT 1 | DELANO ENERGY COMPANY INC. (UNIT 1) | 32 | SCE | DELANO ENERGY | BIOMASS | STEAM | WOOD WASTE | SP15 | SCE1 | 1990-01-01 |  |  | 32 | A
7502 | Participating Unit | Yes | No | PANDOL_6_UNIT 2 | DELANO ENERGY COMPANY INC. (UNIT 2) | 26 | SCE | DELANO ENERGY | BIOMASS | STEAM | WOOD WASTE | SP15 | SCE1 | 1993-01-01 |  |  | 26 | A
7600 | Participating Unit | No | Yes | DELTA_2_PL1X4 | DELTA ENERGY CENTER (AGGREGATE) | 880 | PGAE | Delta Energy Center, LLC | THERMAL | COMBINED CYCLE | NATURAL GAS | NP15 | PGE3 | 2002-06-17 |  |  | 943.5 | A
7601 | Participating Unit | No | No | DELTA_2_CTG1 | Delta Energy Center Unit 1 |  | PGAE | Delta Energy Center, LLC | THERMAL | COMBUSTION TURBINE | NATURAL GAS | NP15 | PGE3 | 2002-06-17 |  |  | 212.5 | A
7602 | Participating Unit | No | No | DELTA_2_CTG2 | Delta Energy Center Unit 2 |  | PGAE | Delta Energy Center, LLC | THERMAL | COMBUSTION TURBINE | NATURAL GAS | NP15 | PGE3 | 2002-06-17 |  |  | 212.5 | A
7603 | Participating Unit | No | No | DELTA_2_CTG3 | Delta Energy Center Unit 3 |  | PGAE | Delta Energy Center, LLC | THERMAL | COMBUSTION TURBINE | NATURAL GAS | NP15 | PGE3 | 2002-06-17 |  |  | 212.5 | A
7604 | Participating Unit | No | No | DELTA_2_STG | Delta Energy Center Unit 4 | 306 | PGAE | Delta Energy Center, LLC | THERMAL | STEAM | HEAT RECOVERY | NP15 | PGE3 | 2002-06-17 |  |  | 306 | A
7700 | Participating Unit | No | Yes | DVLCYN_1_UNITS | DEVIL CANYON (AGGREGATE) | 236.8 | SCE | CDWR | HYDRO | HYDRO | WATER | SP15 | SCE1 | 1972-01-01 |  |  | 280 | A
7701 | Participating Unit | No | No | DVLCYN_1_UNIT 1 | Devil Canyon Unit 1 | 60 | SCE | CDWR | HYDRO | HYDRO | WATER | SP15 | SCE1 | 1972-01-01 |  |  | 60 | A
7702 | Participating Unit | No | No | DVLCYN_1_UNIT 2 | Devil Canyon Unit 2 | 60 | SCE | CDWR | HYDRO | HYDRO | WATER | SP15 | SCE1 | 1976-01-01 |  |  | 60 | A
7703 | Participating Unit | No | No | DVLCYN_1_UNIT 3 | Devil Canyon Unit 3 | 80 | SCE | CDWR | HYDRO | HYDRO | WATER | SP15 | SCE1 | 1994-01-01 |  |  | 80 | A
7704 | Participating Unit | No | No | DVLCYN_1_UNIT 4 | Devil Canyon Unit 4 | 80 | SCE | CDWR | HYDRO | HYDRO | WATER | SP15 | SCE1 | 1994-01-01 |  |  | 80 | A
90900 | Participating Unit | No | No | FLOWD2_2_FPLWND | DIABLO WINDS | 18.6 | PGAE | DIABLO WINDS, LLC | WIND | WIND | WIND | NP15 | PGE3 | 2005-05-01 | First paralled on 12/21/2004. |  | 18 | A
8000 | Participating Unit | No | Yes | DMDVLY_1_UNITS | DIAMOND VALLEY P-G PLANT (AGGREGATE) | 21 | SCE | MWD | HYDRO | PUMPED STORAGE | WATER | SP15 | SCE1 | 2001-01-01 | pump-generator facility with pumping as needed for water supply purposes |  | 39.6 | A
8001 | Participating Unit | No | No | DMDVLY_1_GEN 1 | Diamond Valley Unit 1 | 3.3 | SCE | MWD | HYDRO | PUMPED STORAGE | WATER | SP15 | SCE1 | 2001-01-01 | pump-generator units with pumping as needed for water supply purposes |  | 3.3 | A
8010 | Participating Unit | No | No | DMDVLY_1_GEN 10 | Diamond Valley Unit 10 | 3.3 | SCE | MWD | HYDRO | PUMPED STORAGE | WATER | SP15 | SCE1 | 2001-01-01 | pump-generator units with pumping as needed for water supply purposes |  | 3.3 | A
8011 | Participating Unit | No | No | DMDVLY_1_GEN 11 | Diamond Valley Unit 11 | 3.3 | SCE | MWD | HYDRO | PUMPED STORAGE | WATER | SP15 | SCE1 | 2001-01-01 | pump-generator units with pumping as needed for water supply purposes |  | 3.3 | A
8012 | Participating Unit | No | No | DMDVLY_1_GEN 12 | Diamond Valley Unit 12 | 3.3 | SCE | MWD | HYDRO | PUMPED STORAGE | WATER | SP15 | SCE1 | 2001-01-01 | pump-generator units with pumping as needed for water supply purposes |  | 3.3 | A
8002 | Participating Unit | No | No | DMDVLY_1_GEN 2 | Diamond Valley Unit 2 | 3.3 | SCE | MWD | HYDRO | PUMPED STORAGE | WATER | SP15 | SCE1 | 2001-01-01 | pump-generator units with pumping as needed for water supply purposes |  | 3.3 | A
8003 | Participating Unit | No | No | DMDVLY_1_GEN 3 | Diamond Valley Unit 3 | 3.3 | SCE | MWD | HYDRO | PUMPED STORAGE | WATER | SP15 | SCE1 | 2001-01-01 | pump-generator units with pumping as needed for water supply purposes |  | 3.3 | A
8004 | Participating Unit | No | No | DMDVLY_1_GEN 4 | Diamond Valley Unit 4 | 3.3 | SCE | MWD | HYDRO | PUMPED STORAGE | WATER | SP15 | SCE1 | 2001-01-01 | pump-generator units with pumping as needed for water supply purposes |  | 3.3 | A
8005 | Participating Unit | No | No | DMDVLY_1_GEN 5 | Diamond Valley Unit 5 | 3.3 | SCE | MWD | HYDRO | PUMPED STORAGE | WATER | SP15 | SCE1 | 2001-01-01 | pump-generator units with pumping as needed for water supply purposes |  | 3.3 | A
8006 | Participating Unit | No | No | DMDVLY_1_GEN 6 | Diamond Valley Unit 6 | 3.3 | SCE | MWD | HYDRO | PUMPED STORAGE | WATER | SP15 | SCE1 | 2001-01-01 | pump-generator units with pumping as needed for water supply purposes |  | 3.3 | A
8007 | Participating Unit | No | No | DMDVLY_1_GEN 7 | Diamond Valley Unit 7 | 3.3 | SCE | MWD | HYDRO | PUMPED STORAGE | WATER | SP15 | SCE1 | 2001-01-01 | pump-generator units with pumping as needed for water supply purposes |  | 3.3 | A
8008 | Participating Unit | No | No | DMDVLY_1_GEN 8 | Diamond Valley Unit 8 | 3.3 | SCE | MWD | HYDRO | PUMPED STORAGE | WATER | SP15 | SCE1 | 2001-01-01 | pump-generator units with pumping as needed for water supply purposes |  | 3.3 | A
8009 | Participating Unit | No | No | DMDVLY_1_GEN 9 | Diamond Valley Unit 9 | 3.3 | SCE | MWD | HYDRO | PUMPED STORAGE | WATER | SP15 | SCE1 | 2001-01-01 | pump-generator units with pumping as needed for water supply purposes |  | 3.3 | A
91400 | Participating Unit | No | Yes | DUANE_1_PL1X3 | DONALD VON RAESFELD POWER PLANT | 147.8 | PGAE | Silicon Valley Power | THERMAL | COMBINED CYCLE | NATURAL GAS | NP15 | NCP1 | 2005-03-24 |  |  | 154.4 | A
91401 | Participating Unit | No | No | DUANE_7_CTG1 | DONALD VON RAESFELD CTG1 UNIT | 50.4 | PGAE | Silicon Valley Power | THERMAL | COMBUSTION TURBINE | NATURAL GAS | NP15 | NCP1 | 2005-03-24 |  |  | 50.4 | A
91402 | Participating Unit | No | No | DUANE_7_CTG2 | DONALD VON RAESFELD CTG2 UNIT | 50.4 | PGAE | Silicon Valley Power | THERMAL | COMBUSTION TURBINE | NATURAL GAS | NP15 | NCP1 | 2005-03-24 |  |  | 50.4 | A
91403 | Participating Unit | No | No | DUANE_7_STG3 | DONALD VON RAESFELD STG3 UNIT | 53.6 | PGAE | Silicon Valley Power | THERMAL | STEAM | HEAT RECOVERY | NP15 | NCP1 | 2005-03-24 |  |  | 53.6 | A
8400 | Participating Unit | No | Yes | DREWS_6_PL1X4 | DREWS (AGGREGATE) | 41.4 | SCE | Colton Power, LP | PEAKER | COMBUSTION TURBINE | NATURAL GAS | SP15 | SCE1 | 2001-08-14 |  |  | 43 | A
8401 | Participating Unit | No | No | DREWS_6_GEN 1 | Drews Unit 1 | 10.8 | SCE | Colton Power, LP | PEAKER | COMBUSTION TURBINE | NATURAL GAS | SP15 | SCE1 | 2001-08-14 |  |  | 10.75 | A
8402 | Participating Unit | No | No | DREWS_6_GEN 2 | Drews Unit 2 | 10.8 | SCE | Colton Power, LP | PEAKER | COMBUSTION TURBINE | NATURAL GAS | SP15 | SCE1 | 2001-08-14 |  |  | 10.75 | A
8403 | Participating Unit | No | No | DREWS_6_GEN 3 | Drews Unit 3 | 10.8 | SCE | Colton Power, LP | PEAKER | COMBUSTION TURBINE | NATURAL GAS | SP15 | SCE1 | 2001-08-14 |  |  | 10.75 | A
8404 | Participating Unit | No | No | DREWS_6_GEN 4 | Drews Unit 4 | 10.8 | SCE | Colton Power, LP | PEAKER | COMBUSTION TURBINE | NATURAL GAS | SP15 | SCE1 | 2001-08-14 |  |  | 10.75 | A
8500 | Participating Unit | No | Yes | DRUM_7_PL1X2 | DRUM PH 1 UNIT 1 & 2 (AGGREGATE) | 26 | PGAE | PG&E | HYDRO | HYDRO | WATER | NP15 | PGE3 | 1913-01-01 |  | South Yuba | 26.6 | A
8501 | Participating Unit | No | No | DRUM_7_UNIT 1 | Drum PH 1 Unit 1 | 13 | PGAE | PG&E | HYDRO | HYDRO | WATER | NP15 | PGE3 | 1913-01-01 |  | South Yuba | 13.3 | A
8502 | Participating Unit | No | No | DRUM_7_UNIT 2 | Drum PH 1 Unit 2 | 13 | PGAE | PG&E | HYDRO | HYDRO | WATER | NP15 | PGE3 | 1913-01-01 |  | South Yuba | 13.3 | A
8600 | Participating Unit | No | Yes | DRUM_7_PL3X4 | DRUM PH 1 UNIT 3 & 4 (AGGREGATE) | 28.9 | PGAE | PG&E | HYDRO | HYDRO | WATER | NP15 | PGE3 | 1922-01-01 |  | South Yuba | 27.4 | A
8601 | Participating Unit | No | No | DRUM_7_UNIT 3 | Drum PH 1 Unit 3 | 12.9 | PGAE | PG&E | HYDRO | HYDRO | WATER | NP15 | PGE3 | 1922-01-01 |  | South Yuba | 13.3 | A
8602 | Participating Unit | No | No | DRUM_7_UNIT 4 | Drum PH 1 Unit 4 | 16 | PGAE | PG&E | HYDRO | HYDRO | WATER | NP15 | PGE3 | 1928-01-01 |  | South Yuba | 14.1 | A
105700 | Participating Unit | No | Yes | MRCHNT_2_PL1X3 | Desert Star Energy Center | 494.58 | SCE | Desert Start Energy Center | THERMAL | COMBINED CYCLE | NATURAL GAS | SP15 | SCE1 | 2012-06-18 |  |  | 506 | A
110300 | Participating Unit | No | No | DSRTSN_2_SOLAR1 | Desert Sunlight PVI | 219.68 | SCE | Desert Sunlight 300, LLC | SOLAR | PHOTO VOLTAIC | SUN | SP15 | SCE1 | 2013-10-22 |  |  | 300 | A
109900 | Participating Unit | No | No | DSRTSN_2_SOLAR2 | Desert Sunlight PVII | 250 | SCE | Desert Sunlight 250, LLC | SOLAR | PHOTO VOLTAIC | SUN | SP15 | SCE1 | 2013-10-12 |  |  | 250 | A
7800 | Participating Unit | No | No | DIABLO_7_UNIT 1 | Diablo Canyon Unit 1 | 1150 | PGAE | PG&E | NUCLEAR | STEAM | URANIUM | ZP26 | PGE4 | 1985-01-01 |  |  | 1150 | A
7900 | Participating Unit | No | No | DIABLO_7_UNIT 2 | Diablo Canyon Unit 2 | 1150 | PGAE | PG&E | NUCLEAR | STEAM | URANIUM | ZP26 | PGE4 | 1986-01-01 |  |  | 1150 | A
96600 | Participating Unit | No | No | TIFFNY_1_DILLON | Dillon 1 Wind Project | 45 | SCE | Dillon Wind LLC | WIND | WIND | WIND | SP15 | SCE1 | 2008-04-18 |  |  | 45 | A
8100 | Participating Unit | Yes | No | DINUBA_6_UNIT | Dinuba | 12 | PGAE | Yanke Energy | THERMAL | STEAM | NATURAL GAS | NP15 | PGE3 | 2001-07-05 |  |  | 12 | A
8300 | Participating Unit | No | No | DONNLS_7_UNIT | Donnels Unit #1 | 72 | PGAE | TRI-DAM PROJECT | HYDRO | HYDRO | WATER | NP15 | PGE3 | 1957-01-01 |  | Stanislaus River | 72 | A
8700 | Participating Unit | No | No | DRUM_7_UNIT 5 | Drum PH 2 Unit 5 | 50 | PGAE | PG&E | HYDRO | HYDRO | WATER | NP15 | PGE3 | 1965-01-01 |  | South Yuba | 50 | A
8800 | Participating Unit | No | No | DUTCH1_7_UNIT 1 | Dutch Flat PH 1 Unit 1 | 22 | PGAE | PG&E | HYDRO | HYDRO | WATER | NP15 | PGE3 | 1943-01-01 |  | South Yuba | 22 | A
8900 | Participating Unit | No | No | DUTCH2_7_UNIT 1 | Dutch Flat PH 2 Unit 1 | 26 | PGAE | NID | HYDRO | HYDRO | WATER | NP15 | PGE3 | 1965-01-01 |  | South Yuba | 26 | A
2920 | Participating Unit | No | No | EASTWD_7_UNIT | EASTWOOD PUMP-GEN | 200 | SCE | SCE | HYDRO | PUMPED STORAGE | WATER | SP15 | SCE1 | 1987-01-01 |  |  | 199 | A
91900 | Participating Unit | No | No | ELDORO_7_UNIT 1 | EL DORADO POWERHOUSE UNIT 1 | 11 | PGAE | El Dorado Irrigation District | HYDRO | HYDRO | WATER | NP15 | PGE3 | 2005-05-21 |  | AMERICAN RIVER-SOUTH FORK | 10.5 | A
92000 | Participating Unit | No | No | ELDORO_7_UNIT 2 | EL DORADO POWERHOUSE UNIT 2 | 11 | PGAE | El Dorado Irrigation District | HYDRO | HYDRO | WATER | NP15 | PGE3 | 2005-05-21 |  | AMERICAN RIVER-SOUTH FORK | 10.5 | A
89900 | Participating Unit | No | Yes | VALLEY_7_UNITA1 | EL SOBRANTE LANDFILL GAS GENERATION | 3.74 | SCE | WM Energy Solutions | BIOMASS | RECIPROCATING ENGINE | LANDFILL GAS | SP15 | SCE1 | 2004-04-26 |  |  | 4.05 | A
89903 | Participating Unit | Yes | No | null | EL SOBRANTE LANDFILL UNIT 3 | 1.35 | SCE | WM Energy Solutions | BIOMASS | RECIPROCATING ENGINE | LANDFILL GAS | SP15 | SCE1 | UNK | Expansion project unit |  | 1.35 | A
89901 | Participating Unit | Yes | No |  | EL SOBRANTE LANDFILL UNIT 1 | 1.35 | SCE | WM Energy Solutions | BIOMASS | RECIPROCATING ENGINE | LANDFILL GAS | SP15 | SCE1 | 2004-04-26 |  |  | 1.35 | A
89902 | Participating Unit | Yes | No |  | EL SOBRANTE LANDFILL UNIT 2 | 1.35 | SCE | WM Energy Solutions | BIOMASS | RECIPROCATING ENGINE | LANDFILL GAS | SP15 | SCE1 | 2004-04-26 |  |  | 1.35 | A
9600 | Participating Unit | No | Yes | ELECTR_7_PL1X3 | ELECTRA PH (AGGREGATE) | 101.5 | PGAE | PG&E | HYDRO | HYDRO | WATER | NP15 | PGE3 | 1948-01-01 |  | Mokelumne River | 92 | A
9601 | Participating Unit | No | No | ELECTR_7_UNIT 1 | Electra Unit 1 | 31.7 | PGAE | PG&E | HYDRO | HYDRO | WATER | NP15 | PGE3 | 1948-01-01 |  | Mokelumne River | 31.7 | A
9602 | Participating Unit | No | No | ELECTR_7_UNIT 2 | Electra Unit 2 | 31.7 | PGAE | PG&E | HYDRO | HYDRO | WATER | NP15 | PGE3 | 1948-01-01 |  | Mokelumne River | 31.7 | A
9603 | Participating Unit | No | No | ELECTR_7_UNIT 3 | Electra Unit 3 | 38.1 | PGAE | PG&E | HYDRO | HYDRO | WATER | NP15 | PGE3 | 1948-01-01 |  | Mokelumne River | 38.1 | A
84100 | Participating Unit | No | Yes | ELKHIL_2_PL1X3 | ELK HILLS GENERATING PROJECT (AGGREGATE) | 551.7 | PGAE | Elk Hills Power | THERMAL | COMBINED CYCLE | NATURAL GAS | ZP26 | PGE4 | 2003-07-24 |  |  | 561 | A
84101 | Participating Unit | No | No | ELKHIL_2_CTG1 | ELK HILLS GENERATING PROJECT UNIT 1 | 168 | PGAE | Elk Hills Power | THERMAL | COMBUSTION TURBINE | NATURAL GAS | ZP26 | PGE4 | 2003-07-24 |  |  | 169 | A
84102 | Participating Unit | No | No | ELKHIL_2_CTG2 | ELK HILLS GENERATING PROJECT UNIT 2 | 168 | PGAE | Elk Hills Power | THERMAL | COMBUSTION TURBINE | NATURAL GAS | ZP26 | PGE4 | 2003-07-24 |  |  | 169 | A
84103 | Participating Unit | No | No | ELKHIL_2_STG | ELK HILLS GENERATING PROJECT UNIT 3 | 213 | PGAE | Elk Hills Power | THERMAL | STEAM | HEAT RECOVERY | ZP26 | PGE4 | 2003-07-24 |  |  | 223 | A
11100 | Participating Unit | No | No | ETIWND_6_MWDETI | ETIWANDA HYDRO RECOVERY PLANT | 24 | SCE | Metropolitan Water District | HYDRO | HYDRO | WATER | SP15 | SCE1 | 1994-01-01 | Became PG on 1/1/2005. |  | 24 | A
10800 | Participating Unit | No | No | ETIWND_7_UNIT 3 | ETIWANDA UNIT 3 | 320 | SCE | RRI Energy Etiwanda, Inc. | THERMAL | STEAM | NATURAL GAS | SP15 | SCE1 | UNK | Mothballed 11/7/2003. Returned to service 9/9/2004. |  | 333 | A
10900 | Participating Unit | No | No | ETIWND_7_UNIT 4 | ETIWANDA UNIT 4 | 320 | SCE | RRI Energy Etiwanda, Inc. | THERMAL | STEAM | NATURAL GAS | SP15 | SCE1 | UNK | Mothballed 11/7/2003. Returned to service 7/6/2004. |  | 333 | A
20200 | Participating Unit | Yes | No | LAPAC_6_UNIT | EVERGREEN PULP, INC. | 20 | PGAE | Evergreen Pulp, Inc. | THERMAL | STEAM | BLACK LIQUOR | NP15 | PGE1 | 1992-01-01 |  |  | 20 | A
9000 | Participating Unit | No | No | ELCAJN_6_UNITA1 | El Cajon - Calpeak | 45.42 | SDGE | CalPeak Power - El Cajon, LLC | PEAKER | COMBUSTION TURBINE | NATURAL GAS | SP15 | SDG1 | 2002-05-29 |  |  | 47.3 | A
99100 | Participating Unit | No | No | ELCAJN_6_LM6K | El Cajon Energy Center | 48.1 | SDGE | El Cajon Energy, LLC | PEAKER | COMBUSTION TURBINE | NATURAL GAS | SP15 | SDG1 | 2010-06-16 |  |  | 49.9 | A
9100 | Participating Unit | No | No | ELCAJN_7_GT1 | El Cajon GT | 16.36 | SDGE | Cabrillo Power II, LLC | PEAKER | COMBUSTION TURBINE | NATURAL GAS | SP15 | SDG1 | 1968-01-01 |  |  | 15 | A
96500 | Participating Unit | No | No | ELNIDP_6_BIOMAS | El Nido Biomass to Energy | 9.8 | PGAE | Global Ampersand LLC | BIOMASS | STEAM | LANDFILL GAS | NP15 | PGE3 | 2008-08-24 |  |  | 12.5 | A
9400 | Participating Unit | No | No | ELSEGN_7_UNIT 3 | El Segundo 3 | 335 | SCE | DYNEGY | THERMAL | STEAM | NATURAL GAS | SP15 | SCE1 | 1964-01-01 |  |  | 335 | A
9500 | Participating Unit | No | No | ELSEGN_7_UNIT 4 | El Segundo 4 | 335 | SCE | DYNEGY | THERMAL | STEAM | NATURAL GAS | SP15 | SCE1 | 1965-01-01 |  |  | 335 | A
111600 | Participating Unit | No | Yes | ELSEGN_2_UN1011 | El Segundo Energy Center 5/6 | 263 | SCE | El Segundo Energy Center LLC | THERMAL | COMBINED CYCLE | NATURAL GAS | SP15 | SCE1 | 2013-06-29 |  |  | 348 | A
111601 | Non-Participating | No | No | ELSEGN_2_UNIT10 | El Segundo Energy Center Unit 5 | 228 | SCE | El Segundo Energy Center LLC | THERMAL | COMBINED CYCLE | NATURAL GAS | SP15 |  | 2013-06-29 |  |  | 235 | A
111602 | Non-Participating | No | No | ELSEGN_2_UNIT11 | El Segundo Energy Center Unit 6 | 90.5 | SCE | El Segundo Energy Center LLC | THERMAL | COMBINED CYCLE | NATURAL GAS | SP15 |  | 2013-06-29 |  |  | 83.2 | A
111400 | Participating Unit | No | No | ELSEGN_2_UN2021 | El Segundo Energy Center 7/8 | 263.68 | SCE | El Segundo Energy Center LLC | COGENERATION | COMBINED CYCLE | NATURAL GAS | SP15 | SCE1 | 2013-06-29 |  |  | 348 | A
9700 | Participating Unit | No | No | GOLETA_6_ELLWOD | Ellwood Generating Station | 54 | SCE | RRI Energy Coolwater, Inc. | PEAKER | COMBUSTION TURBINE | NATURAL GAS | SP15 | SCE1 | UNK | Mothballed 11/7/2003. Returned to service 4/1/2005 |  | 56 | A
9800 | Participating Unit | No | No | ENCINA_7_GT1 | Encina GT 1 | 14.5 | SDGE | Cabrillo Power I, LLC | PEAKER | COMBUSTION TURBINE | NATURAL GAS | SP15 | SDG1 | 1968-01-01 |  |  | 18 | A
9900 | Participating Unit | No | No | ENCINA_7_EA1 | Encina Unit 1 | 106 | SDGE | Cabrillo Power I, LLC | THERMAL | STEAM | NATURAL GAS | SP15 | SDG1 | 1954-01-01 |  |  | 106.25 | A
10000 | Participating Unit | No | No | ENCINA_7_EA2 | Encina Unit 2 | 104 | SDGE | Cabrillo Power I, LLC | THERMAL | STEAM | NATURAL GAS | SP15 | SDG1 | 1956-01-01 |  |  | 110.25 | A
10100 | Participating Unit | No | No | ENCINA_7_EA3 | Encina Unit 3 | 110 | SDGE | Cabrillo Power I, LLC | THERMAL | STEAM | NATURAL GAS | SP15 | SDG1 | 1958-01-01 |  |  | 110.25 | A
10200 | Participating Unit | No | No | ENCINA_7_EA4 | Encina Unit 4 | 300 | SDGE | Cabrillo Power I, LLC | THERMAL | STEAM | NATURAL GAS | SP15 | SDG1 | 1973-01-01 |  |  | 306 | A
10300 | Participating Unit | No | No | ENCINA_7_EA5 | Encina Unit 5 | 330 | SDGE | Cabrillo Power I, LLC | THERMAL | STEAM | NATURAL GAS | SP15 | SDG1 | 1978-01-01 |  |  | 345.6 | A
10400 | Participating Unit | No | No | ESCNDO_6_UNITB1 | Enterprise | 48.04 | SDGE | CalPeak Power LLC | PEAKER | COMBUSTION TURBINE | NATURAL GAS | SP15 | SDG1 | 2001-10-23 |  |  | 46.9 | A
11200 | Participating Unit | No | No | EXCHEC_7_UNIT 1 | Exchequer | 94.5 | PGAE | Merced Irrigation District | HYDRO | HYDRO | WATER | NP15 | PGE3 | 1967-01-01 |  | Merced River | 94.5 | A
81800 | Participating Unit | No | No | BOGUE_1_UNITA1 | FEATHER RIVER ENERGY CENTER | 46.3 | PGAE | Feather River Energy Center LLC (Calpine) | PEAKER | COMBUSTION TURBINE | NATURAL GAS | NP15 | PGE3 | 2002-12-23 |  |  | 49.9 | A
98100 | Participating Unit | No | No | ETIWND_2_SOLAR | FONTANA RT SOLAR | 2 | SCE | Southern California Edison | SOLAR | PHOTO VOLTAIC | SUN | SP15 | SCE1 | 2009-06-30 |  |  | 2 | A
11300 | Participating Unit | No | Yes | ETIWND_2_FONTNA | FONTANA/LYTLE CREEK HYDRO (AGGREGATE) | 2.56 | SCE | SCE | HYDRO | HYDRO | WATER | SP15 | SCE1 | 1904-01-01 | Included in MAMMTH_2_EHYDRO telemetry value |  | 2.56 | A
11301 | Participating Unit | No | No |  | Fontana Unit 1 |  | SCE | SCE | HYDRO | HYDRO | WATER | SP15 | SCE1 | 1917-01-01 |  |  | 0.9 | A
11304 | Participating Unit | No | No |  | Lytle Creek Unit 1 |  | SCE | SCE | HYDRO | HYDRO | WATER | SP15 | SCE1 | 1904-01-01 |  |  | 0.34 | A
11303 | Participating Unit | No | No |  | Lytle Creek Unit 1 |  | SCE | SCE | HYDRO | HYDRO | WATER | SP15 | SCE1 | 1904-01-01 |  |  | 0.34 | A
11302 | Participating Unit | No | No |  | Fontana Unit 2 |  | SCE | SCE | HYDRO | HYDRO | WATER | SP15 | SCE1 | 1917-01-01 |  |  | 0.98 | A
58701 | Participating Unit | No | No | SAUGUS_6_MWDFTH | FOOTHILL HYDRO RECOVERY PLANT | 9.1 | SCE | Metropolitan Water Districe | HYDRO | HYDRO | WATER | SP15 | SCE1 | 1981-01-01 | Became PG on 1/1/2005. Formerly part of MESA_6_MWDPH1 aggregate scheduling resource. |  | 9.1 | A
100600 | Participating Unit | No | No | BRDSLD_2_MTZUMA | FPL Energy Montezuma Wind | 36.8 | PGAE | FPL Energy Montezuma Wind, LLC | WIND | WIND | WIND | NP15 | PGE3 | 2011-01-25 |  |  | 36.8 | A
11600 | Participating Unit | No | Yes | AGRICO_7_UNIT | FRESNO COGEN COMBINED CYCLE (AGGREGATE) | 50.6 | PGAE | Fresno Cogen Partners | THERMAL | COMBINED CYCLE | NATURAL GAS | NP15 | PGE3 | 2001-01-01 | CTG replaced with LM-6000 and first paralleled 12/16/2004, commercial on 1/14/2005. |  | 54 | A
11602 | Participating Unit | No | No | AGRICO_7_UNIT 2 | Fresno Cogen STG Unit 2 | 7.5 | PGAE | Fresno Cogen Partners | THERMAL | STEAM | HEAT RECOVERY | NP15 | PGE3 | 1990-01-01 |  |  | 7.5 | A
11603 | Participating Unit | No | No | AGRICO_7_UNIT 4 | FRESNO CO-GEN CTG UNIT 4 | 46.5 | PGAE | Fresno Cogen Partners | THERMAL | COMBUSTION TURBINE | NATURAL GAS | NP15 | PGE3 | 2005-01-14 | This CTG first paralleled 12/16/2004. Commercial on 1/14/2005. |  | 46.5 | A
93300 | Participating Unit | No | Yes | AGRICO_6_PL3N5 | FRESNO PEAKER PLANT (AGGREGATE) | 22.69 | PGAE | FRESNO COGENERATION PARTNERS | PEAKER | AGGREGATION | NATURAL GAS | NP15 | PGE3 | 2006-08-30 |  |  | 22.69 | A
11700 | Participating Unit | No | No | AGRICO_7_CTG3 | Fresno Cogen Peaker CTG3 Unit | 21 | PGAE | Fresno Cogen Partners | PEAKER | COMBUSTION TURBINE | NATURAL GAS | NP15 | PGE3 | 2001-08-16 |  |  | 21 | A
93301 | Participating Unit | No | No | AGRICO_7_ICE5 | FRESNO PEAKER PLANT ICE UNIT | 0.23 | PGAE | FRESNO COGENERATION PARTNERS | PEAKER | INTERNAL COMBUSTION | NATURAL GAS | NP15 | PGE3 | 2006-08-30 |  |  | 0.23 | A
102900 | Participating Unit | No | No | SCHNDR_1_FIVPTS | Five Points Solar Station | 15 | PGAE | Pacific Gas & Electric Company | SOLAR | PHOTO VOLTAIC | SUN | NP15 | PGE2 | 2011-10-07 | located at 23011 South Lassen Ave, Five Points, CA 93624 |  | 15 | A
11400 | Participating Unit | No | No | FORBST_7_UNIT 1 | Forbestown PH | 39 | PGAE | OWID | HYDRO | HYDRO | WATER | NP15 | PGE3 | 1963-01-01 |  | SF Feather River | 39 | A
11500 | Participating Unit | No | No | FMEADO_7_UNIT | French Meadows PH | 18 | PGAE | PCWA | HYDRO | HYDRO | WATER | NP15 | PGE3 | 1966-01-01 |  | American River | 18 | A
111300 | Participating Unit | No | No | PEABDY_2_LNDFIL | G2 Energy Hay Road Power Plant | 1.6 | PGAE | G2 Energy, Hay Road, LLC | BIOMASS | RECIPROCATING ENGINE | LANDFILL GAS | NP15 | PGE3 | 2013-07-09 |  |  | 1.6 | A
97000 | Participating Unit | No | No | WHEATL_6_LNDFIL | G2 Energy, Ostrom Road | 1.5 | PGAE | G2 Energy, Ostrom Road, LLC | BIOMASS | RECIPROCATING ENGINE | LANDFILL GAS | NP15 | PGE3 | 2009-01-08 |  |  | 1.6 | A
97500 | Participating Unit | No | No | GARNET_1_WIND | GARNET WIND ENERGY CENTER | 6.5 | SCE | GARNET ENERGY CORPORATION | WIND | WIND | WIND | SP15 | SCE1 | 2009-06-02 |  |  | 6 | A
92300 | Participating Unit | No | Yes | GATES_6_PL1X2 | GATES PEAKER FACILITY | 46 | PGAE | Wellhead Power Gates | PEAKER | AGGREGATION | NATURAL GAS | ZP26 | PGE4 | 2005-08-03 |  |  | 46.35 | A
12100 | Participating Unit | No | No | GATES_7_CTG1 | GATES PEAKER FACILITY CTG UNIT 1 | 46 | PGAE | Wellhead Power Gates | PEAKER | COMBUSTION TURBINE | NATURAL GAS | ZP26 | PGE4 | 2001-12-27 |  |  | 46 | A
92301 | Participating Unit | No | No | GATES_7_ICE2 | GATES PEAKER FACILITY ICE UNIT 2 | 0.3 | PGAE | Wellhead Power Gates | PEAKER | RECIPROCATING ENGINE | NATURAL GAS | ZP26 | PGE4 | 2005-08-10 |  |  | 0.35 | A
12200 | Participating Unit | Yes | Yes | GOLETA_6_GAVOTA | GAVIOTA OIL HEATING FACILITY | 9.9 | SCE | POINT ARGUELLO PIPELINE COMPANY | COGENERATION | COMBUSTION TURBINE | NATURAL GAS | SP15 | SCE1 | 1987-01-01 |  |  | 10.5 | A
12201 | Participating Unit | Yes | No |  | GAVIOTA OIL HEATING UNIT 1 |  | SCE | POINT ARGUELLO PIPELINE COMPANY | COGENERATION | COMBUSTION TURBINE | NATURAL GAS | SP15 | SCE1 | 1987-01-01 |  |  | 3.5 | A
12202 | Participating Unit | Yes | No |  | GAVIOTA OIL HEATING UNIT 2 |  | SCE | POINT ARGUELLO PIPELINE COMPANY | COGENERATION | COMBUSTION TURBINE | NATURAL GAS | SP15 | SCE1 | 1987-01-01 |  |  | 3.5 | A
12205 | Participating Unit | Yes | No |  | GAVIOTA OIL HEATING UNIT 5 |  | SCE | POINT ARGUELLO PIPELINE COMPANY | COGENERATION | COMBUSTION TURBINE | NATURAL GAS | SP15 | SCE1 | 1987-01-01 |  |  | 3.5 | A
12204 | Participating Unit | Yes | No |  | GAVIOTA OIL HEATING UNIT 4 |  | SCE | POINT ARGUELLO PIPELINE COMPANY | COGENERATION | COMBUSTION TURBINE | NATURAL GAS | SP15 | SCE1 | 1987-01-01 |  |  | 3.5 | A
12203 | Participating Unit | Yes | No |  | GAVIOTA OIL HEATING UNIT 3 |  | SCE | POINT ARGUELLO PIPELINE COMPANY | COGENERATION | COMBUSTION TURBINE | NATURAL GAS | SP15 | SCE1 | 1987-01-01 |  |  | 3.5 | A
109400 | Participating Unit | No | No | COCOPP_2_CTG1 | GENON MARSH LANDING GEN STATION UNIT 1 | 200 | PGAE | GENON MARSH LANDING, LLC | COGENERATION | COMBUSTION TURBINE | NATURAL GAS | NP15 | PGE3 | 2013-05-01 |  |  | 222 | A
109500 | Participating Unit | No | No | COCOPP_2_CTG2 | GENON MARSH LANDING GEN STATION UNIT 2 | 200 | PGAE | GENON MARSH LANDING, LLC | COGENERATION | COMBUSTION TURBINE | NATURAL GAS | NP15 | PGE3 | 2013-05-01 |  |  | 222 | A
109600 | Participating Unit | No | No | COCOPP_2_CTG3 | GENON MARSH LANDING GEN STATION UNIT 3 | 200 | PGAE | GENON MARSH LANDING, LLC | COGENERATION | COMBUSTION TURBINE | NATURAL GAS | NP15 | PGE3 | 2013-05-01 |  |  | 222 | A
109700 | Participating Unit | No | No | COCOPP_2_CTG4 | GENON MARSH LANDING GEN STATION UNIT 4 | 200 | PGAE | GENON MARSH LANDING, LLC | COGENERATION | COMBUSTION TURBINE | NATURAL GAS | NP15 | PGE3 | 2013-05-01 |  |  | 222 | A
93500 | Participating Unit | Yes | Yes | ADLIN_1_UNITS | GEOTHERMAL ENERGY PARTNERS | 22 | PGAE |  | GEOTHERMAL | AGGREGATION | GEOTHERMAL | NP15 | PGE3 | 1989-05-28 | Aggregate created 3/1/2007 |  | 22 | A
47800 | Non-Participating | Yes | No | ADLIN_1_UNIT 1 | GEOTHERMAL ENERGY PARTNERS 1 | 11.5 | PGAE | 04G018 | GEOTHERMAL | STEAM | GEOTHERMAL | NP15 | PGE3 | 1989-06-16 | Included in ADLIN aggregate 3/1/2007 |  | 11.5 | A
47900 | Non-Participating | Yes | No | ADLIN_1_UNIT 2 | GEOTHERMAL ENERGY PARTNERS 2 | 11.5 | PGAE | 04G019 | GEOTHERMAL | STEAM | GEOTHERMAL | NP15 | PGE3 | 1989-05-28 | Included in ADLIN aggregate 3/1/2007 |  | 11.5 | A
48000 | Participating Unit | No | Yes | SANTFG_7_UNITS | GEYSERS POWER COMPANY, LLC. (Aggregate) | 92.1 | PGAE | 04G057 | GEOTHERMAL | STEAM | GEOTHERMAL | NP15 | PGE3 | 1984-03-14 |  |  | 103.8 | A
48001 | Non-Participating | Yes | No | SANTFG_7_UNIT 1 | GEYSERS POWER COMPANY, LLC. UNIT 1 |  | PGAE | 04G057 | GEOTHERMAL | STEAM | GEOTHERMAL | NP15 | PGE3 | 1984-03-14 |  |  | 51.9 | A
48002 | Non-Participating | Yes | No | SANTFG_7_UNIT 2 | GEYSERS POWER COMPANY, LLC. UNIT 2 |  | PGAE | 04G057 | GEOTHERMAL | STEAM | GEOTHERMAL | NP15 | PGE3 | 1984-03-14 |  |  | 51.9 | A
13500 | Participating Unit | No | Yes | GYS5X6_7_UNITS | GEYSERS UNITS 5 & 6 (AGGREGATE) | 85 | PGAE | CALPINE | GEOTHERMAL | STEAM | GEOTHERMAL | NP15 | PGE3 | 1971-01-01 |  |  | 110 | A
13501 | Participating Unit | No | No | GYS5X6_7_UNIT 5 | Geysers Unit 5 | 55 | PGAE | CALPINE | GEOTHERMAL | STEAM | GEOTHERMAL | NP15 | PGE3 | 1971-01-01 |  |  | 55 | A
13502 | Participating Unit | No | No | GYS5X6_7_UNIT 6 | Geysers Unit 6 | 55 | PGAE | CALPINE | GEOTHERMAL | STEAM | GEOTHERMAL | NP15 | PGE3 | 1971-01-01 |  |  | 55 | A
13600 | Participating Unit | No | Yes | GYS7X8_7_UNITS | GEYSERS UNITS 7 & 8 (AGGREGATE) | 82 | PGAE | CALPINE | GEOTHERMAL | STEAM | GEOTHERMAL | NP15 | PGE3 | 1972-01-01 |  |  | 110 | A
13601 | Participating Unit | No | No | GYS7X8_7_UNIT 7 | Geysers Unit 7 | 55 | PGAE | CALPINE | GEOTHERMAL | STEAM | GEOTHERMAL | NP15 | PGE3 | 1972-01-01 |  |  | 55 | A
13602 | Participating Unit | No | No | GYS7X8_7_UNIT 8 | Geysers Unit 8 | 55 | PGAE | CALPINE | GEOTHERMAL | STEAM | GEOTHERMAL | NP15 | PGE3 | 1972-01-01 |  |  | 55 | A
48100 | Participating Unit | Yes | Yes | GILROY_1_UNIT | GILROY COGEN | 120 | PGAE | 08C002 | COGENERATION | COMBINED CYCLE | NATURAL GAS | NP15 | PGE3 | 1987-01-01 | Converted to Participating Generator 11/1/2002 |  | 140 | A
48101 | Participating Unit | Yes | No | GILROY_1_CT1 | GILROY COGEN - UNIT 1 | 95 | PGAE | CALPINE GILROY COGEN, L.P. | COGENERATION | COMBUSTION TURBINE | NATURAL GAS | NP15 | PGE3 | 1987-01-01 |  |  | 95 | A
48102 | Participating Unit | Yes | No | GILROY_1_ST2 | GILROY COGEN - UNIT 2 | 45 | PGAE | CALPINE GILROY COGEN, L.P. | COGENERATION | STEAM | HEAT RECOVERY | NP15 | PGE3 | 1987-01-01 |  |  | 45 | A
14000 | Participating Unit | No | Yes | GILRPP_1_PL1X2 | GILROY ENERGY CENTER UNITS 1 & 2 (AGGREGATE) | 95.4 | PGAE | CALPINE | PEAKER | COMBUSTION TURBINE | NATURAL GAS | NP15 | PGE3 | 2002-01-29 |  |  | 99.8 | A
14001 | Participating Unit | No | No | GILRPP_1_UNIT 1 | Gilroy Energy Center Unit 1 | 49.9 | PGAE | CALPINE | PEAKER | COMBUSTION TURBINE | NATURAL GAS | NP15 | PGE3 | 2002-01-29 |  |  | 49.9 | A
14002 | Participating Unit | No | No | GILRPP_1_UNIT 2 | Gilroy Energy Center Unit 2 | 49.9 | PGAE | CALPINE | PEAKER | COMBUSTION TURBINE | NATURAL GAS | NP15 | PGE3 | 2002-01-29 |  |  | 49.9 | A
81900 | Participating Unit | No | No | LMBEPK_2_UNITA3 | GOOSE HAVEN ENERGY CENTER | 48 | PGAE | Goose Haven Energy Center LLC (Calpine) | PEAKER | COMBUSTION TURBINE | NATURAL GAS | NP15 | PGE3 | 2003-01-06 |  |  | 49.9 | A
90500 | Participating Unit | Yes | Yes | GARNET_1_UNITS | GREEN POWER WIND FACILITY (Aggregate) | 16.5 | SCE | FPL Green Power | WIND | WIND | WIND | SP15 | SCE1 | UNK |  |  | 16.5 | A
11800 | Participating Unit | Yes | No | GARNET_1_UNIT 1 | GREEN POWER WIND UNIT 1, FACILITY WECS 98 | 6.75 | SCE | FPL Green Power | WIND | WIND | WIND | SP15 | SCE1 | UNK |  |  | 6.75 | A
11900 | Participating Unit | Yes | No | GARNET_1_UNIT 2 | GREEN POWER WIND UNIT 2, FACILITY WECS 28 | 6.75 | SCE | FPL Green Power | WIND | WIND | WIND | SP15 | SCE1 | UNK |  |  | 3 | A
12000 | Participating Unit | Yes | No | GARNET_1_UNIT 3 | GREEN POWER WIND UNIT 3, FACILITY WECS 67 | 3 | SCE | FPL Green Power | WIND | WIND | WIND | SP15 | SCE1 | UNK |  |  | 6.75 | A
108400 | Participating Unit | No | No | GRIDLY_6_SOLAR | GRIDLEY MAIN TWO | 2.5 | PGAE | LIGHTBEAM POWER COMPANY GRIDLEY MAIN TWO LLC | SOLAR | PHOTO VOLTAIC | SUN | NP15 | PGE3 | 2013-04-01 |  |  | 2.5 | A
14400 | Participating Unit | No | Yes | GWFPWR_1_UNITS | GWF HEP PEAKER PLANT (AGGREGATE) | 98.46 | PGAE | GWF Energy, LLC | PEAKER | COMBUSTION TURBINE | NATURAL GAS | NP15 | PGE3 | 2001-08-27 |  |  | 96 | A
14401 | Participating Unit | No | No | GWFPWR_1_CT 1 | GWF HEP Unit 1 | 48 | PGAE | GWF Energy, LLC | PEAKER | COMBUSTION TURBINE | NATURAL GAS | NP15 | PGE3 | 2001-01-01 |  |  | 48 | A
14402 | Participating Unit | No | No | GWFPWR_1_CT 2 | GWF HEP Unit 2 | 48 | PGAE | GWF Energy, LLC | PEAKER | COMBUSTION TURBINE | NATURAL GAS | NP15 | PGE3 | 2001-01-01 |  |  | 48 | A
111900 | Participating Unit | No | No | GATES_2_SOLAR | Gates Solar Station | 20 | PGAE | Pacific Gas and Electric Company | SOLAR | PHOTO VOLTAIC | SUN | NP26 | PGE3 | 2013-06-24 |  |  | 20 | A
96900 | Participating Unit | No | No | GATWAY_2_PL1X3 | Gateway Generating Station | 590 | PGAE | PG&E | THERMAL | COMBINED CYCLE | NATURAL GAS | NP15 | PGE3 | 2009-01-04 |  |  | 619 | A
110600 | Participating Unit | No | Yes | GENESI_2_STG | Genesis Station | 250 | PGAE | Genesis Solar, LLC | SOLAR | STEAM | SUN | NP15 | PGE2 | 2013-11-27 |  |  | 250 | A
110601 | Non-Participating | No | No | GENESI_2_STG1 | STG Unit 1 | 140 | PGAE | Genesis Solar, LLC | SOLAR | STEAM | SUN | NP15 | PGE2 | 2013-11-27 |  |  | 125 | A
110602 | Non-Participating | No | No | GENESI_2_STG2 | STG Unit 2 | 140 | PGAE | Genesis Solar, LLC | SOLAR | STEAM | SUN | NP15 | PGE2 | 2013-11-27 |  |  | 125 | A
12300 | Participating Unit | No | No | NCPA_7_GP1UN1 | Geothermal Plant 1 Unit 1 | 38.85 | PGAE | NCPA | GEOTHERMAL | STEAM | GEOTHERMAL | NP15 | PGE3 | 1983-01-01 |  |  | 55 | A
12400 | Participating Unit | No | No | NCPA_7_GP1UN2 | Geothermal Plant 1 Unit 2 | 34 | PGAE | NCPA | GEOTHERMAL | STEAM | GEOTHERMAL | NP15 | PGE3 | 1983-01-01 |  |  | 55 | A
12500 | Participating Unit | No | No | NCPA_7_GP2UN3 | Geothermal Plant 2 Unit 3 | 42.42 | PGAE | NCPA | GEOTHERMAL | STEAM | GEOTHERMAL | NP15 | PGE3 | 1985-01-01 |  |  | 55 | A
12600 | Participating Unit | No | No | NCPA_7_GP2UN4 | Geothermal Plant 2 Unit 4 | 52.73 | PGAE | NCPA | GEOTHERMAL | STEAM | GEOTHERMAL | NP15 | PGE3 | 1986-01-01 |  |  | 55 | A
12700 | Participating Unit | No | No | GEYS11_7_UNIT11 | Geysers Unit 11 | 74.4 | PGAE | CALPINE | GEOTHERMAL | STEAM | GEOTHERMAL | NP15 | PGE3 | 1975-01-01 |  |  | 110 | A
12800 | Participating Unit | No | No | GEYS12_7_UNIT12 | Geysers Unit 12 | 57 | PGAE | CALPINE | GEOTHERMAL | STEAM | GEOTHERMAL | NP15 | PGE3 | 1979-01-01 |  |  | 66 | A
12900 | Participating Unit | Yes | No | GEYS13_7_UNIT13 | Geysers Unit 13 | 95 | PGAE | CALPINE | GEOTHERMAL | STEAM | GEOTHERMAL | NP15 | PGE3 | 1980-01-01 |  |  | 102 | A
13000 | Participating Unit | Yes | No | GEYS14_7_UNIT14 | Geysers Unit 14 | 70 | PGAE | CALPINE | GEOTHERMAL | STEAM | GEOTHERMAL | NP15 | PGE3 | 1980-01-01 |  |  | 114 | A
13100 | Participating Unit | Yes | No | GEYS16_7_UNIT16 | Geysers Unit 16 | 85 | PGAE | CALPINE | GEOTHERMAL | STEAM | GEOTHERMAL | NP15 | PGE3 | 1985-01-01 |  |  | 119 | A
13200 | Participating Unit | No | No | GEYS17_7_UNIT17 | Geysers Unit 17 | 60 | PGAE | CALPINE | GEOTHERMAL | STEAM | GEOTHERMAL | NP15 | PGE3 | 1982-01-01 |  |  | 65 | A
13300 | Participating Unit | No | No | GEYS18_7_UNIT18 | Geysers Unit 18 | 72 | PGAE | CALPINE | GEOTHERMAL | STEAM | GEOTHERMAL | NP15 | PGE3 | 1983-01-01 |  |  | 119 | A
13400 | Participating Unit | No | No | GEYS20_7_UNIT20 | Geysers Unit 20 | 62 | PGAE | CALPINE | GEOTHERMAL | STEAM | GEOTHERMAL | NP15 | PGE3 | 1985-01-01 |  |  | 119 | A
13700 | Participating Unit | No | No | CSCGNR_1_UNIT 1 | Gianera GT 1 | 24.75 | PGAE | SVP (Santa Clara) | PEAKER | COMBUSTION TURBINE | NATURAL GAS | NP15 | CSC1 | 1987-01-01 |  |  | 24.75 | A
13800 | Participating Unit | No | No | CSCGNR_1_UNIT 2 | Gianera GT 2 | 24.75 | PGAE | SVP (Santa Clara) | PEAKER | COMBUSTION TURBINE | NATURAL GAS | NP15 | CSC1 | 1986-01-01 |  |  | 24.75 | A
105000 | Participating Unit | No | No | GIFFEN_6_SOLAR | Giffen Solar station | 19 | PGAE | PGE | SOLAR | PHOTO VOLTAIC | SUN | NP15 | PGE3 | 2012-07-25 |  | N/A | 19 | A
13900 | Participating Unit | No | No | GILRPP_1_PL3X4 | Gilroy Energy Center Unit 3 | 46.2 | PGAE | CALPINE | PEAKER | COMBUSTION TURBINE | NATURAL GAS | NP15 | PGE3 | 2002-02-28 |  |  | 49.9 | A
14100 | Participating Unit | No | No | GLNARM_7_UNIT 1 | Glen Arm Power Plant 1 | 22.3 | SCE | City of Pasadena | PEAKER | COMBUSTION TURBINE | NATURAL GAS | SP15 | PAS1 | 1976-01-01 |  |  | 30.58 | A
14200 | Participating Unit | No | No | GLNARM_7_UNIT 2 | Glen Arm Power Plant 2 | 22.3 | SCE | City of Pasadena | PEAKER | COMBUSTION TURBINE | NATURAL GAS | SP15 | PAS1 | 1976-01-01 |  |  | 30.58 | A
89000 | Participating Unit | No | No | GLNARM_7_UNIT 3 | Glen Arm Power Plant 3 | 44.83 | SCE | City of Pasadena | PEAKER | COMBUSTION TURBINE | NATURAL GAS | SP15 | PAS1 | 2004-01-08 |  |  | 47.3 | A
89300 | Participating Unit | No | No | GLNARM_7_UNIT 4 | Glen Arm Power Plant 4 | 42.42 | SCE | City of Pasadena | PEAKER | COMBUSTION TURBINE | NATURAL GAS | SP15 | PAS1 | 2004-01-08 |  |  | 47.3 | A
104100 | Participating Unit | No | No | DELAMO_2_SOLRD | Golden Solar Building D | 1.25 | SCE | Golden Springs Development Company LLC | SOLAR | PHOTO VOLTAIC | SUN | SP15 | SCE1 | 2012-04-02 | 12935 Leffingwell Avenue, Santa Fe Springs, CA 90670 POD: 220 kV bus at the Del Amo Substation |  | 1.4 | A
103800 | Participating Unit | No | No | DELAMO_2_SOLRC1 | Golden Springs Building C1 | 1.16 | SCE | Spartech Plastics | SOLAR | PHOTO VOLTAIC | SUN | SP15 | SCE1 | 2012-02-10 | 12816 Alder Dr, Santa Fe Springs, CA 90670. POD: 220kV bus of SCE's Del Amo Substation. |  | 1.17 | A
95400 | Participating Unit | No | No | ETIWND_6_GRPLND | Grapeland Peaker | 46 | SCE | SCE | PEAKER | COMBUSTION TURBINE | NATURAL GAS | SP15 | SCE1 | 2007-09-20 |  |  | 49 | A
112300 | Participating Unit | No | No | DAVIS_1_SOLAR1 | Grasslands 3 | 1 | PGAE | Grasslands 3 | SOLAR | PHOTO VOLTAIC | SUN | NP26 | PGE3 | 2013-07-01 |  |  | 1 | A
112400 | Participating Unit | No | No | DAVIS_1_SOLAR2 | Grasslands 4 | 1 | PGAE | Grasslands 4 | SOLAR | PHOTO VOLTAIC | SUN | NP26 | PGE3 | 2013-08-05 |  |  | 1 | A
14300 | Participating Unit | No | No | GRIZLY_1_UNIT 1 | Grizzly PH | 20 | PGAE | PG&E | HYDRO | HYDRO | WATER | NP15 | PGE3 | 1993-01-01 |  | NF Feather River | 20 | A
113500 | Participating Unit | No | No | GUERNS_6_SOLAR | Gurensey Solar Station | 20 | PGAE | Pacific Gas and Electric Co. | SOLAR | PHOTO VOLTAIC | SUN | NP15 | PGE2 | 2013-09-18 |  |  | 20 | A
14500 | Participating Unit | No | Yes | HAASPH_7_PL1X2 | HAAS PH (AGGREGATE) | 144 | PGAE | PG&E | HYDRO | HYDRO | WATER | NP15 | PGE3 | 1958-01-01 |  | Kings River | 144 | A
14501 | Participating Unit | No | No | HAASPH_7_UNIT 1 | Haas PH Unit 1 | 72 | PGAE | PG&E | HYDRO | HYDRO | WATER | NP15 | PGE3 | 1958-01-01 |  | Kings River | 72 | A
14502 | Participating Unit | No | No | HAASPH_7_UNIT 2 | Haas PH Unit 2 | 72 | PGAE | PG&E | HYDRO | HYDRO | WATER | NP15 | PGE3 | 1958-01-01 |  | Kings River | 72 | A
14700 | Participating Unit | No | Yes | HMLTBR_6_UNITS | HAMILTON BRANCH PH (Aggregate) | 4.9 | PGAE | PG&E | HYDRO | HYDRO | WATER | NP15 | PGE3 | 1921-01-01 |  | NF Feather River | 4.8 | A
14701 | Participating Unit | No | No | HMLTBR_6_UNIT 1 | HAMILTON BRANCH UNIT 1 |  | PGAE | PG&E | HYDRO | HYDRO | WATER | NP15 | PGE3 | 1921-01-01 |  | NF Feather River | 2.4 | A
14702 | Participating Unit | No | No | HMLTBR_6_UNIT 2 | HAMILTON BRANCH UNIT 2 |  | PGAE | PG&E | HYDRO | HYDRO | WATER | NP15 | PGE3 | 1921-01-01 |  | NF Feather River | 2.4 | A
90700 | Participating Unit | No | Yes | HARBGN_7_UNITS | HARBOR COGEN COMBINED CYCLE (AGGREGATE) | 109.01 | SCE | Harbor Cogen | THERMAL | COMBINED CYCLE | NATURAL GAS | SP15 | SCE1 | 2001-06-14 | Change to combined cycle for scheduling 7/1/2004 |  | 107.45 | A
14800 | Participating Unit | No | No | HARBGN_7_UNIT 1 | Harbor Cogen Unit 1 | 82.3 | SCE | Harbor Cogen | THERMAL | COMBUSTION TURBINE | NATURAL GAS | SP15 | SCE1 | 1988-01-01 |  |  | 82.35 | A
14901 | Participating Unit | No | No | HARBGN_7_UNIT 2 | Harbor Cogen Unit 2 | 13.6 | SCE | Harbor Cogen | THERMAL | STEAM | HEAT RECOVERY | SP15 | SCE1 | 2001-06-14 |  |  | 13.6 | A
14902 | Participating Unit | No | No | HARBGN_7_UNIT 3 | Harbor Cogen Unit 3 | 11.5 | SCE | Harbor Cogen | THERMAL | STEAM | HEAT RECOVERY | SP15 | SCE1 | 2001-06-14 |  |  | 11.5 | A
15000 | Participating Unit | No | No | HATCR1_7_UNIT | HAT CREEK 1 | 8.5 | PGAE | PG&E | HYDRO | HYDRO | WATER | NP15 | PGE3 | 1921-01-01 |  | Pit River | 8.5 | A
15100 | Participating Unit | No | No | HATCR2_7_UNIT | HAT CREEK 2 | 8.5 | PGAE | PG&E | HYDRO | HYDRO | WATER | NP15 | PGE3 | 1921-01-01 |  | Pit River | 8.5 | A
82800 | Participating Unit | No | Yes | HIDSRT_2_UNITS | HIGH DESERT POWER PROJECT (AGGREGATE) | 830 | SCE | High Desert Power, LLC | THERMAL | COMBINED CYCLE | NATURAL GAS | SP15 | SCE1 | 2003-04-21 |  |  | 854.9 | A
82801 | Participating Unit | No | No |  | HIGH DESERT POWER PROJECT UNIT 1 |  | SCE | High Desert Power, LLC | THERMAL | COMBUSTION TURBINE | NATURAL GAS | SP15 | SCE1 | 2003-04-21 |  |  | 177.3 | A
82804 | Participating Unit | No | No |  | HIGH DESERT POWER PROJECT UNIT 4 |  | SCE | High Desert Power, LLC | THERMAL | STEAM | HEAT RECOVERY | SP15 | SCE1 | 2003-04-21 |  |  | 323 | A
82803 | Participating Unit | No | No |  | HIGH DESERT POWER PROJECT UNIT 3 |  | SCE | High Desert Power, LLC | THERMAL | COMBUSTION TURBINE | NATURAL GAS | SP15 | SCE1 | 2003-04-21 |  |  | 177.3 | A
82802 | Participating Unit | No | No |  | HIGH DESERT POWER PROJECT UNIT 2 |  | SCE | High Desert Power, LLC | THERMAL | COMBUSTION TURBINE | NATURAL GAS | SP15 | SCE1 | 2003-04-21 |  |  | 177.3 | A
84500 | Participating Unit | No | No | BRDSLD_2_HIWIND | HIGH WINDS PROJECT | 162 | PGAE | High Winds, LLC | WIND | WIND | WIND | NP15 | PGE3 | 2003-12-23 |  |  | 162 | A
16900 | Participating Unit | No | Yes | HYTTHM_2_UNITS | HYATT-THERMALITO P-G PROJECT (AGGREGATE) | 933.1 | PGAE | CDWR | HYDRO | PUMPED STORAGE | WATER | NP15 | PGE3 | 1968-01-01 |  |  | 941.4 | A
16901 | Participating Unit | No | No | HYATT_2_UNIT 1 | Edward Hyatt Gen Unit 1 | 141.6 | PGAE | CDWR | HYDRO | HYDRO | WATER | NP15 | PGE3 | 1968-01-01 |  |  | 141.6 | A
16902 | Participating Unit | No | No | HYATT_2_UNIT 2 | Edward Hyatt P-G Unit 2 | 132.2 | PGAE | CDWR | HYDRO | PUMPED STORAGE | WATER | NP15 | PGE3 | 1968-01-01 |  |  | 132.2 | A
16903 | Participating Unit | No | No | HYATT_2_UNIT 3 | Edward Hyatt Gen Unit 3 | 141.6 | PGAE | CDWR | HYDRO | HYDRO | WATER | NP15 | PGE3 | 1968-01-01 |  |  | 141.6 | A
16904 | Participating Unit | No | No | HYATT_2_UNIT 4 | Edward Hyatt P-G Unit 4 | 132.2 | PGAE | CDWR | HYDRO | PUMPED STORAGE | WATER | NP15 | PGE3 | 1968-01-01 |  |  | 132.2 | A
16905 | Participating Unit | No | No | HYATT_2_UNIT 5 | Edward Hyatt Gen Unit 5 | 141.6 | PGAE | CDWR | HYDRO | HYDRO | WATER | NP15 | PGE3 | 1968-01-01 |  |  | 141.6 | A
16906 | Participating Unit | No | No | HYATT_2_UNIT 6 | Edward Hyatt P-G Unit 6 | 132.2 | PGAE | CDWR | HYDRO | PUMPED STORAGE | WATER | NP15 | PGE3 | 1968-01-01 |  |  | 132.2 | A
16907 | Participating Unit | No | No | THERMA_2_UNIT 1 | Thermalito Gen Unit 1 | 36 | PGAE | CDWR | HYDRO | HYDRO | WATER | NP15 | PGE3 | 1968-01-01 |  |  | 36 | A
16908 | Participating Unit | No | No | THERMA_2_UNIT 2 | Thermalito P-G Unit 2 | 28 | PGAE | CDWR | HYDRO | PUMPED STORAGE | WATER | NP15 | PGE3 | 1968-01-01 |  |  | 28 | A
16909 | Participating Unit | No | No | THERMA_2_UNIT 3 | Thermalito P-G Unit 3 | 28 | PGAE | CDWR | HYDRO | PUMPED STORAGE | WATER | NP15 | PGE3 | 1968-01-01 |  |  | 28 | A
16910 | Participating Unit | No | No | THERMA_2_UNIT 4 | Thermalito P-G Unit 4 | 28 | PGAE | CDWR | HYDRO | PUMPED STORAGE | WATER | NP15 | PGE3 | 1968-01-01 |  |  | 28 | A
14600 | Participating Unit | No | No | HALSEY_6_UNIT | Halsey PH | 13.5 | PGAE | PG&E | HYDRO | HYDRO | WATER | NP15 | PGE3 | 1916-01-01 |  | South Yuba | 13.5 | A
100100 | Participating Unit | No | No | HATRDG_2_WIND | Hatchet Ridge Wind Farm | 102 | PGAE | Hatchet Ridge Wind, LLC | WIND | WIND | WIND | NP15 | PGE3 | 2010-11-19 |  |  | 101.2 | A
15300 | Participating Unit | No | No | HELMPG_7_UNIT 1 | Helms PGP Unit 1 | 407 | PGAE | PG&E | HYDRO | PUMPED STORAGE | WATER | NP15 | PGE3 | 1984-01-01 |  | Kings River | 407 | A
15400 | Participating Unit | No | No | HELMPG_7_UNIT 2 | Helms PGP Unit 2 | 407 | PGAE | PG&E | HYDRO | PUMPED STORAGE | WATER | NP15 | PGE3 | 1984-01-01 |  | Kings River | 407 | A
15500 | Participating Unit | No | No | HELMPG_7_UNIT 3 | Helms PGP Unit 3 | 404 | PGAE | PG&E | HYDRO | PUMPED STORAGE | WATER | NP15 | PGE3 | 1984-01-01 |  | Kings River | 404 | A
15600 | Participating Unit | No | No | HENRTA_6_UNITA1 | Henrietta Peaker Plant Unit 1 | 49.98 | PGAE | GWF Energy, LLC | PEAKER | COMBUSTION TURBINE | NATURAL GAS | NP15 | PGE3 | 2002-07-01 |  |  | 49 | A
15700 | Participating Unit | No | No | HENRTA_6_UNITA2 | Henrietta Peaker Plant Unit 2 | 49.42 | PGAE | GWF Energy, LLC | PEAKER | COMBUSTION TURBINE | NATURAL GAS | NP15 | PGE3 | 2002-07-01 |  |  | 49 | A
77500 | Participating Unit | No | No | CSCHYD_2_UNIT 2 | Highline Hydro | 0.5 | PGAE | SVP (Santa Clara) | HYDRO | HYDRO | WATER | NP15 | PGE3 | 1989-01-01 |  |  | 0.5 | A
99600 | Participating Unit | No | No | HUMBPP_6_UNITS1 | Humboldt Bay Generating Station 1 | 48.81 | PGAE | PG&E | THERMAL | RECIPROCATING ENGINE | NATURAL GAS | NP15 | PGE3 | 2010-09-29 |  |  | 48.81 | A
99700 | Participating Unit | No | No | HUMBPP_6_UNITS2 | Humboldt Bay Generating Station 2 | 48.81 | PGAE | PG&E | THERMAL | RECIPROCATING ENGINE | NATURAL GAS | NP15 | PGE3 | 2010-09-29 |  |  | 48.81 | A
99500 | Participating Unit | No | No | HUMBPP_1_UNITS3 | Humboldt Bay Generating Station 3 | 65.08 | PGAE | PG&E | THERMAL | RECIPROCATING ENGINE | NATURAL GAS | NP15 | PGE3 | 2010-09-29 |  |  | 65.08 | A
16500 | Participating Unit | No | No | HNTGBH_7_UNIT 1 | Huntington Beach 1 | 225.75 | SCE | AES | THERMAL | STEAM | NATURAL GAS | SP15 | SCE1 | UNK |  |  | 226 | A
16600 | Participating Unit | No | No | HNTGBH_7_UNIT 2 | Huntington Beach 2 | 225.8 | SCE | AES | THERMAL | STEAM | NATURAL GAS | SP15 | SCE1 | UNK |  |  | 226 | A
105400 | Participating Unit | No | No | HURON_6_SOLAR | Huron Solar Station | 20 | PGAE | Pacific Gas & Electric Company | SOLAR | PHOTO VOLTAIC | SUN | NP15 | PGE3 | 2012-08-30 |  |  | 20 | A
17300 | Participating Unit | No | No | INSKIP_2_UNIT | INSKIP | 8 | PGAE | PG&E | HYDRO | HYDRO | WATER | NP15 | PGE3 | 1979-01-01 |  | Battle Creek | 8 | A
109800 | Participating Unit | No | No | CSLR4S_2_SOLAR | Imperial Valley (Csolar IV) | 130 | SDGE | CSOLAR IV South, LLC | SOLAR | PHOTO VOLTAIC | SUN | SP15 | SDG1 | 2013-10-11 |  |  | 130 | A
17000 | Participating Unit | No | No | INDIGO_1_UNIT 1 | Indigo Energy 1 | 44 | SCE | Wildflower Energy | PEAKER | COMBUSTION TURBINE | NATURAL GAS | SP15 | SCE1 | 2001-09-19 |  |  | 45 | A
17100 | Participating Unit | No | No | INDIGO_1_UNIT 2 | Indigo Energy 2 | 44.53 | SCE | Wildflower Energy | PEAKER | COMBUSTION TURBINE | NATURAL GAS | SP15 | SCE1 | 2001-09-19 |  |  | 45 | A
17200 | Participating Unit | No | No | INDIGO_1_UNIT 3 | Indigo Energy 3 | 43.69 | SCE | Wildflower Energy | PEAKER | COMBUSTION TURBINE | NATURAL GAS | SP15 | SCE1 | 2001-09-19 |  |  | 45 | A
104200 | Participating Unit | No | No | WALNUT_2_SOLAR | Industry MetroLink PV1 | 1.5 | SCE | City of Industry | SOLAR | PHOTO VOLTAIC | SUN | SP15 | SCE1 | 2012-04-03 | 600 Brea Canyon Road, City of industry, CA 91744 POD: WALNUT 230 kV bus and this is a distribution connected resource in SCE territory |  | 1.75 | A
99000 | Participating Unit | No | No | INLDEM_5_UNIT 2 | Inland Empire Energy Center, L.L.C. Unit 2 | 366.32 | SCE | Inland Empire Energy Center, L.L.C. | THERMAL | COMBINED CYCLE | NATURAL GAS | SP15 | SCE1 | 2010-06-08 |  |  | 405 | A
97600 | Participating Unit | No | No | INLDEM_5_UNIT 1 | Inland Empire Energy Center, Unit 1 | 376.2 | SCE | Inland Empire Energy Center, LLC | THERMAL | COMBINED CYCLE | NATURAL GAS | SP15 | SCE1 | 2009-06-29 |  |  | 405 | A
17400 | Participating Unit | No | No | BLACK_7_UNIT 1 | James B. Black 1 | 85 | PGAE | PG&E | HYDRO | HYDRO | WATER | NP15 | PGE3 | 1966-01-01 |  | Pit River | 85 | A
17500 | Participating Unit | No | No | BLACK_7_UNIT 2 | James B. Black 2 | 84.1 | PGAE | PG&E | HYDRO | HYDRO | WATER | NP15 | PGE3 | 1965-01-01 |  | Pit River | 84.1 | A
111500 | Participating Unit | No | No | GONZLS_6_UNIT | Johnson Canyon Landfill | 1.42 | PGAE | Ameresco Johnson Canyon LLC | BIOMASS | INTERNAL COMBUSTION | LANDFILL GAS | NP15 | PGE3 | 2013-07-08 |  |  | 1.42 | A
106600 | Participating Unit | No | No | WFRESN_1_SOLAR | Joya Del Sol | 1.5 | PGAE | GASNA 16P, LLC | SOLAR | PHOTO VOLTAIC | SUN | NP15 | PGE3 | 2012-12-21 |  |  | 1.5 | A
17700 | Participating Unit | No | Yes | RECTOR_2_KAWEAH | KAWEAH HYDRO PROJECT (AGGREGATE) | 6.55 | SCE | SCE | HYDRO | HYDRO | WATER | SP15 | SCE1 | 1913-01-01 | Included in MAMMTH_2_EHYDRO telemetry value |  | 6.55 | A
17701 | Participating Unit | No | No |  | Kaweah PH 2 Unit 2 |  | SCE | SCE | HYDRO | HYDRO | WATER | SP15 | SCE1 | 1929-01-01 |  |  | 2.05 | A
17703 | Participating Unit | No | No |  | Kaweah PH 3 Unit 2 |  | SCE | SCE | HYDRO | HYDRO | WATER | SP15 | SCE1 | 1913-01-01 |  |  | 2.1 | A
17702 | Participating Unit | No | No |  | Kaweah PH 3 Unit 1 |  | SCE | SCE | HYDRO | HYDRO | WATER | SP15 | SCE1 | 1913-01-01 |  |  | 2.4 | A
18000 | Participating Unit | No | Yes | KEARNY_7_KY2 | KEARNY KY2 (AGGREGATE) | 59 | SDGE | DYNEGY | PEAKER | COMBUSTION TURBINE | NATURAL GAS | SP15 | SDG1 | 1969-01-01 |  |  | 59 | A
18001 | Participating Unit | No | No | KEARNY_7_KY2A | Kearny KY2A | 18 | SDGE | DYNEGY | PEAKER | COMBUSTION TURBINE | NATURAL GAS | SP15 | SDG1 | 1969-01-01 |  |  | 15 | A
18002 | Participating Unit | No | No | KEARNY_7_KY2B | Kearny KY2B | 18 | SDGE | DYNEGY | PEAKER | COMBUSTION TURBINE | NATURAL GAS | SP15 | SDG1 | 1969-01-01 |  |  | 15 | A
18003 | Participating Unit | No | No | KEARNY_7_KY2C | Kearny KY2C | 18 | SDGE | DYNEGY | PEAKER | COMBUSTION TURBINE | NATURAL GAS | SP15 | SDG1 | 1969-01-01 |  |  | 15 | A
18004 | Participating Unit | No | No | KEARNY_7_KY2D | Kearny KY2D | 18 | SDGE | DYNEGY | PEAKER | COMBUSTION TURBINE | NATURAL GAS | SP15 | SDG1 | 1969-01-01 |  |  | 14 | A
18100 | Participating Unit | No | Yes | KEARNY_7_KY3 | KEARNY KY3 (AGGREGATE) | 61 | SDGE | DYNEGY | PEAKER | COMBUSTION TURBINE | NATURAL GAS | SP15 | SDG1 | 1969-01-01 |  |  | 61 | A
18101 | Participating Unit | No | No | KEARNY_7_KY3A | Kearny KY3A | 18 | SDGE | DYNEGY | PEAKER | COMBUSTION TURBINE | NATURAL GAS | SP15 | SDG1 | 1969-01-01 |  |  | 16 | A
18102 | Participating Unit | No | No | KEARNY_7_KY3B | Kearny KY3B | 18 | SDGE | DYNEGY | PEAKER | COMBUSTION TURBINE | NATURAL GAS | SP15 | SDG1 | 1969-01-01 |  |  | 15 | A
18103 | Participating Unit | No | No | KEARNY_7_KY3C | Kearny KY3C | 18 | SDGE | DYNEGY | PEAKER | COMBUSTION TURBINE | NATURAL GAS | SP15 | SDG1 | 1969-01-01 |  |  | 15 | A
18104 | Participating Unit | No | No | KEARNY_7_KY3D | Kearny KY3D | 18 | SDGE | DYNEGY | PEAKER | COMBUSTION TURBINE | NATURAL GAS | SP15 | SDG1 | 1969-01-01 |  |  | 15 | A
97800 | Participating Unit | No | No | KIRKER_7_KELCYN | KELLER CANYON LANDFILL GEN FACILITY | 3.56 | PGAE | Ameresco Keller Canyon, LLC | BIOMASS | RECIPROCATING ENGINE | LANDFILL GAS | NP15 | NCP1 | 2009-08-01 |  |  | 3.8 | A
18700 | Participating Unit | No | No | KRNCNY_6_UNIT | KERN CANYON | 11.5 | PGAE | PG&E | HYDRO | HYDRO | WATER | ZP26 | PGE4 | 1921-01-01 |  |  | 11.5 | A
52901 | Participating Unit | Yes | No | OMAR_2_UNIT 1 | KERN RIVER COGENERATION CO. (OMAR HILL) UNIT 1 | 78 | SCE | Kern River Cogeneration Company | COGENERATION | COMBUSTION TURBINE | NATURAL GAS | SP15 | SCE1 | 1985-05-01 | 12/17/2009 KRCC will switch from being scheduled as an aggregate resource |  | 70 | A
52902 | Participating Unit | Yes | No | OMAR_2_UNIT 2 | KERN RIVER COGENERATION CO. (OMAR HILL) UNIT 2 | 78 | SCE | Kern River Cogeneration Company | COGENERATION | COMBUSTION TURBINE | NATURAL GAS | SP15 | SCE1 | 1985-05-01 | 12/17/2009 KRCC will switch from being scheduled as an aggregate resource |  | 70 | A
52903 | Participating Unit | Yes | No | OMAR_2_UNIT 3 | KERN RIVER COGENERATION CO. (OMAR HILL) UNIT 3 | 80 | SCE | Kern River Cogeneration Company | COGENERATION | COMBUSTION TURBINE | NATURAL GAS | SP15 | SCE1 | 1985-05-01 | 12/17/2009 KRCC will switch from being scheduled as an aggregate resource |  | 70 | A
52904 | Participating Unit | Yes | No | OMAR_2_UNIT 4 | KERN RIVER COGENERATION CO. (OMAR HILL) UNIT 4 | 80 | SCE | Kern River Cogeneration Company | COGENERATION | COMBUSTION TURBINE | NATURAL GAS | SP15 | SCE1 | 1985-05-01 | 12/17/2009 KRCC will switch from being scheduled as an aggregate resource |  | 70 | A
18800 | Participating Unit | No | Yes | KERRGN_1_UNIT 1 | KERN RIVER PH 1 (AGGREGATE) | 25.6 | SCE | SCE | HYDRO | HYDRO | WATER | SP15 | SCE1 | 1907-01-01 | Included in MAMMTH_2_EHYDRO telemetry value |  | 25.6 | A
18801 | Participating Unit | No | No |  | Kern River PH 1 Unit 1 |  | SCE | SCE | HYDRO | HYDRO | WATER | SP15 | SCE1 | 1907-01-01 |  |  | 6.4 | A
18804 | Participating Unit | No | No |  | Kern River PH 1 Unit 4 |  | SCE | SCE | HYDRO | HYDRO | WATER | SP15 | SCE1 | 1921-01-01 |  |  | 6.4 | A
18803 | Participating Unit | No | No |  | Kern River PH 1 Unit 3 |  | SCE | SCE | HYDRO | HYDRO | WATER | SP15 | SCE1 | 1921-01-01 |  |  | 6.4 | A
18802 | Participating Unit | No | No |  | Kern River PH 1 Unit 2 |  | SCE | SCE | HYDRO | HYDRO | WATER | SP15 | SCE1 | 1921-01-01 |  |  | 6.4 | A
18900 | Participating Unit | No | Yes | VESTAL_2_KERN | KERN RIVER PH 3 (AGGREGATE) | 36.8 | SCE | SCE | HYDRO | HYDRO | WATER | SP15 | SCE1 | 1907-01-01 | Included in MAMMTH_2_EHYDRO telemetry value |  | 36.8 | A
18901 | Participating Unit | No | No | VESTAL_6_KERNU1 | Kern River PH 3 Unit 1 |  | SCE | SCE | HYDRO | HYDRO | WATER | SP15 | SCE1 | 1907-01-01 |  |  | 18.4 | A
18902 | Participating Unit | No | No | VESTAL_6_KERNU2 | Kern River PH 3 Unit 2 |  | SCE | SCE | HYDRO | HYDRO | WATER | SP15 | SCE1 | 1921-01-01 |  |  | 18.4 | A
19000 | Participating Unit | No | No | KILARC_2_UNIT 1 | KILARC | 3.2 | PGAE | PG&E | HYDRO | HYDRO | WATER | NP15 | PGE3 | 1904-01-01 |  |  | 3.2 | A
91100 | Participating Unit | No | No | FAMOSO_7_KMBRLA | KIMBERLINA POWER PLANT | 5 | PGAE | Clean Energy Systems, Inc. | THERMAL | STEAM | NATURAL GAS | ZP26 | PGE4 | UNK | Unit is a test and research facility and not available for market dispatch or dependable capacity supply. |  | 5.9 | A
91600 | Participating Unit | No | Yes | MALAGA_1_PL1X2 | KRCD MALAGA PEAKING PLANT | 96.8 | PGAE | Kings River Conservation District | PEAKER | COMBUSTION TURBINE | NATURAL GAS | NP15 | PGE3 | 2005-09-19 |  |  | 97 | A
91601 | Participating Unit | No | No | MALAGA_7_CTG1 | KRCD MALAGA PEAKING PLANT CTG1 | 48.5 | PGAE | Kings River Conservation District | PEAKER | COMBUSTION TURBINE | NATURAL GAS | NP15 | PGE3 | 2005-09-19 |  |  | 48.5 | A
91602 | Participating Unit | No | No | MALAGA_7_CTG2 | KRCD MALAGA PEAKING PLANT CTG2 | 48.5 | PGAE | Kings River Conservation District | PEAKER | COMBUSTION TURBINE | NATURAL GAS | NP15 | PGE3 | 2005-09-19 |  |  | 48.5 | A
92600 | Participating Unit | No | No | CRSTWD_6_KUMYAY | KUMEYAAY WIND FARM | 50 | SDGE | Kumeyaay Wind LLC | WIND | WIND | WIND | SP15 | SDG1 | 2005-12-21 |  |  | 50 | A
17800 | Participating Unit | No | No | RECTOR_2_KAWH 1 | Kaweah PH 1 Unit 1 | 2.25 | SCE | SCE | HYDRO | HYDRO | WATER | SP15 | SCE1 | 1929-01-01 | Included in MAMMTH_2_EHYDRO telemetry value |  | 2.25 | A
17900 | Participating Unit | No | No | KEARNY_7_KY1 | Kearny 1 | 16.67 | SDGE | DYNEGY | PEAKER | COMBUSTION TURBINE | NATURAL GAS | SP15 | SDG1 | 1972-01-01 |  |  | 16 | A
18200 | Participating Unit | No | No | KELYRG_6_UNIT | Kelly Ridge PH | 11 | PGAE | OWID | HYDRO | HYDRO | WATER | NP15 | PGE3 | 1963-01-01 |  | SF Feather River | 11 | A
18300 | Participating Unit | No | No | KERKH1_7_UNIT 1 | Kerckhoff PH 1 Unit #1 | 13 | PGAE | PG&E | HYDRO | HYDRO | WATER | NP15 | PGE3 | 1920-01-01 |  | San Joaquin River | 13 | A
18400 | Participating Unit | No | No | KERKH1_7_UNIT 2 | Kerckhoff PH 1 Unit #2 | 12.8 | PGAE | PG&E | HYDRO | HYDRO | WATER | NP15 | PGE3 | 1920-01-01 |  | San Joaquin River | 12.8 | A
18500 | Participating Unit | No | No | KERKH1_7_UNIT 3 | Kerckhoff PH 1 Unit #3 | 12.8 | PGAE | PG&E | HYDRO | HYDRO | WATER | NP15 | PGE3 | 1920-01-01 |  | San Joaquin River | 12.8 | A
18600 | Participating Unit | No | No | KERKH2_7_UNIT 1 | Kerckhoff PH 2 Unit #1 | 153.9 | PGAE | PG&E | HYDRO | HYDRO | WATER | NP15 | PGE3 | 1983-01-01 |  | San Joaquin River | 153.9 | A
106800 | Participating Unit | No | No | JESSUP_1_HUDSON | Kiara Anderson | 6.8 | PGAE | Kiara Solar | BIOMASS | STEAM | WOOD WASTE | NP15 | PGE3 | 2012-12-12 |  |  | 6.8 | A
19100 | Participating Unit | No | No | KNGCTY_6_UNITA1 | King City Energy Center | 44.6 | PGAE | CALPINE | PEAKER | COMBUSTION TURBINE | NATURAL GAS | NP15 | PGE3 | 2002-01-14 |  |  | 49.9 | A
19200 | Participating Unit | No | No | KINGRV_7_UNIT 1 | Kings River Unit 1 | 51.2 | PGAE | PG&E | HYDRO | HYDRO | WATER | NP15 | PGE3 | 1962-01-01 |  | Kings River | 51.2 | A
82000 | Participating Unit | No | No | LAPLMA_2_UNIT 1 | LA PALOMA UNIT 1 | 259.8 | PGAE | La Paloma Generating Company | THERMAL | COMBINED CYCLE | NATURAL GAS | ZP26 | PGE4 | 2003-01-10 |  |  | 255.6 | A
82400 | Participating Unit | No | No | LAPLMA_2_UNIT 2 | LA PALOMA UNIT 2 | 260.2 | PGAE | La Paloma Generating Company | THERMAL | COMBINED CYCLE | NATURAL GAS | ZP26 | PGE4 | 2003-03-05 |  |  | 255.6 | A
82100 | Participating Unit | No | No | LAPLMA_2_UNIT 3 | LA PALOMA UNIT 3 | 256.15 | PGAE | La Paloma Generating Company | THERMAL | COMBINED CYCLE | NATURAL GAS | ZP26 | PGE4 | 2003-01-13 |  |  | 255.6 | A
82500 | Participating Unit | No | No | LAPLMA_2_UNIT 4 | LA PALOMA UNIT 4 | 259.54 | PGAE | La Paloma Generating Company | THERMAL | COMBINED CYCLE | NATURAL GAS | ZP26 | PGE4 | 2003-03-05 |  |  | 255.6 | A
6700 | Participating Unit | Yes | Yes | SANITR_6_UNITS | LACSD Carson Joint Water Polution Control Plant (AGGREGATE) | 8 | SCE | LACSD | THERMAL | COMBINED CYCLE | NATURAL GAS | SP15 | SCE1 | UNK |  |  | 35.5 | A
6701 | Participating Unit | Yes | No | SANITR_6_CTG1 | LACSD Carson Joint Water Polution Control Plant - CTG UNIT 1 | 10 | SCE | LACSD | THERMAL | COMBUSTION TURBINE | NATURAL GAS | SP15 | SCE1 | UNK |  |  | 10 | A
6702 | Participating Unit | Yes | No | SANITR_6_CTG2 | LACSD Carson Joint Water Polution Control Plant - CTG UNIT 2 | 10 | SCE | LACSD | THERMAL | COMBUSTION TURBINE | NATURAL GAS | SP15 | SCE1 | UNK |  |  | 10 | A
6703 | Participating Unit | Yes | No | SANITR_6_CTG3 | LACSD Carson Joint Water Polution Control Plant - CTG UNIT 3 | 10 | SCE | LACSD | THERMAL | COMBUSTION TURBINE | NATURAL GAS | SP15 | SCE1 | UNK |  |  | 10 | A
6704 | Participating Unit | Yes | No | SANITR_6_STG4 | LACSD Carson Joint Water Polution Control Plant - STG UNIT 4 | 5.5 | SCE | LACSD | THERMAL | STEAM | HEAT RECOVERY | SP15 | SCE1 | UNK |  |  | 5.5 | A
58703 | Participating Unit | No | No | MIRLOM_7_MWDLKM | LAKE MATHEWS HYDRO RECOVERY PLANT | 5 | SCE | Metropolitan Water District | HYDRO | HYDRO | WATER | SP15 | SCE1 | 1980-01-01 | Became PG on 1/1/2005. Formerly part of MESA_6_MWDPH1 aggregate scheduling resource. |  | 4.9 | A
82200 | Participating Unit | No | No | LMBEPK_2_UNITA1 | LAMBIE ENERGY CENTER | 48 | PGAE | Lambie Energy Center LLC (Calpine) | PEAKER | COMBUSTION TURBINE | NATURAL GAS | NP15 | PGE3 | 2003-01-06 |  |  | 49.9 | A
19500 | Participating Unit | No | No | CLRKRD_6_LIMESD | LIME SADDLE | 2 | PGAE | PG&E | HYDRO | HYDRO | WATER | NP15 | PGE3 | 1906-01-01 |  | West Branch Feather River | 2 | A
19600 | Participating Unit | Yes | No | PLSNTG_7_LNCLND | LINCOLN LANDFILL POWER PLANT | 2.1 | PGAE | Energy 2001, Inc. | BIOMASS | RECIPROCATING ENGINE | LANDFILL GAS | NP15 | PGE3 | 1985-01-01 | Repowered & returned to commercial operation 9/10/2004 |  | 1.6 | A
82700 | Participating Unit | No | Yes | LECEF_1_UNITS | LOS ESTEROS ENERGY FACILITY (AGGREGATE) | 315 | PGAE | Calpine | PEAKER | COMBUSTION TURBINE | NATURAL GAS | NP15 | PGE3 | 2013-07-31 |  |  | 319.6 | A
82701 | Participating Unit | Yes | No | LECEF_1_CGT 1 | LOS ESTEROS ENERGY FACILITY UNIT 1 | 49.9 | PGAE | Calpine | PEAKER | COMBUSTION TURBINE | NATURAL GAS | NP15 | PGE3 | 2003-03-07 |  |  | 49.9 | A
82702 | Participating Unit | Yes | No | LECEF_1_CGT 2 | LOS ESTEROS ENERGY FACILITY UNIT 2 | 49.9 | PGAE | Calpine | PEAKER | COMBUSTION TURBINE | NATURAL GAS | NP15 | PGE3 | 2003-03-07 |  |  | 49.9 | A
82703 | Participating Unit | Yes | No | LECEF_1_CGT 3 | LOS ESTEROS ENERGY FACILITY UNIT 3 | 49.9 | PGAE | Calpine | PEAKER | COMBUSTION TURBINE | NATURAL GAS | NP15 | PGE3 | 2003-03-07 |  |  | 49.9 | A
82704 | Participating Unit | Yes | No | LECEF_1_CGT 4 | LOS ESTEROS ENERGY FACILITY UNIT 4 | 49.9 | PGAE | Calpine | PEAKER | COMBUSTION TURBINE | NATURAL GAS | NP15 | PGE3 | 2003-03-07 |  |  | 49.9 | A
82705 | Participating Unit | No | No | LECEF_1_STG1 | LOS ESTEROS ENERGY FACILITY STG | 120 | PGAE | Calpine | THERMAL | STEAM | HEAT RECOVERY | NP15 | PGE3 | 2013-07-31 |  |  | 120 | A
20100 | Participating Unit | No | Yes | LMEC_1_PL1X3 | LOS MEDANOS ENERGY CENTER (AGGREGATE) | 561.29 | PGAE | Calpine | THERMAL | COMBINED CYCLE | NATURAL GAS | NP15 | PGE3 | 2001-06-09 |  |  | 519.99 | A
20101 | Participating Unit | Yes | No | LMEC_1_CTG1 | Los Medanos CT Unit 1 | 177 | PGAE | Calpine | THERMAL | COMBUSTION TURBINE | NATURAL GAS | NP15 | PGE3 | 2001-06-09 |  |  | 169.9 | A
20102 | Participating Unit | Yes | No | LMEC_1_CTG2 | Los Medanos CT Unit 2 | 177 | PGAE | Calpine | THERMAL | COMBUSTION TURBINE | NATURAL GAS | NP15 | PGE3 | 2001-06-09 |  |  | 169.9 | A
20103 | Participating Unit | Yes | No | LMEC_1_STG | Los Medanos ST Unit 3 | 243 | PGAE | Calpine | THERMAL | STEAM | HEAT RECOVERY | NP15 | PGE3 | 2001-06-09 |  |  | 180.19 | A
20300 | Participating Unit | No | Yes | CONTRL_1_LUNDY | LUNDY HYDRO PLANT (AGGREGATE) | 3 | SCE | SCE | HYDRO | HYDRO | WATER | SP15 | SCE1 | 1911-01-01 | Included in BISHOP_1_UNITS telemetry value |  | 3 | A
20302 | Participating Unit | No | No |  | Lundy Hydro Unit 2 |  | SCE | SCE | HYDRO | HYDRO | WATER | SP15 | SCE1 | 1912-01-01 |  |  | 1.5 | A
20301 | Participating Unit | No | No |  | Lundy Hydro Unit 1 |  | SCE | SCE | HYDRO | HYDRO | WATER | SP15 | SCE1 | 1911-01-01 |  |  | 1.5 | A
102300 | Participating Unit | No | No | LAKHDG_6_UNIT 1 | Lake Hodges Pump Station 1 - Unit 1 | 20 | SDGE | San Diego County Water Authority | HYDRO | PUMPED STORAGE | WATER | SP15 | SDG1 | 2011-09-08 | located at 18962 Lake Drive, Escondido, CA 92029. POD: 69 kV bus in Lake Hodges substation |  | 20 | A
105500 | Participating Unit | No | No | LAKHDG_6_UNIT 2 | Lake Hodges Pumped Storage-Unit2 | 20.15 | SDGE | San Diego County Water Authority | HYDRO | PUMPED STORAGE | WATER | SP15 | SDG1 | 2012-08-27 |  |  | 20 | A
94400 | Participating Unit | No | No | UKIAH_7_LAKEMN | Lake Mendocino Hydro | 3.5 | PGAE | NCPA | HYDRO | HYDRO | WATER | NP15 | PGE3 | 2007-07-02 | Part of NCPA MSS | Russian River | 3.5 | A
19300 | Participating Unit | No | No | LARKSP_6_UNIT 1 | Larkspur 1 | 46.1 | SDGE | Wildflower Energy | PEAKER | COMBUSTION TURBINE | NATURAL GAS | SP15 | SDG1 | 2001-09-13 |  |  | 45 | A
19400 | Participating Unit | No | No | LARKSP_6_UNIT 2 | Larkspur 2 | 47.98 | SDGE | Wildflower Energy | PEAKER | COMBUSTION TURBINE | NATURAL GAS | SP15 | SDG1 | 2001-09-13 |  |  | 45 | A
19700 | Participating Unit | No | No | LODI25_2_UNIT 1 | Lodi GT | 25.3 | PGAE | NCPA | PEAKER | COMBUSTION TURBINE | NATURAL GAS | NP15 | PGE3 | 1986-01-01 |  |  | 25.4 | A
110400 | Participating Unit | No | Yes | LODIEC_2_PL1X2 | Lodi Energy Center | 302.58 | PGAE | NCPA | THERMAL | COMBINED CYCLE | NATURAL GAS | NP15 | PGE2 | 2012-11-27 |  |  | 284 | A
110401 | Non-Participating | No | No | LODIEC_2_CTG | Lodi Energy Center | 220 | PGAE | NCPA | THERMAL | COMBUSTION TURBINE | NATURAL GAS | NP15 | PGE2 | 2012-11-27 |  |  |  | A
110402 | Non-Participating | No | No | LODIEC_2_STG | Lodi Energy Center | 116.9 | PGAE | NCPA | THERMAL | STEAM | NATURAL GAS | NP15 | PGE2 | 2012-11-27 |  |  |  | A
19800 | Participating Unit | No | No | STIGCT_2_LODI | Lodi STIG | 49.9 | PGAE | NCPA | PEAKER | COMBUSTION TURBINE | NATURAL GAS | NP15 | PGE3 | 1996-01-01 |  |  | 51.2 | A
95000 | Participating Unit | No | No | HINSON_6_LBECH1 | Long Beach - Unit 1 | 65 | SCE | Long Beach Generation LLC | PEAKER | COMBUSTION TURBINE | NATURAL GAS | SP15 | SCE1 | 2007-08-01 |  |  | 70 | A
95100 | Participating Unit | No | No | HINSON_6_LBECH2 | Long Beach - Unit 2 | 65 | SCE | Long Beach Generation LLC | PEAKER | COMBUSTION TURBINE | NATURAL GAS | SP15 | SCE1 | 2007-08-01 |  |  | 70 | A
95200 | Participating Unit | No | No | HINSON_6_LBECH3 | Long Beach - Unit 3 | 65 | SCE | Long Beach Generation LLC | PEAKER | COMBUSTION TURBINE | NATURAL GAS | SP15 | SCE1 | 2007-08-01 |  |  | 70 | A
95300 | Participating Unit | No | No | HINSON_6_LBECH4 | Long Beach - Unit 4 | 65 | SCE | Long Beach Generation LLC | PEAKER | COMBUSTION TURBINE | NATURAL GAS | SP15 | SCE1 | 2007-08-01 |  |  | 70 | A
98700 | Participating Unit | No | No | HATLOS_6_LSCRK | Lost Creek 1 & 2 Hydro Conversion | 1.7 | PGAE | Snow Mountain Hydro, LLC. | HYDRO | HYDRO | WATER | NP15 | PGE3 | 1989-06-15 | Conversion from HATLOS_6_QFUNITS on 1/1/2010. |  | 1.7 | A
92500 | Participating Unit | No | Yes | VERNON_6_MALBRG | MALBURG GENERATING FACILITY (AGGREGATE) | 134 | SCE | City of Vernon | THERMAL | COMBINED CYCLE | NATURAL GAS | SP15 | VRN1 | 2005-10-17 |  |  | 134 | A
92501 | Participating Unit | No | No | VERNON_7_CTG1 | MALBURG GENERATING FACILITY CTG1 | 42 | SCE | City of Vernon | THERMAL | COMBUSTION TURBINE | NATURAL GAS | SP15 | VRN1 | 2005-10-17 |  |  | 42 | A
92502 | Participating Unit | No | No | VERNON_7_CTG2 | MALBURG GENERATING FACILITY CTG2 | 42 | SCE | City of Vernon | THERMAL | COMBUSTION TURBINE | NATURAL GAS | SP15 | VRN1 | 2005-10-17 |  |  | 42 | A
92503 | Participating Unit | No | No | VERNON_7_STG3 | MALBURG GENERATING FACILITY STG3 | 50 | SCE | City of Vernon | THERMAL | STEAM | HEAT RECOVERY | SP15 | VRN1 | 2005-10-17 |  |  | 50 | A
91800 | Participating Unit | No | Yes | METEC_2_PL1X3 | METCALF ENERGY CENTER | 593.16 | PGAE | Calpine | THERMAL | COMBINED CYCLE | NATURAL GAS | NP15 | PGE3 | 2005-05-27 |  |  | 617 | A
91801 | Participating Unit | No | No | METEC_7_CTG1 | METCALF ENERGY CENTER CTG UNIT 1 |  | PGAE | Calpine | THERMAL | COMBUSTION TURBINE | NATURAL GAS | NP15 | PGE3 | 2005-05-27 |  |  | 193 | A
91802 | Participating Unit | No | No | METEC_7_CTG2 | METCALF ENERGY CENTER CTG UNIT 2 |  | PGAE | Calpine | THERMAL | COMBUSTION TURBINE | NATURAL GAS | NP15 | PGE3 | 2005-05-27 |  |  | 193 | A
91803 | Participating Unit | No | No | METEC_7_STG3 | METCALF ENERGY CENTER STG UNIT 3 |  | PGAE | Calpine | THERMAL | STEAM | HEAT RECOVERY | NP15 | PGE3 | 2005-05-27 |  |  | 231 | A
82900 | Participating Unit | No | Yes | ETIWND_7_MIDVLY | MID VALLEY LANDFILL PROJECT (AGGREGATE) | 2.1 | SCE | MN Mid Valley Genco, LLC | BIOMASS | RECIPROCATING ENGINE | LANDFILL GAS | SP15 | SCE1 | 2003-04-21 |  |  | 2.5 | A
82902 | Participating Unit | No | No |  | MID VALLEY LANDFILL PROJECT UNIT 2 |  | SCE | MN Mid Valley Genco, LLC | BIOMASS | RECIPROCATING ENGINE | LANDFILL GAS | SP15 | SCE1 | 2003-04-21 |  |  | 1.25 | A
82901 | Participating Unit | No | No |  | MID VALLEY LANDFILL PROJECT UNIT 1 |  | SCE | MN Mid Valley Genco, LLC | BIOMASS | RECIPROCATING ENGINE | LANDFILL GAS | SP15 | SCE1 | 2003-04-21 |  |  | 1.25 | A
21200 | Participating Unit | No | Yes | MDFKRL_2_PROJCT | MIDDLE FORK-RALSTON PROJECT (AGGREGATE) | 218.39 | PGAE | PCWA | HYDRO | HYDRO | WATER | NP15 | PGE3 | 1966-01-01 |  | American River | 220.7 | A
21201 | Participating Unit | No | No | MIDFRK_7_UNIT 1 | Middle Fork 1 | 65.7 | PGAE | PCWA | HYDRO | HYDRO | WATER | NP15 | PGE3 | 1966-01-01 |  | American River | 65.7 | A
21202 | Participating Unit | No | No | MIDFRK_7_UNIT 2 | Middle Fork 2 | 69 | PGAE | PCWA | HYDRO | HYDRO | WATER | NP15 | PGE3 | 1966-01-01 |  | American River | 69 | A
21203 | Participating Unit | No | No | RALSTN_7_UNIT 1 | Ralston PH | 86 | PGAE | PCWA | HYDRO | HYDRO | WATER | NP15 | PGE3 | 1966-01-01 |  | American River | 86 | A
21400 | Participating Unit | Yes | Yes | SUNSET_2_UNITS | MIDWAY-SUNSET COGEN. CO. | 240 | PGAE | Midway-Sunset Cogen. (25C321) | COGENERATION | COMBUSTION TURBINE | NATURAL GAS | ZP26 | PGE4 | 1989-12-18 |  |  | 234 | A
21401 | Participating Unit | Yes | No | SUNSET_2_UNIT A | MIDWAY-SUNSET COGEN CT UNIT A | 78 | PGAE | Midway-Sunset Cogen. (25C321) | COGENERATION | COMBUSTION TURBINE | NATURAL GAS | ZP26 | PGE4 | 1989-12-18 |  |  | 78 | A
21402 | Participating Unit | Yes | No | SUNSET_2_UNIT B | MIDWAY-SUNSET COGEN CT UNIT B | 78 | PGAE | Midway-Sunset Cogen. (25C321) | COGENERATION | COMBUSTION TURBINE | NATURAL GAS | ZP26 | PGE4 | 1989-12-18 |  |  | 78 | A
21403 | Participating Unit | Yes | No | SUNSET_2_UNIT C | MIDWAY-SUNSET COGEN CT UNIT C | 78 | PGAE | Midway-Sunset Cogen. (25C321) | COGENERATION | COMBUSTION TURBINE | NATURAL GAS | ZP26 | PGE4 | 1989-12-18 |  |  | 78 | A
21500 | Participating Unit | No | Yes | SBERDO_6_MILLCK | MILL CREEK HYDRO PROJECT (AGGREGATE) | 3.93 | SCE | SCE | HYDRO | HYDRO | WATER | SP15 | SCE1 | 1903-01-01 | Included in MAMMTH_2_EHYDRO telemetry value |  | 3.61 | A
21501 | Participating Unit | No | No |  | Mill Creek PH 1 Unit 1 |  | SCE | SCE | HYDRO | HYDRO | WATER | SP15 | SCE1 | UNK |  |  | 0.94 | A
21502 | Participating Unit | No | No |  | Mill Creek PH 2 Unit 1 |  | SCE | SCE | HYDRO | HYDRO | WATER | SP15 | SCE1 | 1904-01-01 | Non-Operational |  | 0 | A
21505 | Participating Unit | No | No |  | Mill Creek PH 3 Unit 5 |  | SCE | SCE | HYDRO | HYDRO | WATER | SP15 | SCE1 | 1904-01-01 |  |  | 0.89 | A
21504 | Participating Unit | No | No |  | Mill Creek PH 3 Unit 4 |  | SCE | SCE | HYDRO | HYDRO | WATER | SP15 | SCE1 | 1904-01-01 |  |  | 0.89 | A
21503 | Participating Unit | No | No |  | Mill Creek PH 2 Unit 3 |  | SCE | SCE | HYDRO | HYDRO | WATER | SP15 | SCE1 | 1903-01-01 |  |  | 0.89 | A
84200 | Participating Unit | No | Yes | CHINO_7_MILIKN | MILLIKEN LANDFILL PROJECT (AGGREGATE) | 1.9 | SCE | MN Milliken Genco, LLC | BIOMASS | RECIPROCATING ENGINE | LANDFILL GAS | SP15 | SCE1 | 2003-07-17 |  |  | 2.5 | A
84202 | Participating Unit | No | No |  | MILLIKEN LANDFILL PROJECT UNIT 2 |  | SCE | MN Milliken Genco, LLC | BIOMASS | RECIPROCATING ENGINE | LANDFILL GAS | SP15 | SCE1 | 2003-07-17 |  |  | 1.25 | A
84201 | Participating Unit | No | No |  | MILLIKEN LANDFILL PROJECT UNIT 1 |  | SCE | MN Milliken Genco, LLC | BIOMASS | RECIPROCATING ENGINE | LANDFILL GAS | SP15 | SCE1 | 2003-07-17 |  |  | 1.25 | A
57200 | Participating Unit | Yes | No | DAVIS_7_MNMETH | MINNESOTA METHANE (YOLO QF) | 4 | SCE | 1106 | BIOMASS |  | LANDFILL GAS | SP15 | SCE1 | 1997-01-01 | Formerly Res ID PALMRC_1_YOLOLF |  | 4.03 | A
92100 | Participating Unit | No | No | MRGT_6_MMAREF | MIRAMAR ENERGY FACILITY | 48 | SDGE | San Diego Gas & Electric | PEAKER | PEAKER | NATURAL GAS | SP15 | SDG1 | 2005-07-27 |  |  | 46.7 | A
21600 | Participating Unit | No | Yes | MRGT_7_UNITS | MIRAMAR GT PLANT (AGGREGATE) | 36 | SDGE | Cabrillo Power I, LLC | PEAKER | COMBUSTION TURBINE | NATURAL GAS | SP15 | SDG1 | 1972-01-01 |  |  | 36 | A
21601 | Participating Unit | No | No | MRGT_7_MR1A | Miramar GT 1A | 19.5 | SDGE | Cabrillo Power I, LLC | PEAKER | COMBUSTION TURBINE | NATURAL GAS | SP15 | SDG1 | 1972-01-01 |  |  | 18 | A
21602 | Participating Unit | No | No | MRGT_7_MR1B | Miramar GT 1B | 19.5 | SDGE | Cabrillo Power I, LLC | PEAKER | COMBUSTION TURBINE | NATURAL GAS | SP15 | SDG1 | 1972-01-01 |  |  | 18 | A
57300 | Participating Unit | Yes | No | MSHGTS_6_MMARLF | MIRAMAR LANDFILL | 5 | SDGE | MM San Diego, LLC (Formerly QFID 450) | BIOMASS | RECIPROCATING ENGINE | LANDFILL GAS | SP15 | SDG1 | 2003-05-21 | Converted to Participating Generator |  | 6.5 | A
68004 | Participating Unit | Yes | No | SAUGUS_7_LOPEZ | MM LOPEZ ENERGY, LLC | 6.1 | SCE | MM Lopez Energy LLC (formerly QFID 1105) | BIOMASS | INTERNAL COMBUSTION | LANDFILL GAS | SP15 | SCE1 | 1999-01-05 | Became Participating Generator on 5/17/2006 |  | 6.1 | A
48403 | Participating Unit | No | Yes | GOLETA_6_TAJIGS | MM TAJIGUAS ENERGY, LLC | 3.1 | SCE | 1104 | BIOMASS | RECIPROCATING ENGINE | LANDFILL GAS | SP15 | SCE1 | 2000-08-05 | Prior to 6/6/2007, was a child of GOLETA_2_QF |  | 3.05 | A
64504 | Participating Unit | Yes | No | RECTOR_7_TULARE | MM TULARE ENERGY, LLC | 1.6 | SCE | MM TULARE ENERGY, LLC (formerly QF #1103) | BIOMASS | RECIPROCATING ENGINE | LANDFILL GAS | SP15 | SCE1 | 1998-05-08 | Converted to Participating generator on 12/11/2006. (Two units) |  | 1.63 | A
74001 | Participating Unit | Yes | No | WALNUT_7_WCOVCT | MM WEST COAST COVINA, LLC (BKK I) | 4.5 | SCE | MM WEST COAST COVINA, LLC (BKK I) - Formerly QF #1110 | BIOMASS | COMBUSTION TURBINE | LANDFILL GAS | SP15 | SCE1 | 1996-10-05 | Formerly part of WALNUT_6_QF aggregate, Converted to participating unit on 12/15/2006. |  | 4.9 | A
74002 | Participating Unit | Yes | No | WALNUT_7_WCOVST | MM WEST COAST COVINA, LLC (BKK II) | 5.7 | SCE | MM WEST COAST COVINA, LLC (BKK II) - Formerly QF #1111 | BIOMASS | STEAM | LANDFILL GAS | SP15 | SCE1 | 1996-10-05 | Formerly part of WALNUT_6_QF aggregate, Converted to Participating unit on 12/15/2006. |  | 6.5 | A
96300 | Participating Unit | No | No | OTAY_6_PL1X2 | MMC Chula Vista Aggregate | 35.5 | SDGE | MMC Chula Vista, LLC | PEAKER | COMBUSTION TURBINE | NATURAL GAS | SP15 | SDG1 | 2006-06-08 | 0.02 MW is an internal combustion engine |  | 44.02 | A
94900 | Participating Unit | No | Yes | ESCNDO_6_PL1X2 | MMC Escondido | 35.5 | SDGE | MMC Escondido LLC | PEAKER | COMBUSTION TURBINE | NATURAL GAS | SP15 | SDG1 | 2006-06-07 | Includes a 0.02 MW Internal Combustion engine |  | 44.02 | A
21900 | Participating Unit | No | Yes | MOJAVE_1_SIPHON | MOJAVE SIPHON PH (AGGREGATE) | 14 | SCE | CDWR | HYDRO | HYDRO | WATER | SP15 | SCE1 | 1996-01-01 |  |  | 34.5 | A
21901 | Participating Unit | No | No | MOJAVE_1_UNIT 1 | Mojave Siphon Unit 1 | 7 | SCE | CDWR | HYDRO | HYDRO | WATER | SP15 | SCE1 | 1996-01-01 |  |  | 11.5 | A
21902 | Participating Unit | No | No | MOJAVE_1_UNIT 2 | Mojave Siphon Unit 2 | 7 | SCE | CDWR | HYDRO | HYDRO | WATER | SP15 | SCE1 | 1996-01-01 |  |  | 11.5 | A
21903 | Participating Unit | No | No | MOJAVE_1_UNIT 3 | Mojave Siphon Unit 3 | 7 | SCE | CDWR | HYDRO | HYDRO | WATER | SP15 | SCE1 | 1996-01-01 |  |  | 11.5 | A
22000 | Participating Unit | No | Yes | MONTPH_7_UNITS | MONTICELLO PH (Aggregate) | 12.5 | PGAE | Solano Irrigation District | HYDRO | HYDRO | WATER | NP15 | PGE3 | 1974-01-01 |  |  | 12.5 | A
22001 | Participating Unit | No | No | MONTPH_7_UNIT 1 | MONTICELLO Unit 1 | 5.7 | PGAE | Solano Irrigation District | HYDRO | HYDRO | WATER | NP15 | PGE3 | 1974-01-01 |  |  | 5.5 | A
22002 | Participating Unit | No | No | MONTPH_7_UNIT 2 | MONTICELLO Unit 2 | 5.7 | PGAE | Solano Irrigation District | HYDRO | HYDRO | WATER | NP15 | PGE3 | 1975-01-01 |  |  | 5.5 | A
22003 | Participating Unit | No | No | MONTPH_7_UNIT 3 | MONTICELLO Unit 3 | 1.5 | PGAE | Solano Irrigation District | HYDRO | HYDRO | WATER | NP15 | PGE3 | 1978-01-01 |  |  | 1.5 | A
92400 | Participating Unit | No | Yes | SBERDO_2_PSP3 | MOUNTAINVIEW POWER PLANT POWER BLOCK 3 | 525 | SCE | Monutainview Power Company. LLC | THERMAL | COMBINED CYCLE | NATURAL GAS | SP15 | SCE1 | 2005-12-10 |  |  | 543 | A
92401 | Participating Unit | No | No | SBERDO_7_CT3A | MOUNTAINVIEW POWER, POWER BLOCK 3, CT3A | 160 | SCE | Mountainview Power Company, LLC | THERMAL | COMBUSTION TURBINE | NATURAL GAS | SP15 | SCE1 | 2005-12-10 |  |  | 160 | A
92402 | Participating Unit | No | No | SBERDO_7_CT3B | MOUNTAINVIEW POWER, POWER BLOCK 3, CT3B | 160 | SCE | Mountainview Power Company, LLC | THERMAL | COMBUSTION TURBINE | NATURAL GAS | SP15 | SCE1 | 2005-12-10 |  |  | 160 | A
92403 | Participating Unit | No | No | SBERDO_7_STG3 | MOUNTAINVIEW POWER, POWER BLOCK 3, STG3 | 202 | SCE | Mountainview Power Company, LLC | THERMAL | STEAM | HEAT RECOVERY | SP15 | SCE1 | 2005-12-10 |  |  | 202 | A
92700 | Participating Unit | No | Yes | SBERDO_2_PSP4 | MOUNTAINVIEW POWER PLANT POWER BLOCK 4 | 525 | SCE | Mountainview Power Company | THERMAL | COMBINED CYCLE | NATURAL GAS | SP15 | SCE1 | 2006-01-19 |  |  | 543 | A
92701 | Participating Unit | No | No | SBERDO_7_CT4A | MOUNTAINVIEW POWER, POWER BLOCK 4, CT4A | 160 | SCE | Mountainview Power Company | THERMAL | COMBUSTION TURBINE | NATURAL GAS | SP15 | SCE1 | 2006-01-19 |  |  | 160 | A
92702 | Participating Unit | No | No | SBERDO_7_CT4B | MOUNTAINVIEW POWER, POWER BLOCK 4, CT4B | 160 | SCE | Mountainview Power Company | THERMAL | COMBUSTION TURBINE | NATURAL GAS | SP15 | SCE1 | 2006-01-19 |  |  | 160 | A
92703 | Participating Unit | No | No | SBERDO_7_STG4 | MOUNTAINVIEW POWER, POWER BLOCK 4, STG4 | 202 | SCE | Mountainview Power Company | THERMAL | STEAM | HEAT RECOVERY | SP15 | SCE1 | 2006-01-19 |  |  | 202 | A
40704 | Participating Unit | No | No | MIRLOM_2_CORONA | MWD Corona Hydroelectric Recovery Plant | 2.85 | SCE | MWD | HYDRO | HYDRO | WATER | SP15 | SCE1 | 1987-01-01 |  |  | 2.85 | A
61603 | Participating Unit | No | No | OLINDA_2_COYCRK | MWD Coyote Creek Hydroelectric Recovery Plant | 3.13 | SCE | MWD | HYDRO | HYDRO | WATER | SP15 | SCE1 | 1979-02-21 |  |  | 3.13 | A
73204 | Participating Unit | No | No | VALLEY_5_PERRIS | MWD Perris Hydroelectric Recovery Plant | 7.94 | SCE | MWD | HYDRO | HYDRO | WATER | SP15 | SCE1 | 1983-01-01 |  |  | 7.94 | A
73205 | Participating Unit | No | No | VALLEY_5_REDMTN | MWD Red Mountain Hydroelectric Recovery Plant | 5.9 | SCE | MWD | HYDRO | HYDRO | WATER | SP15 | SCE1 | 1985-01-01 |  |  | 5.9 | A
56504 | Participating Unit | No | No | CENTER_2_RHONDO | MWD Rio Hondo Hydroelectric Recovery Plant | 1.91 | SCE | MWD | HYDRO | HYDRO | WATER | SP15 | SCE1 | 1984-01-01 |  |  | 1.91 | A
40705 | Participating Unit | No | No | MIRLOM_2_TEMESC | MWD Temescal Hydroelectric Recovery Plant | 2.85 | SCE | MWD | HYDRO | HYDRO | WATER | SP15 | SCE1 | 1987-01-01 |  |  | 2.85 | A
61604 | Participating Unit | No | No | VILLPK_2_VALLYV | MWD Valley View Hydroelectric Recovery Plant | 4.1 | SCE | MWD | HYDRO | HYDRO | WATER | SP15 | SCE1 | 1985-01-01 |  |  | 4.1 | A
58800 | Participating Unit | Yes | No | LACIEN_2_VENICE | MWD Venice Hydroelectric Recovery Plant | 10.12 | SCE |  | HYDRO | HYDRO | WATER | SP15 | SCE1 | 1982-01-01 | Operating as a participating unit as of 11/1/2008. Previously a QF unit (LACIEN_2_QF). |  | 10.14 | A
20400 | Participating Unit | No | No | CAPMAD_1_UNIT 1 | Madera Power | 24 | PGAE | Madera Power LLC | BIOMASS | STEAM | AGRICULTURAL WASTE | NP15 | PGE3 | 2001-05-16 |  |  | 28.5 | A
20500 | Participating Unit | No | No | BIGCRK_7_MAMRES | Mammoth Pool Fishwater Generator | 1.25 | SCE | SCE | HYDRO | HYDRO | WATER | SP15 | SCE1 | UNK |  |  | 1.25 | A
109000 | Participating Unit | No | No | CONTRL_1_CASAD3 | Mammoth Unit G3 | 14 | SCE | SCE | GEOTHERMAL | STEAM | GEOTHERMAL | SP15 | SCE1 | 2013-04-01 | Was part of CONTRL_1_QF |  | 14 | A
20600 | Participating Unit | No | No | MNDALY_7_UNIT 1 | Mandalay 1 | 215 | SCE | RRI Energy Mandalay, Inc. | THERMAL | STEAM | NATURAL GAS | SP15 | SCE1 | 1959-01-01 |  |  | 215 | A
20700 | Participating Unit | No | No | MNDALY_7_UNIT 2 | Mandalay 2 | 215.29 | SCE | RRI Energy Mandalay, Inc. | THERMAL | STEAM | NATURAL GAS | SP15 | SCE1 | 1959-01-01 |  |  | 215 | A
20800 | Participating Unit | No | No | MNDALY_7_UNIT 3 | Mandalay 3 GT | 130 | SCE | RRI Energy Mandalay, Inc. | PEAKER | COMBUSTION TURBINE | NATURAL GAS | SP15 | SCE1 | UNK | Mothballed 11/7/2003. Returned to Service 4/1/2005. |  | 130 | A
107000 | Participating Unit | No | No | MANZNA_2_WIND | Manzana Wind | 189 | SCE | Manzana Wind | WIND | WIND | WIND | SP15 | SCE1 | 2012-12-20 |  |  | 189 | A
96000 | Participating Unit | No | No | CSTRVL_7_PL1X2 | Marina Landfill Gas - Units 1&2 | 3.03 | PGAE | Monterey Regional Waste Management District | BIOMASS | INTERNAL COMBUSTION | LANDFILL GAS | NP15 | PGE3 | 2007-09-01 |  |  | 2.6 | A
105300 | Participating Unit | No | Yes | KELSO_2_UNITS | Mariposa Energy Project | 196 | PGAE | Mariposa Energy, LLC | PEAKER | COMBUSTION TURBINE | NATURAL GAS | NP15 | PGE3 | 2012-09-04 |  |  | 195.9 | A
29200 | Participating Unit | Yes | Yes | SHELRF_1_UNITS | Martinez Refining Company (Aggregate) | 100 | PGAE | Martinez Refining Co. | THERMAL | COMBINED CYCLE | NATURAL GAS | NP15 | PGE3 | 1995-01-01 |  |  | 100 | A
29201 | Participating Unit | Yes | No | SHELRF_7_UNIT 1 | Martinez Refining Company Unit 1 | 20 | PGAE | Martinez Refining Co. | THERMAL | STEAM | HEAT RECOVERY | NP15 | PGE3 | 1995-01-01 |  |  | 20 | A
29202 | Participating Unit | Yes | No | SHELRF_7_UNIT 2 | Martinez Refining Company Unit 2 | 40 | PGAE | Martinez Refining Co. | THERMAL | COMBUSTION TURBINE | NATURAL GAS | NP15 | PGE3 | 1996-01-01 |  |  | 40 | A
29203 | Participating Unit | Yes | No | SHELRF_7_UNIT 3 | Martinez Refining Company Unit 3 | 40 | PGAE | Martinez Refining Co. | THERMAL | COMBUSTION TURBINE | NATURAL GAS | NP15 | PGE3 | 1995-01-01 |  |  | 40 | A
21000 | Participating Unit | No | No | MCSWAN_6_UNITS | Mc SWAIN | 10 | PGAE | Merced Irrigation District | HYDRO | HYDRO | WATER | NP15 | PGE3 | 1967-01-01 |  | Merced River | 10 | A
106700 | Participating Unit | No | No | MNDALY_6_MCGRTH | McGrath Beach Peaker | 47.2 | SCE | Southern California edison | PEAKER | COMBUSTION TURBINE | NATURAL GAS | SP15 | SCE1 | 2012-11-01 |  |  | 47.2 | A
21100 | Participating Unit | No | No | MERCFL_6_UNIT | Merced Falls | 3.5 | PGAE | PG&E | HYDRO | HYDRO | WATER | NP15 | PGE3 | 1930-01-01 |  |  | 3.5 | A
95600 | Participating Unit | No | Yes | MIRLOM_6_PEAKER | Mira Loma Peaker | 46 | SCE | SCE | PEAKER | COMBUSTION TURBINE | NATURAL GAS | SP15 | SCE1 | 2007-09-20 |  |  | 49 | A
97700 | Participating Unit | No | No | MRGT_6_MEF2 | Miramar Energy Facility II | 47.9 | SDGE | SDG&E | PEAKER | COMBUSTION TURBINE | NATURAL GAS | SP15 | SDG1 | 2009-08-07 |  |  | 49.5 | A
103700 | Participating Unit | No | No | BRDSLD_2_MTZUM2 | Montezuma II | 78.2 | PGAE | Montezuma II Wind, LLC | WIND | WIND | WIND | NP15 | PGE2 | 2012-02-01 | 6720 Birds Landing Road, Birds Landing, CA 94512. POD: 230kV bus at Birds Landing sub. |  | 78.2 | A
22300 | Participating Unit | No | No | MORBAY_7_UNIT 3 | Morro Bay Unit 3 | 325 | PGAE | Dynegy Morro Bay, LLC | THERMAL | STEAM | NATURAL GAS | ZP26 | PGE4 | 1962-12-01 |  |  | 300 | A
22400 | Participating Unit | No | No | MORBAY_7_UNIT 4 | Morro Bay Unit 4 | 325 | PGAE | Dynegy Morro Bay, LLC | THERMAL | STEAM | NATURAL GAS | ZP26 | PGE4 | 1963-01-01 |  |  | 300 | A
22500 | Participating Unit | No | No | MOSSLD_7_UNIT 6 | Moss Landing 6 | 754.33 | PGAE | Dynegy Moss Landing, LLC | THERMAL | STEAM | NATURAL GAS | NP15 | PGE3 | 1967-01-01 |  |  | 702 | A
22600 | Participating Unit | No | No | MOSSLD_7_UNIT 7 | Moss Landing 7 | 755.7 | PGAE | Dynegy Moss Landing, LLC | THERMAL | STEAM | NATURAL GAS | NP15 | PGE3 | 1968-01-01 |  |  | 702 | A
22700 | Participating Unit | No | Yes | MOSSLD_2_PSP1 | Moss Landing CC Plant 1 (Aggregate) | 510 | PGAE | Dynegy Moss Landing, LLC | THERMAL | COMBINED CYCLE | NATURAL GAS | NP15 | PGE3 | 2002-07-01 |  |  | 541 | A
22701 | Participating Unit | No | No | MOSSLD_2_PSP1G1 | Moss Landing CC Plant 1, Unit 1 | 176 | PGAE | Dynegy Moss Landing, LLC | THERMAL | COMBUSTION TURBINE | NATURAL GAS | NP15 | PGE3 | 2002-07-01 |  |  | 170 | A
22702 | Participating Unit | No | No | MOSSLD_2_PSP1G2 | Moss Landing CC Plant 1, Unit 2 | 176 | PGAE | Dynegy Moss Landing, LLC | THERMAL | COMBUSTION TURBINE | NATURAL GAS | NP15 | PGE3 | 2002-07-01 |  |  | 170 | A
22703 | Participating Unit | No | No | MOSSLD_2_PSP1G3 | Moss Landing CC Plant 1, Unit 3 | 198 | PGAE | Dynegy Moss Landing, LLC | THERMAL | STEAM | HEAT RECOVERY | NP15 | PGE3 | 2002-07-01 |  |  | 190 | A
22800 | Participating Unit | No | Yes | MOSSLD_2_PSP2 | Moss Landing CC Plant 2 (Aggregate) | 510 | PGAE | Dynegy Moss Landing, LLC | THERMAL | COMBINED CYCLE | NATURAL GAS | NP15 | PGE3 | 2002-07-11 |  |  | 541 | A
22801 | Participating Unit | No | No | MOSSLD_2_PSP2G1 | Moss Landing CC Plant 2, Unit 1 | 176 | PGAE | Dynegy Moss Landing, LLC | THERMAL | COMBUSTION TURBINE | NATURAL GAS | NP15 | PGE3 | 2002-07-11 |  |  | 170 | A
22802 | Participating Unit | No | No | MOSSLD_2_PSP2G2 | Moss Landing CC Plant 2, Unit 2 | 176 | PGAE | Dynegy Moss Landing, LLC | THERMAL | COMBUSTION TURBINE | NATURAL GAS | NP15 | PGE3 | 2002-07-11 |  |  | 170 | A
22803 | Participating Unit | No | No | MOSSLD_2_PSP2G3 | Moss Landing CC Plant 2, Unit 3 | 198 | PGAE | Dynegy Moss Landing, LLC | THERMAL | STEAM | HEAT RECOVERY | NP15 | PGE3 | 2002-07-11 |  |  | 190 | A
22900 | Participating Unit | No | No | MTWIND_1_UNIT 1 | Mountain View I | 44.4 | SCE | PG&E Trading | WIND | WIND | WIND | SP15 | SCE1 | 2001-03-24 |  |  | 44.4 | A
23000 | Participating Unit | No | No | MTWIND_1_UNIT 2 | Mountain View II | 22.2 | SCE | Seawest Wind | WIND | WIND | WIND | SP15 | SCE1 | 2001-09-17 |  |  | 22.2 | A
89100 | Participating Unit | No | No | MTWIND_1_UNIT 3 | Mountain View III | 22.44 | SCE | Mountain View III Power Partners | WIND | WIND | WIND | SP15 | SCE1 | 2003-12-15 |  |  | 22.44 | A
104600 | Participating Unit | No | No | BLAST_1_WIND | Mountain View IV Wind | 49 | SCE | Mountain View Power Partners IV, LLC | WIND | WIND | WIND | SP15 | SCE1 | 2012-02-23 |  |  | 49 | A
23200 | Participating Unit | No | No | NAROW2_2_UNIT | NARROWS PH 2 UNIT | 55 | PGAE | YCWA | HYDRO | HYDRO | WATER | NP15 | PGE3 | 1969-01-01 |  | North Yuba River | 55 | A
60000 | Participating Unit | Yes | No | EGATE_7_NOCITY | NORTH CITY GENERATING FACILITY (EASTGATE) | 2 | SDGE | MM San Diego, LLC (Formerly QFID 455) | BIOMASS | RECIPROCATING ENGINE | LANDFILL GAS | SP15 | SDG1 | 1999-01-01 | Converted to Participating Generator. Formerly Res ID NOCITY_7_ESGATE |  | 3.8 | A
107700 | Participating Unit | No | No | BREGGO_6_SOLAR | NRG Borrego Solar One | 26 | SDGE | NRG Solar Borrego I LLC | SOLAR | PHOTO VOLTAIC | SUN | ZP26 | SDG1 | 2013-02-12 |  |  | 26 | A
23300 | Participating Unit | No | No | NAROW1_2_UNIT | Narrows PH 1 Unit | 12 | PGAE | PG&E | HYDRO | HYDRO | WATER | NP15 | PGE3 | 1942-01-01 |  | South Yuba | 12 | A
23400 | Participating Unit | No | No | NWCSTL_7_UNIT 1 | Newcastle PH | 12 | PGAE | PG&E | HYDRO | HYDRO | WATER | NP15 | PGE3 | 1986-01-01 |  | South Yuba | 12 | A
106200 | Participating Unit | No | No | TWISSL_6_SOLAR | Nickel 1 ("NLH1") | 1.5 | PGAE | NLH1 Solar, LLC | SOLAR | PHOTO VOLTAIC | SUN | NP15 | PGE3 | 2012-11-27 |  |  | 1.5 | A
106300 | Participating Unit | No | No | TWISSL_6_SOLAR | Nickel 1 ("NLH1") | 1.5 | PGAE | NLH1 Solar, LLC | SOLAR | PHOTO VOLTAIC | SUN | NP15 | PGE3 | 2012-11-28 |  |  | 1.5 | A
104300 | Participating Unit | No | No | BUCKWD_1_NPALM1 | North Palm Springs 1 | 2.4 | SCE | North palm Springs Investments | SOLAR | PHOTO VOLTAIC | SUN | SP15 | SCE1 | 2012-04-02 | Dillon Road and Worsley Road, Desert Hot Springs, CA 92240 POD: Devers-Farrell 115 kV line. |  | 2.5 | A
111800 | Participating Unit | No | No | GARNET_1_SOLAR | North Palm Springs 4A | 4 | SCE | North Palm Springs Investments LLC | SOLAR | PHOTO VOLTAIC | SUN | SP15 | SCE1 | 2012-11-02 |  |  | 4.12 | A
106500 | Participating Unit | No | No | JAWBNE_2_NSRWND | North Sky River Wind Project | 160 | SCE | North Sky River Energy, LLC | WIND | WIND | WIND | SP15 | SCE1 | 2012-12-07 |  |  | 162 | A
23500 | Participating Unit | No | No | BUCKCK_7_OAKFLT | OAK FLAT PH | 1.3 | PGAE | PG&E | HYDRO | HYDRO | WATER | NP15 | PGE3 | 1985-01-01 |  | North Fork Feather River | 1.3 | A
91000 | Participating Unit | No | No | VINCNT_2_WESTWD | OASIS POWER PLANT | 60 | SCE | OASIS POWER PARTNERS, LLC | WIND | WIND | WIND | SP15 | SCE1 | 2005-03-31 | First paralleled 12/16/2004. |  | 60 | A
24000 | Participating Unit | No | Yes | PADUA_2_ONTARO | ONTARIO/SIERRA HYDRO PROJECT (AGGREGATE) | 1.92 | SCE | SCE | HYDRO | HYDRO | WATER | SP15 | SCE1 | 1902-01-01 | Included in MAMMTH_2_EHYDRO telemetry value |  | 1.97 | A
24001 | Participating Unit | No | No |  | Ontario PH 1 Unit 1 |  | SCE | SCE | HYDRO | HYDRO | WATER | SP15 | SCE1 | 1902-01-01 |  |  | 0.3 | A
24002 | Participating Unit | No | No |  | Ontario PH 1 Unit 2 |  | SCE | SCE | HYDRO | HYDRO | WATER | SP15 | SCE1 | 1902-01-01 |  |  | 0.3 | A
24006 | Participating Unit | No | No |  | Sierra Unit 2 |  | SCE | SCE | HYDRO | HYDRO | WATER | SP15 | SCE1 | 1922-01-01 |  |  | 0.37 | A
24004 | Participating Unit | No | No |  | Ontario PH 2 Unit 1 |  | SCE | SCE | HYDRO | HYDRO | WATER | SP15 | SCE1 | 1963-01-01 |  |  | 0.33 | A
24005 | Participating Unit | No | No |  | Sierra Unit 1 |  | SCE | SCE | HYDRO | HYDRO | WATER | SP15 | SCE1 | 1922-01-01 |  |  | 0.37 | A
24003 | Participating Unit | No | No |  | Ontario PH 1 Unit 3 |  | SCE | SCE | HYDRO | HYDRO | WATER | SP15 | SCE1 | 1902-01-01 |  |  | 0.3 | A
23600 | Participating Unit | No | No | OAK C_7_UNIT 1 | Oakland GT #1 | 55 | PGAE | Dynegy Oakland LLC | PEAKER | COMBUSTION TURBINE | DIESEL / OIL | NP15 | PGE3 | 1978-01-01 | ISO management recommended, and the Board accepted, extending a contract to the Dynegy Oakland generating units through 2012, for 165 MW. |  | 74.5 | A
23700 | Participating Unit | No | No | OAK C_7_UNIT 2 | Oakland GT #2 | 55 | PGAE | Dynegy Oakland LLC | PEAKER | COMBUSTION TURBINE | DIESEL / OIL | NP15 | PGE3 | 1978-01-01 | Tested at 58.77MW. NDC is based on RMR contract.ISO management recommended, and the Board accepted, extending a contract to the Dynegy Oakland generating units through 2012, for 165 MW. |  | 74.5 | A
23800 | Participating Unit | No | No | OAK C_7_UNIT 3 | Oakland GT #3 | 55 | PGAE | Dynegy Oakland LLC | PEAKER | COMBUSTION TURBINE | DIESEL / OIL | NP15 | PGE3 | 1978-01-01 | Tested at 57.74MW. NDC is based on RMR contract.ISO management recommended, and the Board accepted, extending a contract to the Dynegy Oakland generating units through 2012, for 165 MW. |  | 74.5 | A
110900 | Participating Unit | No | No | COCOSB_6_SOLAR | Oakley Solar Project | 1.5 | PGAE | Hayworth-Fabian, LLC | SOLAR | PHOTO VOLTAIC | SUN | NP15 | PGE3 | 2013-06-12 |  |  | 1.5 | A
112500 | Participating Unit | No | No | OCTILO_5_WIND | Ocotillo Wind Energy Facility | 265 | SDGE | Ocotillo Express LLC | WIND | WIND | WIND | SP15 | SDG1 | 2013-07-29 |  |  | 265 | A
96200 | Participating Unit | Yes | No | OLINDA_7_LNDFIL | Olinda Landfill | 5.6 | SCE | Brea Power Partners, L.P. | BIOMASS | RECIPROCATING ENGINE | LANDFILL GAS | SP15 | SCE1 | 2002-05-01 |  |  | 5.63 | A
102100 | Participating Unit | No | No | MIRLOM_2_ONTARO | Ontario RT Solar | 5 | SCE | Southern California Edison (SCE) | SOLAR | PHOTO VOLTAIC | SUN | SP15 | SCE1 | 2011-08-25 | at 3510 East Francis Street |  | 5.5 | A
99200 | Participating Unit | No | Yes | OGROVE_6_PL1X2 | Orange Grove Energy Center | 99.9 | SDGE | Orange Grove Energy, L.P. | PEAKER | COMBUSTION TURBINE | NATURAL GAS | SP15 | SDG1 | 2010-06-17 | Two GE LM 6000 combustion turbines |  | 100 | A
24100 | Participating Unit | No | No | ORMOND_7_UNIT 1 | Ormond Beach Unit 1 | 741.27 | SCE | RRI Energy Ormond Beach, Inc. | THERMAL | STEAM | NATURAL GAS | SP15 | SCE1 | 1971-01-01 |  |  | 750 | A
24200 | Participating Unit | No | No | ORMOND_7_UNIT 2 | Ormond Beach Unit 2 | 775 | SCE | RRI Energy Ormond Beach, Inc. | THERMAL | STEAM | NATURAL GAS | SP15 | SCE1 | 1971-01-01 |  |  | 750 | A
94500 | Participating Unit | No | No | OTAY_7_UNITC1 | Otay 3 | 3.75 | SDGE | Covanta Otay 3 Company | BIOMASS | RECIPROCATING ENGINE | LANDFILL GAS | SP15 | SDG1 | 2007-03-08 |  |  | 3.75 | A
98000 | Participating Unit | No | No | OTMESA_2_PL1X3 | Otay Mesa Energy Center | 603.68 | SDGE | Otay Mesa Energy Center, LLC | THERMAL | COMBINED CYCLE | NATURAL GAS | SP15 | SDG1 | 2009-10-03 |  |  | 669 | A
97200 | Participating Unit | No | No | OXMTN_6_LNDFIL | Ox Mountain Landfill | 10.62 | PGAE | Ameresco Half Moon Bay LLC | BIOMASS | RECIPROCATING ENGINE | LANDFILL GAS | NP15 | PGE3 | 2009-04-01 | 6 internal combustion generator sets @ approximately 1.9 MW each |  | 11.4 | A
24300 | Participating Unit | No | No | OXBOW_6_DRUM | Oxbow PH | 6 | PGAE | PCWA | HYDRO | HYDRO | WATER | NP15 | PGE3 | 1966-01-01 |  | American River | 6 | A
24400 | Participating Unit | No | No | PWEST_1_UNIT | PACIFIC WEST I | 2.1 | SCE | PPM One, LLC | WIND | WIND | WIND | SP15 | SCE1 | UNK |  |  | 2.1 | A
95800 | Participating Unit | No | Yes | PALALT_7_COBUG | PALALT_COBUG Unit 1, 2, 3, & 4 | 4.5 | PGAE | NCPA | PEAKER | RECIPROCATING ENGINE | NATURAL GAS | NP15 | NCP1 | 2007-10-15 |  |  | 5.2 | A
93000 | Participating Unit | No | Yes | PALOMR_2_PL1X3 | PALOMAR ENERGY CENTER | 575 | SDGE | San Diego Gas & Electric | THERMAL | COMBINED CYCLE | NATURAL GAS | SP15 | SDG1 | 2006-03-31 |  |  | 595 | A
93001 | Participating Unit | No | No | PALOMR_7_CTG1 | PALOMAR ENERGY CENTER CTG UNIT 1 | 180.6 | SDGE | San Diego Gas & Electric | THERMAL | COMBUSTION TURBINE | NATURAL GAS | SP15 | SDG1 | 2006-03-31 |  |  | 180.5 | A
93002 | Participating Unit | No | No | PALOMR_7_CTG2 | PALOMAR ENERGY CENTER CTG UNIT 2 | 180.6 | SDGE | San Diego Gas & Electric | THERMAL | COMBUSTION TURBINE | NATURAL GAS | SP15 | SDG1 | 2006-03-31 |  |  | 180.5 | A
93003 | Participating Unit | No | No | PALOMR_7_STG3 | PALOMAR ENERGY CENTER STG UNIT 3 | 234.5 | SDGE | San Diego Gas & Electric | THERMAL | STEAM | HEAT RECOVERY | SP15 | SDG1 | 2006-03-31 |  |  | 233.9 | A
24700 | Participating Unit | Yes | Yes | PARDEB_6_UNITS | PARDEE POWER HOUSE (AGGREGATE) | 30 | PGAE | EBMUD | HYDRO | HYDRO | WATER | NP15 | PGE3 | 1930-01-01 |  | Mokelumne River | 30 | A
24701 | Participating Unit | No | No | PARDEB_2_UNIT 1 | Pardee Unit 1 | 10 | PGAE | EBMUD | HYDRO | HYDRO | WATER | NP15 | PGE3 | 1930-01-01 |  | Mokelumne River | 10 | A
24702 | Participating Unit | No | No | PARDEB_2_UNIT 2 | Pardee Unit 2 | 10 | PGAE | EBMUD | HYDRO | HYDRO | WATER | NP15 | PGE3 | 1930-01-01 |  | Mokelumne River | 10 | A
24703 | Participating Unit | No | No | PARDEB_2_UNIT 3 | Pardee Unit 3 | 10 | PGAE | EBMUD | HYDRO | HYDRO | WATER | NP15 | PGE3 | 1930-01-01 |  | Mokelumne River | 10 | A
91700 | Participating Unit | No | Yes | LEBECS_2_UNITS | PASTORIA ENERGY FACILITY | 750.66 | SCE | Calpine | THERMAL | COMBINED CYCLE | NATURAL GAS | SP15 | SCE1 | 2005-05-04 | 1x1 CC portion became commercial 5/4/2005. 2x1 CC portion became commercial 7/5/2005. |  | 780 | A
91701 | Participating Unit | No | No | LEBECS_7_CTG1 | PASTORIA ENERGY FACILITY CTG UNIT 1 | 198.9 | SCE | Calpine | THERMAL | COMBUSTION TURBINE | NATURAL GAS | SP15 | SCE1 | 2005-07-05 |  |  | 167 | A
91702 | Participating Unit | No | No | LEBECS_7_CTG2 | PASTORIA ENERGY FACILITY CTG UNIT 2 | 198.9 | SCE | Calpine | THERMAL | COMBUSTION TURBINE | NATURAL GAS | SP15 | SCE1 | 2005-07-05 |  |  | 167 | A
91704 | Participating Unit | No | No | LEBECS_7_CTG4 | PASTORIA ENERGY FACILITY CTG UNIT 4 | 198.9 | SCE | Calpine | THERMAL | COMBUSTION TURBINE | NATURAL GAS | SP15 | SCE1 | 2005-05-04 |  |  | 167 | A
91703 | Participating Unit | No | No | LEBECS_7_STG3 | PASTORIA ENERGY FACILITY STG UNIT 3 | 184 | SCE | Calpine | THERMAL | STEAM | HEAT RECOVERY | SP15 | SCE1 | 2005-07-05 |  |  | 187 | A
91705 | Participating Unit | No | No | LEBECS_7_STG5 | PASTORIA ENERGY FACILITY STG UNIT 5 | 92 | SCE | Calpine | THERMAL | STEAM | HEAT RECOVERY | SP15 | SCE1 | 2005-05-04 |  |  | 92 | A
24800 | Participating Unit | No | No | PHOENX_1_UNIT | PHOENIX PH | 2 | PGAE | PG&E | HYDRO | HYDRO | WATER | NP15 | PGE3 | 1940-01-01 |  | Tuolemne River | 2 | A
24900 | Participating Unit | No | Yes | PINFLT_7_UNITS | PINE FLAT PH (AGGREGATE) | 210 | PGAE | CDWR | HYDRO | HYDRO | WATER | NP15 | PGE3 | 1984-01-01 |  |  | 173.7 | A
24901 | Participating Unit | No | No | PINFLT_7_UNIT 1 | Pine Flat Unit 1 | 63.3 | PGAE | CDWR | HYDRO | HYDRO | WATER | NP15 | PGE3 | 1984-01-01 |  |  | 57.9 | A
24902 | Participating Unit | No | No | PINFLT_7_UNIT 2 | Pine Flat Unit 2 | 75 | PGAE | CDWR | HYDRO | HYDRO | WATER | NP15 | PGE3 | 1984-01-01 |  |  | 57.9 | A
24903 | Participating Unit | No | No | PINFLT_7_UNIT 3 | Pine Flat Unit 3 | 63.3 | PGAE | CDWR | HYDRO | HYDRO | WATER | NP15 | PGE3 | 1984-01-01 |  |  | 57.9 | A
25200 | Participating Unit | No | Yes | PIT3_7_PL1X3 | PIT PH 3 (AGGREGATE) | 70.6 | PGAE | PG&E | HYDRO | HYDRO | WATER | NP15 | PGE3 | 1925-01-01 |  | Pit River | 70.6 | A
25201 | Participating Unit | No | No | PIT3_7_UNIT 1 | Pit PH 3 Unit 1 | 24 | PGAE | PG&E | HYDRO | HYDRO | WATER | NP15 | PGE3 | 1925-01-01 |  | Pit River | 24 | A
25202 | Participating Unit | No | No | PIT3_7_UNIT 2 | Pit PH 3 Unit 2 | 26 | PGAE | PG&E | HYDRO | HYDRO | WATER | NP15 | PGE3 | 1925-01-01 |  | Pit River | 26 | A
25203 | Participating Unit | No | No | PIT3_7_UNIT 3 | Pit PH 3 Unit 3 | 25 | PGAE | PG&E | HYDRO | HYDRO | WATER | NP15 | PGE3 | 1925-01-01 |  | Pit River | 25 | A
25300 | Participating Unit | No | Yes | PIT4_7_PL1X2 | PIT PH 4 (AGGREGATE) | 95 | PGAE | PG&E | HYDRO | HYDRO | WATER | NP15 | PGE3 | 1955-01-01 |  | Pit River | 95 | A
25301 | Participating Unit | No | No | PIT4_7_UNIT 1 | Pit PH 4 Unit 1 | 55 | PGAE | PG&E | HYDRO | HYDRO | WATER | NP15 | PGE3 | 1955-01-01 |  | Pit River | 55 | A
25302 | Participating Unit | No | No | PIT4_7_UNIT 2 | Pit PH 4 Unit 2 | 47 | PGAE | PG&E | HYDRO | HYDRO | WATER | NP15 | PGE3 | 1955-01-01 |  | Pit River | 47 | A
25400 | Participating Unit | No | Yes | PIT5_7_PL1X2 | PIT PH 5 UNITS 1 & 2 (AGGREGATE) | 82 | PGAE | PG&E | HYDRO | HYDRO | WATER | NP15 | PGE3 | 1944-01-01 |  | Pit River | 82 | A
25401 | Participating Unit | No | No | PIT5_7_UNIT 1 | Pit PH 5 Unit 1 | 41 | PGAE | PG&E | HYDRO | HYDRO | WATER | NP15 | PGE3 | 1944-01-01 |  | Pit River | 41 | A
25402 | Participating Unit | No | No | PIT5_7_UNIT 2 | Pit PH 5 Unit 2 | 41 | PGAE | PG&E | HYDRO | HYDRO | WATER | NP15 | PGE3 | 1944-01-01 |  | Pit River | 41 | A
25500 | Participating Unit | No | Yes | PIT5_7_PL3X4 | PIT PH 5 UNITS 3 & 4 (AGGREGATE) | 82 | PGAE | PG&E | HYDRO | HYDRO | WATER | NP15 | PGE3 | 1944-01-01 |  | Pit River | 82 | A
25501 | Participating Unit | No | No | PIT5_7_UNIT 3 | Pit PH 5 Unit 3 | 41 | PGAE | PG&E | HYDRO | HYDRO | WATER | NP15 | PGE3 | 1944-01-01 |  | Pit River | 41 | A
25502 | Participating Unit | No | No | PIT5_7_UNIT 4 | Pit PH 5 Unit 4 | 41 | PGAE | PG&E | HYDRO | HYDRO | WATER | NP15 | PGE3 | 1944-01-01 |  | Pit River | 41 | A
63800 | Participating Unit | Yes | Yes | CBRLLO_6_PLSTP1 | POINT LOMA WASTEWATER TREATMENT PLANT | 4.83 | SDGE | City of San Diego (Formerly QFID 464) | BIOMASS | RECIPROCATING ENGINE | LANDFILL GAS | SP15 | SDG1 | 1985-01-01 |  |  | 7.12 | A
63802 | Participating Unit | Yes | No |  | POINT LOMA WASTEWATER UNIT 1 |  | SDGE | City of San Diego | BIOMASS | RECIPROCATING ENGINE | SEWAGE GAS | SP15 | SDG1 | 1985-01-01 |  |  | 2.29 | A
63801 | Participating Unit | Yes | No |  | POINT LOMA WASTEWATER PERP HYDRO |  | SDGE | City of San Diego | HYDRO | HYDRO | WATER | SP15 | SDG1 | 1985-01-01 |  |  | 1.35 | A
63804 | Participating Unit | Yes | No |  | POINT LOMA WASTEWATER UNIT 3 |  | SDGE | City of San Diego | BIOMASS | RECIPROCATING ENGINE | SEWAGE GAS | SP15 | SDG1 | 1985-01-01 |  |  | 1.2 | A
63803 | Participating Unit | Yes | No |  | POINT LOMA WASTEWATER UNIT 2 |  | SDGE | City of San Diego | BIOMASS | RECIPROCATING ENGINE | SEWAGE GAS | SP15 | SDG1 | 1985-01-01 |  |  | 2.29 | A
27400 | Participating Unit | No | Yes | POTTER_6_UNITS | POTTER VALLEY PH (AGGREGATE) | 10.1 | PGAE | PG&E | HYDRO | HYDRO | WATER | NP15 | PGE3 | 1910-01-01 |  | Russian River | 10.1 | A
27401 | Participating Unit | No | No | POTTER_6_UNIT 1 | Potter Valley Unit 1 | 5 | PGAE | PG&E | HYDRO | HYDRO | WATER | NP15 | PGE3 | 1939-01-01 |  | Russian River | 5.1 | A
27402 | Participating Unit | No | No | POTTER_6_UNIT 2 | Potter Valley Unit 2 | 2.1 | PGAE | PG&E | HYDRO | HYDRO | WATER | NP15 | PGE3 | 1910-01-01 |  | Russian River | 2.5 | A
27403 | Participating Unit | No | No | POTTER_6_UNIT 3 | Potter Valley Unit 3 | 2.1 | PGAE | PG&E | HYDRO | HYDRO | WATER | NP15 | PGE3 | 1917-01-01 |  | Russian River | 2.5 | A
63600 | Participating Unit | Yes | No | CPSTNO_7_PRMADS | PRIMA DESHECHA LANDFILL | 6.1 | SDGE | MM Biogas Power, LLC (Formerly QF ID 448) | BIOMASS | RECIPROCATING ENGINE | LANDFILL GAS | SP15 | SDG1 | 1999-01-01 | Formerly Res ID PRMADS_7_CPSTNO |  | 6.1 | A
104700 | Participating Unit | No | No | ROSMDW_2_WIND1 | Pacific Wind Project | 140 | SDGE |  | WIND | WIND | WIND | SP15 | SDG1 | 2012-07-19 | Final Capacity will increase to 250 MW at comletion |  | 140 | A
104800 | Participating Unit | No | No | ROSMDW_2_WIND1 | Pacific Wind Project | 140 | SDGE |  | WIND | WIND | WIND | SP15 | SDG1 | 2012-07-19 | Final Capacity will increase to 250 MW at comletion |  | 140 | A
24500 | Participating Unit | No | No | PNOCHE_1_UNITA1 | Panoche - CalPeak | 52.01 | PGAE | CalPeak Power LLC | PEAKER | COMBUSTION TURBINE | NATURAL GAS | NP15 | PGE3 | 2001-12-27 |  |  | 49 | A
97400 | Participating Unit | No | No | PNCHEG_2_PL1X4 | Panoche Energy Center | 400 | PGAE | Panoche Energy Center, LLC | PEAKER | COMBUSTION TURBINE | NATURAL GAS | NP15 | PGE3 | 2009-05-28 | Consisting of 4 combustion turbine generators |  | 418.6 | A
25000 | Participating Unit | No | No | PIT1_7_UNIT 1 | Pit PH 1 Unit 1 | 32 | PGAE | PG&E | HYDRO | HYDRO | WATER | NP15 | PGE3 | 1922-01-01 |  | Pit River | 32 | A
25100 | Participating Unit | No | No | PIT1_7_UNIT 2 | Pit PH 1 Unit 2 | 32 | PGAE | PG&E | HYDRO | HYDRO | WATER | NP15 | PGE3 | 1922-01-01 |  | Pit River | 32 | A
25600 | Participating Unit | No | No | PIT6_7_UNIT 1 | Pit PH 6 Unit 1 | 39 | PGAE | PG&E | HYDRO | HYDRO | WATER | NP15 | PGE3 | 1965-01-01 |  | Pit River | 39 | A
25700 | Participating Unit | No | No | PIT6_7_UNIT 2 | Pit PH 6 Unit 2 | 40 | PGAE | PG&E | HYDRO | HYDRO | WATER | NP15 | PGE3 | 1965-01-01 |  | Pit River | 40 | A
25800 | Participating Unit | No | No | PIT7_7_UNIT 1 | Pit PH 7 Unit 1 | 55.7 | PGAE | PG&E | HYDRO | HYDRO | WATER | NP15 | PGE3 | 1965-01-01 |  | Pit River | 55.7 | A
25900 | Participating Unit | No | No | PIT7_7_UNIT 2 | Pit PH 7 Unit 2 | 54.6 | PGAE | PG&E | HYDRO | HYDRO | WATER | NP15 | PGE3 | 1965-01-01 |  | Pit River | 54.6 | A
26400 | Participating Unit | No | No | PITTSP_7_UNIT 5 | Pittsburg Unit 5 | 312 | PGAE | Mirant | THERMAL | STEAM | NATURAL GAS | NP15 | PGE3 | 1960-01-01 |  |  | 320 | A
26500 | Participating Unit | No | No | PITTSP_7_UNIT 6 | Pittsburg Unit 6 | 317 | PGAE | Mirant | THERMAL | STEAM | NATURAL GAS | NP15 | PGE3 | 1961-01-01 |  |  | 325 | A
26600 | Participating Unit | No | No | PITTSP_7_UNIT 7 | Pittsburg Unit 7 | 682 | PGAE | Mirant | THERMAL | STEAM | NATURAL GAS | NP15 | PGE3 | 1972-01-01 |  |  | 712 | A
26700 | Participating Unit | No | No | POEPH_7_UNIT 1 | Poe PH Unit 1 | 69 | PGAE | PG&E | HYDRO | HYDRO | WATER | NP15 | PGE3 | 1958-01-01 |  | NF Feather River | 68 | A
26800 | Participating Unit | No | No | POEPH_7_UNIT 2 | Poe PH Unit 2 | 68.5 | PGAE | PG&E | HYDRO | HYDRO | WATER | NP15 | PGE3 | 1958-01-01 |  | NF Feather River | 68.5 | A
26900 | Participating Unit | No | No | CONTRL_1_POOLE | Poole Unit 1 | 10.9 | SCE | SCE | HYDRO | HYDRO | WATER | SP15 | SCE1 | 1924-01-01 | Included in BISHOP_1_UNITS telemetry value |  | 10.9 | A
96100 | Participating Unit | Yes | No | RHONDO_6_PUENTE | Puente Hills Facility | 4 | SCE | Cnty Sanitation Dist.No.2 of LA County | BIOMASS | INTERNAL COMBUSTION | LANDFILL GAS | SP15 | SCE1 | 2007-12-07 |  |  | 9.27 | A
111200 | Participating Unit | No | No | KANSAS_6_SOLAR | RE Kansas South | 20 | PGAE | RE Kansas South LLC | SOLAR | PHOTO VOLTAIC | SUN | NP15 | PGE3 | 2013-06-06 |  |  | 20 | A
27500 | Participating Unit | No | Yes | REDBLF_6_UNIT | RED BLUFF PEAKER (AGGREGATE) | 44 | PGAE | NEO Corporation | PEAKER | RECIPROCATING ENGINE | NATURAL GAS | NP15 | PGE3 | 2001-08-11 |  |  | 44 | A
27501 | Participating Unit | No | No | REDBLF_6_GEN 1 | Red Bluff Peaker Unit 1 |  | PGAE | NEO Corporation | PEAKER | RECIPROCATING ENGINE | NATURAL GAS | NP15 | PGE3 | 2001-08-11 |  |  | 3 | A
27510 | Participating Unit | No | No | REDBLF_6_GEN 10 | Red Bluff Peaker Unit 10 |  | PGAE | NEO Corporation | PEAKER | RECIPROCATING ENGINE | NATURAL GAS | NP15 | PGE3 | 2001-08-11 |  |  | 3 | A
27511 | Participating Unit | No | No | REDBLF_6_GEN 11 | Red Bluff Peaker Unit 11 |  | PGAE | NEO Corporation | PEAKER | RECIPROCATING ENGINE | NATURAL GAS | NP15 | PGE3 | 2001-08-11 |  |  | 3 | A
27512 | Participating Unit | No | No | REDBLF_6_GEN 12 | Red Bluff Peaker Unit 12 |  | PGAE | NEO Corporation | PEAKER | RECIPROCATING ENGINE | NATURAL GAS | NP15 | PGE3 | 2001-08-11 |  |  | 3 | A
27513 | Participating Unit | No | No | REDBLF_6_GEN 13 | Red Bluff Peaker Unit 13 |  | PGAE | NEO Corporation | PEAKER | RECIPROCATING ENGINE | NATURAL GAS | NP15 | PGE3 | 2001-08-11 |  |  | 3 | A
27514 | Participating Unit | No | No | REDBLF_6_GEN 14 | Red Bluff Peaker Unit 14 |  | PGAE | NEO Corporation | PEAKER | RECIPROCATING ENGINE | NATURAL GAS | NP15 | PGE3 | 2001-08-11 |  |  | 3 | A
27515 | Participating Unit | No | No | REDBLF_6_GEN 15 | Red Bluff Peaker Unit 15 |  | PGAE | NEO Corporation | PEAKER | RECIPROCATING ENGINE | NATURAL GAS | NP15 | PGE3 | 2001-08-11 |  |  | 3 | A
27516 | Participating Unit | No | No | REDBLF_6_GEN 16 | Red Bluff Peaker Unit 16 |  | PGAE | NEO Corporation | PEAKER | RECIPROCATING ENGINE | NATURAL GAS | NP15 | PGE3 | 2001-08-11 |  |  | 3 | A
27502 | Participating Unit | No | No | REDBLF_6_GEN 2 | Red Bluff Peaker Unit 2 |  | PGAE | NEO Corporation | PEAKER | RECIPROCATING ENGINE | NATURAL GAS | NP15 | PGE3 | 2001-08-11 |  |  | 3 | A
27503 | Participating Unit | No | No | REDBLF_6_GEN 3 | Red Bluff Peaker Unit 3 |  | PGAE | NEO Corporation | PEAKER | RECIPROCATING ENGINE | NATURAL GAS | NP15 | PGE3 | 2001-08-11 |  |  | 3 | A
27504 | Participating Unit | No | No | REDBLF_6_GEN 4 | Red Bluff Peaker Unit 4 |  | PGAE | NEO Corporation | PEAKER | RECIPROCATING ENGINE | NATURAL GAS | NP15 | PGE3 | 2001-08-11 |  |  | 3 | A
27505 | Participating Unit | No | No | REDBLF_6_GEN 5 | Red Bluff Peaker Unit 5 |  | PGAE | NEO Corporation | PEAKER | RECIPROCATING ENGINE | NATURAL GAS | NP15 | PGE3 | 2001-08-11 |  |  | 3 | A
27506 | Participating Unit | No | No | REDBLF_6_GEN 6 | Red Bluff Peaker Unit 6 |  | PGAE | NEO Corporation | PEAKER | RECIPROCATING ENGINE | NATURAL GAS | NP15 | PGE3 | 2001-08-11 |  |  | 3 | A
27507 | Participating Unit | No | No | REDBLF_6_GEN 7 | Red Bluff Peaker Unit 7 |  | PGAE | NEO Corporation | PEAKER | RECIPROCATING ENGINE | NATURAL GAS | NP15 | PGE3 | 2001-08-11 |  |  | 3 | A
27508 | Participating Unit | No | No | REDBLF_6_GEN 8 | Red Bluff Peaker Unit 8 |  | PGAE | NEO Corporation | PEAKER | RECIPROCATING ENGINE | NATURAL GAS | NP15 | PGE3 | 2001-08-11 |  |  | 3 | A
27509 | Participating Unit | No | No | REDBLF_6_GEN 9 | Red Bluff Peaker Unit 9 |  | PGAE | NEO Corporation | PEAKER | RECIPROCATING ENGINE | NATURAL GAS | NP15 | PGE3 | 2001-08-11 |  |  | 3 | A
83000 | Participating Unit | No | No | RVRVEW_1_UNITA1 | RIVERVIEW ENERGY CENTER | 48.7 | PGAE | Riverview Energy Center LLC | PEAKER | COMBUSTION TURBINE | NATURAL GAS | NP15 | PGE3 | 2003-05-02 |  |  | 49.9 | A
28500 | Participating Unit | No | Yes | CONTRL_1_RUSHCK | RUSH CREEK PLANT (AGGREGATE) | 11.94 | SCE | SCE | HYDRO | HYDRO | WATER | SP15 | SCE1 | 1916-01-01 | Included in BISHOP_1_UNITS telemetry value |  | 11.5 | A
28502 | Participating Unit | No | No |  | Rush Creek Unit 2 |  | SCE | SCE | HYDRO | HYDRO | WATER | SP15 | SCE1 | 1917-01-01 |  |  | 5.5 | A
28501 | Participating Unit | No | No |  | Rush Creek Unit 1 |  | SCE | SCE | HYDRO | HYDRO | WATER | SP15 | SCE1 | 1916-01-01 |  |  | 6 | A
94800 | Participating Unit | No | No | CCRITA_7_RPPCHF | Rancho Penasquitos Hydro Facility | 5.25 | SDGE | San Diego County Water Authority | HYDRO | HYDRO | WATER | SP15 | SDG1 | 2007-01-23 |  |  | 4.65 | A
27600 | Participating Unit | No | No | REDOND_7_UNIT 5 | Redondo Unit 5 | 178.87 | SCE | AES | THERMAL | STEAM | NATURAL GAS | SP15 | SCE1 | 1954-01-01 |  |  | 175 | A
27700 | Participating Unit | No | No | REDOND_7_UNIT 6 | Redondo Unit 6 | 175 | SCE | AES | THERMAL | STEAM | NATURAL GAS | SP15 | SCE1 | 1957-01-01 |  |  | 175 | A
27800 | Participating Unit | No | No | REDOND_7_UNIT 7 | Redondo Unit 7 | 505.96 | SCE | AES | THERMAL | STEAM | NATURAL GAS | SP15 | SCE1 | 1967-01-01 |  |  | 480 | A
27900 | Participating Unit | No | No | REDOND_7_UNIT 8 | Redondo Unit 8 | 495.9 | SCE | AES | THERMAL | STEAM | NATURAL GAS | SP15 | SCE1 | 1967-01-01 |  |  | 480 | A
100800 | Participating Unit | No | No | VISTA_2_RIALTO | Rialto Roof Top Solar Project | 1 | SCE | SCE | SOLAR | PHOTO VOLTAIC | SUN | SP15 | SCE1 | 2011-03-01 |  |  | 1 | A
110700 | Participating Unit | No | No | GLDTWN_6_SOLAR | Rio Grande | 5 | SCE | RE Rio Grande, LLC | SOLAR | PHOTO VOLTAIC | SUN | SP15 | SCE1 | 2013-11-18 |  |  | 5 | A
101000 | Participating Unit | No | No | RVSIDE_2_RERCU3 | Riverside Energy Resource Center (RERC) Unit 3 | 49 | SCE | City of Riverside | PEAKER | COMBUSTION TURBINE | NATURAL GAS | SP15 | RVD1 | 2011-04-01 |  |  | 49.5 | A
101100 | Participating Unit | No | No | RVSIDE_2_RERCU4 | Riverside Energy Resource Center (RERC) Unit 4 | 49 | SCE | City of Riverside | PEAKER | COMBUSTION TURBINE | NATURAL GAS | SP15 | RVD1 | 2011-04-01 |  |  | 49.5 | A
28000 | Participating Unit | No | No | RCKCRK_7_UNIT 1 | Rock Creek Unit 1 | 57 | PGAE | PG&E | HYDRO | HYDRO | WATER | NP15 | PGE3 | 1950-01-01 |  | NF Feather River | 57 | A
28100 | Participating Unit | No | No | RCKCRK_7_UNIT 2 | Rock Creek Unit 2 | 56.9 | PGAE | PG&E | HYDRO | HYDRO | WATER | NP15 | PGE3 | 1950-01-01 |  | NF Feather River | 56.9 | A
28200 | Participating Unit | No | No | ROLLIN_6_UNIT | Rollins PH | 13.5 | PGAE | NID | HYDRO | HYDRO | WATER | NP15 | PGE3 | 1980-01-01 |  |  | 13.5 | A
112900 | Participating Unit | No | No | RUSCTY_2_UNITS | Russell City Energy Center | 625 | PGAE | Russell City Energy Company, LLC | THERMAL | COMBINED CYCLE | NATURAL GAS | NP15 | PGE3 | 2013-08-08 |  |  | 600 | A
28600 | Participating Unit | No | Yes | SALTSP_7_UNITS | SALT SPRINGS PH (AGGREGATE) | 46 | PGAE | PG&E | HYDRO | HYDRO | WATER | NP15 | PGE3 | 1931-01-01 |  | Mokelumne River | 44 | A
28601 | Participating Unit | No | No | SALTSP_7_UNIT 1 | Salt Springs Unit 1 | 12 | PGAE | PG&E | HYDRO | HYDRO | WATER | NP15 | PGE3 | 1931-01-01 |  | Mokelumne River | 11 | A
28602 | Participating Unit | No | No | SALTSP_7_UNIT 2 | Salt Springs Unit 2 | 34 | PGAE | PG&E | HYDRO | HYDRO | WATER | NP15 | PGE3 | 1953-01-01 |  | Mokelumne River | 33 | A
58704 | Participating Unit | No | No | PADUA_6_MWDSDM | SAN DIMAS HYDRO RECOVERY PLANT | 9.9 | SCE | Metropolitan Water Districe | HYDRO | HYDRO | WATER | SP15 | SCE1 | 1981-01-01 | Became PG on 1/1/2005. Formerly part of MESA_6_MWDPH1 aggregate scheduling resource. |  | 9.9 | A
62207 | Participating Unit | Yes | No | PADUA_7_SDIMAS | SAN DIMAS WASH HYDRO | 1.05 | SCE | SAN GABRIEL VALLEY MWD (formerly QFID 4011) | HYDRO | HYDRO | WATER | SP15 | SCE1 | 1986-01-28 | Became Participating Generator on 9/29/2006 |  | 1.05 | A
28700 | Participating Unit | No | No | SANJOA_1_UNIT 1 | SAN JOAQUIN COGEN, LLC | 48 | PGAE | Centennial Power, Inc. (Formerly QFID 25C057) | COGENERATION | COMBUSTION TURBINE | NATURAL GAS | NP15 | PGE3 | 1990-01-01 |  |  | 48.6 | A
29000 | Participating Unit | No | Yes | SLUISP_2_UNITS | SAN LUIS (GIANELLI) P-G PLANT (AGGREGATE) | 374.43 | PGAE | CDWR | HYDRO | PUMPED STORAGE | WATER | NP15 | PGE3 | 1967-01-01 |  |  | 424 | A
29001 | Participating Unit | No | No | SLUISP_2_UNIT 1 | San Luis P-G Unit 1 | 55 | PGAE | CDWR | HYDRO | PUMPED STORAGE | WATER | NP15 | PGE3 | 1967-01-01 |  |  | 53 | A
29002 | Participating Unit | No | No | SLUISP_2_UNIT 2 | San Luis P-G Unit 2 | 55 | PGAE | CDWR | HYDRO | PUMPED STORAGE | WATER | NP15 | PGE3 | 1967-01-01 |  |  | 53 | A
29003 | Participating Unit | No | No | SLUISP_2_UNIT 3 | San Luis P-G Unit 3 | 55 | PGAE | CDWR | HYDRO | PUMPED STORAGE | WATER | NP15 | PGE3 | 1967-01-01 |  |  | 53 | A
29004 | Participating Unit | No | No | SLUISP_2_UNIT 4 | San Luis P-G Unit 4 | 55 | PGAE | CDWR | HYDRO | PUMPED STORAGE | WATER | NP15 | PGE3 | 1967-01-01 |  |  | 53 | A
29005 | Participating Unit | No | No | SLUISP_2_UNIT 5 | San Luis P-G Unit 5 | 55 | PGAE | CDWR | HYDRO | PUMPED STORAGE | WATER | NP15 | PGE3 | 1967-01-01 |  |  | 53 | A
29006 | Participating Unit | No | No | SLUISP_2_UNIT 6 | San Luis P-G Unit 6 | 55 | PGAE | CDWR | HYDRO | PUMPED STORAGE | WATER | NP15 | PGE3 | 1967-01-01 |  |  | 53 | A
29007 | Participating Unit | No | No | SLUISP_2_UNIT 7 | San Luis P-G Unit 7 | 55 | PGAE | CDWR | HYDRO | PUMPED STORAGE | WATER | NP15 | PGE3 | 1967-01-01 |  |  | 53 | A
29008 | Participating Unit | No | No | SLUISP_2_UNIT 8 | San Luis P-G Unit 8 | 55 | PGAE | CDWR | HYDRO | PUMPED STORAGE | WATER | NP15 | PGE3 | 1967-01-01 |  |  | 53 | A
29100 | Participating Unit | No | Yes | SBERDO_2_SNTANA | SANTA ANA RIVER PROJECT (AGGREGATE) | 6.95 | SCE | SCE | HYDRO | HYDRO | WATER | SP15 | SCE1 | 1947-01-01 | Included in MAMMTH_2_EHYDRO telemetry value |  | 6.95 | A
29101 | Participating Unit | No | No |  | Santa Ana PH 1 Unit 1 |  | SCE | SCE | HYDRO | HYDRO | WATER | SP15 | SCE1 | UNK |  |  | 1 | A
29102 | Participating Unit | No | No |  | Santa Ana PH 1 Unit 2 |  | SCE | SCE | HYDRO | HYDRO | WATER | SP15 | SCE1 | UNK |  |  | 1 | A
29105 | Participating Unit | No | No |  | Santa Ana PH 3 Unit 1 |  | SCE | SCE | HYDRO | HYDRO | WATER | SP15 | SCE1 | 1947-01-01 |  |  | 3.1 | A
29104 | Participating Unit | No | No |  | Santa Ana PH 1 Unit 4 |  | SCE | SCE | HYDRO | HYDRO | WATER | SP15 | SCE1 | UNK |  |  | 0.93 | A
29103 | Participating Unit | No | No |  | Santa Ana PH 1 Unit 3 |  | SCE | SCE | HYDRO | HYDRO | WATER | SP15 | SCE1 | UNK |  |  | 0.93 | A
67600 | Participating Unit | No | Yes | CSCCOG_1_UNIT 1 | SANTA CLARA COGEN | 7 | PGAE | SVP (Santa Clara) | COGENERATION | COMBUSTION TURBINE | NATURAL GAS | NP15 | CSC1 | 1981-01-01 |  |  | 7 | A
67602 | Participating Unit | Yes | No |  | SANTA CLARA COGEN |  | PGAE | SVP (Santa Clara) | COGENERATION | COMBUSTION TURBINE | NATURAL GAS | NP15 | CSC1 | 1981-01-01 |  |  | 3.5 | A
67601 | Participating Unit | Yes | No |  | SANTA CLARA COGEN |  | PGAE | SVP (Santa Clara) | COGENERATION | COMBUSTION TURBINE | NATURAL GAS | NP15 | CSC1 | 1981-01-01 |  |  | 3.5 | A
92800 | Participating Unit | Yes | Yes | GRNVLY_7_SCLAND | SANTA CRUZ LANDFILL GENERATING PLANT | 3.04 | PGAE | Ameresco Santa Cruz, LLC | THERMAL | INTERNAL COMBUSTION | LANDFILL GAS | NP15 | PGE3 | 2006-02-02 |  |  | 3.02 | A
67700 | Participating Unit | No | No | SMARQF_1_UNIT 1 | SANTA MARIA COGEN | 8.1 | PGAE | Wellhead Power (Formerly QFID 18C026) | COGENERATION | COMBUSTION TURBINE | NATURAL GAS | ZP26 | PGE4 | 1989-06-21 |  |  | 10.2 | A
111000 | Participating Unit | No | No | DEVERS_1_SOLAR1 | SEPV8 | 12 | SCE | SEPV8, LLC | SOLAR | PHOTO VOLTAIC | SUN | NP15 | PGE3 | 2013-06-01 |  |  | 12 | A
111100 | Participating Unit | No | No | DEVERS_1_SOLAR2 | SEPV9 | 9 | SCE | SEPV9, LLC | SOLAR | PHOTO VOLTAIC | SUN | SP15 | SCE1 | 2013-06-01 |  |  | 9 | A
102700 | Participating Unit | No | No | DALYCT_1_FCELL | SF State Fuel Cell Station | 1.6 | PGAE | Pacific Gas and Electric Company | THERMAL | COMBUSTION TURBINE | NATURAL GAS | NP15 | PGE2 | 2011-09-27 | on the CSUSF campus at 1600 Holloway Avenue, San Francisco, CA. | 1.6 |  | A
92900 | Participating Unit | No | No | BRDSLD_2_SHILO1 | SHILOH I WIND PROJECT | 150 | PGAE | Shiloh I Wind Project LLC | WIND | WIND | WIND | NP15 | PGE3 | 2006-03-30 |  |  | 150 | A
29300 | Participating Unit | No | No | SPIAND_1_UNIT | SIERRA PACIFIC INDUSTRIES (ANDERSON) | 5.7 | PGAE | 13P163EO1 | BIOMASS | STEAM | WOOD WASTE | NP15 | PGE3 | 1986-11-04 | Has its own PGA with the CAISO, effective 4/1/2011. |  | 5.7 | A
29700 | Participating Unit | Yes | No | SPIFBD_1_PL1X2 | SIERRA PACIFIC INDUSTRIES (SONORA) | 7.5 | PGAE | Sierra Pacific Industries | BIOMASS | STEAM | WOOD WASTE | NP15 | PGE3 | 2001-05-29 |  |  | 7.5 | A
29900 | Participating Unit | Yes | No | VESTAL_6_WDFIRE | SIERRA POWER CORPORATION | 7 | SCE | Sierra Power Corp. | BIOMASS | STEAM | WOOD WASTE | SP15 | SCE1 | 1985-01-01 |  |  | 9 | A
89800 | Participating Unit | No | Yes | MOORPK_7_UNITA1 | SIMI VALLEY LANDFILL GAS GENERATION | 2.49 | SCE | WM Energy Solutions | BIOMASS | RECIPROCATING ENGINE | LANDFILL GAS | SP15 | SCE1 | 2004-05-02 |  |  | 2.7 | A
89802 | Participating Unit | No | No |  | SIMI VALLEY LANDFILL UNIT 2 |  | SCE | WM Energy Solutions | BIOMASS | RECIPROCATING ENGINE | LANDFILL GAS | SP15 | SCE1 | UNK |  |  | 1.35 | A
89801 | Participating Unit | No | No |  | SIMI VALLEY LANDFILL UNIT 1 |  | SCE | WM Energy Solutions | BIOMASS | RECIPROCATING ENGINE | LANDFILL GAS | SP15 | SCE1 | UNK |  |  | 1.35 | A
30400 | Participating Unit | No | No | SOUTH_2_UNIT | SOUTH PH | 7.1 | PGAE | PG&E | HYDRO | HYDRO | WATER | NP15 | PGE3 | 1979-01-01 |  |  | 7.1 | A
69300 | Participating Unit | No | No | COTTLE_2_FRNKNH | SOUTH SAN JOAQUIN ID (FRANKENHEIMER) | 5.04 | PGAE |  | HYDRO | HYDRO | WATER | NP15 | PGE3 | 1983-02-12 |  |  | 8.75 | A
69400 | Participating Unit | No | No | VLYHOM_7_SSJID | SOUTH SAN JOAQUIN ID (WOODWARD) | 2.85 | PGAE |  | HYDRO | HYDRO | WATER | NP15 | PGE3 | 1982-04-16 |  |  | 5 | A
31100 | Participating Unit | No | Yes | SPAULD_6_UNIT12 | SPAULDING UNITS 1 & 2 (AGGREGATE) | 11.4 | PGAE | PG&E | HYDRO | HYDRO | WATER | NP15 | PGE3 | 1929-01-01 |  | South Yuba | 11.4 | A
31101 | Participating Unit | No | No | SPAULD_6_UNIT 1 | Spaulding Unit 1 | 7 | PGAE | PG&E | HYDRO | HYDRO | WATER | NP15 | PGE3 | 1929-01-01 |  | South Yuba | 7.8 | A
31102 | Participating Unit | No | No | SPAULD_6_UNIT 2 | Spaulding Unit 2 | 4.4 | PGAE | PG&E | HYDRO | HYDRO | WATER | NP15 | PGE3 | 1929-01-01 |  | South Yuba | 3.6 | A
31200 | Participating Unit | No | Yes | SPICER_1_UNITS | SPICER PH (AGGREGATE) | 6 | PGAE | NCPA | HYDRO | HYDRO | WATER | NP15 | PGE3 | 1990-01-01 | Run-of-River Facility |  | 6.1 | A
31201 | Participating Unit | No | No | SPICER_1_UNIT 1 | Spicer Unit 1 | 2.8 | PGAE | NCPA | HYDRO | HYDRO | WATER | NP15 | PGE3 | 1990-01-01 | Run-of-River Facility |  | 2.8 | A
31202 | Participating Unit | No | No | SPICER_1_UNIT 2 | Spicer Unit 2 | 2.8 | PGAE | NCPA | HYDRO | HYDRO | WATER | NP15 | PGE3 | 1990-01-01 | Run-of-River Facility |  | 2.8 | A
31203 | Participating Unit | No | No | SPICER_1_UNIT 3 | Spicer Unit 3 | 0.5 | PGAE | NCPA | HYDRO | HYDRO | WATER | NP15 | PGE3 | 1990-01-01 | Induction Generator. Run-of-River. Seldom Run. |  | 0.5 | A
105800 | Participating Unit | No | No | SBERDO_2_RTS005 | SPVP005 Redlands RT Solar | 2.5 | SCE | Southern California Edison | SOLAR | PHOTO VOLTAIC | SUN | SP15 | SCE1 | 2012-11-24 |  |  | 2.5 | A
105900 | Participating Unit | No | No | SBERDO_2_RTS007 | SPVP007 Redlands RT Solar | 2.5 | SCE | Southern California Edison | SOLAR | PHOTO VOLTAIC | SUN | SP15 | SCE1 | 2012-11-24 |  |  | 2.5 | A
111700 | Participating Unit | No | No | ETIWND_2_RTS010 | SPVP010 Fontana RT Solar | 1.5 | SCE | Southern California Edison | SOLAR | PHOTO VOLTAIC | SUN | SP15 | SCE1 | 2013-01-08 |  |  | 1.5 | A
112700 | Participating Unit | No | No | ETIWND_2_RTS015 | SPVP015 Fontana RT Solar | 3 | SCE | Southern California Edison | SOLAR | PHOTO VOLTAIC | SUN | SP15 | SCE1 | 2013-01-15 |  |  | 3 | A
106000 | Participating Unit | No | No | ETIWND_2_RTS018 | SPVP018 Fontana RT Solar | 1.5 | SCE | Southern California Edison | SOLAR | PHOTO VOLTAIC | SUN | SP15 | SCE1 | 2012-11-24 |  |  | 1.5 | A
102200 | Participating Unit | No | No | SBERDO_2_REDLND | SPVP022 Redlands RT Solar | 2 | SCE | Southern California Edison | SOLAR | PHOTO VOLTAIC | SUN | SP15 | SCE1 | 2011-03-23 | a warehouse roof at 27221 Pioneer Avenue, Redlands, CA 92374 |  | 2.5 | A
112800 | Participating Unit | No | No | ETIWND_2_RTS023 | SPVP023 Fontana RT Solar | 2.5 | SCE | Southern California Edison | SOLAR | PHOTO VOLTAIC | SUN | SP15 | SCE1 | 2013-01-16 |  |  | 2.5 | A
106100 | Participating Unit | No | No | VESTAL_2_RTS042 | SPVP042 Porterville Solar | 5 | SCE | Southern California Edison | SOLAR | PHOTO VOLTAIC | SUN | SP15 | SCE1 | 2012-11-24 |  |  | 5 | A
31500 | Participating Unit | No | Yes | ELKCRK_6_STONYG | STONEY GORGE PH (AGGREGATE) | 4.9 | PGAE | SVP (Santa Clara) | HYDRO | HYDRO | WATER | NP15 | PGE3 | 1986-01-01 |  |  | 4.9 | A
31502 | Participating Unit | No | No |  | Stoney Gorge Unit 2 |  | PGAE | SVP (Santa Clara) | HYDRO | HYDRO | WATER | NP15 | PGE3 | 1986-01-01 |  |  | 2.45 | A
31501 | Participating Unit | No | No |  | Stoney Gorge Unit 1 |  | PGAE | SVP (Santa Clara) | HYDRO | HYDRO | WATER | NP15 | PGE3 | 1986-01-01 |  |  | 2.45 | A
31800 | Participating Unit | No | Yes | LAWRNC_7_SUNYVL | SUNNYVALE LANDFILL GAS POWER GENERATION FACILITY | 0.3 | PGAE | City of Sunnyvale | BIOMASS | RECIPROCATING ENGINE | LANDFILL GAS | NP15 | PGE3 | 1999-01-01 | Formerly Res ID SUNYVL_1_PL1X2 |  | 1.6 | A
31801 | Participating Unit | No | No |  | SUNNYVALE LANDFILL GAS UNIT 1 |  | PGAE | City of Sunnyvale | BIOMASS | RECIPROCATING ENGINE | LANDFILL GAS | NP15 | PGE3 | 1999-01-01 |  |  | 0.8 | A
31802 | Participating Unit | No | No |  | SUNNYVALE LANDFILL GAS UNIT 2 |  | PGAE | City of Sunnyvale | BIOMASS | RECIPROCATING ENGINE | LANDFILL GAS | NP15 | PGE3 | 1999-01-01 |  |  | 0.8 | A
31900 | Participating Unit | No | Yes | SUNRIS_2_PL1X3 | SUNRISE POWER PROJECT (AGGREGATE) | 590 | PGAE | Edison Mission Energy | THERMAL | COMBINED CYCLE | NATURAL GAS | ZP26 | PGE4 | 2001-06-07 |  |  | 590 | A
31901 | Participating Unit | No | No | SUNRIS_2_UNIT 1 | Sunrise Power Project Unit 1 | 164 | PGAE | Edison Mission Energy | THERMAL | COMBUSTION TURBINE | NATURAL GAS | ZP26 | PGE4 | 2001-06-07 |  |  | 173.33 | A
31902 | Participating Unit | No | No | SUNRIS_2_UNIT 2 | Sunrise Power Project Unit 2 | 164 | PGAE | Edison Mission Energy | THERMAL | COMBUSTION TURBINE | NATURAL GAS | ZP26 | PGE4 | 2001-06-07 |  |  | 173.33 | A
31903 | Participating Unit | No | No | SUNRIS_2_UNIT 3 | Sunrise Power Project Unit 3 | 272 | PGAE | Edison Mission Energy | THERMAL | STEAM | NATURAL GAS | ZP26 | PGE4 | UNK |  |  | 266 | A
32000 | Participating Unit | No | Yes | SUTTER_2_PL1X3 | SUTTER POWER PLANT (AGGREGATE) | 525 | PGAE | Calpine | THERMAL | COMBINED CYCLE | NATURAL GAS | NP15 | PGE3 | 2001-05-04 | Moved to SMUD Control Area 1/1/2005. Came back to ISO Control Area as Pseudo tie unit 12/1/2005 |  | 572 | A
32001 | Participating Unit | No | No | SUTTER_2_CTG1 | Sutter Power Plant Unit 1 | 186 | PGAE | Calpine | THERMAL | COMBUSTION TURBINE | NATURAL GAS | NP15 | PGE3 | 2001-05-04 | Came back to ISO Control Area as Pseudo tie unit 12/1/2005 |  | 186 | A
32002 | Participating Unit | No | No | SUTTER_2_CTG2 | Sutter Power Plant Unit 2 | 186 | PGAE | Calpine | THERMAL | COMBUSTION TURBINE | NATURAL GAS | NP15 | PGE3 | 2001-05-04 | Came back to ISO Control Area as Pseudo tie unit 12/1/2005 |  | 186 | A
32003 | Participating Unit | No | No | SUTTER_2_STG | Sutter Power Plant Unit 3 | 200 | PGAE | Calpine | THERMAL | STEAM | HEAT RECOVERY | NP15 | PGE3 | 2001-05-04 | Came back to ISO Control Area as Pseudo tie unit 12/1/2005 |  | 200 | A
90600 | Participating Unit | No | No | CHILLS_7_UNITA1 | SYCAMORE CANYON LANDFILL PLANT B | 2 | SDGE | Gas Recovery Systems | BIOMASS | RECIPROCATING ENGINE | LANDFILL GAS | SP15 | SDG1 | 2004-07-14 |  |  | 3 | A
70401 | Participating Unit | Yes | No | SYCAMR_2_UNIT 1 | SYCAMORE COGENERATION COMPANY UNIT 1 | 90 | SCE |  | COGENERATION | COMBUSTION TURBINE | NATURAL GAS | SP15 | SCE1 | 1987-01-01 |  |  | 75 | A
70402 | Participating Unit | Yes | No | SYCAMR_2_UNIT 2 | SYCAMORE COGENERATION COMPANY UNIT 2 | 90 | SCE |  | COGENERATION | COMBUSTION TURBINE | NATURAL GAS | SP15 | SCE1 | 1987-01-01 |  |  | 75 | A
70403 | Participating Unit | Yes | No | SYCAMR_2_UNIT 3 | SYCAMORE COGENERATION COMPANY UNIT 3 | 90 | SCE |  | COGENERATION | COMBUSTION TURBINE | NATURAL GAS | SP15 | SCE1 | 1987-01-01 |  |  | 75 | A
70404 | Participating Unit | Yes | No | SYCAMR_2_UNIT 4 | SYCAMORE COGENERATION COMPANY UNIT 4 | 90 | SCE |  | COGENERATION | COMBUSTION TURBINE | NATURAL GAS | SP15 | SCE1 | 1987-01-01 |  |  | 75 | A
113700 | Participating Unit | No | No | SANWD_1_QF | San Gorgonio Farms Wind Farm | 31 | SCE | Southern California Edison | WIND | WIND | WIND | SP15 | SCE1 | 2012-03-27 |  |  | 31 | A
28800 | Participating Unit | No | No | CRNEVL_6_SJQN 2 | San Joaquin PH 2 | 3.2 | PGAE | PGAE | HYDRO | HYDRO | WATER | NP15 | PGE3 | 1917-01-01 |  |  | 3.2 | A
28900 | Participating Unit | No | No | CRNEVL_6_SJQN 3 | San Joaquin PH 3 | 4.2 | PGAE | PGAE | HYDRO | HYDRO | WATER | NP15 | PGE3 | 1923-01-01 |  |  | 4.2 | A
101500 | Participating Unit | No | No | SMRCOS_6_LNDFIL | San Marcos Energy | 1.5 | SDGE | San Marcos Energy LLC | BIOMASS | RECIPROCATING ENGINE | LANDFILL GAS | SP15 | SDG1 | 2011-05-20 |  |  | 1.6 | A
101800 | Participating Unit | No | No | AVENAL_6_SANDDG | Sand Drag Solar Project | 19 | PGAE | Sand Drag Solar Project | SOLAR | PHOTO VOLTAIC | SUN | NP15 | PGE2 | 2011-08-05 |  |  | 19 | A
76000 | Participating Unit | No | No | ZOND_6_UNIT | Santa Clara Wind Project | 17.1 | PGAE | Seawest Power Resources, LLC (formerly QFID 01W017) | WIND | WIND | WIND | NP15 | PGE3 | 1985-12-30 | Converted to Participating unit on 8/26/2006. |  | 24.1 | A
99900 | Participating Unit | No | No | PSWEET_1_STCRUZ | Santa Cruz Energy LLC | 1.6 | PGAE | Santa Cruz Energy LLC | BIOMASS | RECIPROCATING ENGINE | LANDFILL GAS | NP15 | PGE3 | 2010-02-06 |  |  | 1.6 | A
99800 | Participating Unit | No | No | SISQUC_1_SMARIA | Santa Maria II LFG Power Plant | 1.42 | PGAE | J&A-Santa Maria II, LLC | BIOMASS | RECIPROCATING ENGINE | LANDFILL GAS | NP15 | PGE1 | 2010-09-27 |  |  | 1.48 | A
103300 | Participating Unit | No | No | BRDSLD_2_SHLO3A | Shiloh III - Phase A | 102.5 | PGAE | Shiloh III Wind Project, LLC | WIND | WIND | WIND | NP15 | PGE3 | 2011-12-22 | 50 Repower brand wind turbines rated at 2 MW each. 6523 Montezuma Hill Road, Birds Landing , CA 94512. POD:230 kV bus in the Bird's Landing substation (Peabody-CoCo PP 230 kV). |  | 100 | A
106400 | Participating Unit | No | No | BRDSLD_2_SHLO3B | Shiloh IV Wind Project | 100 | PGAE | Shiloh IV Wind Project, LLC | WIND | WIND | WIND | NP15 | PGE3 | 2012-12-08 |  |  | 100 | A
97300 | Participating Unit | No | No | BRDSLD_2_SHILO2 | Shiloh Wind Project 2 | 150 | PGAE | Shiloh Wind Project 2, LLC | WIND | WIND | WIND | NP15 | PGE3 | 2009-01-27 |  |  | 150 | A
98500 | Participating Unit | No | No | LNCSTR_6_SOLAR | Sierra Sun Tower Unit #1 | 7.5 | SCE | Sierra Sun Tower, LLC | SOLAR | STEAM | SUN | SP15 | SCE1 | UNK |  |  | 7.5 | A
110200 | Participating Unit | No | No | IVSLRP_2_SOLAR1 | Silver Ridge Mount Signal | 69 | SDGE | Silver Ridge Mount Signal | SOLAR | PHOTO VOLTAIC | SUN | SP15 | SDG1 | 2013-12-31 |  |  | 200 | A
30000 | Participating Unit | No | No | SLYCRK_1_UNIT 1 | Sly Creek PH | 13 | PGAE | OWID | HYDRO | HYDRO | WATER | NP15 | PGE3 | 1983-01-01 |  | SF Feather River | 13 | A
113800 | Participating Unit | No | No | USWNDR_2_SMUD2 | Solano Wind Project Phase 3 | 127.8 | PGAE | Sacramento Municipal Utility District | WIND | WIND |  | NP15 | PGE3 | 2012-04-18 |  |  | 128 | A
31000 | Participating Unit | No | No | SPAULD_6_UNIT 3 | Spaulding Unit 3 | 6.5 | PGAE | PG&E | HYDRO | HYDRO | WATER | NP15 | PGE3 | 1928-01-01 |  | South Yuba | 6.5 | A
31300 | Participating Unit | No | No | SPRGAP_1_UNIT 1 | Spring Gap Unit 1 | 7 | PGAE | PG&E | HYDRO | HYDRO | WATER | NP15 | PGE3 | 1921-01-01 |  |  | 7 | A
31400 | Participating Unit | No | No | STANIS_7_UNIT 1 | Stanislaus Unit 1 | 91 | PGAE | PG&E | HYDRO | HYDRO | WATER | NP15 | PGE3 | 1963-01-01 |  | Stanislaus River | 91 | A
97100 | Participating Unit | No | No | PNCHPP_1_PL1X2 | Starwood Power | 119.91 | PGAE | Starwood Power-Midway, LLC | PEAKER | COMBUSTION TURBINE | NATURAL GAS | NP15 | PGE3 | 2009-05-04 | simple-cycle resource consisting of 2 combustion turbine generator sets |  | 120 | A
103000 | Participating Unit | No | No | STROUD_6_SOLAR | Stroud Solar Station | 20 | PGAE | Pacific Gas and Electric Company | SOLAR | PHOTO VOLTAIC | SUN | NP15 | PGE2 | 2011-10-04 | at 18285 West Kamm Avenue, Helm, CA 93627 |  | 20 | A
101700 | Participating Unit | No | No | AVENAL_6_SUNCTY | Sun City Solar Project | 20 | PGAE | Sun City Project LLC | SOLAR | PHOTO VOLTAIC | SUN | NP15 | PGE2 | 2011-08-05 |  |  | 20 | A
109100 | Participating Unit | No | No | CORONS_2_SOLAR | SunEdison - Corona | 1 | SCE | SCE | SOLAR | PHOTO VOLTAIC | SUN | SP15 | SCE1 | 2013-04-24 |  |  | 1 | A
100000 | Participating Unit | No | No | MARTIN_1_SUNSET | Sunset Reservoir - North Basin | 4.5 | PGAE | RE SFCity1, LP | SOLAR | PHOTO VOLTAIC | SUN | NP15 | PGE3 | 2010-10-29 |  |  | 4.5 | A
101400 | Participating Unit | No | No | CHILLS_1_SYCENG | Sycamore Energy 1 | 1.5 | SDGE | Sycamore Energy 1 LLC | BIOMASS | COMBUSTION TURBINE | LANDFILL GAS | SP15 | SDG1 | 2011-05-19 |  |  | 1.9 | A
84300 | Participating Unit | No | Yes | TERMEX_2_PL1X3 | TERMOELCTRICA DE MEXICALI (Aggregate) | 625 | SDGE | Termoelectrica De Mexicali | THERMAL | COMBINED CYCLE | NATURAL GAS | SP15 | SDG1 | 2003-07-30 |  |  | 668 | A
84301 | Participating Unit | No | No |  | TERMOELCTRICA DE MEXICALI CTG UNIT 1 |  | SDGE | Termoelectrica De Mexicali | THERMAL | COMBUSTION TURBINE | NATURAL GAS | SP15 | SDG1 | 2003-07-30 |  |  | 180 | A
84303 | Participating Unit | No | No |  | TERMOELCTRICA DE MEXICALI STG UNIT |  | SDGE | Termoelectrica De Mexicali | THERMAL | STEAM | HEAT RECOVERY | SP15 | SDG1 | 2003-07-30 |  |  | 308 | A
84302 | Participating Unit | No | No |  | TERMOELCTRICA DE MEXICALI CTG UNIT 2 |  | SDGE | Termoelectrica De Mexicali | THERMAL | COMBUSTION TURBINE | NATURAL GAS | SP15 | SDG1 | 2003-07-30 |  |  | 180 | A
71400 | Participating Unit | Yes | No | TXMCKT_6_UNIT | TEXACO INC. (MCKITTRICK) | 11.2 | PGAE | 25C193 | COGENERATION | COMBUSTION TURBINE | NATURAL GAS | ZP26 | PGE4 | 1994-10-01 |  |  | 11.5 | A
32200 | Participating Unit | No | Yes | TIGRCK_7_UNITS | TIGER CREEK PH (AGGREGATE) | 62 | PGAE | PG&E | HYDRO | HYDRO | WATER | NP15 | PGE3 | 1931-01-01 |  | Mokelumne River | 56 | A
32201 | Participating Unit | No | No | TIGRCK_7_UNIT 1 | Tiger Creek Unit 1 | 31 | PGAE | PG&E | HYDRO | HYDRO | WATER | NP15 | PGE3 | 1931-01-01 |  | Mokelumne River | 28 | A
32202 | Participating Unit | No | No | TIGRCK_7_UNIT 2 | Tiger Creek Unit 2 | 31 | PGAE | PG&E | HYDRO | HYDRO | WATER | NP15 | PGE3 | 1931-01-01 |  | Mokelumne River | 28 | A
32300 | Participating Unit | No | No | TOADTW_6_UNIT | TOADTOWN PH | 1.5 | PGAE | PG&E | HYDRO | HYDRO | WATER | NP15 | PGE3 | 1986-01-01 |  |  | 1.5 | A
83200 | Participating Unit | No | No | SCHLTE_1_UNITA1 | TRACY PEAKER PLANT UNIT 1 | 86 | PGAE | GWF Energy LLC | PEAKER | COMBUSTION TURBINE | NATURAL GAS | NP15 | PGE3 | 2003-05-30 |  |  | 85 | A
83300 | Participating Unit | No | No | SCHLTE_1_UNITA2 | TRACY PEAKER PLANT UNIT 2 | 86 | PGAE | GWF Energy LLC | PEAKER | COMBUSTION TURBINE | NATURAL GAS | NP15 | PGE3 | 2003-05-30 |  |  | 85 | A
32500 | Participating Unit | No | No | SPRGVL_2_TULE | TULE PH (PG&E) | 6.4 | SCE | PG&E | HYDRO | HYDRO | WATER | SP15 | SCE1 | 1914-01-01 |  |  | 6.4 | A
32600 | Participating Unit | No | No | SPRGVL_2_TULESC | TULE PH (SCE) | 2.5 | SCE | SCE | HYDRO | HYDRO | WATER | SP15 | SCE1 | 1909-01-01 | Included in MAMMTH_2_EHYDRO telemetry value |  | 2.52 | A
32700 | Participating Unit | No | Yes | TULLCK_7_UNITS | TULLOCH PH (AGGREGATE) | 18.7 | PGAE | TRI-DAM PROJECT | HYDRO | HYDRO | WATER | NP15 | PGE3 | 1958-01-01 |  | Stanislaus River | 18.7 | A
32701 | Participating Unit | No | No | TULLCK_7_UNIT 1 | TULLOCH Unit 1 | 9.9 | PGAE | TRI-DAM PROJECT | HYDRO | HYDRO | WATER | NP15 | PGE3 | 1958-01-01 |  | Stanislaus River | 9.85 | A
32702 | Participating Unit | No | No | TULLCK_7_UNIT 2 | TULLOCH Unit 2 | 9.9 | PGAE | TRI-DAM PROJECT | HYDRO | HYDRO | WATER | NP15 | PGE3 | 1958-01-01 |  | Stanislaus River | 9.85 | A
103400 | Participating Unit | No | No | FTSWRD_6_TRFORK | Three Forks Water Power Project | 1.63 | PGAE | Grizzly Mountain Ranch | HYDRO | HYDRO | WATER | NP15 | PGE3 | 2011-11-01 | Mile Marker 6, Stewart Ranch Rd, One quarter mi north of Gort Sward Sub Station. Zenia, CA 95595 Fort Seward Sub Station. 60 kV Bus at Fort Seward Sub 12V |  | 1.8 | A
97900 | Participating Unit | Yes | No | SAUGUS_2_TOLAND | Toland Landfill gas to Energy Project | 1.57 | SCE | Ventura Regional Sanitation District | BIOMASS | COMBUSTION TURBINE | LANDFILL GAS | SP15 | SCE1 | 2009-08-25 |  |  | 2.8 | A
113200 | Participating Unit | No | No | TOPAZ_2_SOLAR | Topaz Solar Farms | 237 | PGAE | MidAmerican Solar, LLC | SOLAR | PHOTO VOLTAIC | SUN | NP15 | PGE2 | 2013-09-09 |  |  | 550 | A
105600 | Participating Unit | No | Yes | SCHLTE_1_PL1X3 | Tracy Combined Cycle Power Plant | 332.28 | PGAE | GWF Energy LLC | PEAKER | COMBINED CYCLE | NATURAL GAS | NP15 | PGE3 | 2012-11-01 | This project was a 175 MW steam turbine addition to the existing two combustion turbines on site to create a combined cycle resource. GWF Tracy Power Plant is located at 14950 W. Schulte Rd, Tracy, CA 95377. |  | 332.28 | A
93400 | Participating Unit | No | Yes | FROGTN_7_UTICA | UTICA POWER HYDRO AGGREGATE | 6.2 | PGAE | UTICA POWER AUTHORITY | HYDRO | AGGREGATION | WATER | NP15 | PGE3 | 1940-01-01 | Aggregation of Angels and Murphys powerhouses | Stanislaus River | 5.5 | A
23100 | Participating Unit | No | No |  | MURPHYS POWERHOUSE | 3 | PGAE | UTICA POWER AUTHORITY | HYDRO | HYDRO | WATER | NP15 | PGE3 | 1954-01-01 | Included in FROGTN aggregate 3/1/2007 | Stanislaus River | 4.5 | A
1600 | Participating Unit | No | No |  | ANGELS POWERHOUSE | 1 | PGAE | UTICA POWER AUTHORITY | HYDRO | HYDRO | WATER | NP15 | PGE3 | 1940-01-01 | Included in FROGTN aggregate 3/1/2007 | Stanislaus River | 1 | A
32900 | Participating Unit | No | No | VOLTA_2_UNIT 1 | VOLTA UNIT 1 | 9.1 | PGAE | PG&E | HYDRO | HYDRO | WATER | NP15 | PGE3 | 1980-01-01 |  |  | 9.1 | A
33000 | Participating Unit | No | No | VOLTA_2_UNIT 2 | VOLTA UNIT 2 | 1 | PGAE | PG&E | HYDRO | HYDRO | WATER | NP15 | PGE3 | 1981-01-01 |  |  | 1 | A
113300 | Participating Unit | No | No | VACADX_1_NAS | Vaca Dixon Battery NAS | 1.85 | PGAE | Pacific Gas and Electric Co. | STORAGE | BATTERY | VARIOUS | NP15 | PGE2 | 2013-09-06 |  |  | 2.4 | A
32800 | Participating Unit | No | No | VACADX_1_UNITA1 | Vaca Dixon Peaker Plant | 50.61 | PGAE | CalPeak Power - Vaca Dixon, LLC | PEAKER | COMBUSTION TURBINE | NATURAL GAS | NP15 | PGE3 | 2002-06-21 |  |  | 48.49 | A
98300 | Participating Unit | No | No | VACADX_1_SOLAR | Vaca-Dixon Solar Station | 2.5 | PGAE | PG&E | SOLAR | PHOTO VOLTAIC | SUN | NP15 | PGE2 | 2009-12-23 |  |  | 2 | A
33100 | Participating Unit | No | Yes | WARNE_2_UNIT | WARNE PH (AGGREGATE) | 76 | SCE | CDWR | HYDRO | HYDRO | WATER | SP15 | SCE1 | 1982-01-01 |  |  | 78.2 | A
33101 | Participating Unit | No | No | WARNE_2_UNIT 1 | Warne Unit 1 | 39.1 | SCE | CDWR | HYDRO | HYDRO | WATER | SP15 | SCE1 | 1982-01-01 |  |  | 39.1 | A
33102 | Participating Unit | No | No | WARNE_2_UNIT 2 | Warne Unit 2 | 39.1 | SCE | CDWR | HYDRO | HYDRO | WATER | SP15 | SCE1 | 1983-01-01 |  |  | 39.1 | A
24600 | Participating Unit | No | Yes | PNOCHE_1_PL1X2 | WELLHEAD - PANOCHE PEAKER | 49.97 | PGAE | Wellhead Power Panoche | PEAKER | AGGREGATION | NATURAL GAS | NP15 | PGE3 | 2005-06-14 |  |  | 49.35 | A
24601 | Participating Unit | No | No | PNOCHE_7_CTG1 | WELLHEAD - PANOCHE CTG UNIT 1 | 49 | PGAE | Wellhead Power Panoche | PEAKER | COMBUSTION TURBINE | NATURAL GAS | NP15 | PGE3 | 2001-12-14 |  |  | 49 | A
24602 | Participating Unit | No | No | PNOCHE_7_ICE2 | WELLHEAD - PANOCHE ICE UNIT 2 | 0.3 | PGAE | Wellhead Power Panoche | PEAKER | INTERNAL COMBUSTION | NATURAL GAS | NP15 | PGE3 | 2005-06-14 |  |  | 0.35 | A
89200 | Participating Unit | No | No | BUCKWD_7_WINTCV | WINTEC V FACILITY | 1.32 | SCE | Wintec Energy, Ltd. | WIND | WIND | WIND | SP15 | SCE1 | 2003-12-30 |  |  | 1.32 | A
33800 | Participating Unit | No | Yes | WISHON_6_UNITS | WISHON/SAN JOAQUIN 1-A (AGGREGATE) | 18.4 | PGAE | PG&E | HYDRO | HYDRO | WATER | NP15 | PGE3 | 1910-01-01 |  | San Joaquin River | 18.4 | A
33805 | Participating Unit | No | No | CRNEVL_6_SJQN 1 | San Joaquin 1-A | 0.4 | PGAE | PG&E | HYDRO | HYDRO | WATER | NP15 | PGE3 | 1910-01-01 |  | San Joaquin River | 0.4 | A
33801 | Participating Unit | No | No | WISHON_6_UNIT 1 | Wishon Unit 1 | 5.6 | PGAE | PG&E | HYDRO | HYDRO | WATER | NP15 | PGE3 | 1910-01-01 |  | San Joaquin River | 5.6 | A
33802 | Participating Unit | No | No | WISHON_6_UNIT 2 | Wishon Unit 2 | 5.6 | PGAE | PG&E | HYDRO | HYDRO | WATER | NP15 | PGE3 | 1910-01-01 |  | San Joaquin River | 5.6 | A
33803 | Participating Unit | No | No | WISHON_6_UNIT 3 | Wishon Unit 3 | 5.6 | PGAE | PG&E | HYDRO | HYDRO | WATER | NP15 | PGE3 | 1910-01-01 |  | San Joaquin River | 5.6 | A
33804 | Participating Unit | No | No | WISHON_6_UNIT 4 | Wishon Unit 4 | 5.6 | PGAE | PG&E | HYDRO | HYDRO | WATER | NP15 | PGE3 | 1910-01-01 |  | San Joaquin River | 5.6 | A
107100 | Participating Unit | No | No | GARNET_1_WT3WND | WKN Wagner, LLC | 6 | SCE | WKN Wagner, LLC | WIND | WIND | WIND | SP15 | SCE1 | 2012-12-21 |  |  | 6 | A
82600 | Participating Unit | No | No | WOLFSK_1_UNITA1 | WOLFSKILL ENERGY CENTER | 46.9 | PGAE | Wolfskill Energy Center, LLC (Calpine) | PEAKER | COMBUSTION TURBINE | NATURAL GAS | NP15 | PGE3 | 2003-03-22 |  |  | 49.9 | A
75300 | Participating Unit | Yes | No | BIOMAS_1_UNIT 1 | WOODLAND BIOMASS | 28.8 | PGAE | WOODLAND BIOMASS POWER, LLC | BIOMASS | STEAM | WOOD WASTE | NP15 | PGE3 | 1989-08-31 |  |  | 28 | A
108600 | Participating Unit | No | No | WALCRK_2_CTG1 | Walnut Creek Energy Park Unit 1 | 96 | SCE | Walnut Creek Energy, LLC | THERMAL | COMBUSTION TURBINE | NATURAL GAS | SP15 | SCE1 | 2013-03-21 |  |  | 100.1 | A
108700 | Participating Unit | No | No | WALCRK_2_CTG2 | Walnut Creek Energy Park Unit 2 | 96 | SCE | Walnut Creek Energy, LLC | THERMAL | COMBUSTION TURBINE | NATURAL GAS | SP15 | SCE1 | 2013-03-21 |  |  | 100.1 | A
108800 | Participating Unit | No | No | WALCRK_2_CTG3 | Walnut Creek Energy Park Unit 3 | 96 | SCE | Walnut Creek Energy, LLC | THERMAL | COMBUSTION TURBINE | NATURAL GAS | SP15 | SCE1 | 2013-03-21 |  |  | 100.1 | A
108500 | Participating Unit | No | No | WALCRK_2_CTG4 | Walnut Creek Energy Park Unit 4 | 96 | SCE | Walnut Creek Energy, LLC | THERMAL | COMBUSTION TURBINE | NATURAL GAS | SP15 | SCE1 | 2013-03-29 |  |  | 100.1 | A
109300 | Participating Unit | No | No | WALCRK_2_CTG5 | Walnut Creek Energy Park Unit 5 | 100 | SCE | Walnut Creek Energy, LLC | THERMAL | COMBUSTION TURBINE | NATURAL GAS | SP15 | SCE1 | 2013-04-30 |  |  | 100 | A
107600 | Participating Unit | No | No | VESTAL_2_WELLHD | Wellhead Power Delano | 49 | SCE | Wellhead Power Delano, LLC | THERMAL | COMBUSTION TURBINE | NATURAL GAS | SP15 | SCE1 | 2013-01-16 |  |  | 49 | A
112000 | Participating Unit | No | No | GATES_2_WSOLAR | West Gates Solar Station | 10 | PGAE | Pacific Gas and Electric Company | SOLAR | PHOTO VOLTAIC | SUN | NP26 | PGE3 | 2013-06-24 |  |  | 10 | A
33200 | Participating Unit | No | No | WESTPT_2_UNIT | West Point PH | 14 | PGAE | PG&E | HYDRO | HYDRO | WATER | NP15 | PGE3 | 1948-01-01 |  | Mokelumne River | 14 | A
102400 | Participating Unit | No | No | SCHNDR_1_WSTSDE | Westside Solar Station | 15 | PGAE | Pacific Gas & Electric Company | SOLAR | PHOTO VOLTAIC | SUN | NP15 | PGE2 | 2011-09-13 | located at 24245 South Trinity Avenue, Fivepoints, CA 93624, in Fresno County |  | 15 | A
112100 | Participating Unit | No | No | OLIVEP_1_SOLAR | White River Solar | 20 | PGAE | SPS White River, LLC | SOLAR | PHOTO VOLTAIC | SUN | NP26 | PGE2 | 2013-06-22 |  |  | 20 | A
33500 | Participating Unit | No | No | WHTWTR_1_WINDA1 | Whitewater Hill Wind Project | 61.5 | SCE | Whitewater Hill Wind Partners, LLC | WIND | WIND | WIND | SP15 | SCE1 | 2002-08-31 |  |  | 61.5 | A
110800 | Participating Unit | No | No | ARBWD_6_QF | Wind Resource II | 19.95 | SCE | CalWind Resources, Incorporated | WIND | WIND | WIND | SP15 | SCE1 | 2013-05-20 |  |  | 19.95 | A
104000 | Participating Unit | No | Yes | WNDSTR_2_WIND | Windstar I | 120 | SCE | Windstar Energy, LLC | WIND | WIND | WIND | SP15 | SCE1 | 2012-01-28 | 13949 Cameron Road, Tehachapi, CA 93561 POD: 220kV bus at Vincent Substation |  | 120 | A
104001 | Non-Participating | No | No | WNDSTR_2_WIND1 | Windstar 1 | 60 | SCE | Windstar Energy, LLC | WIND | WIND | WIND | SP15 | SCE1 | 2012-01-28 | 13949 Cameron Road, Tehachapi, CA 93561 POD: 220kV bus at Vincent Substation |  | 60 | A
104002 | Non-Participating | No | No | WNDSTR_2_WIND2 | Windstar 1 | 60 | SCE | Windstar Energy, LLC | WIND | WIND | WIND | SP15 | SCE1 | 2012-01-28 | 13949 Cameron Road, Tehachapi, CA 93561 POD: 220kV bus at Vincent Substation |  | 60 | A
33600 | Participating Unit | No | No | WISE_1_UNIT 1 | Wise Unit 1 | 14.5 | PGAE | PG&E | HYDRO | HYDRO | WATER | NP15 | PGE1 | 1917-01-01 |  | South Yuba | 14.5 | A
33700 | Participating Unit | No | No | WISE_1_UNIT 2 | Wise Unit 2 | 3.2 | PGAE | PG&E | HYDRO | HYDRO | WATER | NP15 | PGE1 | 1986-01-01 |  | South Yuba | 3.2 | A
33900 | Participating Unit | No | No | WDLEAF_7_UNIT 1 | Woodleaf PH | 60 | PGAE | OWID | HYDRO | HYDRO | WATER | NP15 | PGE3 | 1963-01-01 |  | SF Feather River | 60 | A
58705 | Participating Unit | No | No | VILLPK_6_MWDYOR | YORBA LINDA HYDRO RECOVERY PLANT | 5.1 | SCE | Metropolitan Water Districe | HYDRO | HYDRO | WATER | SP15 | SCE1 | 1981-01-01 | Became PG on 1/1/2005. Formerly part of MESA_6_MWDPH1 aggregate scheduling resource. |  | 5.1 | A
34000 | Participating Unit | No | No | YUBACT_6_UNITA1 | Yuba City Energy Center | 46 | PGAE | Yuba City Energy Center, LLC | PEAKER | COMBUSTION TURBINE | NATURAL GAS | NP15 | PGE3 | 2002-07-26 |  |  | 49.9 | A
34100 | Non-Participating | Yes | No | MCGEN_1_UNIT | ACE COGENERATION COMPANY | 118.32 | SCE | 2071 | COGENERATION | STEAM | COAL | SP15 | SCE1 | 1990-09-20 |  |  | 96 | A
60600 | Non-Participating | Yes | No | PTLOMA_6_NTCCGN | AEI MCRD STEAM TURBINE | 2.58 | SDGE | 162 | COGENERATION | STEAM | HEAT RECOVERY | SP15 | SDG1 | 1989-01-01 |  |  | 2.58 | A
34200 | Non-Participating | Yes | No | CHEVCO_6_UNIT 2 | AERA ENERGY LLC. (Coalinga) | 12.5 | PGAE | 25C249 | COGENERATION |  | NATURAL GAS | NP15 | PGE3 | 1988-06-03 |  |  | 12.5 | A
83400 | Non-Participating | No | No | COLTON_6_AGUAM1 | AGUA MANSA GENERATING FACILITY | 43 | SCE | City of Colton | PEAKER | COMBUSTION TURBINE | NATURAL GAS | SP15 | SCE1 | 2003-06-27 |  |  | 43 | A
34400 | Non-Participating | Yes | No | KALINA_2_UNIT 1 | ALTAMONT COGENERATION CORP. | 7.48 | PGAE | 16C047 | COGENERATION |  | NATURAL GAS | NP15 | PGE3 | 1990-04-13 |  |  | 7.48 | A
34500 | Non-Participating | Yes | No | ALTMID_2_UNIT 1 | ALTAMONT MIDWAY LTD. | 12.5 | PGAE | 16W009 | WIND | WIND | WIND | NP15 | PGE3 | 1985-04-16 |  |  | 56.2 | A
34600 | Non-Participating | Yes | Yes | FLOWD2_2_UNIT 1 | ALTAMONT POWER (AGGREGATE) | 55 | PGAE | 16W010, 16W015, 16W016, 16W017 | WIND | WIND | WIND | NP15 | PGE3 | 1985-01-01 |  |  | 55 | A
34602 | Non-Participating | Yes | No |  | Altamont Power LLC (4-4) | 18.96 | PGAE | 16W015 | WIND | WIND | WIND | NP15 | PGE3 | 1987-01-01 |  |  | 18.96 | A
34605 | Non-Participating | Yes | No |  | Altamont Power LLC (Partners 2) - highly inactive | 4 | PGAE | 16W010 | WIND | WIND | WIND | NP15 | PGE3 | UNK |  |  | 4 | A
34604 | Non-Participating | Yes | No |  | Altamont Powre LLC (6-4) | 18.99 | PGAE | 16W017 | WIND | WIND | WIND | NP15 | PGE3 | 1987-01-01 |  |  | 18.99 | A
34603 | Non-Participating | Yes | No |  | Altamont Power LLC (5-4) | 12.97 | PGAE | 16W016 | WIND | WIND | WIND | NP15 | PGE3 | 1985-04-11 |  |  | 12.97 | A
34700 | Non-Participating | Yes | No | FLOWD1_6_ALTPP1 | ALTAMONT POWER LLC (PARTNERS 1) | 11.5 | PGAE | 01W009 | WIND | WIND | WIND | NP15 | PGE3 | 1984-01-01 |  |  | 11.5 | A
35300 | Non-Participating | Yes | Yes | ANTLPE_2_QF | ANTELOPE VALLEY AREA LUMPED UNITS | 346.03 | SCE | VARIOUS | WIND | WIND | WIND | SP15 | SCE1 | 1982-01-01 |  |  | 346.03 | A
35301 | Non-Participating | Yes | No |  | BOXCAR I POWER PURCHASE CONTRACT TRUST |  | SCE | 6011 | WIND | WIND | WIND | SP15 | SCE1 | 1982-12-21 |  |  | 5.22 | A
35328 | Non-Participating | Yes | No |  | ENRON WIND SYSTEMS, LLC & H&S (VICTORY GARDEN IV) |  | SCE | 6042 | WIND | WIND | WIND | SP15 | SCE1 | 1985-10-17 |  |  | 6.02 | A
35303 | Non-Participating | Yes | No |  | CALWIND RESOURCES INC. (FORMALLY KENETECH) |  | SCE | 6236 | WIND | WIND | WIND | SP15 | SCE1 | 1991-03-29 |  |  | 21.78 | A
35304 | Non-Participating | Yes | No |  | CALWIND RESOURCES, INC. |  | SCE | 6060 | WIND | WIND | WIND | SP15 | SCE1 | 1984-12-30 |  |  | 8.71 | A
35306 | Non-Participating | Yes | No |  | CAMERON RIDGE LLC (III) |  | SCE | 6057 | WIND | WIND | WIND | SP15 | SCE1 | 1984-11-17 |  |  | 47.02 | A
35307 | Non-Participating | Yes | No |  | CAMERON RIDGE LLC (IV) |  | SCE | 6091 | WIND | WIND | WIND | SP15 | SCE1 | 1985-12-31 |  |  | 12.66 | A
35302 | Non-Participating | Yes | No |  | BOXCAR II POWER PURCHASE CONTRACT TRUST |  | SCE | 6097 | WIND | WIND | WIND | SP15 | SCE1 | 1985-12-27 |  |  | 7.78 | A
35327 | Non-Participating | Yes | No |  | ENRON WIND SYSTEMS, LLC (VICTORY GARDEN III) |  | SCE | 6041 | WIND | WIND | WIND | SP15 | SCE1 | 1984-12-01 |  |  | 5.96 | A
35309 | Non-Participating | Yes | No |  | CORAM ENERGY GROUP, LTD. |  | SCE | 6055 | WIND | WIND | WIND | SP15 | SCE1 | 1985-12-06 |  |  | 3 | A
35310 | Non-Participating | Yes | No |  | CTV POWER PURCHASE CONTRACT TRUST |  | SCE | 6089 | WIND | WIND | WIND | SP15 | SCE1 | 1986-04-22 |  |  | 13.78 | A
35312 | Non-Participating | Yes | No |  | MOGUL ENERGY CORPORATION |  | SCE | 6006 | WIND | WIND | WIND | SP15 | SCE1 | 1982-06-24 |  |  | 4 | A
35313 | Non-Participating | Yes | No |  | OAK CREEK ENERGY SYSTEMS, INC - PH II |  | SCE | 6234 | WIND | WIND | WIND | SP15 | SCE1 | 1986-02-10 |  |  | 27.92 | A
35315 | Non-Participating | Yes | No |  | RIDGETOP ENERGY LLC (I) |  | SCE | 6024 | WIND | WIND | WIND | SP15 | SCE1 | 1983-12-31 |  |  | 64.96 | A
35317 | Non-Participating | Yes | No |  | SO.CALIFORNIA SUNBELT DEVLP, INC. (MOJAVE) |  | SCE | 6034 | WIND | WIND | WIND | SP15 | SCE1 | 1984-06-05 |  |  | 0 | A
35318 | Non-Participating | Yes | No |  | TEHACHAPI CUMMINGS/COUNTY WATER DISTRICT |  | SCE | 4013 | HYDRO | HYDRO | WATER | SP15 | SCE1 | 1983-10-01 |  |  | 0.04 | A
35319 | Non-Participating | Yes | No |  | TEHACHAPI POWER PURCHASE CONTRACT TRUST |  | SCE | 6037 | WIND | WIND | WIND | SP15 | SCE1 | 1986-12-15 |  |  | 55.55 | A
35320 | Non-Participating | Yes | No |  | WIND FARM MANAGEMENT INC. |  | SCE | 6054 | WIND | WIND | WIND | SP15 | SCE1 | 1985-01-25 |  |  | 0 | A
35321 | Non-Participating | Yes | No |  | WINDRIDGE,INCORPORATED (WILLOW WIND) |  | SCE | 6061 | WIND | WIND | WIND | SP15 | SCE1 | 1985-06-01 |  |  | 2.73 | A
35322 | Non-Participating | Yes | No |  | WINDSONG WIND PARK |  | SCE | 6012 | WIND | WIND | WIND | SP15 | SCE1 | 1982-12-28 |  |  | 2.4 | A
35323 | Non-Participating | Yes | No |  | ZEPHYR PARK LTD |  | SCE | 6019 | WIND | WIND | WIND | SP15 | SCE1 | 1983-12-01 |  |  | 3.5 | A
35324 | Non-Participating | Yes | No |  | ENRON WIND SYSTEMS, LLC (NORTHWIND I) |  | SCE | 6111 | WIND | WIND | WIND | SP15 | SCE1 | 1986-01-24 |  |  | 6.32 | A
35325 | Non-Participating | Yes | No |  | ENRON WIND SYSTEMS, LLC (VICTORY GARDEN I) |  | SCE | 6039 | WIND | WIND | WIND | SP15 | SCE1 | 1984-02-01 |  |  | 6.23 | A
35326 | Non-Participating | Yes | No |  | ENRON WIND SYSTEMS, LLC (VICTORY GARDEN II) |  | SCE | 6040 | WIND | WIND | WIND | SP15 | SCE1 | 1984-09-01 |  |  | 6.9 | A
35311 | Participating Unit | Yes | No | MIDWD_7_CORAMB | Coram Brodie Wind Project | 7.5 | SCE | Coram Energy, LLC | WIND | WIND | WIND | SP15 | SCE1 | 1983-12-01 | Formerly QFID 6029 |  | 7.5 | A
35308 | Non-Participating | Yes | No |  | RIDGETOP ENERGY LLC (II) |  | SCE | 6092 | WIND | WIND | WIND | SP15 | SCE1 | 1988-01-01 |  |  | 27.98 | A
35400 | Non-Participating | Yes | No |  | ARCADIA U.S.D. - ARCADIA HIGH SCHOOL | 0.07 | SCE | 2344 | COGENERATION |  |  | SP15 | SCE1 | 1989-01-23 |  |  | 0.07 | A
35500 | Non-Participating | Yes | No | FAYETT_1_UNIT | ARCADIAN RENEWABLE POWER CORP. - highly inactive | 34.5 | PGAE | 16W020 | WIND | WIND | WIND | NP15 | PGE3 | 1983-01-01 |  |  | 34.5 | A
35700 | Non-Participating | Yes | No | AZUSA_2_HYDRO | AZUSA HYDRO | 2.5 | SCE | PASADENA | HYDRO | HYDRO | WATER | SP15 | SCE1 | 1949-01-01 |  |  | 2.5 | A
35800 | Non-Participating | Yes | No |  | B. BRAUN MEDICAL INC. | 6.1 | SCE | 2462 | COGENERATION |  | NATURAL GAS | SP15 | SCE1 | 1995-02-21 |  |  | 6.1 | A
35900 | Non-Participating | Yes | No | BDGRCK_1_UNITS | BADGER CREEK LIMITED | 55.3 | PGAE | 25C250 | COGENERATION |  | NATURAL GAS | ZP26 | PGE4 | 1991-04-01 |  |  | 55.3 | A
36100 | Non-Participating | Yes | No | BRDGVL_7_BAKER | BAKER STATION ASSOCIATES L.P. | 2.5 | PGAE | 19H002 | HYDRO | HYDRO | WATER | NP15 | PGE3 | 1987-12-10 | Former Res ID was WEABKR_7_UNIT |  | 2.5 | A
36300 | Non-Participating | Yes | Yes | BARRE_2_QF | BARRE AREA LUMPED UNITS | 0.2 | SCE | VARIOUS | VARIOUS |  |  | SP15 | SCE1 | 1994-01-01 |  |  | 0.37 | A
36302 | Non-Participating | Yes | No |  | CITY OF SANTA ANA |  | SCE | 4054 | HYDRO |  |  | SP15 | SCE1 | 1985-06-30 |  |  | 0.2 | A
36400 | Non-Participating | Yes | No |  | BASSETT UNIFIED SCHOOL DIST (BASSETT HS) | 0.07 | SCE | 2355 | COGENERATION |  |  | SP15 | SCE1 | 1988-07-01 |  |  | 0.07 | A
36500 | Non-Participating | Yes | No | BEARMT_1_UNIT | BEAR MOUNTAIN LIMITED | 55.3 | PGAE | 25C251 | COGENERATION |  | NATURAL GAS | ZP26 | PGE4 | 1995-04-03 |  |  | 55.3 | A
2600 | Non-Participating | Yes | No | TANHIL_6_SOLART | BERRY PETROLEUM COGEN 18 | 17 | PGAE | 25C151A | COGENERATION | COMBUSTION TURBINE | NATURAL GAS | ZP26 | PGE4 | 1986-01-01 |  |  | 6 | A
2700 | Non-Participating | Yes | No | UNVRSY_1_UNIT 1 | BERRY PETROLEUM COGEN 38 | 38 | PGAE | 25C099A | COGENERATION | COMBUSTION TURBINE | NATURAL GAS | ZP26 | PGE4 | 1986-01-01 |  |  | 37.2 | A
36700 | Non-Participating | Yes | No |  | BERRYMAN HEALTH #1 | 0.04 | SCE | 2458 | COGENERATION |  |  | SP15 | SCE1 | 1993-11-18 |  |  | 0.04 | A
36800 | Non-Participating | Yes | No |  | BERRYMAN HEALTH #2 | 0.04 | SCE | 2471 | COGENERATION |  |  | SP15 | SCE1 | 1995-03-01 |  |  | 0.09 | A
42900 | Non-Participating | Yes | Yes | BLM_2_UNITS | BLM Units 7, 8, and 9 | 100.73 | SCE | 3030 | GEOTHERMAL | STEAM | GEOTHERMAL | SP15 | SCE1 | 1988-12-05 |  |  | 67.5 | A
42901 | Non-Participating | Yes | No | BLM E_2_UNIT 7 | COSO ENERGY DEVELOPERS (BLM) EAST 7 | 24 | SCE |  | GEOTHERMAL | STEAM | GEOTHERMAL | SP15 | SCE1 | 1988-12-05 |  |  | 24 | A
42902 | Non-Participating | Yes | No | BLM E_2_UNIT 8 | COSO ENERGY DEVELOPERS (BLM) EAST 8 | 30 | SCE |  | GEOTHERMAL | STEAM | GEOTHERMAL | SP15 | SCE1 | 1988-12-05 |  |  | 24 | A
42903 | Non-Participating | Yes | No | BLM W_2_UNIT 9 | COSO ENERGY DEVELOPERS (BLM) WEST 9 | 24 | SCE |  | GEOTHERMAL | STEAM | GEOTHERMAL | SP15 | SCE1 | 1988-12-05 |  |  | 19.5 | A
37200 | Non-Participating | Yes | Yes | BORDEN_2_QF | BORDEN AREA LUMPED QF UNITS | 2.85 | PGAE | Madera ID | HYDRO | HYDRO | WATER | NP15 | PGE3 | 1985-01-01 |  |  | 2.24 | A
44004 | Non-Participating | Yes | No |  | Heublein Wines -- highly inactive |  | PGAE | 25C172 | COGENERATION |  | NATURAL GAS | NP15 | PGE3 | 1984-01-01 | Formerly part of CURIS_1_QF before 3/15/2007 |  | 0.33 | A
37203 | Non-Participating | Yes | No |  | MADERA CANAL STATION 1302 |  | PGAE | 25H041 | HYDRO | HYDRO | WATER | NP15 | PGE3 | 1986-04-16 |  |  | 0.42 | A
37202 | Non-Participating | Yes | No |  | MADERA CANAL Station 1923 |  | PGAE | 25H042 | HYDRO | HYDRO | WATER | NP15 | PGE3 | 1986-04-01 |  |  | 0.93 | A
37201 | Non-Participating | Yes | No |  | MADERA CANAL Stations 1174 & 84 |  | PGAE | 25H040 | HYDRO | HYDRO | WATER | NP15 | PGE3 | 1986-04-11 |  |  | 0.56 | A
35600 | Non-Participating | Yes | No | ARCO_6_UCPPET | BP AMOCO (Formerly ARCO PETROLEUM PRODUCTS) | 8 | SCE | 2060 | COGENERATION |  | NATURAL GAS | SP15 | SCE1 | 1985-05-01 |  |  | 8 | A
37300 | Non-Participating | Yes | No |  | BREA-OLINDA UNIFIED SCHOOL DISTRICT | 0.07 | SCE | 2386 | COGENERATION |  |  | SP15 | SCE1 | 1990-03-09 |  |  | 0.07 | A
37500 | Non-Participating | Yes | No | BURNYF_2_UNIT 1 | BURNEY FOREST PRODUCTS | 35.7 | PGAE | 13C038 | BIOMASS | STEAM | WOOD WASTE | NP15 | PGE3 | 1989-10-17 |  |  | 35.7 | A
37600 | Non-Participating | Yes | No | CONTRL_1_OXBOW | CAITHNESS DIXIE VALLEY, LLC | 64.7 | SCE | 3011 | GEOTHERMAL | STEAM | GEOTHERMAL | SP15 | SCE1 | 1988-06-14 | Located in Nevada, but feeds into SCEs Control Station. |  | 49.8 | A
37700 | Non-Participating | Yes | No |  | CAL POLY UNIVERSITY, POMONA | 0.12 | SCE | 2149 | COGENERATION |  |  | SP15 | SCE1 | 1987-09-03 |  |  | 0.12 | A
37900 | Non-Participating | Yes | No |  | CALIFORNIA STATE UNIV. LONG BEACH (POOL) | 0.2 | SCE | 2235 | COGENERATION |  |  | SP15 | SCE1 | 1987-05-31 |  |  | 0.2 | A
38000 | Non-Participating | Yes | Yes | BASICE_2_UNITS | CALPINE AMERICAN I COGEN (Aggregate) | 135 | PGAE | 18C006 | COGENERATION | COMBINED CYCLE | NATURAL GAS | NP15 | PGE3 | 1989-03-14 | Calpine King City Cogen |  | 133.3 | A
38001 | Non-Participating | Yes | No | BASICE_2_UNIT 1 | CALPINE AMERICAN I COGEN Unit 1 |  | PGAE | 18C006 | COGENERATION | COMBUSTION TURBINE | NATURAL GAS | NP15 | PGE3 | 1989-03-14 |  |  | 90.9 | A
38002 | Non-Participating | Yes | No | BASICE_2_UNIT 2 | CALPINE AMERICAN I COGEN Unit 2 |  | PGAE | 18C006 | COGENERATION | STEAM | HEAT RECOVERY | NP15 | PGE3 | 1989-03-14 |  |  | 42.4 | A
38500 | Non-Participating | Yes | No |  | CAMPBELL MOTEL & PROPERTIES INC. | 0.04 | SCE | 2442 | COGENERATION |  |  | SP15 | SCE1 | 1992-02-07 |  |  | 0.04 | A
38600 | Non-Participating | Yes | No | CARDCG_1_UNITS | CARDINAL COGEN | 57.3 | PGAE | 08C003 | COGENERATION |  | NATURAL GAS | NP15 | PGE3 | 1988-02-20 |  |  | 57.3 | A
38700 | Non-Participating | Yes | No | LGHTHP_6_ICEGEN | CARSON COGENERATION COMPANY | 54.71 | SCE | 2087 | COGENERATION |  | NATURAL GAS | SP15 | SCE1 | 1989-12-22 |  |  | 48.9 | A
38900 | Non-Participating | Yes | Yes | CENTER_2_QF | CENTER AREA LUMPED UNITS | 31 | SCE | COGENERATION | COGENERATION |  | NATURAL GAS | SP15 | SCE1 | 1987-01-01 |  |  | 31.01 | A
38901 | Non-Participating | Yes | No |  | CAL TRON PLATING |  | SCE | 2314 | COGENERATION |  |  | SP15 | SCE1 | 1988-07-11 |  |  | 0.06 | A
38905 | Non-Participating | Yes | No |  | WHEELABRATOR NORWALK ENERGY COMPANY INC. |  | SCE | 2064 | COGENERATION |  |  | SP15 | SCE1 | 1987-09-10 |  |  | 27.8 | A
38904 | Non-Participating | Yes | No |  | QUAKER CITY PLATING |  | SCE | 2349 | COGENERATION |  |  | SP15 | SCE1 | 1987-12-29 |  |  | 0.1 | A
39100 | Non-Participating | Yes | No |  | CERRITOS COLLEGE | 0.15 | SCE | 2182 | COGENERATION |  |  | SP15 | SCE1 | 1985-12-31 |  |  | 0.15 | A
39200 | Non-Participating | Yes | No |  | CHAFFEY JOINT U.H.S.D. (ETIWANDA HIGH SCHOOL) | 0.08 | SCE | 2446 | COGENERATION |  |  | SP15 | SCE1 | 1993-10-11 |  |  | 0.08 | A
39300 | Non-Participating | Yes | No |  | CHAFFEY JOINT UNION HI SCH-MONTCLAIR HS | 0.07 | SCE | 2358 | COGENERATION |  |  | SP15 | SCE1 | 1990-03-30 |  |  | 0.07 | A
39500 | Non-Participating | Yes | No |  | CHAFFEY U.S.D./ONTARIO HIGH SCHOOL | 0.08 | SCE | 2219 | COGENERATION |  |  | SP15 | SCE1 | 1986-07-01 |  |  | 0.08 | A
39600 | Non-Participating | Yes | No | CHALK_1_UNIT | CHALK CLIFF LIMITED | 55.1 | PGAE | 25C272 | COGENERATION |  | NATURAL GAS | ZP26 | PGE4 | 1990-03-20 |  |  | 55.1 | A
39700 | Non-Participating | Yes | No |  | CHARTER OAK HIGH SCHOOL DIST. | 0.09 | SCE | 2478 | COGENERATION | COMBUSTION TURBINE |  | SP15 | SCE1 | 1996-01-30 |  |  | 0.09 | A
39800 | Non-Participating | Yes | No |  | CHEVRON EL SEGUNDO III | 48.2 | SCE | 2480 | COGENERATION | COMBUSTION TURBINE |  | SP15 | SCE1 | 1996-03-14 | Does not export to grid. |  | 48.2 | A
39900 | Non-Participating | Yes | No | STOILS_1_UNITS | CHEVRON RICHMOND REFINERY | 113.9 | PGAE | 01C202 | COGENERATION |  | NATURAL GAS | NP15 | PGE3 | 1992-08-31 |  |  | 113.9 | A
40000 | Non-Participating | Yes | Yes | CHEVMN_2_UNITS | CHEVRON U.S.A. UNITS (Aggregate) | 85.31 | SCE | 2155 | COGENERATION | COMBINED CYCLE | NATURAL GAS | SP15 | SCE1 | 1987-12-29 |  |  | 76.7 | A
40001 | Non-Participating | Yes | No | CHEVMN_2_UNIT 1 | CHEVRON U.S.A. UNIT 1 | 85.31 | SCE |  | COGENERATION | COMBUSTION TURBINE | NATURAL GAS | SP15 | SCE1 | 1976-01-01 |  |  | 49 | A
40002 | Non-Participating | Yes | No | CHEVMN_2_UNIT 2 | CHEVRON U.S.A. UNIT 2 | 38 | SCE |  | COGENERATION | STEAM | HEAT RECOVERY | SP15 | SCE1 | 1987-01-01 |  |  | 38 | A
40100 | Non-Participating | Yes | No | CHEVCO_6_UNIT 1 | CHEVRON USA (COALINGA) | 19 | PGAE | 25C055 | COGENERATION | COMBUSTION TURBINE | NATURAL GAS | NP15 | PGE3 | 1986-01-17 |  |  | 19 | A
40300 | Non-Participating | Yes | No | CHEVCY_1_UNIT | CHEVRON USA (CYMRIC) | 24.3 | PGAE | 25C003 | COGENERATION | COMBUSTION TURBINE | NATURAL GAS | ZP26 | PGE4 | 1982-10-15 |  |  | 24.3 | A
40400 | Non-Participating | Yes | No | DISCOV_1_CHEVRN | CHEVRON USA (EASTRIDGE) | 56.2 | PGAE | 25C248 | COGENERATION | COMBUSTION TURBINE | NATURAL GAS | ZP26 | PGE4 | 1988-06-13 |  |  | 56.2 | A
40500 | Non-Participating | Yes | No | CHEVCD_6_UNIT | CHEVRON USA (TAFT/CADET) | 11.5 | PGAE | 25C002 | COGENERATION | COMBUSTION TURBINE | NATURAL GAS | ZP26 | PGE4 | 1982-07-26 |  |  | 11.5 | A
40600 | Non-Participating | Yes | No |  | CHEVRON, USA, INCORPORATED #1 | 0 | SCE | 2005 | COGENERATION | STEAM |  | SP15 | SCE1 | 1984-05-29 | Self-gen. No export to grid. |  | 1.5 | A
40700 | Non-Participating | Yes | Yes | CHINO_2_QF | CHINO AREA LUMPED UNITS | 21.8 | SCE | VARIOUS | VARIOUS |  | LANDFILL GAS | SP15 | SCE1 | 1987-01-01 |  |  | 21.8 | A
40701 | Non-Participating | Yes | No |  | INLAND EMPIRE UTILITIES AGENCY (UPLAND) |  | SCE | 1099 | BIOMASS |  |  | SP15 | SCE1 | 1992-12-28 |  |  | 0.58 | A
40707 | Non-Participating | Yes | No |  | WALNUT VALLEY WATER DISTRICT (#1) |  | SCE | 4016 | HYDRO | HYDRO | WATER | SP15 | SCE1 | 1984-10-17 |  |  | 0.13 | A
40703 | Non-Participating | Yes | No |  | L.A. CO. SAN. DIST #2 (SPADRA LANDFILL) |  | SCE | 1077 | BIOMASS |  |  | SP15 | SCE1 | 1990-02-21 |  |  | 8 | A
40800 | Non-Participating | Yes | No | SUISUN_7_CTYFAI | CITY OF FAIRFIELD | 1.25 | PGAE | 06C061 | COGENERATION | RECIPROCATING ENGINE | NATURAL GAS | NP15 | PGE3 | 1984-08-15 | Formerly Res ID CTYFAI_1_UNITS |  | 1.25 | A
40900 | Non-Participating | Yes | No | HINSON_6_SERRGN | CITY OF LONG BEACH | 38.91 | SCE | 1028 | BIOMASS | STEAM | LANDFILL GAS | SP15 | SCE1 | 1988-01-01 |  |  | 38.91 | A
41000 | Non-Participating | Yes | No |  | CITY OF VENTURA/EASTSIDE WTR RENOVATION | 0.55 | SCE | 2401 | COGENERATION |  |  | SP15 | SCE1 | 1992-04-02 |  |  | 0.55 | A
41100 | Non-Participating | Yes | Yes | CLRMTK_1_QF | CLAIRMONT AREA LUMPED QF UNITS | 1.25 | PGAE | VARIOUS | COGENERATION |  | NATURAL GAS | NP15 | PGE3 | 1983-12-05 |  |  | 0.24 | A
41102 | Non-Participating | Yes | No |  | Satellite Senior Homes |  | PGAE | 01C199 | COGENERATION |  | NATURAL GAS | NP15 | PGE3 | 1986-07-17 |  |  | 0.06 | A
41101 | Non-Participating | Yes | No |  | JAMES C. ROSS |  | PGAE | 01S252 | SOLAR | PHOTO VOLTAIC | SUN | NP15 | PGE3 | UNK |  |  | 0 | A
41104 | Non-Participating | Yes | No |  | STANFORD ENERGY GROUP |  | PGAE | 01C089 | COGENERATION |  | NATURAL GAS | NP15 | PGE3 | 1986-01-08 |  |  | 0.12 | A
41103 | Non-Participating | Yes | No |  | ORINDA SENIOR VILLAGE |  | PGAE | 01C245 | COGENERATION |  | NATURAL GAS | NP15 | PGE3 | 1991-02-06 |  |  | 0.06 | A
41200 | Non-Participating | Yes | No |  | CLARKE & RUSH MECHANICAL (WHITTIER COLLEGE) | 0.06 | SCE | 2273 | COGENERATION |  |  | SP15 | SCE1 | 1988-05-20 |  |  | 0.06 | A
41300 | Non-Participating | Yes | No |  | CO. SAN. DIST #32 OF L.A. CO. (VALENCIA) | 0.5 | SCE | 1068 | BIOMASS |  |  | SP15 | SCE1 | 1987-01-01 |  |  | 0.5 | A
41400 | Non-Participating | Yes | No | COLGA1_6_SHELLW | COALINGA COGENERATION COMPANY | 52.9 | PGAE | 25C124 | COGENERATION |  | NATURAL GAS | NP15 | PGE3 | 1991-10-17 |  |  | 52.9 | A
41800 | Non-Participating | Yes | No | COLPIN_6_COLLNS | COLLINS PINE CO. | 13.8 | PGAE | 10C003 | BIOMASS | STEAM | WOOD WASTE | NP15 | PGE3 | 1984-04-04 |  |  | 13.8 | A
83100 | Non-Participating | No | No | COLTON_7_LNDFIL | COLTON LANDFILL PROJECT (AGGREGATE) | 1.2 | SCE | MN Colton Genco, LLC | BIOMASS | RECIPROCATING ENGINE | LANDFILL GAS | SP15 | SCE1 | 2003-04-14 |  |  | 1.2 | A
42100 | Non-Participating | Yes | No |  | CONEJO VALLEY U. S. D. (THOUSAND OAKS) | 0.08 | SCE | 2326 | COGENERATION |  |  | SP15 | SCE1 | 1987-12-09 |  |  | 0.08 | A
42200 | Non-Participating | Yes | No |  | CONEJO VALLEY U.S.D. (NEWBURY PK HI SCH) | 0.08 | SCE | 2268 | COGENERATION |  |  | SP15 | SCE1 | 1987-06-05 |  |  | 0.08 | A
42400 | Non-Participating | Yes | Yes | CONTRL_1_QF | CONTROL AREA LUMPED UNITS | 41.8 | SCE | VARIOUS | VARIOUS |  | GEOTHERMAL | SP15 | SCE1 | 1982-01-01 |  |  | 37.84 | A
42401 | Non-Participating | Yes | No |  | DEEP SPRINGS COLLEGE |  | SCE | 4071 | HYDRO |  |  | SP15 | SCE1 | 1988-11-22 |  |  | 0.1 | A
42402 | Non-Participating | Yes | No |  | DESERT POWER COMPANY |  | SCE | 4008 | HYDRO |  |  | SP15 | SCE1 | 1983-07-14 |  |  | 0.95 | A
42403 | Non-Participating | Yes | No |  | HENWOOD ASSOC.-UNIT 1 (MILLNER CREEK) |  | SCE | 4006 | HYDRO |  |  | SP15 | SCE1 | 1983-07-01 |  |  | 0.29 | A
42407 | Non-Participating | Yes | No |  | MAMMOTH PACIFIC L.P. I |  | SCE | 3018 | GEOTHERMAL |  |  | SP15 | SCE1 | 1990-12-22 | Connects to Casa Diablo sub. |  | 10 | A
42408 | Non-Participating | Yes | No |  | RICHARD MOSS |  | SCE | 4031 | HYDRO |  |  | SP15 | SCE1 | 1986-04-25 |  |  | 0.16 | A
42405 | Non-Participating | Yes | No |  | MAMMOTH PACIFIC L.P. |  | SCE | 3003 | GEOTHERMAL |  |  | SP15 | SCE1 | 1984-11-26 | Connects to Casa Diablo sub. |  | 5.19 | A
42406 | Non-Participating | Yes | No |  | MAMMOTH PACIFIC L.P. II |  | SCE | 3027 | GEOTHERMAL |  |  | SP15 | SCE1 | 1990-12-07 | Connects to Casa Diablo sub. |  | 9.1 | A
42404 | Non-Participating | Yes | No |  | HI HEAD HYDRO, INCORPORATED |  | SCE | 4004 | HYDRO |  |  | SP15 | SCE1 | 1982-05-01 |  |  | 0.35 | A
42500 | Non-Participating | Yes | No | MIRLOM_6_DELGEN | CORONA ENERGY PARTNERS, LTD. | 50.05 | SCE | 2081 | COGENERATION | COMBUSTION TURBINE | NATURAL GAS | SP15 | SCE1 | 1988-05-21 |  |  | 35 | A
43000 | Non-Participating | Yes | Yes | CALGEN_1_UNITS | COSO FINANCE PARTNERS (NAVY I) (Aggregate) | 92.2 | SCE | 3008 | GEOTHERMAL |  | GEOTHERMAL | SP15 | SCE1 | 1987-07-13 |  |  | 75 | A
43001 | Non-Participating | Yes | No |  | COSO FINANCE PARTNERS UNIT 1 |  | SCE |  | GEOTHERMAL |  |  | SP15 | SCE1 | 1987-07-13 |  |  | 24 | A
43003 | Non-Participating | Yes | No |  | COSO FINANCE PARTNERS UNIT 3 |  | SCE |  | GEOTHERMAL |  |  | SP15 | SCE1 | 1987-07-13 |  |  | 27 | A
43002 | Non-Participating | Yes | No |  | COSO FINANCE PARTNERS UNIT 2 |  | SCE |  | GEOTHERMAL |  |  | SP15 | SCE1 | 1987-07-13 |  |  | 24 | A
43300 | Non-Participating | Yes | No |  | COTIJA CHEESE, INCORPORATED | 0.12 | SCE | 2473 | COGENERATION |  |  | SP15 | SCE1 | 1995-05-04 |  |  | 0.12 | A
43400 | Non-Participating | Yes | Yes | CTNWDP_1_QF | COTTONWOOD AREA (BURNEY) LUMPED QF UNITS | 1 | PGAE | VARIOUS | HYDRO | HYDRO | WATER | NP15 | PGE3 | 1982-01-01 |  |  | 1 | A
43401 | Non-Participating | Yes | No |  | HAT CREEK HEREFORD RANCH |  | PGAE | 13H123 | HYDRO | HYDRO | WATER | NP15 | PGE3 | 1982-12-09 |  |  | 0.1 | A
43404 | Non-Participating | Yes | No |  | RED BLUFF UNION HIGH SCHOOL |  | PGAE | 13C160 | COGENERATION | RECIPROCATING ENGINE | NATURAL GAS | NP15 | PGE3 | 1991-07-15 |  |  | 0.06 | A
43403 | Non-Participating | Yes | No |  | MEGA HYDRO (GOOSE VALLEY RANCH) |  | PGAE | 13H122 | HYDRO | HYDRO | WATER | NP15 | PGE3 | 1983-04-08 |  |  | 0.28 | A
43500 | Non-Participating | Yes | No | SAUGUS_6_PTCHGN | COUNTY OF LOS ANGELES (PITCHESS HONOR RANCH) | 29.8 | SCE | 2180 | COGENERATION | COMBINED CYCLE | NATURAL GAS | SP15 | SCE1 | 1988-07-14 |  |  | 28.71 | A
43600 | Non-Participating | Yes | No | SNMALF_6_UNITS | COUNTY OF SONOMA | 7.5 | PGAE | 04P051 | BIOMASS |  | LANDFILL GAS | NP15 | PGE3 | 1993-04-30 | Units previously scheduled as SNMALF_6_UNITA1 aggregated into this Res ID effective 1/9/2006 |  | 8 | A
90100 | Non-Participating | Yes | Yes | COVERD_2_QFUNTS | COVE ROAD AREA LUMPED UNITS | 20.26 | PGAE | VARIOUS | HYDRO | HYDRO | WATER | NP15 | PGE3 | 1987-01-05 |  |  | 20.26 | A
68600 | Non-Participating | Yes | No |  | SNOW MOUNTAIN HYDRO LLC (COVE) |  | PGAE | 13H013 | HYDRO | HYDRO | WATER | NP15 | PGE3 | 1990-02-20 |  |  | 5.75 | A
45400 | Non-Participating | Yes | No |  | EL DORADO (MONTGOMERY CK) |  | PGAE | 13H001 | HYDRO | HYDRO | WATER | NP15 | PGE3 | 1987-02-28 |  |  | 2.99 | A
55800 | Non-Participating | Yes | No |  | MEGA RENEWABLES (ROARING CRK) |  | PGAE | 13H014 | HYDRO | HYDRO | WATER | NP15 | PGE3 | 1986-12-05 |  |  | 3.52 | A
55700 | Non-Participating | Yes | No |  | MEGA RENEWABLES (HATCHET CRK) |  | PGAE | 13H015 | HYDRO | HYDRO | WATER | NP15 | PGE3 | 1987-01-05 |  |  | 8 | A
43900 | Non-Participating | Yes | No | SAMPSN_6_KELCO1 | CP - KELCO | 25 | SDGE | 466 | COGENERATION | COMBUSTION TURBINE | NATURAL GAS | SP15 | SDG1 | 1983-01-01 |  |  | 30 | A
44000 | Non-Participating | Yes | Yes | CURIS_1_QF | CURIS AREA LUMPED QF UNITS | 2 | PGAE | VARIOUS | HYDRO | HYDRO | WATER | NP15 | PGE3 | 1983-01-01 |  |  | 2.3 | A
44001 | Non-Participating | Yes | No |  | CANAL CREEK POWER PLANT |  | PGAE | 25H204 | HYDRO | HYDRO | WATER | NP15 | PGE3 | UNK |  |  | 0.9 | A
44003 | Non-Participating | Yes | No |  | ROY SHARP JR. |  | PGAE | 25C326 | BIOMASS |  |  | NP15 | PGE3 | 1991-01-01 |  |  | 0.1 | A
44002 | Non-Participating | Yes | No |  | FAIRFIELD POWER PLANT |  | PGAE | 25H193 | HYDRO | HYDRO | WATER | NP15 | PGE3 | 1983-08-02 |  |  | 0.9 | A
93100 | Non-Participating | Yes | Yes | CSTRVL_7_QFUNTS | Castroville QF Aggregate | 4.6 | PGAE | Various | THERMAL | VARIOUS | COAL | NP15 | PGE3 | 2006-06-01 | QF aggregation |  | 13.04 | A
58200 | Non-Participating | Yes | No | CSTRVL_7_MRWMD | MONTEREY REGIONAL WASTE MGMT DIST. | 3.4 | PGAE | 18P059 | BIOMASS |  | SEWAGE GAS | NP15 | PGE3 | 1983-12-30 | Aggregated under CSTRVL_7_QFUNTS 6/1/2006 |  | 3.4 | A
58100 | Non-Participating | Yes | No | SUNNY_1_UNIT | MONTEREY POWER COMPANY | 7.9 | PGAE | 18C048 | COGENERATION | STEAM | NATURAL GAS | NP15 | PGE3 | 1990-12-29 | Aggregated under CSTRVL_7_QFUNTS 6/1/2006 |  | 7.9 | A
58404 | Non-Participating | Yes | No |  | MONTEREY REGIONAL WATER | 1.74 | PGAE | 18C001 | BIOMASS |  |  | NP15 | PGE3 | 1988-08-26 | Included in CSTRVL_7_QFUNTS aggregation 3/1/2007. Formerly in MOSSLD_1_QF aggregation. |  | 1.74 | A
39400 | Non-Participating | Yes | No |  | Chaffey U.S.D. (Chaffey High School) | 0.08 | SCE | 2433 | COGENERATION |  |  | SP15 | SCE1 | 1992-02-28 |  |  | 0.08 | A
44100 | Non-Participating | Yes | No | DEXZEL_1_UNIT | DAI / OILDALE , INC. (Dexzel 1) | 36.8 | PGAE | 25C138 | COGENERATION | COMBUSTION TURBINE | NATURAL GAS | ZP26 | PGE4 | 1989-11-30 |  |  | 36.8 | A
65512 | Non-Participating | Yes | No | DEADCK_1_UNIT | DEADWOOD CREEK (YUBA COUNTY WATER) | 2 | PGAE | 12H010 | HYDRO | HYDRO | WATER | NP15 | PGE3 | 1990-01-29 | Formerly part of RIOOSO_1_QF aggregation |  | 2 | A
44600 | Non-Participating | Yes | Yes | DEVERS_1_QF | DEVERS AREA LUMPED UNITS | 362.34 | SCE | VARIOUS | WIND | WIND | WIND | SP15 | SCE1 | 1983-01-01 | ~99% Wind (based on Nameplate Ratings of children units) |  | 362.09 | A
44623 | Non-Participating | Yes | No |  | SECTION 7 TRUST (WHITEWATER II) |  | SCE | 6064 | WIND |  |  | SP15 | SCE1 | 1985-04-19 |  |  | 28 | A
44609 | Non-Participating | Yes | No |  | DESERT WATER AGENCY (WHITE WATER) |  | SCE | 4025 | HYDRO |  |  | SP15 | SCE1 | 1986-04-11 |  |  | 1 | A
44621 | Non-Participating | Yes | No |  | SECTION 16-29 TRUST (ALTECH III) |  | SCE | 6087 | WIND |  |  | SP15 | SCE1 | 1985-12-18 |  |  | 31.51 | A
44620 | Non-Participating | Yes | No |  | SAN GORGONIO WESTWINDS II, LLC |  | SCE | 6058 | WIND |  |  | SP15 | SCE1 | 1985-11-24 |  |  | 9.8 | A
44625 | Non-Participating | Yes | No |  | WINDPOWER PARTNERS 1993 L.P. |  | SCE | 6030 | WIND |  |  | SP15 | SCE1 | 1984-12-13 |  |  | 13.5 | A
44626 | Non-Participating | Yes | No |  | WINDPOWER PARTNERS 1993, L.P. (RIVERVIEW) |  | SCE | 6118 | WIND |  |  | SP15 | SCE1 | 1987-03-12 |  |  | 4.2 | A
44627 | Non-Participating | Yes | No |  | WINDPOWER PARTNERS, 1993, L.P. (WHITE WATER) |  | SCE | 6035 | WIND |  |  | SP15 | SCE1 | 1985-12-27 |  |  | 5.7 | A
44601 | Non-Participating | Yes | No |  | ALTA MESA POWER PURCHASE CONTRACT TRUST |  | SCE | 6090 | WIND |  |  | SP15 | SCE1 | 1998-12-31 |  |  | 28.17 | A
44602 | Non-Participating | Yes | No |  | BANK OF YORK WESTERN TRUST CO. |  | SCE | 6098 | WIND |  |  | SP15 | SCE1 | 1990-03-02 |  |  | 9.35 | A
44603 | Non-Participating | Yes | No |  | BANK OF YORK WESTERN TRUST CO. (WINTEC/KENETECH) |  | SCE | 6213 | WIND |  |  | SP15 | SCE1 | 1986-12-22 |  |  | 15.97 | A
44604 | Non-Participating | Yes | No |  | CABAZON POWER PARTNERS, LLC |  | SCE | 6004 | WIND |  |  | SP15 | SCE1 | 1984-12-03 |  |  | 39.75 | A
44606 | Non-Participating | Yes | No |  | CITY OF PALM SPRINGS (SEWER PLANT) |  | SCE | 1012 | BIOMASS |  | DIGESTER GAS | SP15 | SCE1 | 1983-05-05 |  |  | 0.25 | A
44608 | Non-Participating | Yes | No |  | DESERT WATER AGENCY (SNOW CREEK) |  | SCE | 4026 | HYDRO |  |  | SP15 | SCE1 | 1988-02-02 |  |  | 0.3 | A
44622 | Non-Participating | Yes | No |  | SECTION 22 TRUST (SAN JACINTO) |  | SCE | 6094 | WIND |  |  | SP15 | SCE1 | 1985-12-01 |  |  | 17.04 | A
44610 | Non-Participating | Yes | No |  | DIFWIND FARMS LIMITED V |  | SCE | 6053 | WIND |  |  | SP15 | SCE1 | 1986-10-15 |  |  | 7.88 | A
44611 | Non-Participating | Yes | No |  | DIFWIND PARTNERS, LIMITED |  | SCE | 6088 | WIND |  |  | SP15 | SCE1 | 1985-12-18 |  |  | 14.96 | A
44612 | Non-Participating | Yes | No |  | ENERGY DEVELOPMENT & CONST. CORP (KAREN) |  | SCE | 6062 | WIND |  |  | SP15 | SCE1 | 1985-01-31 |  |  | 3 | A
44613 | Non-Participating | Yes | No |  | EUI MANAGEMENT PH, INCORPORATED |  | SCE | 6031 | WIND |  |  | SP15 | SCE1 | 1985-12-31 |  |  | 24.48 | A
44616 | Non-Participating | Yes | No |  | NAWP, INC. (EAST WINDS PROJECT) |  | SCE | 6052 | WIND |  |  | SP15 | SCE1 | 1985-01-07 |  |  | 4.9 | A
44617 | Non-Participating | Yes | No |  | PAINTED HILLS WIND DEVELOPERS |  | SCE | 6112 | WIND |  |  | SP15 | SCE1 | 1985-12-01 |  |  | 19.05 | A
44618 | Non-Participating | Yes | No |  | SECTION 20 PPC TRUST (PHOENIX ENERGY) |  | SCE | 6051 | WIND |  |  | SP15 | SCE1 | 1985-01-10 |  |  | 13.3 | A
44619 | Non-Participating | Yes | No |  | SAN GORGONIO WIND FARMS, INC. (WW I) |  | SCE | 6009 | WIND |  |  | SP15 | SCE1 | 1983-03-01 |  |  | 4.04 | A
44628 | Non-Participating | Yes | No |  | WESTWIND TRUST |  | SCE | 6096 | WIND | WIND | WIND | SP15 | SCE1 | 1985-12-31 |  |  | 15.66 | A
44614 | Non-Participating | Yes | No |  | DUTCH ENERGY |  | SCE | 6095 | WIND |  |  | SP15 | SCE1 | 1990-04-13 |  |  | 8 | A
44624 | Non-Participating | Yes | No |  | SO.CALIFORNIA SUNBELT DEVLP, INC. (EDOM HILL) |  | SCE | 6056 | WIND |  |  | SP15 | SCE1 | 1985-03-15 |  |  | 10.47 | A
44800 | Non-Participating | Yes | Yes | DIVSON_6_NSQF | DIVISON NAVAL STATION COGEN | 47 | SDGE | 233 | COGENERATION | COMBINED CYCLE | NATURAL GAS | SP15 | SDG1 | 1989-01-01 |  |  | 48.6 | A
44802 | Non-Participating | Yes | No |  | DIVISON NAVAL STATION COGEN |  | SDGE | 233 | COGENERATION | STEAM | HEAT RECOVERY | SP15 | SDG1 | 1989-01-01 |  |  | 10.2 | A
44801 | Non-Participating | Yes | No |  | DIVISON NAVAL STATION COGEN |  | SDGE | 233 | COGENERATION | COMBUSTION TURBINE | NATURAL GAS | SP15 | SDG1 | 1989-01-01 |  |  | 38.4 | A
44900 | Non-Participating | Yes | No | DOUBLC_1_UNITS | DOUBLE "C" LIMITED | 52.23 | PGAE | 25C241 | COGENERATION | COMBUSTION TURBINE | NATURAL GAS | ZP26 | PGE4 | 1989-03-14 |  |  | 55.3 | A
45100 | Non-Participating | Yes | No | SNCLRA_6_OXGEN | E. F. OXNARD, INCORPORATED | 48.9 | SCE | 2205 | COGENERATION | COMBUSTION TURBINE | NATURAL GAS | SP15 | SCE1 | 1990-04-13 |  |  | 47.7 | A
45500 | Non-Participating | Yes | Yes | ELLIS_2_QF | ELLIS AREA LUMPED UNITS | 18.51 | SCE | VARIOUS | BIOMASS |  | LANDFILL GAS | SP15 | SCE1 | 1993-01-01 |  |  | 28.24 | A
45503 | Non-Participating | Yes | No |  | COUNTY SANITATION DIST OF ORANGE CO. (HUNTINGTON BEACH) |  | SCE | 1098 | BIOMASS |  |  | SP15 | SCE1 | 1993-07-27 |  |  | 8.8 | A
45505 | Non-Participating | Yes | No |  | VANGUARD ENERGY SYSTEMS |  | SCE | 2258 | COGENERATION |  |  | SP15 | SCE1 | 1987-01-15 |  |  | 0.09 | A
45504 | Non-Participating | Yes | No |  | OMNI METAL FINISHING |  | SCE | 2366 | COGENERATION |  |  | SP15 | SCE1 | 1989-01-25 |  |  | 0.06 | A
45502 | Non-Participating | Yes | No |  | COUNTY SANITATION DIST OF ORANGE CO. (FOUNTAIN VALLEY) |  | SCE | 2460 | COGENERATION |  |  | SP15 | SCE1 | 1993-06-16 |  |  | 4.5 | A
45600 | Non-Participating | Yes | No |  | ENCINA POLLUTION CONTROL | 0 | SDGE | 14 | COGENERATION |  | NATURAL GAS | SP15 | SDG1 | 1984-01-01 | No export to grid. No telemetry. No metering. |  | 1.43 | A
45700 | Non-Participating | Yes | No | EAGLRK_2_QF | EPISCOPAL HOME | 0.23 | SCE | 2085 | COGENERATION |  |  | SP15 | SCE1 | 1986-01-01 |  |  | 0.2 | A
45800 | Non-Participating | Yes | Yes | ETIWND_2_QF | ETIWANDA AREA LUMPED UNITS | 37.22 | SCE | VARIOUS | VARIOUS |  | NATURAL GAS | SP15 | SCE1 | 1925-01-01 |  |  | 44.08 | A
45802 | Non-Participating | Yes | No |  | SAN BERNARDINO MWD UNIT 3 (SITE 2100) |  | SCE | 4100 | HYDRO | HYDRO | WATER | SP15 | SCE1 | UNK |  |  | 0.08 | A
45801 | Non-Participating | Yes | No |  | TIN INC. dba TEMPLE-INLAND |  | SCE | 2045 | COGENERATION | COMBUSTION TURBINE | NATURAL GAS | SP15 | SCE1 | 1985-09-01 |  |  | 36.7 | A
45900 | Non-Participating | Yes | No | GOLETA_6_EXGEN | EXXON COMPANY, USA | 48.2 | SCE | 2101 | COGENERATION | COMBUSTION TURBINE | NATURAL GAS | SP15 | SCE1 | 1993-08-19 |  |  | 49 | A
46000 | Non-Participating | Yes | No | FAIRHV_6_UNIT | FAIRHAVEN POWER CO. | 19.9 | PGAE | 19P005 | BIOMASS | STEAM | WOOD WASTE | NP15 | PGE1 | 1986-09-15 |  |  | 19.9 | A
93200 | Non-Participating | Yes | Yes | FELLOW_7_QFUNTS | FELLOW QF UNIT AGGREGATE | 10.5 | PGAE | Various | THERMAL | VARIOUS | NATURAL GAS | ZP26 | PGE4 | 2006-06-01 | QF Aggretate |  | 17.25 | A
60700 | Non-Participating | Yes | No | FELLOW_1_SHELLW | NUEVO ENERGY COMPANY (DOME) | 7 | PGAE | 25C293 | COGENERATION | COMBUSTION TURBINE | NATURAL GAS | ZP26 | PGE4 | 1988-09-02 | Aggregated under FELLOW_7_QFUNTS 6/1/2006 |  | 7 | A
34300 | Non-Participating | Yes | No | FELLOW_1_TENNCO | AERA ENERGY LLC. (Oxford) | 6 | PGAE | 25C180 | PEAKER | COMBUSTION TURBINE | NATURAL GAS | ZP26 | PGE4 | 1984-09-19 | Aggregated under FELLOW_7_QFUNTS 6/1/2006 |  | 6 | A
56901 | Non-Participating | Yes | No | FELLOW_7_MIDSUN | AERA ENERGY LLC. (N. MIDWAY SUNSET) | 4.25 | PGAE | 25C258 | COGENERATION |  | NATURAL GAS | ZP26 | PGE4 | 1988-06-19 | Aggregated under FELLOW_7_QFUNTS 6/1/2006 |  | 4.25 | A
93900 | Non-Participating | Yes | Yes | FTSWRD_7_QFUNTS | FORT SEWARD QF AGGREGATION | 1.6 | PGAE |  | HYDRO | AGGREGATION | WATER | NP15 | PGE3 | 1984-12-28 | Aggregation created 3/1/2007 |  | 1.3 | A
47103 | Non-Participating | Yes | No |  | BURGESS, NORMAN ROSS | 1.25 | PGAE | 19H004 | HYDRO | HYDRO | WATER | NP15 | PGE3 | 1984-12-28 | Added to FTSWRD aggregation 3/1/2007. Formerly part of FULTON_1_QF aggregation. |  | 1.25 | A
50801 | Non-Participating | Yes | No |  | TOM BENNINGHOVEN |  | PGAE | 19H055 | HYDRO | HYDRO | WATER | NP15 | PGE1 | 1986-01-15 | Formerly part of HUMBSB_1_QF prior to 3/15/2007 |  | 0.03 | A
46400 | Non-Participating | Yes | No |  | FRED L. HARTLEY RESEARCH CENTER (UNION OIL CO.) | 0.25 | SCE | 2457 | COGENERATION |  |  | SP15 | SCE1 | UNK |  |  | 0.25 | A
46500 | Non-Participating | Yes | No | FRIANT_6_UNITS | FRIANT DAM | 33.7 | PGAE | 25H037 | HYDRO | HYDRO | WATER | NP15 | PGE3 | 1985-04-16 |  |  | 33.7 | A
46600 | Non-Participating | Yes | No | FRITO_1_LAY | FRITO LAY COGEN | 6.9 | PGAE | 25C063 | COGENERATION | COMBUSTION TURBINE | NATURAL GAS | ZP26 | PGE4 | 1986-01-01 |  |  | 6.9 | A
47100 | Non-Participating | Yes | Yes | FULTON_1_QF | FULTON AREA LUMPED QF UNITS | 1.05 | PGAE | VARIOUS | HYDRO | HYDRO | WATER | NP15 | PGE3 | 1983-01-01 |  |  | 1.05 | A
47101 | Non-Participating | Yes | No |  | AIRPORT CLUB |  | PGAE | 04C140 | COGENERATION |  | NATURAL GAS | NP15 | PGE3 | 1992-08-27 |  |  | 0.06 | A
47105 | Non-Participating | Yes | No |  | EJM MCFADDEN FARM |  | PGAE | 04H062 | HYDRO | HYDRO | WATER | NP15 | PGE3 | 1983-07-01 |  |  | 0.35 | A
47102 | Non-Participating | Yes | No |  | Far West Power Co. |  | PGAE | 04H011 | HYDRO | HYDRO | WATER | NP15 | PGE3 | 1987-09-30 |  |  | 0.4 | A
47104 | Non-Participating | Yes | No |  | SHAMROCK UTLIITIES (CLOVER LEAF) |  | PGAE | 13H012 | HYDRO | HYDRO | WATER | NP15 | PGE3 | 1985-02-01 |  |  | 0.2 | A
46300 | Non-Participating | Yes | No |  | FoxPoint Farms | 0 | SDGE | 482 | COGENERATION |  | NATURAL GAS | SP15 | SDG1 | UNK | No export to grid. No telemetry. No metering. |  | 0.15 | A
47200 | Non-Participating | Yes | No | HIWAY_7_ACANYN | GAS RECOVERY SYS. (AMERICAN CYN) | 2.5 | PGAE | 04P010 | BIOMASS |  | LANDFILL GAS | NP15 | PGE3 | 1985-12-27 |  |  | 2.5 | A
47300 | Non-Participating | Yes | No | HICKS_7_GUADLP | GAS RECOVERY SYS. (GUADALUPE) | 3.7 | PGAE | 08P006 | BIOMASS |  | LANDFILL GAS | NP15 | PGE3 | 1984-01-12 |  |  | 3.7 | A
47400 | Non-Participating | Yes | No | BLHVN_7_MENLOP | GAS RECOVERY SYS. (MENLO PARK) | 2.6 | PGAE | 02P014 | BIOMASS |  | LANDFILL GAS | NP15 | PGE3 | 1983-01-11 |  |  | 2.6 | A
47500 | Non-Participating | Yes | No | MNTAGU_7_NEWBYI | GAS RECOVERY SYS. (NEWBY ISLAND 2) | 4.8 | PGAE | 08P004 | BIOMASS |  | LANDFILL GAS | NP15 | PGE3 | 1984-08-03 |  |  | 4.8 | A
47600 | Non-Participating | Yes | No | CALPIN_1_AGNEW | GATX/CALPINE COGEN-AGNEWS INC. | 41.5 | PGAE | 08C010 | COGENERATION | COMBUSTION TURBINE | NATURAL GAS | NP15 | PGE3 | 1990-10-19 |  |  | 41.5 | A
48200 | Non-Participating | Yes | No | ESCO_6_GLMQF | GOAL LINE L.P. | 50.3 | SDGE | 431 | COGENERATION | COMBUSTION TURBINE | NATURAL GAS | SP15 | SDG1 | 1994-01-01 |  |  | 49.9 | A
48300 | Non-Participating | Yes | Yes | GOLDHL_1_QF | GOLD HILL AREA LUMPED QF UNITS | 1.25 | PGAE | 06H159 | WIND | WIND | WIND | NP15 | PGE3 | 1992-11-18 |  |  | 1.25 | A
48302 | Non-Participating | Yes | No |  | Thomas S AtkinsonII - highly inactive |  | PGAE | 12W077 | WIND | WIND | WIND | NP15 | PGE3 | UNK |  |  | 0.04 | A
48301 | Non-Participating | Yes | No |  | David O. Harde |  | PGAE | 06H159 | HYDRO | HYDRO | WATER | NP15 | PGE3 | 1992-11-18 |  |  | 0.1 | A
48400 | Non-Participating | Yes | Yes | GOLETA_2_QF | GOLETA AREA LUMPED UNITS | 0.4 | SCE | VARIOUS | VARIOUS | VARIOUS | VARIOUS | SP15 | SCE1 | 1986-01-01 |  |  | 0.33 | A
48402 | Non-Participating | Yes | No |  | JOHN E. HOWARD (MONTECITO) |  | SCE | 4051 | HYDRO | HYDRO | WATER | SP15 | SCE1 | 1989-01-17 |  |  | 0.13 | A
48401 | Non-Participating | Yes | No |  | GOLETA WATER DISTRICT |  | SCE | 4055 | HYDRO | HYDRO | WATER | SP15 | SCE1 | 1986-05-01 |  |  | 0.15 | A
48600 | Non-Participating | No | Yes | USWPJR_2_UNITS | GREEN RIDGE POWER (JACKSON) | 78.2 | PGAE | Vasco Wind, LLC | WIND | WIND | WIND | NP15 | PGE3 | 1988-01-01 | 6551 Los Vaqueros Road, Livermore , CA 94551. POD: Pole 17/93 on the Lone Tree-Cayetano 230 kV line. Repowered 2/8/2012 |  | 78.2 | A
48601 | Non-Participating | Yes | No |  | GREEN RIDGE POWER LLC (110 MW) |  | PGAE | 01W004 | WIND | WIND | WIND | NP15 | PGE3 | 1986-01-01 | Portions of this facility scheduled under LASPOS_6_USWIND, USWPJR_2_UNITS, USWND2_1_UNITS, USWND4_2_UNITS & USWND1_2_UNITS |  | 110 | A
48603 | Non-Participating | Yes | No |  | GREEN RIDGE POWER LLC (70 MW - A) |  | PGAE | 06W146A | WIND | WIND | WIND | NP15 | PGE3 | 1988-04-01 | Portions of this facility scheduled under USWPJR_2_UNITS & USWND2_1_UNITS |  | 20 | A
48602 | Non-Participating | Yes | No |  | GREEN RIDGE POWER LLC (70 MW) |  | PGAE | 01W035 | WIND | WIND | WIND | NP15 | PGE3 | 1989-01-01 | Portions of this facility scheduled under USWPJR_2_UNITS, USWND2_1_UNITS, USWND4_2_UNITS & USWND1_2_UNITS |  | 70 | A
48900 | Non-Participating | Yes | Yes | USWNDR_2_UNITS | GREEN RIDGE POWER LLC- RUSSELL (Aggregate) | 59.6 | PGAE | VARIOUS | WIND | WIND | WIND | NP15 | PGE3 | 1994-01-01 |  |  | 76.25 | A
48904 | Non-Participating | Yes | No |  | GREEN RIDGE POWER LLC (10 MW) |  | PGAE | 06W148 | WIND | WIND | WIND | NP15 | PGE3 | 1990-01-01 |  |  | 10 | A
48903 | Non-Participating | Yes | No |  | GREEN RIDGE POWER LLC (70 MW - D) |  | PGAE | 06W146D | WIND | WIND | WIND | NP15 | PGE3 | 1991-01-01 |  |  | 1.5 | A
48902 | Non-Participating | Yes | No |  | GREEN RIDGE POWER LLC (70 MW - C) |  | PGAE | 06W146C | WIND | WIND | WIND | NP15 | PGE3 | 1991-01-01 |  |  | 30 | A
48901 | Non-Participating | Yes | No |  | GREEN RIDGE POWER LLC (70 MW - B) |  | PGAE | 06W146B | WIND | WIND | WIND | NP15 | PGE3 | 1990-01-01 |  |  | 18.5 | A
48500 | Non-Participating | Yes | Yes | USWPFK_6_FRICK | GREEN RIDGE POWER LLC-FRICK (Aggregate) | 10.9 | PGAE | VARIOUS | WIND | WIND | WIND | NP15 | PGE3 | 1986-01-01 |  |  | 15 | A
48502 | Non-Participating | Yes | No |  | GREEN RIDGE POWER LLC (100 MW - A) |  | PGAE | 01W146A | WIND | WIND | WIND | NP15 | PGE3 | 1988-01-01 | Portions of this facility scheduled under LASPOS_6_USWIND, USWND2_1_UNITS, USWND4_2_UNITS & USWND1_2_UNITS |  | 43.1 | A
48501 | Non-Participating | Yes | No |  | GREEN RIDGE POWER LLC (110 MW) |  | PGAE | 01W004 | WIND | WIND | WIND | NP15 | PGE3 | 1986-01-01 | Portions of this facility scheduled under LASPOS_6_USWIND, USWPJR_2_UNITS, USWND2_1_UNITS, USWND4_2_UNITS & USWND1_2_UNITS |  | 110 | A
48700 | Non-Participating | Yes | Yes | USWND2_1_UNITS | GREEN RIDGE POWER LLC-PATTERSON (Aggregate) | 138.5 | PGAE | VARIOUS | WIND | WIND | WIND | NP15 | PGE3 | 1988-01-01 |  |  | 182.5 | A
48701 | Non-Participating | Yes | No |  | GREEN RIDGE POWER LLC (110 MW) |  | PGAE | 01W004 | WIND | WIND | WIND | NP15 | PGE3 | 1986-01-01 | Portions of this facility scheduled under LASPOS_6_USWIND, USWPJR_2_UNITS, USWND2_1_UNITS, USWND4_2_UNITS & USWND1_2_UNITS |  | 110 | A
48702 | Non-Participating | Yes | No |  | GREEN RIDGE POWER LLC (70 MW) |  | PGAE | 01W035 | WIND | WIND | WIND | NP15 | PGE3 | 1988-01-01 | Portions of this facility scheduled under USWPJR_2_UNITS, USWND2_1_UNITS, USWND4_2_UNITS & USWND1_2_UNITS |  | 70 | A
48703 | Non-Participating | Yes | No |  | GREEN RIDGE POWER LLC (30 MW) |  | PGAE | 01W144 | WIND | WIND | WIND | NP15 | PGE3 | 1988-04-01 |  |  | 30 | A
48707 | Non-Participating | Yes | No |  | GREEN RIDGE POWER LLC (70 MW - A) |  | PGAE | 06W146A | WIND | WIND | WIND | NP15 | PGE3 | 1988-04-01 | Portions of this facility scheduled under USWPJR_2_UNITS & USWND2_1_UNITS |  | 20 | A
48705 | Non-Participating | Yes | No |  | GREEN RIDGE POWER LLC (100 MW - B) |  | PGAE | 01W146B | WIND | WIND | WIND | NP15 | PGE3 | 1988-04-01 | Portions of this facility scheduled under USWND2_1_UNITS, USWND4_2_UNITS & USWND1_2_UNITS |  | 30 | A
48706 | Non-Participating | Yes | No |  | GREEN RIDGE POWER LLC (100 MW - D) |  | PGAE | 01W146D | WIND | WIND | WIND | NP15 | PGE3 | 1991-01-01 | Portions of this facility scheduled under USWND2_1_UNITS, USWND4_2_UNITS & USWND1_2_UNITS |  | 15 | A
48704 | Non-Participating | Yes | No |  | GREEN RIDGE POWER LLC (100 MW - A) |  | PGAE | 01W146A | WIND | WIND | WIND | NP15 | PGE3 | 1988-01-01 | Portions of this facility scheduled under LASPOS_6_USWIND, USWND2_1_UNITS, USWND4_2_UNITS & USWND1_2_UNITS |  | 43.1 | A
48800 | Non-Participating | Yes | Yes | USWND4_2_UNITS | GREEN RIDGE POWER LLC-RALPH (Aggregate) | 80.2 | PGAE | VARIOUS | WIND | WIND | WIND | NP15 | PGE3 | 1987-01-01 | Wind & biogas aggregate, ~95% Wind (based on Nameplate Ratings of children units) |  | 102.5 | A
48802 | Non-Participating | Yes | No |  | BIO-ENERGY PART. |  | PGAE | 01P219 | BIOMASS |  | LANDFILL GAS | NP15 | PGE3 | 1989-05-04 |  |  | 6 | A
48801 | Non-Participating | Yes | No |  | GREEN RIDGE POWER LLC (110 MW) |  | PGAE | 01W004 | WIND | WIND | WIND | NP15 | PGE3 | 1986-01-01 | Portions of this facility scheduled under LASPOS_6_USWIND, USWPJR_2_UNITS, USWND2_1_UNITS, USWND4_2_UNITS & USWND1_2_UNITS |  | 110 | A
48803 | Non-Participating | Yes | No |  | GREEN RIDGE POWER LLC (5.9 MW) |  | PGAE | 01W018 | WIND | WIND | WIND | NP15 | PGE3 | 1988-03-02 |  |  | 5.9 | A
48804 | Non-Participating | Yes | No |  | GREEN RIDGE POWER LLC (70 MW) |  | PGAE | 01W035 | WIND | WIND | WIND | NP15 | PGE3 | 1991-01-01 | Portions of this facility scheduled under USWPJR_2_UNITS, USWND2_1_UNITS, USWND4_2_UNITS & USWND1_2_UNITS |  | 70 | A
48809 | Non-Participating | Yes | No |  | GREEN RIDGE POWER LLC (23.8 MW) |  | PGAE | 16W011 | WIND | WIND | WIND | NP15 | PGE3 | 1987-01-05 |  |  | 23.8 | A
48806 | Non-Participating | Yes | No |  | GREEN RIDGE POWER LLC (100 MW - B) |  | PGAE | 01W146B | WIND | WIND | WIND | NP15 | PGE3 | 1988-04-01 | Portions of this facility scheduled under USWND2_1_UNITS, USWND4_2_UNITS & USWND1_2_UNITS |  | 30 | A
48807 | Non-Participating | Yes | No |  | GREEN RIDGE POWER LLC (100 MW - C) |  | PGAE | 01W146C | WIND | WIND | WIND | NP15 | PGE3 | 1990-01-02 | Portions of this facility scheduled under USWND2_1_UNITS & USWND1_2_UNITS |  | 11.9 | A
48808 | Non-Participating | Yes | No |  | GREEN RIDGE POWER LLC (100 MW - D) |  | PGAE | 01W146D | WIND | WIND | WIND | NP15 | PGE3 | 1988-01-01 | Portions of this facility scheduled under USWND2_1_UNITS, USWND4_2_UNITS & USWND1_2_UNITS |  | 15 | A
48805 | Non-Participating | Yes | No |  | GREEN RIDGE POWER LLC (100 MW - A) |  | PGAE | 01W146A | WIND | WIND | WIND | NP15 | PGE3 | 1988-01-01 | Portions of this facility scheduled under LASPOS_6_USWIND, USWND2_1_UNITS, USWND4_2_UNITS & USWND1_2_UNITS |  | 43.1 | A
49000 | Non-Participating | Yes | Yes | USWND1_2_UNITS | GREEN RIDGE POWER LLC-WALKER (Aggregate) | 38.9 | PGAE | VARIOUS | WIND | WIND | WIND | NP15 | PGE3 | 1988-01-01 |  |  | 58.7 | A
49001 | Non-Participating | Yes | No |  | GREEN RIDGE POWER LLC (110 MW) |  | PGAE | 01W004 | WIND | WIND | WIND | NP15 | PGE3 | 1986-01-01 | Portions of this facility scheduled under LASPOS_6_USWIND, USWPJR_2_UNITS, USWND2_1_UNITS, USWND4_2_UNITS & USWND1_2_UNITS |  | 110 | A
49002 | Non-Participating | Yes | No |  | GREEN RIDGE POWER LLC (5.9 MW) |  | PGAE | 01W018 | WIND | WIND | WIND | NP15 | PGE3 | 1988-03-02 |  |  | 5.9 | A
49003 | Non-Participating | Yes | No |  | GREEN RIDGE POWER LLC (70 MW) |  | PGAE | 01W035 | WIND | WIND | WIND | NP15 | PGE3 | 1987-04-01 | Portions of this facility scheduled under USWPJR_2_UNITS, USWND2_1_UNITS, USWND4_2_UNITS & USWND1_2_UNITS |  | 70 | A
49007 | Non-Participating | Yes | No |  | GREEN RIDGE POWER LLC (100 MW - D) |  | PGAE | 01W146D | WIND | WIND | WIND | NP15 | PGE3 | 1991-01-01 | Portions of this facility scheduled under USWND2_1_UNITS, USWND4_2_UNITS & USWND1_2_UNITS |  | 15 | A
49005 | Non-Participating | Yes | No |  | GREEN RIDGE POWER LLC (100 MW - B) |  | PGAE | 01W146B | WIND | WIND | WIND | NP15 | PGE3 | 1988-04-01 | Portions of this facility scheduled under USWND2_1_UNITS, USWND4_2_UNITS & USWND1_2_UNITS |  | 30 | A
49006 | Non-Participating | Yes | No |  | GREEN RIDGE POWER LLC (100 MW - C) |  | PGAE | 01W146C | WIND | WIND | WIND | NP15 | PGE3 | 1990-01-02 | Portions of this facility scheduled under USWND2_1_UNITS & USWND1_2_UNITS |  | 11.9 | A
49004 | Non-Participating | Yes | No |  | GREEN RIDGE POWER LLC (100 MW - A) |  | PGAE | 01W146A | WIND | WIND | WIND | NP15 | PGE3 | 1988-01-01 | Portions of this facility scheduled under LASPOS_6_USWIND, USWND2_1_UNITS, USWND4_2_UNITS & USWND1_2_UNITS |  | 43.1 | A
49100 | Non-Participating | Yes | Yes | GRNLF1_1_UNITS | GREENLEAF UNIT #1 (Aggregate) | 49.5 | PGAE | 12C020 | COGENERATION | COMBINED CYCLE | NATURAL GAS | NP15 | PGE3 | 1989-01-11 |  |  | 69 | A
49102 | Non-Participating | Yes | No |  | GREENLEAF #1 GENERATOR 2 |  | PGAE | 12C020 | COGENERATION | STEAM | HEAT RECOVERY | NP15 | PGE3 | 1989-01-11 |  |  | 23 | A
49101 | Non-Participating | Yes | No |  | GREENLEAF #1 GENERATOR 1 |  | PGAE | 12C020 | COGENERATION | COMBUSTION TURBINE | NATURAL GAS | NP15 | PGE3 | 1989-01-11 |  |  | 46 | A
49200 | Non-Participating | Yes | No | GRNLF2_1_UNIT | GREENLEAF UNIT #2 | 63.75 | PGAE | 12C021 | COGENERATION | COMBUSTION TURBINE | NATURAL GAS | NP15 | PGE3 | 1989-10-12 |  |  | 63.75 | A
49300 | Non-Participating | Yes | No | GWFPW1_6_UNIT | GWF POWER SYSTEMS INC. #1 | 22.8 | PGAE | 01P049 | COGENERATION | STEAM | PETROLEUM COKE | NP15 | PGE3 | 1990-12-07 |  |  | 22.8 | A
49400 | Non-Participating | Yes | No | GWFPW2_1_UNIT 1 | GWF POWER SYSTEMS INC. #2 | 22.8 | PGAE | 01P086 | COGENERATION | STEAM | PETROLEUM COKE | NP15 | PGE3 | 1989-12-22 |  |  | 22.8 | A
49500 | Non-Participating | Yes | No | GWFPW3_1_UNIT 1 | GWF POWER SYSTEMS INC. #3 | 22.8 | PGAE | 01P091 | COGENERATION | STEAM | PETROLEUM COKE | NP15 | PGE3 | 1990-08-27 |  |  | 22.8 | A
49600 | Non-Participating | Yes | No | GWFPW4_6_UNIT 1 | GWF POWER SYSTEMS INC. #4 | 22.8 | PGAE | 01P051 | COGENERATION | STEAM | PETROLEUM COKE | NP15 | PGE3 | 1990-10-10 |  |  | 22.8 | A
49700 | Non-Participating | Yes | No | GWFPW5_6_UNIT 1 | GWF POWER SYSTEMS INC. #5 | 22.8 | PGAE | 01P087 | COGENERATION | STEAM | PETROLEUM COKE | NP15 | PGE3 | 1990-03-17 |  |  | 22.8 | A
50000 | Non-Participating | Yes | No |  | HANFORD JOINT UNION HIGH SCHOOL DISTRICT | 0.06 | SCE | 2303 | COGENERATION |  |  | SP15 | SCE1 | 1987-12-08 |  |  | 0.06 | A
50100 | Non-Participating | Yes | No | GWFPWR_6_UNIT | HANFORD L.P. | 29.4 | PGAE | 25C136 | COGENERATION | STEAM | PETROLEUM COKE | NP15 | PGE3 | 1990-09-26 |  |  | 29.9 | A
90300 | Non-Participating | Yes | No | HATLOS_6_QFUNTS | HAT CREEK AREA LUMPED UNITS | 2.75 | PGAE | VARIOUS | HYDRO | HYDRO | WATER | NP15 | PGE3 | 1989-06-15 |  |  | 7.5 | A
90400 | Non-Participating | Yes | Yes | HAYPRS_6_QFUNTS | HAYPRESS HYDROELECTRIC (Aggregate) | 18.75 | PGAE | VARIOUS | HYDRO | HYDRO | WATER | NP15 | PGE3 | 1989-04-11 |  |  | 18.75 | A
50200 | Non-Participating | Yes | No |  | HAYPRESS HYDROELECTRIC, INC. (LWR) |  | PGAE | 15H005 | HYDRO | HYDRO | WATER | NP15 | PGE3 | 1989-04-11 |  |  | 8.75 | A
50300 | Non-Participating | Yes | No |  | HAYPRESS HYDROELECTRIC, INC. (MDL) |  | PGAE | 15H006 | HYDRO | HYDRO | WATER | NP15 | PGE3 | 1989-04-15 |  |  | 10 | A
50400 | Non-Participating | Yes | No | SIERRA_1_UNITS | HIGH SIERRA LIMITED | 52.43 | PGAE | 25C242 | COGENERATION | COMBUSTION TURBINE | NATURAL GAS | ZP26 | PGE4 | 1989-02-24 |  |  | 60.3 | A
59600 | Non-Participating | Yes | Yes | NHOGAN_6_UNITS | HOGAN PH (AGGREGATE) | 4 | PGAE | Calaveras City Water District (16H008) | HYDRO | HYDRO | WATER | NP15 | MID1 | 1986-04-15 |  |  | 4 | A
59601 | Non-Participating | Yes | No | NHOGAN_6_UNIT 1 | Hogan Unit 1 | 2.2 | PGAE | Calaveras City Water District | HYDRO | HYDRO | WATER | NP15 | MID1 | 1986-04-15 |  |  | 2.2 | A
59602 | Non-Participating | Yes | No | NHOGAN_6_UNIT 2 | Hogan Unit 2 | 1.1 | PGAE | Calaveras City Water District | HYDRO | HYDRO | WATER | NP15 | MID1 | 1986-04-15 |  |  | 1.1 | A
50800 | Non-Participating | Yes | Yes | HUMBSB_1_QF | HUMBOLDT AREA LUMPED QF UNITS | 1.25 | PGAE | 19H049 | HYDRO | HYDRO | WATER | NP15 | PGE1 | 1983-12-05 |  |  | 0.05 | A
50802 | Non-Participating | Yes | No |  | Steven Spellenberg Hydro |  | PGAE | 19H049 | HYDRO | HYDRO | WATER | NP15 | PGE1 | 1983-12-05 |  |  | 0.03 | A
51500 | Non-Participating | Yes | No | FORKBU_6_UNIT | HYPOWER, INC. (a/k/a Forks of Butte) | 14.3 | PGAE | 10H013 | HYDRO | HYDRO | WATER | NP15 | PGE3 | 1992-03-16 |  |  | 14.3 | A
49800 | Non-Participating | Yes | No |  | Hale Ave. Resource Recovery Fac | 0 | SDGE | 481 | BIOMASS |  | LANDFILL GAS | SP15 | SDG1 | UNK | No export to grid. No telemetry. No metering. |  | 0.36 | A
16700 | Non-Participating | No | No | HNTGBH_7_UNIT 3 | Huntington Beach 3 |  | SCE | AES | SYNCHRONOUS CONDENSER |  |  | SP15 | SCE1 | 2002-07-31 | Converted to Synchronous Condenser Changed to Non-Participant 12/7/2012 Repowered |  |  | A
16800 | Non-Participating | No | No | HNTGBH_7_UNIT 4 | Huntington Beach 4 |  | SCE | AES | SYNCHRONOUS CONDENSER |  |  | SP15 | SCE1 | 2003-08-07 | Converted to Synchronous Condenser Changed to Non-Participant 12/7/2012 Repowered |  |  | A
51600 | Non-Participating | Yes | No | IBMCTL_1_UNIT 1 | IBM COTTLE | 50 | PGAE |  | COGENERATION | COMBUSTION TURBINE | NATURAL GAS | NP15 | PGE3 | 1984-01-01 | Emergency back-up source. |  | 50 | A
51700 | Non-Participating | Yes | Yes | IGNACO_1_QF | IGNACIO AREA LUMPED QF UNITS | 1 | PGAE | VARIOUS | WIND | WIND | WIND | NP15 | PGE3 | 1985-01-01 |  |  | 1 | A
51703 | Non-Participating | Yes | No |  | CITY OF VALLEJO (CUNNINGHAM POOL) |  | PGAE | 04C130 | COGENERATION |  | NATURAL GAS | NP15 | PGE3 | 1985-08-15 |  |  | 0.08 | A
51708 | Non-Participating | Yes | No |  | REAL GOODS TRADING CORP. |  | PGAE | 04S152 | SOLAR | PHOTO VOLTAIC | SUN | NP15 | PGE3 | 1996-06-10 |  |  | 0.01 | A
51705 | Non-Participating | Yes | No |  | MICHAEL OR KAREN RIPPEY |  | PGAE | 04W072 | WIND | WIND | WIND | NP15 | PGE3 | UNK |  |  | 0 | A
51704 | Non-Participating | Yes | No |  | JOHN NEERHOUT JR. |  | PGAE | 04H134 | HYDRO | HYDRO | WATER | NP15 | PGE3 | 1987-05-01 |  |  | 0.09 | A
51701 | Non-Participating | Yes | No |  | BERTHA NOLL |  | PGAE | 04W063 | WIND | WIND | WIND | NP15 | PGE3 | UNK |  |  | 0.01 | A
51709 | Non-Participating | Yes | No |  | ROBIN WILLIAMS SOLAR POWER GEN |  | PGAE | 04S142 | SOLAR | PHOTO VOLTAIC | SUN | NP15 | PGE3 | 1993-04-16 |  |  | 0.01 | A
84900 | Non-Participating | Yes | Yes | MIRAGE_2_COCHLA | IID Interchange Schedule | 535.59 | SCE | VARIOUS | VARIOUS | VARIOUS | VARIOUS | SP15 | IID | UNK | AGC Tie Line |  | 471.7 | C
84902 | Non-Participating | Yes | No |  | Del Ranch Ltd. (Niland #2) |  | IID | 3004 | GEOTHERMAL | STEAM | GEOTHERMAL | SP15 | IID | UNK |  |  | 42 | C
84903 | Non-Participating | Yes | No |  | ELMORE, LTD. (NILAND #3) |  | IID | 3009 | GEOTHERMAL | STEAM | GEOTHERMAL | SP15 | IID | UNK |  |  | 42 | C
84904 | Non-Participating | Yes | No |  | Heber Geothermal Company |  | IID | 3001 | GEOTHERMAL | STEAM | GEOTHERMAL | SP15 | IID | UNK |  |  | 52 | C
84905 | Non-Participating | Yes | No |  | LEATHERS, L.P. (NILAND #4) |  | IID | 3026 | GEOTHERMAL | STEAM | GEOTHERMAL | SP15 | IID | UNK |  |  | 42 | C
84906 | Non-Participating | Yes | No |  | ORMESA GEOTHERMAL I |  | IID | 3010 | GEOTHERMAL | STEAM | GEOTHERMAL | SP15 | IID | UNK |  |  | 38 | C
84907 | Non-Participating | Yes | No |  | ORMESA GEOTHERMAL II |  | IID | 3012 | GEOTHERMAL | STEAM | GEOTHERMAL | SP15 | IID | UNK |  |  | 19 | C
84901 | Non-Participating | Yes | No |  | Colmac Energy Incorporated |  | IID | 1038 | BIOMASS |  |  | SP15 | IID | UNK |  |  | 49.9 | C
84909 | Non-Participating | Yes | No |  | SALTON SEA POWER GENERATION L.P., #1 |  | IID | 3039 | GEOTHERMAL | STEAM | GEOTHERMAL | SP15 | IID | UNK |  |  | 10 | C
84910 | Non-Participating | Yes | No |  | SALTON SEA POWER GENERATION L.P., #2 |  | IID | 3028 | GEOTHERMAL | STEAM | GEOTHERMAL | SP15 | IID | UNK |  |  | 20 | C
84911 | Non-Participating | Yes | No |  | SALTON SEA POWER GENERATION L.P., #3 |  | IID | 3025 | GEOTHERMAL | STEAM | GEOTHERMAL | SP15 | IID | UNK |  |  | 49.8 | C
84912 | Non-Participating | Yes | No |  | SECOND IMPERIAL GEOTHERMAL COMPANY |  | IID | 3021 | GEOTHERMAL | STEAM | GEOTHERMAL | SP15 | IID | UNK |  |  | 37 | C
84913 | Non-Participating | Yes | No |  | VULCAN / BN GEOTHERMAL PWR (NILAND #1) |  | IID | 3006 | GEOTHERMAL | STEAM | GEOTHERMAL | SP15 | IID | UNK |  |  | 34 | C
84908 | Non-Participating | Yes | No |  | SALTON SEA IV |  | IID | 3050 | GEOTHERMAL | STEAM | GEOTHERMAL | SP15 | IID | UNK |  |  | 36 | C
51800 | Non-Participating | Yes | No | INDVLY_1_UNITS | INDIAN VALLEY HYDRO | 5 | PGAE | 04H061 | HYDRO | HYDRO | WATER | NP15 | PGE3 | 1983-09-15 |  |  | 5 | A
52000 | Non-Participating | Yes | No | INTTRB_6_UNIT | INTERNATIONAL TURBINE RESEARCH | 21.25 | PGAE | 25W105 | WIND | WIND | WIND | NP15 | PGE3 | 1988-06-14 |  |  | 21.25 | A
52100 | Non-Participating | Yes | No | JAKVAL_2_IONE | JACKSON VALLEY ENERGY PTNRS (IONE) | 20.7 | PGAE | 16C004 | COGENERATION | STEAM | COAL | NP15 | PGE3 | 1987-01-01 |  |  | 20.7 | A
52500 | Non-Participating | Yes | Yes | JOHANN_6_QFA1 | JOHANNA AREA LUMPED QF UNITS | 0.3 | SCE | VARIOUS | VARIOUS | VARIOUS | VARIOUS | SP15 | SCE1 | UNK |  |  | 0.27 | A
52300 | Non-Participating | Yes | No |  | Jamacha Landfill | 0 | SDGE | 480 | BIOMASS |  | LANDFILL GAS | SP15 | SDG1 | UNK | No export to grid. No telemetry. No metering. |  | 0.3 | A
52700 | Non-Participating | Yes | No | KERNFT_1_UNITS | KERN FRONT LIMITED | 52.4 | PGAE | 25C188 | COGENERATION | COMBUSTION TURBINE | NATURAL GAS | ZP26 | PGE4 | 1989-01-07 |  |  | 60 | A
52800 | Non-Participating | Yes | No | RIOBRV_6_UNIT 1 | KERN HYDRO (OLCESE) (aka RIO BRAVO HYDRO) | 18.4 | PGAE | 25H073 | HYDRO | HYDRO | WATER | ZP26 | PGE4 | 1989-05-18 |  |  | 18.4 | A
84400 | Non-Participating | No | No |  | KERN OIL CO-GEN | 0 | PGAE | Kern Oil & Refining Co. | COGENERATION | COMBUSTION TURBINE | NATURAL GAS | ZP26 | PGE4 | UNK | Self-Gen. No export to grid. |  | 4.5 | A
53100 | Non-Participating | Yes | No | WALNUT_6_HILLGEN | L.A. COUNTY SANITATION DISTRICT #2 (PUENTE HILLS B) | 53.22 | SCE | 1090 | BIOMASS | STEAM | LANDFILL GAS | SP15 | SCE1 | 1986-01-01 |  |  | 55.69 | A
85100 | Non-Participating | Yes | Yes | SYLMAR_2_LDWP | LADWP INTERCHANGE SCHEDULE | 37.92 | SCE |  | VARIOUS |  |  | SP15 | LDWP | UNK | AGC Tie Line |  | 28.85 | C
85101 | Non-Participating | Yes | No |  | PENROSE LANDFILL GAS CONVERSION, LLC |  | SCE | 1018 | BIOMASS |  |  | SP15 | SCE1 | UNK |  |  | 12 | C
85103 | Non-Participating | Yes | No |  | MWD RECOVERY PHASE II-IV, 1 OF 9 (SEPULVEDA) |  | SCE | 4005 | HYDRO | HYDRO | WATER | SP15 | SCE1 | UNK |  |  | 10.1 | C
85102 | Non-Participating | Yes | No |  | TOYON LANDFILL GAS CONVERSION, LLC |  | SCE | 1022 | BIOMASS |  |  | SP15 | SCE1 | UNK |  |  | 12 | C
53300 | Non-Participating | Yes | Yes | LAFRES_6_QF | LAFRESA AREA LUMPED UNITS | 14.64 | SCE | VARIOUS | VARIOUS |  | LANDFILL GAS | SP15 | SCE1 | 1988-01-01 |  |  | 12.76 | A
53302 | Non-Participating | Yes | No |  | SOUTH END RACQUET & HEALTH CLUB |  | SCE | 2396 | COGENERATION |  |  | SP15 | SCE1 | 1990-03-15 |  |  | 0.06 | A
53301 | Non-Participating | Yes | No |  | L.A. COUNTY SAN. DIST #C-2850 |  | SCE | 1082 | BIOMASS |  |  | SP15 | SCE1 | 1988-05-20 |  |  | 7 | A
53400 | Non-Participating | Yes | Yes | LAGBEL_6_QF | LAGUNA BELLE AREA LUMPED UNITS | 17.5 | SCE | VARIOUS | VARIOUS |  | LANDFILL GAS | SP15 | SCE1 | 1993-01-01 |  |  | 17.41 | A
53401 | Non-Participating | Yes | No |  | ANDERSON LITHOGRAPH COMPANY |  | SCE | 2475 | COGENERATION |  |  | SP15 | SCE1 | 1995-07-19 |  |  | 2.75 | A
53403 | Non-Participating | Yes | No |  | METAL SURFACES, INC. |  | SCE | 2441 | COGENERATION |  |  | SP15 | SCE1 | 1993-06-09 |  |  | 0.35 | A
53402 | Non-Participating | Yes | No |  | COMMERCE REFUSE TO ENERGY/CITY OF COM. |  | SCE | 1026 | BIOMASS |  |  | SP15 | SCE1 | 1986-11-13 |  |  | 10.5 | A
92200 | Non-Participating | Yes | Yes | LASSEN_6_UNITS | LASSEN AREA QF AGGREGATION | 40.65 | PGAE | Various | THERMAL | STEAM | COAL | NP15 | PGE3 | 2005-12-01 | Aggregation of 4 existing QF resources in the Lassen UDC system. |  | 40.65 | A
50600 | Non-Participating | Yes | No | HONEYL_6_UNIT | Honey Lake Power | 36.8 | PGAE | 10P005 | BIOMASS | STEAM | WOOD WASTE | NP15 | LMD1 | 1989-07-26 | Aggregated in LASSEN_6_UNITS effective 12/1/2005 |  | 36.8 | A
29800 | Non-Participating | Yes | No | SPSUSN_6_UNIT | SIERRA PACIFIC INDUSTRIES (SUSANVILLE) | 16.5 | PGAE | 10C009 | BIOMASS | STEAM | WOOD WASTE | NP15 | LMD1 | 1981-10-05 | Aggregated in LASSEN_6_UNITS effective 12/1/2005 |  | 16.5 | A
75200 | Non-Participating | Yes | No | WINAMD_6_UNIT 1 | WINEAGLE DEVELOPERS 1 | 1.25 | PGAE | 10G011 | GEOTHERMAL | STEAM | GEOTHERMAL | NP15 | LMD1 | 1985-06-11 | Aggregated in LASSEN_6_UNITS effective 12/1/2005 |  | 1.25 | A
34800 | Non-Participating | Yes | No | WINAMD_6_UNIT 2 | AMEDEE GEOTHERMAL VENTURE 1 | 2.6 | PGAE | 10G012 | GEOTHERMAL | STEAM | GEOTHERMAL | NP15 | LMD1 | 1988-09-11 | Aggregated in LASSEN_6_UNITS effective 12/1/2005 |  | 2.6 | A
53700 | Non-Participating | Yes | Yes | LGHTHP_6_QF | LITHEHIPE AREA LUMPED UNITS | 5 | SCE | VARIOUS | VARIOUS |  | NATURAL GAS | SP15 | SCE1 | 1976-01-01 |  |  | 5 | A
53701 | Non-Participating | Yes | No |  | G SQUARED ENERGY (DOMIN. GAP) |  | SCE | 4050 | HYDRO |  |  | SP15 | SCE1 | UNK |  |  | 0.28 | A
53702 | Non-Participating | Yes | No |  | RHODIA, INC. |  | SCE | 2003 | COGENERATION |  |  | SP15 | SCE1 | 1988-07-11 |  |  | 5 | A
53800 | Non-Participating | Yes | No | LIVOAK_1_UNIT 1 | LIVE OAK LIMITED | 55.3 | PGAE | 25C274 | COGENERATION | COMBUSTION TURBINE | NATURAL GAS | ZP26 | PGE4 | 1991-03-16 |  |  | 55.3 | A
93700 | Non-Participating | Yes | Yes | LOWGAP_7_QFUNTS | LOW GAP QF AGGREGATION | 3.2 | PGAE |  | HYDRO | AGGREGATION | WATER | NP15 | PGE3 | 1983-04-10 | Aggregate created 3/1/2007 |  | 3.5 | A
50900 | Non-Participating | Yes | No | LOWGAP_7_MATHEW | HUMBOLDT BAY MWD | 2.2 | PGAE | 19H051 | HYDRO | HYDRO | WATER | NP15 | PGE1 | 1983-04-10 | Included in LOWGAP QF aggregation 3/1/2007 |  | 2.5 | A
51706 | Non-Participating | Yes | No | LOWGAP_7_SULPHR | MILL & SULPHUR CREEK (NORTH COAST) | 1 | PGAE | 19H006 | HYDRO | HYDRO | WATER | NP15 | PGE3 | 1988-02-23 | Included in LOWGAP QF aggregation 3/1/2007 |  | 1 | A
54100 | Non-Participating | Yes | Yes | KRAMER_1_SEGS37 | LUZ SOLAR PARTNERS 3-7 AGGREGATE | 175 | SCE | VARIOUS | SOLAR | STEAM | SUN | SP15 | SCE1 | 1986-01-01 |  |  | 150 | A
54101 | Non-Participating | Yes | No |  | LUZ SOLAR PARTNERS LTD. 3 |  | SCE | 5017 | SOLAR | STEAM | SUN | SP15 | SCE1 | 1986-12-18 |  |  | 30 | A
54102 | Non-Participating | Yes | No |  | LUZ SOLAR PARTNERS LTD. 4 |  | SCE | 5018 | SOLAR | STEAM | SUN | SP15 | SCE1 | 1986-12-23 |  |  | 30 | A
54105 | Non-Participating | Yes | No |  | LUZ SOLAR PARTNERS LTD. 7 |  | SCE | 5021 | SOLAR | STEAM | SUN | SP15 | SCE1 | 1988-12-29 |  |  | 30 | A
54104 | Non-Participating | Yes | No |  | LUZ SOLAR PARTNERS LTD. 6 |  | SCE | 5020 | SOLAR | STEAM | SUN | SP15 | SCE1 | 1988-12-25 |  |  | 30 | A
54103 | Non-Participating | Yes | No |  | LUZ SOLAR PARTNERS LTD. 5 |  | SCE | 5019 | SOLAR | STEAM | SUN | SP15 | SCE1 | 1987-09-29 |  |  | 30 | A
54200 | Non-Participating | Yes | Yes | KRAMER_2_SEGS89 | LUZ SOLAR PARTNERS 8-9 AGGREGATE | 184 | SCE | VARIOUS | SOLAR | STEAM | SUN | SP15 | SCE1 | 1986-01-01 |  |  | 160 | A
54202 | Non-Participating | Yes | No |  | LUZ SOLAR PARTNERS LTD. 9 |  | SCE | 5051 | SOLAR | STEAM | SUN | SP15 | SCE1 | 1990-10-11 |  |  | 80 | A
54201 | Non-Participating | Yes | No |  | LUZ SOLAR PARTNERS LTD. 8 |  | SCE | 5050 | SOLAR | STEAM | SUN | SP15 | SCE1 | 1989-12-29 |  |  | 80 | A
54800 | Non-Participating | Yes | No | STOREY_7_MDRCHW | MADERA-CHOWCHILLA WATER AND POWER AUTHORITY | 3.75 | PGAE | 25H036 | HYDRO | HYDRO | WATER | NP15 | PGE3 | 1985-02-02 |  |  | 3.75 | A
54900 | Non-Participating | Yes | No | MALCHQ_7_UNIT 1 | MALACHA HYDRO L.P. | 32.5 | PGAE | 13H047 | HYDRO | HYDRO | WATER | NP15 | PGE3 | 1988-12-07 |  |  | 32.5 | A
55000 | Non-Participating | Yes | No |  | MAMMOTH PACIFIC LIMITED | 0 | SCE | 3051 | GEOTHERMAL | STEAM | GEOTHERMAL | SP15 | SCE1 | 1990-01-01 | Does not export to grid. |  | 12 | A
55100 | Non-Participating | Yes | Yes | TIDWTR_2_UNITS | MARTINEZ COGEN LIMITED PARTNERSHIP (Aggregate) | 114.8 | PGAE | 01C044 | COGENERATION |  | NATURAL GAS | NP15 | PGE3 | 1987-02-23 |  |  | 127 | A
55101 | Non-Participating | Yes | No | TIDWTR_2_UNIT 1 | MARTINEZ COGEN LIMITED PARTNERSHIP |  | PGAE | 01C044 | COGENERATION |  | NATURAL GAS | NP15 | PGE3 | 1987-02-23 |  |  | 46 | A
55102 | Non-Participating | Yes | No | TIDWTR_2_UNIT 2 | MARTINEZ COGEN LIMITED PARTNERSHIP |  | PGAE | 01C044 | COGENERATION |  | NATURAL GAS | NP15 | PGE3 | 1987-02-23 |  |  | 46 | A
55103 | Non-Participating | Yes | No | TIDWTR_2_UNIT 3 | MARTINEZ COGEN LIMITED PARTNERSHIP |  | PGAE | 01C044 | COGENERATION |  | NATURAL GAS | NP15 | PGE3 | 1987-02-23 |  |  | 35 | A
55300 | Non-Participating | Yes | Yes | MCCALL_1_QF | MCCALL AREA LUMPED QF UNITS | 2.5 | PGAE | VARIOUS | HYDRO | HYDRO | WATER | NP15 | PGE3 | 1990-01-01 |  |  | 1.45 | A
55301 | Non-Participating | Yes | No |  | KINGS RIVER HYDRO CO. |  | PGAE | 25H150 | HYDRO | HYDRO | WATER | NP15 | PGE3 | 1990-08-19 |  |  | 1 | A
55302 | Non-Participating | Yes | No |  | ORANGE COVE IRRIGATION DIST. |  | PGAE | 25H149 | HYDRO | HYDRO | WATER | NP15 | PGE3 | 1990-08-23 |  |  | 0.45 | A
55400 | Non-Participating | Yes | No | MKTRCK_1_UNIT 1 | MCKITTRICK LIMITED | 57.9 | PGAE | 25C275 | COGENERATION | COMBUSTION TURBINE | NATURAL GAS | ZP26 | PGE4 | 1991-10-16 |  |  | 57.9 | A
55500 | Non-Participating | Yes | No | CLOVER_2_UNIT | MEGA HYDRO #1 (CLOVER CREEK) | 1.5 | PGAE | 13H125 | HYDRO | HYDRO | WATER | NP15 | PGE3 | 1986-02-21 |  |  | 1.5 | A
56000 | Non-Participating | Yes | No | MENBIO_6_UNIT | MENDOTA BIOMASS POWER | 33 | PGAE | 25C013 | BIOMASS | STEAM | AGRICULTURAL WASTE | NP15 | PGE3 | 1989-06-29 |  |  | 33 | A
56200 | Non-Participating | Yes | No | CRESSY_1_PARKER | MERCED IRRIGATION DIST. (PARKER) | 3.75 | PGAE | 25H185 | HYDRO | HYDRO | WATER | NP15 | PGE3 | 1981-09-23 |  |  | 3.75 | A
56300 | Non-Participating | Yes | Yes | MESAP_1_QF | MESA AREA LUMPED QF UNITS | 1 | PGAE | VARIOUS | HYDRO | HYDRO | WATER | ZP26 | PGE4 | UNK |  |  | 1 | A
56301 | Non-Participating | Yes | No |  | City of San Luis Obispo - highly inactive |  | PGAE | 18H054 | HYDRO | HYDRO | WATER | ZP26 | PGE4 | UNK |  |  | 0.78 | A
56400 | Non-Participating | Yes | No |  | MESA CONSOLIDATED WATER DISTRICT | 0.05 | SCE | 4145 | HYDRO | HYDRO | WATER | SP15 | SCE1 | 2000-02-01 |  |  | 0.05 | A
56500 | Non-Participating | Yes | Yes | MESAS_2_QF | MESA SOUTH AREA LUMPED UNITS | 2.9 | SCE | VARIOUS | VARIOUS |  | LANDFILL GAS | SP15 | SCE1 | 1983-01-01 |  |  | 2.9 | A
56501 | Non-Participating | Yes | No |  | COGENIC ENERGY SYSTEMS (CAL LUTHERAN) |  | SCE | 2265 | COGENERATION |  |  | SP15 | SCE1 | 1988-05-10 |  |  | 0.1 | A
56505 | Non-Participating | Yes | No |  | SAN MARINO HIGH SCHOOL |  | SCE | 2062 | COGENERATION |  |  | SP15 | SCE1 | UNK |  |  | 0.06 | A
56503 | Non-Participating | Yes | No |  | L.A. COUNTY SANITATION DIST. CSD 2610 |  | SCE | 1009 | BIOMASS |  |  | SP15 | SCE1 | 1983-11-22 |  |  | 2.55 | A
56600 | Non-Participating | Yes | Yes | METCLF_1_QF | METCALF AREA LUMPED QF UNITS | 1.25 | PGAE | VARIOUS | HYDRO | HYDRO | WATER | NP15 | PGE3 | 1988-12-01 |  |  | 0.8 | A
56601 | Non-Participating | Yes | No |  | SANTA CLARA VALLEY WATER DIST. |  | PGAE | 08H013 | HYDRO | HYDRO | WATER | NP15 | PGE3 | 1988-12-01 |  |  | 0.8 | A
56800 | Non-Participating | Yes | No | MIDSET_1_UNIT 1 | MIDSET COGEN. CO. | 52.9 | PGAE | 25C123 | COGENERATION | COMBUSTION TURBINE | NATURAL GAS | ZP26 | PGE4 | 1989-03-16 |  |  | 52.9 | A
56900 | Non-Participating | Yes | Yes | MIDWAY_1_QF | MIDWAY AREA (BAKERSFIELD) LUMPED QF UNITS | 1.2 | PGAE | VARIOUS | BIOMASS |  | LANDFILL GAS | ZP26 | PGE4 | 1991-02-05 |  |  | 0.05 | A
56902 | Non-Participating | Yes | No |  | ALEX TAKAHASHI (VALLEY ENERGY RESOURCES) |  | PGAE | 25C062 | BIOMASS |  |  | ZP26 | PGE4 | 1991-02-05 |  |  | 0.05 | A
57000 | Non-Participating | Yes | Yes | MILBRA_1_QF | MILBRAE AREA LUMPED QF UNITS | 1.25 | PGAE | VARIOUS | COGENERATION |  | NATURAL GAS | NP15 | PGE3 | UNK |  |  | 0.06 | A
57001 | Non-Participating | Yes | No |  | Westmoor High School |  | PGAE | 02C049 | COGENERATION |  | NATURAL GAS | NP15 | PGE3 | UNK |  |  | 0.06 | A
94100 | Non-Participating | Yes | Yes | MLPTAS_7_QFUNTS | MILPITAS QF AGGREGATION | 2.3 | PGAE |  | THERMAL | AGGREGATION | COAL | NP15 | PGE3 | 1986-10-22 | Aggregation created 3/1/2007 |  | 2.3 | A
58001 | Non-Participating | Yes | No |  | COVANTA POWER PACIFIC (SANTA CLARA) | 2.2 | PGAE | 08P008 | BIOMASS |  |  | NP15 | PGE3 | 1986-10-22 | Added to MLPTAS QF aggregation 3/1/2007. Formerly part of MNTVIS_1_QF aggregation. |  | 2.2 | A
59706 | Non-Participating | Yes | No |  | Milpitas High School - highly inactive |  | PGAE | 08C043 | COGENERATION |  | NATURAL GAS | NP15 | PGE3 | UNK | Formerly part of NEWARK_1_QF prior to 3/15/2007 |  | 0.06 | A
59701 | Non-Participating | Yes | No |  | CITY OF MILPITAS |  | PGAE | 08C097 | COGENERATION |  | NATURAL GAS | NP15 | PGE3 | 1989-10-06 | Formerly part of NEWARK_1_QF prior to 3/15/2007 |  | 0.06 | A
57100 | Non-Participating | Yes | No |  | MINNESOTA METHANE (TEAPOT DOME) | 0.95 | SCE | 1108 | BIOMASS |  |  | SP15 | SCE1 | UNK |  |  | 0.95 | A
57400 | Non-Participating | Yes | Yes | MSSION_2_QF | MISSION AREA LUMPED UNITS | 50 | SDGE | VARIOUS | VARIOUS | VARIOUS | WATER | SP15 | SDG1 | 1980-01-01 |  |  | 18.53 | A
57416 | Non-Participating | Yes | No |  | PALOMAR MEDICAL CENTER |  | SDGE | 77 | COGENERATION |  | NATURAL GAS | SP15 | SDG1 | 1986-01-01 |  |  | 1.3 | A
57415 | Non-Participating | Yes | No |  | OLIVENHAIN MUNICIPAL WATER DISTRICT |  | SDGE | 225 | HYDRO | HYDRO | WATER | SP15 | SDG1 | 1915-01-01 |  |  | 0.45 | A
57413 | Non-Participating | Yes | No |  | MIRAMAR HYDRO FACILITY |  | SDGE | 150 | HYDRO | HYDRO | WATER | SP15 | SDG1 | 1985-01-01 |  |  | 0.8 | A
57404 | Non-Participating | Yes | No |  | BADGER FILTRATION PLANT |  | SDGE | 17 | HYDRO | HYDRO | WATER | SP15 | SDG1 | 1987-01-01 |  |  | 1.49 | A
57405 | Non-Participating | Yes | No |  | CHILDRENS HOSPITAL |  | SDGE | 9 | COGENERATION |  | NATURAL GAS | SP15 | SDG1 | 1983-01-01 |  |  | 1.05 | A
57414 | Non-Participating | Yes | No |  | NRG ENERGY CENTER SAN DIEGO |  | SDGE | 208 | COGENERATION |  | NATURAL GAS | SP15 | SDG1 | 1984-01-01 |  |  | 1.6 | A
57418 | Non-Participating | Yes | No |  | SAN FRANCISCO PEAK HYDRO PLANT |  | SDGE | 119 | HYDRO | HYDRO | WATER | SP15 | SDG1 | 1985-01-01 |  |  | 0.35 | A
57417 | Non-Participating | Yes | No |  | SALK INSTITUTE |  | SDGE | 19 | COGENERATION |  | NATURAL GAS | SP15 | SDG1 | 1984-01-01 |  |  | 1.3 | A
57420 | Non-Participating | Yes | No |  | TRW PLANT |  | SDGE | 92 | COGENERATION |  | NATURAL GAS | SP15 | SDG1 | 1984-01-01 |  |  | 1.3 | A
57403 | Non-Participating | Yes | No |  | ALVARADO HYDRO FACILITY |  | SDGE | 151 | HYDRO | HYDRO | WATER | SP15 | SDG1 | 1985-01-01 |  |  | 1.99 | A
53000 | Non-Participating | Yes | No | KYCORA_7_UNIT 1 | KYOCERA INTERNATIONAL, INC. | 5 | SDGE | 388 | COGENERATION | RECIPROCATING ENGINE | NATURAL GAS | SP15 | SDG1 | 1988-01-01 | Added into MSSION_2_QF aggregation effective 9/1/2005. Exports very little to grid. |  | 3.25 | A
69100 | Non-Participating | Yes | No | STAT B_6_SOLTRB | SOLAR TURBINES, INC. | 5 | SDGE | 440 | PEAKER | COMBUSTION TURBINE | NATURAL GAS | SP15 | SDG1 | 1995-01-01 |  |  | 9.5 | A
57406 | Non-Participating | Yes | No |  | CORONADO ISLAND MARRIOTT I |  | SDGE | 374 | COGENERATION |  | NATURAL GAS | SP15 | SDG1 | UNK |  |  | 0.6 | A
57408 | Non-Participating | Yes | No |  | GROSSMONT HOSPITAL |  | SDGE | 75 | COGENERATION |  | NATURAL GAS | SP15 | SDG1 | 1984-01-01 |  |  | 1.54 | A
57500 | Non-Participating | Yes | Yes | MISSIX_1_QF | MISSIX AREA (SAB FRABCUSCI) LUMPED QF UNITS | 13 | PGAE | VARIOUS | COGENERATION |  | NATURAL GAS | NP15 | PGE2 | 1987-01-01 |  |  | 13 | A
57502 | Non-Participating | Yes | No |  | ARDEN WOOD BENEVOLENT ASSOC. |  | PGAE | 02C047 | COGENERATION |  | NATURAL GAS | NP15 | PGE2 | 1987-09-09 |  |  | 0.09 | A
57504 | Non-Participating | Yes | No |  | UNIVERSITY OF SAN FRANCISCO |  | PGAE | 02C003 | COGENERATION |  | NATURAL GAS | NP15 | PGE2 | 1987-06-01 |  |  | 1.5 | A
57503 | Non-Participating | Yes | No |  | NIHONMACHI TERRACE |  | PGAE | 02C058 | COGENERATION |  | NATURAL GAS | NP15 | PGE2 | 1992-06-01 |  |  | 0.08 | A
57501 | Non-Participating | Yes | No |  | 1080 CHESTNUT CORP. |  | PGAE | 02C048 | COGENERATION |  | NATURAL GAS | NP15 | PGE2 | 1988-03-23 |  |  | 0.06 | A
72703 | Non-Participating | Yes | No |  | UNIVERSITY OF CALIFORNA-SAN FRANCISCO MED CENTER UNIT 3 |  | PGAE | 02C071 | COGENERATION | STEAM | HEAT RECOVERY | NP15 | PGE3 | 1998-01-26 |  |  | 3.75 | A
72702 | Non-Participating | Yes | No |  | UNIVERSITY OF CALIFORNA-SAN FRANCISCO MED CENTER UNIT 2 |  | PGAE | 02C071 | COGENERATION | COMBUSTION TURBINE | NATURAL GAS | NP15 | PGE3 | 1998-01-26 |  |  | 4.75 | A
72701 | Non-Participating | Yes | No |  | UNIVERSITY OF CALIFORNA-SAN FRANCISCO MED CENTER UNIT 1 |  | PGAE | 02C071 | COGENERATION | COMBUSTION TURBINE | NATURAL GAS | NP15 | PGE3 | 1998-01-26 |  |  | 4.75 | A
57700 | Non-Participating | Yes | No | MOBGEN_6_UNIT 1 | MOBIL OIL CORPORATION #1 | 0 | SCE | 2215 | COGENERATION | COMBUSTION TURBINE | NATURAL GAS | SP15 | SCE1 | 1983-05-01 | No export to grid. |  | 41.9 | A
57900 | Non-Participating | Yes | No | HOLGAT_1_MOGEN | MOJAVE COGENERATION COMPANY | 62.54 | SCE | 2078 | COGENERATION | COMBUSTION TURBINE | NATURAL GAS | SP15 | SCE1 | 1990-06-13 |  |  | 55 | A
58300 | Non-Participating | Yes | Yes | MOORPK_6_QF | MOORE PARK AREA LUMPED UNITS | 35.8 | SCE | VARIOUS | VARIOUS |  | NATURAL GAS | SP15 | SCE1 | 1976-01-01 |  |  | 30.02 | A
58301 | Non-Participating | Yes | No |  | CALLEGUAS MWD-UNIT 1 (CONEJO) |  | SCE | 4010 | HYDRO | HYDRO | WATER | SP15 | SCE1 | 1982-10-01 |  |  | 0.55 | A
58302 | Non-Participating | Yes | No |  | CALLEGUAS MWD-UNIT 3 (SANTA ROSA) |  | SCE | 4052 | HYDRO | HYDRO | WATER | SP15 | SCE1 | 1986-07-01 |  |  | 0.25 | A
58305 | Non-Participating | Yes | No |  | RANCHO SIMI REC AND PARK DIST PROJECT #2 |  | SCE | 2236 | COGENERATION |  |  | SP15 | SCE1 | 1986-06-10 |  |  | 0.06 | A
58304 | Non-Participating | Yes | No |  | RANCHO SIMI REC AND PARK DIST PROJECT #1 |  | SCE | 2213 | COGENERATION |  |  | SP15 | SCE1 | 1986-07-10 |  |  | 0.06 | A
58303 | Non-Participating | Yes | No |  | O.L.S. ENERGY - CAMARILLO STATE HOSPITAL |  | SCE | 2042 | COGENERATION |  |  | SP15 | SCE1 | 1987-12-27 |  |  | 27.89 | A
58400 | Non-Participating | Yes | Yes | MOSSLD_1_QF | MOSS LANDING AREA (SANTA CRUZ) LUMPED QF UNITS | 1 | PGAE | VARIOUS | BIOMASS |  | WASTE GAS | NP15 | PGE3 | 1985-01-01 |  |  | 1 | A
58406 | Non-Participating | Yes | No |  | City of Watsonville |  | PGAE | 08C078 | BIOMASS |  | SEWAGE GAS | NP15 | PGE3 | 1993-01-23 |  |  | 0.55 | A
58500 | Non-Participating | Yes | No | MTNPOS_1_UNIT | MT. POSO COGENERATION CO. | 46.64 | PGAE | 25C018 | COGENERATION | STEAM | COAL | ZP26 | PGE4 | 1989-04-01 |  |  | 57 | A
59000 | Non-Participating | Yes | No | NAPA_2_UNIT | NAPA STATE HOSPITAL | 2.5 | PGAE | 04C054 | COGENERATION |  | NATURAL GAS | NP15 | PGE3 | 1984-07-18 |  |  | 2.5 | A
59100 | Non-Participating | Yes | No | URBAN_6_NMED1 | NAVAL REGIONAL MEDICAL CENTER (BALBOA) | 5 | SDGE | 505 (Formerly 109) | COGENERATION | RECIPROCATING ENGINE | NATURAL GAS | SP15 | SDG1 | UNK | Re-powered 2/26/2004 |  | 4.07 | A
59300 | Non-Participating | Yes | No | ECC_7_NARDAC | NAVY REG. DATA AUTOMATION CENTER (NARDAC) | 0 | SDGE | 164 | COGENERATION |  | NATURAL GAS | SP15 | SDG1 | 1987-01-01 | Does not export to grid |  | 2.6 | A
59500 | Non-Participating | Yes | No | BOWMN_6_UNIT | NEVADA POWER AUTHORITY (BOWMAN) | 6.25 | PGAE | 15H015 | HYDRO | HYDRO | WATER | NP15 | PGE3 | 1986-08-18 |  |  | 6.25 | A
59700 | Non-Participating | Yes | Yes | NEWARK_1_QF | NEWARK AREA LUMPED QF UNITS | 1.1 | PGAE | VARIOUS | WIND | WIND | WIND | NP15 | PGE3 | 1981-06-18 |  |  | 1.1 | A
59703 | Non-Participating | Yes | No |  | HAYWARD AREA REC & PARK DIST. |  | PGAE | 01C201 | COGENERATION |  | NATURAL GAS | NP15 | PGE3 | 1988-02-02 |  |  | 0.06 | A
59705 | Non-Participating | Yes | No |  | Robert and Joyce Vieux - highly inactive |  | PGAE | 01W134 | WIND | WIND | WIND | NP15 | PGE3 | UNK |  |  | 0.01 | A
59704 | Non-Participating | Yes | No |  | L.P. REINHARD |  | PGAE | 01W129 | WIND | WIND | WIND | NP15 | PGE3 | 1981-06-18 |  |  | 0.01 | A
59702 | Non-Participating | Yes | No |  | DONALD R. CHENOWETH |  | PGAE | 01W119 | WIND | WIND | WIND | NP15 | PGE3 | 1982-08-02 |  |  | 0.01 | A
60100 | Non-Participating | Yes | No | NIMTG_6_NIQF | NORTH ISLAND COGENERATION | 37 | SDGE | 223 | COGENERATION | COMBUSTION TURBINE | NATURAL GAS | SP15 | SDG1 | 1989-01-01 |  |  | 34.5 | A
60300 | Non-Participating | Yes | No | NIMTG_6_NICOGN | NORTH ISLAND STEAM TURBINE | 4.05 | SDGE | 163 | COGENERATION | STEAM | HEAT RECOVERY | SP15 | SDG1 | 1989-01-01 |  |  | 4.05 | A
60500 | Non-Participating | Yes | No | PTLOMA_6_NTCQF | NTC/MCRD COGENERATION | 22.3 | SDGE | 232 | COGENERATION | COMBUSTION TURBINE | NATURAL GAS | SP15 | SDG1 | 1989-01-01 |  |  | 22.3 | A
60800 | Non-Participating | Yes | No | TEMBLR_7_WELLPT | NUEVO ENERGY COMPANY (WELPORT) | 7 | PGAE | 25C308 | COGENERATION | COMBUSTION TURBINE | NATURAL GAS | ZP26 | PGE4 | 1990-01-27 | Formerly Res ID WELLPT_1_UNOCAL |  | 7 | A
60900 | Non-Participating | Yes | No | CHINO_6_CIMGEN | O.L.S. ENERGY COMPANY- CHINO-MENS INST. | 31.6 | SCE | 2043 | COGENERATION | COMBUSTION TURBINE | NATURAL GAS | SP15 | SCE1 | 1987-12-24 |  |  | 27.6 | A
89700 | Non-Participating | Yes | No |  | OCCIDENTAL OF ELK HILLS STEAM TURBINE | 0 | PGAE | Occidental of Elk Hills, Inc. | COGENERATION | STEAM |  | ZP26 | PGE4 | 2004-06-01 | No export to grid. No telemetry |  | 7.4 | A
61000 | Non-Participating | Yes | No | NAVY35_1_UNITS | OCCIDENTAL OF ELK HILLS, INC. (NAVY 35R) | 21 | PGAE | 25C337 | COGENERATION | COMBUSTION TURBINE | NATURAL GAS | ZP26 | PGE4 | 1994-11-02 |  |  | 21 | A
61200 | Non-Participating | Yes | No | ULTPCH_1_UNIT 1 | OGDEN POWER PACIFIC, INC. (CHINESE STATION) | 22 | PGAE | 16P002 | BIOMASS | STEAM | WOOD WASTE | NP15 | PGE3 | 1986-06-04 |  |  | 22 | A
61300 | Non-Participating | Yes | No | MTNLAS_6_UNIT | OGDEN POWER PACIFIC, INC. (MT. LASSEN) | 13.1 | PGAE | 10P001 | BIOMASS | STEAM | WOOD WASTE | NP15 | PGE3 | 1984-10-11 |  |  | 13.1 | A
61400 | Non-Participating | Yes | No | PACORO_6_UNIT | OGDEN POWER PACIFIC, INC. (OROVILLE) | 23.8 | PGAE | 12P001 | BIOMASS | STEAM | WOOD WASTE | NP15 | PGE3 | 1995-09-26 |  |  | 23.8 | A
94200 | Non-Participating | Yes | Yes | OILFLD_7_QFUNTS | OIL FIELDS QF AGGREGATION | 3.8 | PGAE |  | HYDRO | HYDRO | WATER | NP15 | PGE3 | 1987-07-13 | Aggregation created 3/1/2007 |  | 3.8 | A
58403 | Non-Participating | Yes | No |  | MONTEREY CTY WATER RES AGENCY | 3.8 | PGAE | 18H034 | HYDRO | HYDRO | WATER | NP15 | PGE3 | 1987-07-13 | Added to OILFLD QF aggregation 3/1/2007. Formerly part of MOSSLD_1_QF aggregation. |  | 3.8 | A
61500 | Non-Participating | Yes | No | OILDAL_1_UNIT 1 | OILDALE ENERGY LLC | 47.1 | PGAE | 25C170 | COGENERATION | COMBUSTION TURBINE | NATURAL GAS | ZP26 | PGE4 | 1984-12-29 |  |  | 47.1 | A
61600 | Non-Participating | Yes | Yes | OLINDA_2_QF | OLINDA AREA LUMPED UNITS | 13.3 | SCE | VARIOUS | HYDRO | HYDRO | WATER | SP15 | SCE1 | 1984-01-01 |  |  | 13.3 | A
61602 | Non-Participating | Yes | No |  | BREA POWER PARTNERS L. P. |  | SCE | 1010 | BIOMASS |  |  | SP15 | SCE1 | 1984-10-25 |  |  | 4.9 | A
61601 | Non-Participating | Yes | No |  | AMERICAN ENERGY, INC. (FULLERTON HYDRO) |  | SCE | 4137 | HYDRO |  |  | SP15 | SCE1 | 1986-12-20 |  |  | 0.34 | A
61700 | Non-Participating | Yes | No | OLSEN_2_UNIT | OLSEN POWER PARTNERS | 5.8 | PGAE | 13H024 | HYDRO | HYDRO | WATER | NP15 | PGE3 | 1990-01-03 |  |  | 5.8 | A
61800 | Non-Participating | Yes | No |  | ORANGE U.S.D./VILLA PARK HIGH SCHOOL | 0.09 | SCE | 2423 | COGENERATION |  |  | SP15 | SCE1 | 1993-09-05 |  |  | 0.09 | A
61900 | Non-Participating | No | No | OROVIL_6_UNIT | OROVILLE COGEN | 7.5 | PGAE | 12C019 | COGENERATION | COMBUSTION TURBINE | NATURAL GAS | NP15 | PGE3 | 1989-12-18 |  |  | 7.5 | A
62000 | Non-Participating | Yes | Yes | OTAY_6_UNITB1 | OTAY LANDFILL UNITS (Aggregate) | 3 | SDGE | 153 & 154 | BIOMASS |  | LANDFILL GAS | SP15 | SDG1 | 1987-01-01 |  |  | 3.75 | A
62002 | Non-Participating | Yes | No |  | OTAY LANDFILL 2 |  | SDGE | 154 | BIOMASS |  | LANDFILL GAS | SP15 | SDG1 | 1991-01-01 |  |  | 1.88 | A
62001 | Non-Participating | Yes | No |  | OTAY LANDFILL 1 |  | SDGE | 153 | BIOMASS |  | LANDFILL GAS | SP15 | SDG1 | 1987-01-01 |  |  | 1.88 | A
62100 | Non-Participating | Yes | No | PACLUM_6_UNIT | PACIFIC LUMBER CO. | 28.8 | PGAE | 19C010 | BIOMASS | STEAM | WOOD WASTE | NP15 | PGE1 | 1986-03-22 |  |  | 26.25 | A
62200 | Non-Participating | Yes | Yes | PADUA_6_QF | PADUA AREA LUMPED UNITS | 30.1 | SCE | VARIOUS | HYDRO | HYDRO | WATER | SP15 | SCE1 | 1984-01-01 |  |  | 17.03 | A
62204 | Non-Participating | Yes | No |  | MONTE VISTA WATER DISTRICT |  | SCE | 4147 | HYDRO |  |  | SP15 | SCE1 | 1990-08-05 |  |  | 0.87 | A
62209 | Non-Participating | Yes | No |  | THREE VALLEYS MWD (FULTON ROAD) |  | SCE | 4035 | HYDRO |  |  | SP15 | SCE1 | 1987-04-02 |  |  | 0.2 | A
62210 | Non-Participating | Yes | No |  | THREE VALLEYS MWD (MIRAMAR) |  | SCE | 4036 | HYDRO |  |  | SP15 | SCE1 | 1987-04-13 |  |  | 0.52 | A
62211 | Non-Participating | Yes | No |  | THREE VALLEYS MWD (WILLIAMS) |  | SCE | 4037 | HYDRO |  |  | SP15 | SCE1 | 1987-04-03 |  |  | 0.35 | A
62206 | Non-Participating | Yes | No |  | PAPER PAK PRODUCTS,INCORPORATED |  | SCE | 2031 | COGENERATION |  |  | SP15 | SCE1 | 1984-10-01 |  |  | 1.4 | A
62202 | Non-Participating | Yes | No |  | CLAREMONT TENNIS CLUB |  | SCE | 2178 | COGENERATION |  |  | SP15 | SCE1 | 1988-07-14 |  |  | 0.18 | A
62203 | Non-Participating | Yes | No |  | GLENDORA HIGH SCHOOL (U.S.D.) |  | SCE | 2066 | COGENERATION |  |  | SP15 | SCE1 | 1985-07-01 |  |  | 0.08 | A
62205 | Non-Participating | Yes | No |  | ONTARIO COGENERATION |  | SCE | 2037 | COGENERATION |  |  | SP15 | SCE1 | 1984-11-01 |  |  | 4.5 | A
62212 | Non-Participating | Yes | No |  | UPLAND UNIFIED SCHOOL DISTTRICT |  | SCE | 2036 | COGENERATION |  |  | SP15 | SCE1 | 1985-01-01 |  |  | 0.08 | A
62213 | Non-Participating | Yes | No |  | WATER FACILITIES AUTHORITY STATION 1 (UPLAND) |  | SCE | 4150 | HYDRO |  |  | SP15 | SCE1 | 1994-08-26 |  |  | 0.22 | A
62500 | Non-Participating | Yes | No | LEWSTN_7_WEBRFL | PAN PACIFIC (WEBER FLAT) | 2.5 | PGAE | 13H128 | HYDRO | HYDRO | WATER | NP15 | PGE3 | 1984-01-11 |  |  | 2.5 | A
62600 | Non-Participating | Yes | No | LFC 51_2_UNIT 1 | PATTERSON PASS WIND FARM LLC | 30.9 | PGAE | 16W028 | WIND | WIND | WIND | NP15 | PGE3 | 1985-04-02 |  |  | 30.9 | A
94300 | Non-Participating | Yes | Yes | PSWEET_7_QFUNTS | PAUL SWEET QF AGGREGATION | 1 | PGAE |  | VARIOUS | AGGREGATION | LANDFILL GAS | NP15 | PGE3 | 1987-09-01 | Aggregation created 3/1/2007 |  | 1.2 | A
58402 | Non-Participating | Yes | No |  | LANDFILL GENERATING PTNRS. I | 0.93 | PGAE | 08P021 | BIOMASS |  | LANDFILL GAS | NP15 | PGE3 | 1988-11-22 | Added to PSWEET QF aggregation 3/1/2007. Formerly part of MOSSLD_1_QF aggregation. |  | 0.93 | A
58401 | Non-Participating | Yes | No |  | COUNTY OF SANTA CRUZ ( WATER ST. JAIL) |  | PGAE | 08C071 | COGENERATION |  | NATURAL GAS | NP15 | PGE3 | 1987-09-01 | Formerly part of MOSSLD_1_QF prior to 3/15/2007 |  | 0.18 | A
62800 | Non-Participating | Yes | No |  | PCA METAL FINISHING, INC. | 0.1 | SCE | 2472 | COGENERATION |  |  | SP15 | SCE1 | 1994-12-15 |  |  | 0.1 | A
62900 | Non-Participating | Yes | No | GRZZLY_1_BERKLY | PE - BERKELEY, INC. | 32.5 | PGAE | 01C084 | COGENERATION | COMBUSTION TURBINE | NATURAL GAS | NP15 | PGE3 | 1987-05-19 |  |  | 32.5 | A
63000 | Non-Participating | Yes | No | KINGCO_1_KINGBR | PE - KES KINGSBURG,LLC | 34.5 | PGAE | 25C164 | COGENERATION | COMBUSTION TURBINE | NATURAL GAS | NP15 | PGE3 | 1990-12-05 |  |  | 40 | A
90200 | Non-Participating | Yes | Yes | PIT5_7_QFUNTS | PIT5 AREA LUMPED UNITS | 3.75 | PGAE | VARIOUS | HYDRO | HYDRO | WATER | NP15 | PGE3 | 1987-08-15 |  |  | 3.75 | A
59400 | Non-Participating | Yes | No | PIT5_7_NELSON | NELSON CREEK POWER INC. |  | PGAE | 13H042 | HYDRO | HYDRO | WATER | NP15 | PGE3 | 1988-12-19 |  |  | 2.5 | A
55900 | Non-Participating | Yes | No |  | MEGA RENEWABLES (SILVER SPRINGS) |  | PGAE | 13H036 | HYDRO | HYDRO | WATER | NP15 | PGE3 | 1987-08-15 |  |  | 1.25 | A
65509 | Non-Participating | Yes | No | FMEADO_6_HELLHL | PLACER COUNTY WATER AGENCY (HELL HOLE) | 0.6 | PGAE | 15H059 | HYDRO | HYDRO | WATER | NP15 | PGE3 | 1983-04-30 | Formerly part of RIOOSO_1_QF aggregation |  | 0.5 | A
63100 | Non-Participating | Yes | No |  | POMERADO HOSPITAL | 0 | SDGE | 304 | COGENERATION |  | NATURAL GAS | SP15 | SDG1 | 1988-01-01 | No export to grid. No telemetry. No metering. |  | 0.35 | A
63300 | Non-Participating | Yes | No |  | PORTERVILLE INN | 0.06 | SCE | 2448 | COGENERATION |  |  | SP15 | SCE1 | 1993-06-05 |  |  | 0.06 | A
63700 | Non-Participating | Yes | No | SNCLRA_6_PROCGN | PROCTER & GAMBLE PAPER PROD. (OXNARD II) | 49.5 | SCE | 2072 | COGENERATION | COMBUSTION TURBINE | NATURAL GAS | SP15 | SCE1 | 1998-11-17 |  |  | 46.1 | A
63900 | Non-Participating | Yes | No |  | QUAKER CITY PLATING | 0.03 | SCE | 2476 | COGENERATION |  |  | SP15 | SCE1 | 1995-06-02 |  |  | 0.03 | A
64000 | Non-Participating | Yes | No | GENSEE_6_QUALCM | QUALCOMM, INC. | 0 | SDGE | 38 | COGENERATION |  | NATURAL GAS | SP15 | SDG1 | 1983-01-01 | No export to grid. No telemetry. No metering. |  | 2.25 | A
64500 | Non-Participating | Yes | Yes | RECTOR_2_QF | RECTOR AREA LUMPED UNITS | 19.5 | SCE | VARIOUS | HYDRO | HYDRO | WATER | SP15 | SCE1 | 1984-01-01 |  |  | 19.53 | A
64505 | Non-Participating | Yes | No |  | SHARP RANCH |  | SCE | 1088 | BIOMASS |  |  | SP15 | SCE1 | 1987-03-31 |  |  | 0.08 | A
64502 | Non-Participating | Yes | No |  | KAWEAH DELTA DISTRICT HOSPITAL |  | SCE | 2044 | COGENERATION |  |  | SP15 | SCE1 | 1984-01-01 |  |  | 1.1 | A
64501 | Non-Participating | Yes | No |  | COUNTY OF TULARE, DETENTION FACILITY (BOB WILEY) |  | SCE | 2195 | COGENERATION |  |  | SP15 | SCE1 | 1987-05-05 |  |  | 0.55 | A
64503 | Non-Participating | Yes | No |  | KAWEAH RIVER POWER AUTHORITY (TERMINUS) |  | SCE | 4039 | HYDRO |  |  | SP15 | SCE1 | 1990-03-16 |  |  | 17 | A
64700 | Non-Participating | Yes | No |  | REDLANDS UNIFIED SCHOOL DISTRICT | 0.06 | SCE | 2420 | COGENERATION |  |  | SP15 | SCE1 | 1990-12-21 |  |  | 0.06 | A
64800 | Non-Participating | Yes | No | STAUFF_1_UNIT | RHODIA INC. (RHONE-POULENC) | 4.6 | PGAE | 01C108 | COGENERATION | COMBUSTION TURBINE | NATURAL GAS | NP15 | PGE3 | 1977-06-01 |  |  | 4.6 | A
64900 | Non-Participating | Yes | Yes | RHONDO_2_QF | RHONDO AREA LUMPED UNITS | 5.1 | SCE | VARIOUS | VARIOUS |  | WATER | SP15 | SCE1 | 1987-01-01 |  |  | 5.12 | A
64903 | Non-Participating | Yes | No |  | SAN GABRIEL HYDRO PARTNERSHIP |  | SCE | 4029 | HYDRO |  |  | SP15 | SCE1 | 1987-10-17 |  |  | 4.98 | A
64901 | Non-Participating | Yes | No |  | AZUSA UNIFIED SCHOOL DISTRICT |  | SCE | 2311 | COGENERATION | RECIPROCATING ENGINE | NATURAL GAS | SP15 | SCE1 | 1989-09-01 |  |  | 0.07 | A
65000 | Non-Participating | Yes | No |  | RIDGEWOOD POWER (SUNNYSIDE) | 0.05 | SCE | 2262 | COGENERATION |  |  | SP15 | SCE1 | 1992-02-14 |  |  | 0.05 | A
65100 | Non-Participating | Yes | No | ULTPFR_1_UNIT 1 | RIO BRAVO FRESNO (aka ULTRAPOWER) | 30.5 | PGAE | 25P026 | BIOMASS | STEAM | WOOD WASTE | NP15 | PGE3 | 1988-07-20 |  |  | 30.5 | A
65200 | Non-Participating | Yes | No | VESTAL_6_ULTRGN | RIO BRAVO JASMIN | 38 | SCE | 2077 | COGENERATION | STEAM | PETROLEUM COKE | SP15 | SCE1 | 1989-11-02 |  |  | 37 | A
65300 | Non-Participating | Yes | No | ULTOGL_1_POSO | RIO BRAVO POSO (Formerly Ultrapower - Ogle) | 45 | PGAE | 25C076 | COGENERATION | STEAM | COAL | ZP26 | PGE4 | 1989-09-27 |  |  | 45 | A
65400 | Non-Participating | Yes | No | ULTRCK_2_UNIT | RIO BRAVO ROCKLIN | 28.8 | PGAE | 15P028 | BIOMASS | STEAM | WOOD WASTE | NP15 | PGE3 | 1989-06-09 |  |  | 28.8 | A
65500 | Non-Participating | Yes | Yes | RIOOSO_1_QF | RIO OSO AREA LUMPED QF UNITS | 7.5 | PGAE | VARIOUS | HYDRO | AGGREGATION | WATER | NP15 | PGE3 | 1984-01-01 |  |  | 2.5 | A
65501 | Non-Participating | Yes | No |  | Sheila St. Germain |  | PGAE | 15H052 | HYDRO | HYDRO | WATER | NP15 | PGE3 | UNK |  |  | 0.02 | A
65502 | Non-Participating | Yes | No |  | BERTHA WRIGHT BERTILLION |  | PGAE | 15H072 | HYDRO | HYDRO | WATER | NP15 | PGE3 | UNK |  |  | 0.04 | A
65503 | Non-Participating | Yes | No |  | CHARCOAL RAVINE |  | PGAE | 15H068 | HYDRO | HYDRO | WATER | NP15 | PGE3 | 1986-02-13 |  |  | 0.08 | A
65511 | Non-Participating | Yes | No |  | SWISS AMERICA |  | PGAE | 15H069 | HYDRO | HYDRO | WATER | NP15 | PGE3 | 1985-12-23 |  |  | 0.1 | A
65505 | Non-Participating | Yes | No |  | HENWOOD ASSOCIATES |  | PGAE | 15H002 | HYDRO | HYDRO | WATER | NP15 | PGE3 | 1984-11-28 |  |  | 0.59 | A
65508 | Non-Participating | Yes | No |  | NID/SCOTTS FLAT |  | PGAE | 15H001 | HYDRO | HYDRO | WATER | NP15 | PGE3 | 1984-12-14 |  |  | 0.85 | A
65510 | Non-Participating | Yes | No |  | SIERRA ENERGY COMPANY |  | PGAE | 15H055 | HYDRO | HYDRO | WATER | NP15 | PGE3 | 1988-01-11 |  |  | 0.2 | A
65504 | Non-Participating | Yes | No |  | EAGLE HYDRO |  | PGAE | 15H012 | HYDRO | HYDRO | WATER | NP15 | PGE3 | 1985-12-23 |  |  | 0.55 | A
65700 | Non-Participating | Yes | No | SMPRIP_1_SMPSON | RIPON COGENERATION, INC. | 56.9 | PGAE | 16C034 | COGENERATION | COMBUSTION TURBINE | NATURAL GAS | NP15 | PGE3 | 1988-04-19 |  |  | 56.9 | A
65600 | Non-Participating | Yes | No | CHINO_6_SMPPAP | RIPON COGENERATION, INC. | 44 | SCE | 2050 | COGENERATION | COMBUSTION TURBINE | NATURAL GAS | SP15 | SCE1 | 1985-11-18 |  |  | 36 | A
66000 | Non-Participating | Yes | No | PLACVL_1_RCKCRE | ROCK CREEK L.P. | 5 | PGAE | 06H011 | HYDRO | HYDRO | WATER | NP15 | PGE3 | 1986-04-24 |  |  | 5 | A
66100 | Non-Participating | Yes | No | MNTGRY_6_ROHR1 | ROHR - GOODRICH AEROSTRUCTURES GROUP | 0 | SDGE | 486 (Formerly 196) | COGENERATION | STEAM |  | SP15 | SDG1 | 1993-01-01 | Does not export to grid |  | 9 | A
64400 | Non-Participating | Yes | No |  | Rancho Penasquitos YMCA | 0 | SDGE | 474 | COGENERATION |  | NATURAL GAS | SP15 | SDG1 | UNK | No export to grid. No telemetry. No metering. |  | 0.06 | A
66200 | Non-Participating | Yes | No | BULLRD_7_SAGNES | SAINT AGNES MED. CTR | 2.8 | PGAE | 25C178 | COGENERATION |  | NATURAL GAS | NP15 | PGE3 | 1985-11-21 |  |  | 2.8 | A
66300 | Non-Participating | Yes | No | SALIRV_2_UNIT | SALINAS RIVER COGEN CO. | 57 | PGAE | 18C053 | COGENERATION | COMBUSTION TURBINE | NATURAL GAS | NP15 | PGE3 | 1991-10-11 |  |  | 57 | A
66400 | Non-Participating | Yes | Yes | SBERDO_2_QF | SAN BERNARDINO AREA LUMPED UNITS | 10.6 | SCE | VARIOUS | COGENERATION |  | NATURAL GAS | SP15 | SCE1 | 1989-01-01 |  |  | 11.85 | A
66401 | Non-Participating | Yes | No |  | LOMA LINDA UNIVERSITY #1 |  | SCE | 2010 | COGENERATION |  |  | SP15 | SCE1 | 1980-04-01 |  |  | 3.8 | A
66500 | Non-Participating | Yes | No |  | SAN BERNARDINO CITY U.S.D. (PACIFIC HIGH SCHOOL) | 0.08 | SCE | 2468 | COGENERATION |  |  | SP15 | SCE1 | 1994-10-18 |  |  | 0.08 | A
66700 | Non-Participating | Yes | No |  | SAN BERNARDINO U.H.S. - S. BERN. HI SCHOOL | 0.08 | SCE | 2220 | COGENERATION |  |  | SP15 | SCE1 | 1988-01-01 |  |  | 0.08 | A
66800 | Non-Participating | Yes | No |  | SAN BERNARDINO UNIF. SCH. DIST - CAJON H S | 0.08 | SCE | 2217 | COGENERATION |  |  | SP15 | SCE1 | 1988-01-01 |  |  | 0.08 | A
83500 | Non-Participating | Yes | No | MURRAY_7_SDSU A | SAN DIEGO STATE UNIVERSITY GT #1 | 0 | SDGE | 467 | PEAKER | COMBUSTION TURBINE | NATURAL GAS | SP15 | SDG1 | 2003-07-10 | Does not export to grid |  | 5.3 | A
83600 | Non-Participating | Yes | No | STRMVW_7_SDSU B | SAN DIEGO STATE UNIVERSITY GT #2 | 0 | SDGE | 467 | PEAKER | COMBUSTION TURBINE | NATURAL GAS | SP15 | SDG1 | 2003-07-10 | Does not export to grid |  | 5.3 | A
83700 | Non-Participating | Yes | No | STRMVW_7_SDSU C | SAN DIEGO STATE UNIVERSITY SGT | 0 | SDGE | 467 | THERMAL | STEAM | NATURAL GAS | SP15 | SDG1 | 2003-07-10 | Does not export to grid |  | 4 | A
66900 | Non-Participating | Yes | No | JRWOOD_1_UNIT 1 | SAN JOAQUIN POWER COMPANY | 12.4 | PGAE | 25C045 | COGENERATION | COMBUSTION TURBINE | NATURAL GAS | NP15 | PGE3 | 1991-04-19 |  |  | 12.4 | A
67000 | Non-Participating | Yes | No | MARKHM_1_CATLST | SAN JOSE COGEN | 6.9 | PGAE | 08C030 | COGENERATION | COMBUSTION TURBINE | NATURAL GAS | NP15 | PGE3 | 1984-12-18 |  |  | 6.9 | A
67100 | Non-Participating | Yes | No | SJOSEA_7_SJCONV | SAN JOSE CONVENTION CENTER | 2.5 | PGAE | 08C026 | COGENERATION |  | NATURAL GAS | NP15 | PGE3 | 1990-04-02 | Formerly Res ID SJCONV_1_UNIT 1 |  | 2.5 | A
67200 | Non-Participating | Yes | No | SMRCOS_6_UNIT 1 | SAN MARCOS LANDFILL | 5 | SDGE | 155 | BIOMASS |  | LANDFILL GAS | SP15 | SDG1 | 1989-01-01 |  |  | 1.88 | A
67400 | Non-Participating | Yes | No | SGREGY_6_SANGER | SANGER POWER, LLC | 48.3 | PGAE | 25C016 | COGENERATION | COMBUSTION TURBINE | NATURAL GAS | NP15 | PGE3 | 1990-12-11 |  |  | 48.3 | A
67500 | Non-Participating | Yes | Yes | SNCLRA_6_QF | SANTA CLARA AREA LUMPED UNITS | 12.9 | SCE | VARIOUS | VARIOUS |  | LANDFILL GAS | SP15 | SCE1 | 1987-01-01 |  |  | 11.16 | A
67507 | Non-Participating | Yes | No |  | GENERATING RESOURCE RECOVERY PARTNERS LP |  | SCE | 1005 | BIOMASS |  |  | SP15 | SCE1 | 1984-12-15 |  |  | 5.63 | A
67504 | Non-Participating | Yes | No |  | CALLEGUAS MWD (SPRINGVILLE RESERVOIR) |  | SCE | 4152 | HYDRO |  |  | SP15 | SCE1 | 1994-03-17 |  |  | 1 | A
67509 | Non-Participating | Yes | No |  | UNOCAL RINCON COGENERATION PROJECT |  | SCE | 2430 | COGENERATION |  |  | SP15 | SCE1 | 1992-02-20 |  |  | 1.4 | A
67506 | Non-Participating | Yes | No |  | CITY OF OXNARD |  | SCE | 2490 | COGENERATION |  |  | SP15 | SCE1 | 1982-01-12 |  |  | 1.5 | A
67508 | Non-Participating | Yes | No |  | HUENEME HIGH SCHOOL |  | SCE | 2411 | COGENERATION |  |  | SP15 | SCE1 | 1990-05-25 |  |  | 0.08 | A
67505 | Non-Participating | Yes | No |  | CAMROSA COUNTY WATER DISTRICT |  | SCE | 4076 | HYDRO |  |  | SP15 | SCE1 | 1987-06-11 |  |  | 0.15 | A
67900 | Non-Participating | Yes | No | SARGNT_2_UNIT | SARGENT CANYON COGEN. COMPANY | 57.1 | PGAE | 18C052 | COGENERATION | COMBUSTION TURBINE | NATURAL GAS | NP15 | PGE3 | 1991-10-07 |  |  | 57.1 | A
68000 | Non-Participating | Yes | Yes | SAUGUS_6_QF | SAUGUS AREA LUMPED UNITS | 8.9 | SCE | VARIOUS | HYDRO | HYDRO | WATER | SP15 | SCE1 | 1987-01-01 |  |  | 9.33 | A
68001 | Non-Participating | Yes | No |  | CALLEGUAS MWD UNIT 2 (EAST PORTAL) |  | SCE | 4022 | HYDRO |  |  | SP15 | SCE1 | 1984-10-01 |  |  | 1.25 | A
68005 | Non-Participating | Yes | No |  | THE TERMO CO. |  | SCE | 2479 | COGENERATION |  |  | SP15 | SCE1 | 1996-06-07 |  |  | 0.19 | A
68003 | Non-Participating | Yes | No |  | CRIMSON RESOURCE MANAGEMENT |  | SCE | 2210 | COGENERATION |  |  | SP15 | SCE1 | 1986-06-24 |  |  | 0.16 | A
68006 | Non-Participating | Yes | No |  | UNITED WATER CONSERVATION DISTRICT |  | SCE | 4058 | HYDRO |  |  | SP15 | SCE1 | 1987-06-01 |  |  | 0.94 | A
68100 | Non-Participating | Yes | No |  | SCAQMD SOLAR PORT | 0.07 | SCE | 5066 | SOLAR |  |  | SP15 | SCE1 | 1993-12-31 |  |  | 0.07 | A
68400 | Non-Participating | Yes | Yes | SEAWST_6_LAPOS | SEA WEST ENERGY (AGGREGATE) | 100 | PGAE | Sea West Energy (01W006H) | WIND | WIND | WIND | NP15 | PGE3 | 1983-01-01 |  |  | 100 | A
68401 | Non-Participating | Yes | No |  | SEA WEST ENERGY - ALTECH |  | PGAE | 01W011 | WIND | WIND | WIND | NP15 | PGE3 | 1983-01-22 |  |  | 5.76 | A
68402 | Non-Participating | Yes | No |  | SEA WEST ENERGY - CWES |  | PGAE | 01W007 | WIND | WIND | WIND | NP15 | PGE3 | 1983-01-22 |  |  | 1.5 | A
68406 | Non-Participating | Yes | No |  | SEA WEST ENERGY - WESTERN |  | PGAE | 01W012 | WIND | WIND | WIND | NP15 | PGE3 | 1983-01-22 |  |  | 0.9 | A
68404 | Non-Participating | Yes | No |  | SEA WEST ENERGY - TAXVEST |  | PGAE | 01W015 | WIND | WIND | WIND | NP15 | PGE3 | 1983-01-22 |  |  | 10.68 | A
68405 | Non-Participating | Yes | No |  | SEA WEST ENERGY - VIKING |  | PGAE | 01W014 | WIND | WIND | WIND | NP15 | PGE3 | 1983-01-22 |  |  | 1.56 | A
68403 | Non-Participating | Yes | No |  | SEA WEST ENERGY - SEAWEST |  | PGAE | 01W006 | WIND | WIND | WIND | NP15 | PGE3 | 1983-01-22 |  |  | 0.06 | A
59800 | Non-Participating | No | No | SEARLS_7_ARGUS | SEARLES VALLEY MINERALS OPERATIONS, INC. (ARGUS) | 62.5 | SCE | 2025 | COGENERATION | STEAM | COAL | SP15 | SCE1 | 1983-04-01 |  |  | 62.5 | A
59900 | Non-Participating | Yes | No | SEARLS_7_WESTEN | SEARLES VALLEY MINERALS OPERATIONS, INC. (WESTEN) | 15.5 | SCE | 2007 | COGENERATION | COMBUSTION TURBINE | NATURAL GAS | SP15 | SCE1 | 1979-06-25 |  |  | 15 | A
38800 | Non-Participating | Yes | No | WLLWCR_6_CEDRFL | SHAMROCK UTILITIES (CEDAR FLAT) | 0.36 | PGAE | 19H048 | HYDRO | HYDRO | WATER | NP15 | PGE3 | 1984-01-09 |  |  | 0.36 | A
29400 | Non-Participating | Yes | No | SPBURN_2_UNIT 1 | SIERRA PACIFIC INDUSTRIES (BURNEY) | 22 | PGAE | 13C049 | BIOMASS | STEAM | WOOD WASTE | NP15 | PGE3 | 1986-01-01 |  |  | 22 | A
29500 | Non-Participating | Yes | No | SPI LI_2_UNIT 1 | SIERRA PACIFIC INDUSTRIES (LINCOLN) | 17.2 | PGAE | 12C008 | BIOMASS | STEAM | WOOD WASTE | NP15 | PGE3 | 1986-06-03 | Replacement generator paralleled 2/14/2004 |  | 18.3 | A
29600 | Non-Participating | Yes | No | SPQUIN_6_SRPCQU | SIERRA PACIFIC INDUSTRIES (QUINCY) | 22 | PGAE | 10C018 | BIOMASS | STEAM | WOOD WASTE | NP15 | PGE3 | 1983-01-14 |  |  | 22 | A
85000 | Non-Participating | Yes | Yes | SLVRPK_7_SPP | SIERRA PACIFIC INTERCHANGE SCHEDULE | 14.3 | SCE |  | GEOTHERMAL |  |  | SP15 | SPP | UNK | AGC Tie Line |  | 11 | C
85001 | Non-Participating | Yes | No |  | BEOWAWE POWER, LLC |  | SCE | 3017 | GEOTHERMAL | STEAM | GEOTHERMAL | SP15 | SCE1 | UNK |  |  | 11 | C
34900 | Non-Participating | Yes | No |  | SIMMAX ENERGY (HOLIDAY INN) | 0.15 | SCE | 2359 | COGENERATION |  |  | SP15 | SCE1 | 1988-06-01 |  |  | 0.15 | A
41500 | Non-Participating | Yes | No |  | SIMMAX ENERGY, LLOC (ST. ERNE SANITARIUM) | 0.1 | SCE | 2057 | COGENERATION |  |  | SP15 | SCE1 | 1985-07-01 |  |  | 0.1 | A
35000 | Non-Participating | Yes | Yes | WRGHTP_7_AMENGY | SMALL QF AGGREGATION - LOS BANOS | 2.5 | PGAE | VARIOUS | HYDRO | HYDRO | WATER | NP15 | PGE3 | 1986-02-01 | Formerly Res ID WOLFEN_6_UNIT 1 |  | 1.68 | A
35002 | Non-Participating | Yes | No |  | AMERICAN ENERGY, INC. (WOLFSEN BYPASS) |  | PGAE | 25H038 | HYDRO | HYDRO | WATER | NP15 | PGE3 | 1986-02-01 |  |  | 1 | A
35001 | Non-Participating | Yes | No |  | AMERICAN ENERGY, INC. (SAN LUIS BYPASS) |  | PGAE | 25H039 | HYDRO | HYDRO | WATER | NP15 | PGE3 | 1986-02-01 |  |  | 0.68 | A
43407 | Non-Participating | Yes | No | SPBURN_7_SNOWMT | SNOW MOUNTAIN HYDRO LLC (BURNEY CREEK) | 3 | PGAE | 13H016 | HYDRO | HYDRO | WATER | NP15 | PGE3 | 1990-03-28 | Formerly part of CTNWDP_1_QF aggregation |  | 3 | A
69200 | Non-Participating | Yes | No | SOLDAD_1_SLDPRS | SOLEDAD PRISON COGEN | 2.2 | PGAE | California State Prison System | COGENERATION |  | NATURAL GAS | NP15 | PGE3 | 1985-01-01 |  |  | 2.2 | A
88200 | Non-Participating | Yes | No |  | SPARTECH PLASTICS | 0 | SCE | Spartech Plastics | THERMAL | COMBUSTION TURBINE | NATURAL GAS | SP15 | SCE1 | 2002-02-28 | Self-Gen. No export to grid. |  | 3.8 | A
69600 | Non-Participating | Yes | Yes | SPRGVL_2_QF | SPRINGVILLE AREA LUMPED UNITS | 2.3 | SCE | VARIOUS | VARIOUS |  | WATER | SP15 | SCE1 | 1909-01-01 |  |  | 2.28 | A
69603 | Non-Participating | Yes | No |  | ROYAL FARMS |  | SCE | 1007 | BIOMASS |  |  | SP15 | SCE1 | 1983-01-21 |  |  | 0.08 | A
69601 | Non-Participating | Yes | No |  | LOWER TULE RIVER IRRIGATION DIST. |  | SCE | 4028 | HYDRO |  |  | SP15 | SCE1 | 1989-12-03 |  |  | 1.5 | A
69604 | Non-Participating | Yes | No |  | ROYAL FARMS #2 |  | SCE | 1087 | BIOMASS |  |  | SP15 | SCE1 | 1987-03-26 |  |  | 0.1 | A
69700 | Non-Participating | Yes | No | SRINTL_6_UNIT | SRI INTERNATIONAL | 6.9 | PGAE | 02C041 | COGENERATION | COMBUSTION TURBINE | NATURAL GAS | NP15 | PGE3 | 1987-03-10 |  |  | 6.9 | A
69800 | Non-Participating | Yes | No |  | ST. JOHNS HOSPITAL AND HEALTH CENTER | 1.08 | SCE | 2413 | COGENERATION |  | NATURAL GAS | SP15 | SCE1 | 1992-02-05 |  |  | 1.08 | A
69900 | Non-Participating | Yes | No | STNRES_1_UNIT | STANISLAUS WASTE ENERGY CO. | 22.3 | PGAE | 16P052 | BIOMASS | STEAM | MUNICIPAL WASTE | NP15 | PGE3 | 1988-09-06 |  |  | 22.3 | A
70000 | Non-Participating | Yes | No | STOKCG_1_UNIT 1 | STOCKTON COGEN CO. | 63 | PGAE | 16C036 | COGENERATION | STEAM | COAL | NP15 | PGE3 | 1988-02-27 |  |  | 63 | A
89500 | Non-Participating | Yes | No |  | STOCKTON WASTE WATER TREATMENT PLANT | 0 | PGAE | City of Stocton | THERMAL | RECIPROCATING ENGINE | WASTE GAS | NP15 | PGE3 | 1989-11-08 | Self-Gen. No export to grid. |  | 1.5 | A
70100 | Non-Participating | Yes | No | KANAKA_1_UNIT | STS HYDROPOWER LTD. (KANAKA) | 2.5 | PGAE | 12H007 | HYDRO | HYDRO | WATER | NP15 | PGE3 | 1989-02-13 |  |  | 2.5 | A
70200 | Non-Participating | Yes | No | KEKAWK_6_UNIT | STS HYDROPOWER LTD. (KEKAWAKA) | 6 | PGAE | 13H039 | HYDRO | HYDRO | WATER | NP15 | PGE1 | 1989-12-27 |  |  | 6 | A
70301 | Non-Participating | Yes | No | GALE_1_SEGS1 | SUNRAY ENERGY, INC. - SEGS 1 | 14.2 | SCE | 5005 | SOLAR | STEAM | SUN | SP15 | SCE1 | 1984-01-01 |  |  | 14.2 | A
70302 | Non-Participating | Yes | No | SEGS_1_SEGS2 | SUNRAY ENERGY, INC. - SEGS 2 | 38.44 | SCE | 5005 | SOLAR | STEAM | SUN | SP15 | SCE1 | 1984-11-02 |  |  | 43.8 | A
70500 | Non-Participating | Yes | No | CHILLS_1_SYCLFL | SYCAMORE LANDFILL | 5 | SDGE | 152 | BIOMASS | RECIPROCATING ENGINE | LANDFILL GAS | SP15 | SDG1 | 1988-01-01 |  |  | 1.87 | A
67300 | Non-Participating | Yes | No | SNDBAR_7_UNIT 1 | Sand Bar Hydro | 18.6 | PGAE | TRIDAM AUTHORITY (16H003) | HYDRO | HYDRO | WATER | NP15 | PGE3 | 1986-05-19 |  | Stanislaus River | 18.6 | A
70600 | Non-Participating | Yes | Yes | TBLMTN_6_QF | TABLE MOUNTAIN AREA LUMPED QF UNITS | 5.3 | PGAE | VARIOUS | HYDRO | HYDRO | WATER | NP15 | PGE3 | 1983-01-01 |  |  | 5.8 | A
70616 | Non-Participating | Yes | No |  | YUBA CITY RACQUET CLUB |  | PGAE | 12C085 | COGENERATION |  | NATURAL GAS | NP15 | PGE3 | UNK |  |  | 0.06 | A
70601 | Non-Participating | Yes | No |  | ARBUCKLE MOUNTAIN HYDRO |  | PGAE | 13H008 | HYDRO | HYDRO | WATER | NP15 | PGE3 | 1986-12-01 |  |  | 0.36 | A
70602 | Non-Participating | Yes | No |  | BROWNS VALLEY IRRIGATION DIST. |  | PGAE | 12H054 | HYDRO | HYDRO | WATER | NP15 | PGE3 | 1984-06-29 |  |  | 1.28 | A
70603 | Non-Participating | Yes | No |  | FIVE BEARS HYDROELECTRIC |  | PGAE | 10H010 | HYDRO | HYDRO | WATER | NP15 | PGE3 | 1989-04-27 |  |  | 0.99 | A
70605 | Non-Participating | Yes | No |  | JAMES B. PETER |  | PGAE | 10H059 | HYDRO | HYDRO | WATER | NP15 | PGE3 | 1984-01-17 |  |  | 0.02 | A
70606 | Non-Participating | Yes | No |  | JAMES CRANE HYDRO |  | PGAE | 10H090 | HYDRO | HYDRO | WATER | NP15 | PGE3 | 1991-06-20 |  |  | 0 | A
70608 | Non-Participating | Yes | No |  | LANGERWERF DAIRY |  | PGAE | 10P058 | BIOMASS |  |  | NP15 | PGE3 | 1982-11-03 |  |  | 0.09 | A
70607 | Non-Participating | Yes | No |  | KATHLEEN AUSTIN DBA GANSNER PWR. & WTR. |  | PGAE | 10H007 | HYDRO | HYDRO | WATER | NP15 | PGE3 | 1985-04-06 |  |  | 0.28 | A
70610 | Non-Participating | Yes | No |  | LOFTON RANCH |  | PGAE | 13H120 | HYDRO | HYDRO | WATER | NP15 | PGE3 | 1983-11-04 |  |  | 0.3 | A
70611 | Non-Participating | Yes | No |  | Mud Creek Hydro |  | PGAE | 10H060 | HYDRO | HYDRO | WATER | NP15 | PGE3 | 1983-01-26 |  |  | 0.3 | A
70612 | Non-Participating | Yes | No |  | SOUTH SUTTER WATER |  | PGAE | 12H004 | HYDRO | HYDRO | WATER | NP15 | PGE3 | 1985-07-17 |  |  | 0.4 | A
70613 | Non-Participating | Yes | No |  | STEVE & BONNIE TETRICK |  | PGAE | 13H130 | HYDRO | HYDRO | WATER | NP15 | PGE3 | 1983-10-14 |  |  | 0.1 | A
70617 | Non-Participating | Yes | No |  | YUBA COUNTY WATER AGENCY |  | PGAE | 12H006 | HYDRO | HYDRO | WATER | NP15 | PGE3 | 1986-09-30 |  |  | 0.15 | A
70609 | Non-Participating | Yes | No |  | LASSEN STATION HYDRO | 1 | PGAE | 10H002 | HYDRO | HYDRO | WATER | NP15 | PGE3 | 1986-05-22 |  |  | 0.99 | A
70800 | Non-Participating | Yes | Yes | TESLA_1_QF | TESLA AREA LUMPED QF UNITS | 5 | PGAE | VARIOUS | HYDRO | HYDRO | WATER | NP15 | PGE3 | 1982-01-01 |  |  | 2.46 | A
70801 | Non-Participating | Yes | No |  | CALAVERAS YUBA HYDRO #1 |  | PGAE | 16H092 | HYDRO | HYDRO | WATER | NP15 | PGE3 | 1986-04-15 |  |  | 0.09 | A
70802 | Non-Participating | Yes | No |  | CALAVERAS YUBA HYDRO #2 |  | PGAE | 16H177 | HYDRO | HYDRO | WATER | NP15 | PGE3 | 1986-04-15 |  |  | 0.09 | A
70803 | Non-Participating | Yes | No |  | CALAVERAS YUBA HYDRO #3 |  | PGAE | 16H178 | HYDRO | HYDRO | WATER | NP15 | PGE3 | 1986-04-15 |  |  | 0.09 | A
70805 | Non-Participating | Yes | No |  | Covanta Power Pacific (STOCKTON) |  | PGAE | 16P001 | BIOMASS |  |  | NP15 | PGE3 | 1985-11-27 |  |  | 0.8 | A
70806 | Non-Participating | Yes | No |  | ROCK CREEK WATER DISTRICT |  | PGAE | 16H033 | HYDRO | HYDRO | WATER | NP15 | PGE3 | 1986-02-25 |  |  | 0.7 | A
70807 | Non-Participating | Yes | No |  | SCHAADS HYDRO |  | PGAE | 16H030 | HYDRO | HYDRO | WATER | NP15 | PGE3 | 1986-02-18 |  |  | 0.23 | A
70804 | Non-Participating | Yes | No |  | JACKSON VALLEY IRRIGATION DIST |  | PGAE | 16H095 | HYDRO | HYDRO | WATER | NP15 | PGE3 | 1982-09-01 |  |  | 0.46 | A
70900 | Non-Participating | Yes | No | VEDDER_1_SEKERN | TEXACO EXPLORATION & PRODUCTION INC. (SE KERN) | 39.7 | PGAE | 25C246 | COGENERATION | COMBUSTION TURBINE | NATURAL GAS | ZP26 | PGE4 | 1989-01-31 |  |  | 39.7 | A
71300 | Non-Participating | Yes | Yes | KRNOIL_7_TEXEXP | TEXACO EXPLORATION AND PRODUCTION (AGGREGATE) | 19.1 | PGAE | Texaco Exploration and Production | COGENERATION |  | NATURAL GAS | ZP26 | PGE4 | 1986-01-01 | formerly Res ID TENACO_6_KERN |  | 14.9 | A
71303 | Non-Participating | Yes | No |  | Texaco Exploration and Production Inc (Fee C) |  | PGAE | 25C168 | COGENERATION |  | NATURAL GAS | ZP26 | PGE3 | 1987-02-26 |  |  | 7.45 | A
71301 | Non-Participating | Yes | No |  | Texaco Exploration and Production Inc (Fee A) |  | PGAE | 25C130 | COGENERATION |  | NATURAL GAS | ZP26 | PGE3 | 1986-06-25 |  |  | 7.45 | A
71700 | Non-Participating | Yes | No | THMENG_1_UNIT 1 | THERMAL ENERGY DEV. CORP. | 24.2 | PGAE | 16P054 | BIOMASS | STEAM | WOOD WASTE | NP15 | PGE3 | 1990-04-26 |  |  | 24.2 | A
82300 | Non-Participating | No | No | PICO_6_THUMS1 | THUMS GENERATION FACILITY | 47 | SCE | THUMS Long Beach Company | PEAKER | COMBUSTION TURBINE | NATURAL GAS | SP15 | SCE1 | 2002-12-20 | Self-Gen. No export to grid. |  | 47 | A
71900 | Non-Participating | Yes | No | TKOPWR_2_UNIT | TKO POWER (SOUTH BEAR CREEK) | 5 | PGAE | 13H040 | HYDRO | HYDRO | WATER | NP15 | PGE3 | 1986-01-15 |  |  | 5 | A
72000 | Non-Participating | Yes | Yes | UNOCAL_1_UNITS | TOSCO - RODEO PLANT (Aggregate) | 57.3 | PGAE | TOSCO | COGENERATION |  | NATURAL GAS | NP15 | PGE3 | 1987-05-21 |  |  | 64.8 | A
72001 | Non-Participating | Yes | No | UNOCAL_1_UNIT 1 | TOSCO - RODEO PLANT Unit 1 |  | PGAE | 01C061 | COGENERATION |  | NATURAL GAS | NP15 | PGE3 | 1987-05-21 |  |  | 21.6 | A
72002 | Non-Participating | Yes | No | UNOCAL_1_UNIT 2 | TOSCO - RODEO PLANT Unit 2 |  | PGAE | 01C061 | COGENERATION |  | NATURAL GAS | NP15 | PGE3 | 1987-05-21 |  |  | 21.6 | A
72003 | Non-Participating | Yes | No | UNOCAL_1_UNIT 3 | TOSCO - RODEO PLANT Unit 3 |  | PGAE | 01C061 | COGENERATION |  | NATURAL GAS | NP15 | PGE3 | 1987-05-21 |  |  | 21.6 | A
90000 | Non-Participating | Yes | Yes | JVENTR_2_QFUNTS | TRES VAQUEROS AREA LUMPED UNITS | 69.1 | PGAE | VARIOUS | WIND | WIND | WIND | NP15 | PGE3 | 1986-01-04 |  |  | 69.1 | A
60400 | Non-Participating | Yes | No |  | NORTHWIND ENERGY |  | PGAE | 01W095 | WIND | WIND | WIND | NP15 | PGE3 | 1986-01-04 |  |  | 31.1 | A
72100 | Non-Participating | Yes | No |  | Tres Vaqueros Wind Farms, LLC. |  | PGAE | 01W094 | WIND | WIND | WIND | NP15 | PGE3 | 1986-01-04 |  |  | 38 | A
72200 | Non-Participating | Yes | No | HOLGAT_1_BORAX | U.S. BORAX AND CHEMICAL CORP. (#1) | 48.2 | SCE | 2019 | COGENERATION | COMBUSTION TURBINE | NATURAL GAS | SP15 | SCE1 | 1984-06-01 |  |  | 22 | A
89400 | Non-Participating | Yes | No |  | UNION OIL (TOSCO) FACILITY | 0 | PGAE | Union Oil (Tosco) | THERMAL | STEAM | WASTE GAS | ZP26 | PGE4 | UNK | Self-Gen. No export to grid. |  | 5.8 | A
57421 | Non-Participating | Yes | No | MSSION_6_UNTRIB | UNION-TRIBUNE PUBLISHING COMPANY | 0 | SDGE | 35 | COGENERATION |  | NATURAL GAS | SP15 | SDG1 | 1989-01-01 | Does not export to grid |  | 3.1 | A
72400 | Non-Participating | Yes | No | UNTDQF_7_UNITS | UNITED AIRLINES (COGEN) | 34.5 | PGAE | 02C001 | COGENERATION | COMBUSTION TURBINE | NATURAL GAS | NP15 | PGE2 | 1986-09-12 |  |  | 34.5 | A
72500 | Non-Participating | Yes | No | UCMTG_7_UCSD1 | UNIVERSITY OF CALIFORNIA - SAN DIEGO UNIT 1 | 0 | SDGE | 470 | COGENERATION | COMBUSTION TURBINE | NATURAL GAS | SP15 | SDG1 | 2001-01-01 | Does not export to grid |  | 15.3 | A
72600 | Non-Participating | Yes | No | UCMTG_7_UCSD2 | UNIVERSITY OF CALIFORNIA - SAN DIEGO UNIT 2 | 0 | SDGE | 470 | COGENERATION | COMBUSTION TURBINE | NATURAL GAS | SP15 | SDG1 | 2001-01-01 | Does not export to grid |  | 15.3 | A
73000 | Non-Participating | Yes | Yes | VACADX_1_QF | VACAVILLE-DIXON AREA LUMPED QF UNITS | 1 | PGAE | VARIOUS | WIND | WIND | WIND | NP15 | PGE3 | 1983-01-01 |  |  | 1 | A
73006 | Non-Participating | Yes | No |  | YOUNG RADIO INC. |  | PGAE | 06C153 | COGENERATION |  | NATURAL GAS | NP15 | PGE3 | UNK |  |  | 0.02 | A
73007 | Non-Participating | Yes | No |  | Michaes W. Stephens |  | PGAE | 06W090 | WIND | WIND | WIND | NP15 | PGE3 | 1982-11-01 |  |  | 0.01 | A
49900 | Non-Participating | Yes | No | POTTER_7_VECINO | VECINO VINEYARDS LLC | 1.25 | PGAE | 04H052 | HYDRO | HYDRO | WATER | NP15 | PGE3 | 1990-03-27 | Formerly Res ID HAMMKN_6_UNITS |  | 1.25 | A
73300 | Non-Participating | Yes | Yes | VESTAL_6_QF | VESTAL AREA LUMPED UNITS | 18.6 | SCE | VARIOUS | HYDRO | HYDRO | WATER | SP15 | SCE1 | 1989-01-01 |  |  | 12.3 | A
73302 | Non-Participating | Yes | No |  | DANIEL M. BATES, ET AL. |  | SCE | 4030 | HYDRO |  |  | SP15 | SCE1 | 1989-11-22 |  |  | 0.35 | A
73301 | Non-Participating | Yes | No |  | CENTRAL HYDROELECTRIC/ISABELLA HYDRO |  | SCE | 4034 | HYDRO |  |  | SP15 | SCE1 | 1990-12-08 |  |  | 11.95 | A
73400 | Non-Participating | Yes | Yes | VICTOR_1_QF | VICTOR AREA LUMPED UNITS | 0.4 | SCE | VARIOUS | VARIOUS |  |  | SP15 | SCE1 | 1954-01-01 |  |  | 0.4 | A
73401 | Non-Participating | Yes | No |  | CURTIS, EDWIN | 0 | SCE | 5010 | SOLAR |  |  | SP15 | SCE1 | UNK |  |  | 0 | A
73405 | Non-Participating | Yes | No |  | HANSON AGGREGATES WRP, INC. | 0.25 | SCE | 1102 | BIOMASS |  |  | SP15 | SCE1 | 1987-01-01 |  |  | 0.25 | A
73403 | Non-Participating | Yes | No |  | RIMROCK ROAD APPARTMENTS, LLC | 0.02 | SCE | 2394 | COGENERATION |  |  | SP15 | SCE1 | 1989-11-01 |  |  | 0.12 | A
73500 | Non-Participating | Yes | No |  | VICTOR RODRIGUEZ | 0.01 | SCE | 5069 | SOLAR |  |  | SP15 | SCE1 | 1985-02-05 |  |  | 0.01 | A
73600 | Non-Participating | Yes | Yes | VINCNT_2_QF | VINCENT AREA LUMPED UNITS | 316.4 | SCE | VARIOUS | WIND | WIND | WIND | SP15 | SCE1 | 1985-01-01 |  |  | 316.4 | A
73614 | Non-Participating | Yes | No |  | ZOND WINDSYSTEMS PARTNERS, SERIES 85-B |  | SCE | 6044 | WIND | WIND | WIND | SP15 | SCE1 | 1986-12-05 |  |  | 21.24 | A
73601 | Non-Participating | Yes | No |  | DESERT WINDS I PPC TRUST |  | SCE | 6063 | WIND | WIND | WIND | SP15 | SCE1 | 1989-11-01 |  |  | 48 | A
73602 | Non-Participating | Yes | No |  | DESERT WIND II PWR PURCH CONTRACT TRUST |  | SCE | 6113 | WIND | WIND | WIND | SP15 | SCE1 | 1990-08-17 |  |  | 75 | A
73603 | Non-Participating | Yes | No |  | SKY RIVER PARTNERSHIP (WILDERNESS I) |  | SCE | 6065 | WIND | WIND | WIND | SP15 | SCE1 | 1991-07-22 |  |  | 36.23 | A
73604 | Non-Participating | Yes | No |  | SKY RIVER PARTNERSHIP (WILDERNESS II) |  | SCE | 6066 | WIND | WIND | WIND | SP15 | SCE1 | 1991-05-23 |  |  | 19.8 | A
73605 | Non-Participating | Yes | No |  | SKY RIVER PARTNERSHIP (WILDERNESS III) |  | SCE | 6067 | WIND | WIND | WIND | SP15 | SCE1 | 1991-02-14 |  |  | 20.93 | A
73606 | Non-Participating | Yes | No |  | VICTORY GARDEN PHASE IV PARTNERSHIP - 6102 |  | SCE | 6102 | WIND | WIND | WIND | SP15 | SCE1 | 1990-03-17 |  |  | 6.98 | A
73607 | Non-Participating | Yes | No |  | VICTORY GARDEN PHASE IV PARTNERSHIP - 6103 |  | SCE | 6103 | WIND | WIND | WIND | SP15 | SCE1 | 1990-01-02 |  |  | 6.98 | A
73608 | Non-Participating | Yes | No |  | VICTORY GARDEN PHASE IV PARTNERSHIP - 6104 |  | SCE | 6104 | WIND | WIND | WIND | SP15 | SCE1 | 1990-04-11 |  |  | 6.98 | A
73609 | Non-Participating | Yes | No |  | ZOND SYSTEMS, INC. (MONOLITH X) |  | SCE | 6105 | WIND | WIND | WIND | SP15 | SCE1 | 1987-06-10 |  |  | 5.01 | A
73610 | Non-Participating | Yes | No |  | ZOND SYSTEMS, INC. (MONOLITH XI) |  | SCE | 6106 | WIND | WIND | WIND | SP15 | SCE1 | 1987-06-30 |  |  | 4.99 | A
73611 | Non-Participating | Yes | No |  | ZOND SYSTEMS, INC. (MONOLITH XII) |  | SCE | 6107 | WIND | WIND | WIND | SP15 | SCE1 | 1987-07-09 |  |  | 6.72 | A
73612 | Non-Participating | Yes | No |  | ZOND SYSTEMS, INC. (MONOLITH XIII) |  | SCE | 6108 | WIND | WIND | WIND | SP15 | SCE1 | 1987-06-30 |  |  | 5.67 | A
73613 | Non-Participating | Yes | No |  | ZOND WINDSYSTEMS PARTNERS, SERIES 85-A |  | SCE | 6043 | WIND | WIND | WIND | SP15 | SCE1 | 1985-11-13 |  |  | 14.89 | A
44500 | Non-Participating | Yes | No |  | DESERT WIND III PWR PURCH CONTRACT TRUST |  | SCE | 6114 | WIND | WIND | WIND | SP15 | SCE1 | 1989-01-01 |  |  | 37 | A
73800 | Non-Participating | Yes | Yes | VISTA_6_QF | VISTA AREA LUMPED UNITS | 0.6 | SCE | VARIOUS | VARIOUS |  |  | SP15 | SCE1 | 1983-01-01 |  |  | 0.46 | A
73802 | Non-Participating | Yes | No |  | SAN BERNARDINO MWD (UNIT 1, SITE 1720) |  | SCE | 4014 | HYDRO |  |  | SP15 | SCE1 | 1983-07-01 |  |  | 0.18 | A
73801 | Non-Participating | Yes | No |  | RIDGEWOOD POWER (LAKE ARROWHEAD HILTON) |  | SCE | 2323 | COGENERATION | RECIPROCATING ENGINE | NATURAL GAS | SP15 | SCE1 | 1988-09-13 |  |  | 0.28 | A
93800 | Non-Participating | Yes | Yes | VOLTA_7_QFUNTS | VOLTA QF AGGREGATION | 2.9 | PGAE |  | HYDRO | AGGREGATION | WATER | NP15 | PGE3 | 1982-05-26 | Aggregation created 3/1/2007 |  | 2.9 | A
70614 | Non-Participating | Yes | No |  | SUTTERS MILL |  | PGAE | 13H006 | HYDRO | HYDRO | WATER | NP15 | PGE3 | 1985-06-25 | Formerly part of TBLMTN_1_QF prior to 3/15/2007 |  | 0.15 | A
43405 | Non-Participating | Yes | No |  | ROBERT W. LEE |  | PGAE | 13H127 | HYDRO | HYDRO | WATER | NP15 | PGE3 | 1982-07-09 | formerly part of CTNWDP_1_QF prior to 3/15/2007 |  | 0.03 | A
43406 | Non-Participating | Yes | No |  | RUGRAW INC. (DIGGER CREEK RANCH) |  | PGAE | 13H132 | HYDRO | HYDRO | WATER | NP15 | PGE3 | 1983-05-18 | formerly part of CTNWDP_1_QF prior to 3/15/2007 |  | 0.6 | A
36000 | Non-Participating | Yes | No | VOLTA_7_BAILEY | BAILEY CREEK RANCH | 1.1 | PGAE | 13H119 | HYDRO | HYDRO | WATER | NP15 | PGE3 | 1982-05-26 | Included in VOLTA QF aggregation 3/1/2007 |  | 1.73 | A
43408 | Non-Participating | Yes | No |  | SNOW MOUNTAIN HYDRO LLC (PONDEROSA) | 1 | PGAE | 13H035 | HYDRO | HYDRO | WATER | NP15 | PGE3 | 1990-02-25 | Included in VOLTA QF aggregation 3/1/2007 |  | 1.1 | A
73100 | Non-Participating | Yes | No | BAHIA_7_UNITA1 | Valero Refining Company Unit 1 | 44.7 | PGAE | Valero Refining Company | PEAKER | COMBUSTION TURBINE | NATURAL GAS | NP15 | PGE3 | 2002-10-17 | Self-Gen. No export to grid. |  | 44.7 | A
73900 | Non-Participating | Yes | No | WADHAM_6_UNIT | WADHAM ENERGY LTD. PART. | 32 | PGAE | 12P018 | BIOMASS | STEAM | WOOD WASTE | NP15 | PGE3 | 1989-03-24 |  |  | 32 | A
74100 | Non-Participating | Yes | No |  | WALNUT VALLEY WATER DISTRICT (#2) | 0.03 | SCE | 4032 | HYDRO | HYDRO | WATER | SP15 | SCE1 | 1984-10-17 |  |  | 0.03 | A
43402 | Non-Participating | Yes | No | CEDRCK_6_UNIT | WATER WHEEL RANCH (MCMILLAN HYDRO) | 1 | PGAE | 13H124 | HYDRO | HYDRO | WATER | NP15 | PGE3 | 1984-03-22 | Formerly part of CTNWDP_1_QF aggregation |  | 1 | A
74400 | Non-Participating | Yes | Yes | ARCOGN_2_UNITS | WATSON COGENERATION COMPANY | 416.6 | SCE | 2053 | COGENERATION |  | NATURAL GAS | SP15 | SCE1 | 1987-12-04 |  |  | 340 | A
74401 | Non-Participating | Yes | No | ARCOGN_2_UNIT 1 | WATSON COGENERATION UNIT 1 |  | SCE | 2053 | COGENERATION | COMBUSTION TURBINE | NATURAL GAS | SP15 | SCE1 | 1987-12-04 |  |  |  | A
74402 | Non-Participating | Yes | No | ARCOGN_2_UNIT 2 | WATSON COGENERATION UNIT 2 |  | SCE | 2053 | COGENERATION | COMBUSTION TURBINE | NATURAL GAS | SP15 | SCE1 | 1987-12-04 |  |  |  | A
74403 | Non-Participating | Yes | No | ARCOGN_2_UNIT 3 | WATSON COGENERATION UNIT 3 |  | SCE | 2053 | COGENERATION | COMBUSTION TURBINE | NATURAL GAS | SP15 | SCE1 | 1987-12-04 |  |  |  | A
74404 | Non-Participating | Yes | No | ARCOGN_2_UNIT 4 | WATSON COGENERATION UNIT 4 |  | SCE | 2053 | COGENERATION | COMBUSTION TURBINE | NATURAL GAS | SP15 | SCE1 | 1987-12-04 |  |  |  | A
74405 | Non-Participating | Yes | No | ARCOGN_2_UNIT 5 | WATSON COGENERATION UNIT 5 |  | SCE | 2053 | COGENERATION | STEAM |  | SP15 | SCE1 | 1987-12-04 |  |  |  | A
74406 | Non-Participating | Yes | No | ARCOGN_2_UNIT 6 | WATSON COGENERATION UNIT 6 |  | SCE | 2053 | COGENERATION | STEAM |  | SP15 | SCE1 | 1987-12-04 |  |  |  | A
75100 | Non-Participating | Yes | No | SNCLRA_6_WILLMT | WEYERHAEUSER COMPANY (Formerly WILLIAMETTE INDUSTRIES) | 27.81 | SCE | 2055 | COGENERATION | COMBUSTION TURBINE | NATURAL GAS | SP15 | SCE1 | 1986-03-14 |  |  | 14 | A
74900 | Non-Participating | Yes | No | SMPAND_7_UNIT | WHEELABRATOR LASSEN INC. | 53.1 | PGAE | 13C082 | COGENERATION | COMBUSTION TURBINE | NATURAL GAS | NP15 | PGE3 | 1983-04-28 |  |  | 53.1 | A
75000 | Non-Participating | Yes | No | WSENGY_1_UNIT 1 | WHEELABRATOR SHASTA | 63 | PGAE | 13P045 | BIOMASS | STEAM | WOOD WASTE | NP15 | PGE3 | 1987-10-30 |  |  | 63 | A
74200 | Non-Participating | Yes | No | GYSRVL_7_WSPRNG | Warm Springs | 3.75 | PGAE | Sonoma County Water Agency (04H009) | HYDRO | HYDRO | WATER | NP15 | PGE3 | 1988-12-22 |  |  | 3.75 | A
75400 | Non-Participating | Yes | No |  | YMCA MISSION VALLEY | 0 | SDGE | 426 | COGENERATION | RECIPROCATING ENGINE | NATURAL GAS | SP15 | SDG1 | 1986-01-01 | No export to grid. No telemetry. No metering. |  | 0.03 | A
75500 | Non-Participating | Yes | No | HILAND_7_YOLOWD | YOLO COUNTY FLOOD & WCD | 3.75 | PGAE | 04H002 | HYDRO | HYDRO | WATER | NP15 | PGE3 | 1985-09-07 |  |  | 3.75 | A
75700 | Non-Participating | Yes | No | YUBACT_1_SUNSWT | YUBA CITY COGEN (SUNSWEET) | 49.97 | PGAE | 12C026 | COGENERATION | COMBUSTION TURBINE | NATURAL GAS | NP15 | PGE3 | 1990-12-27 |  |  | 57.2 | A
75900 | Non-Participating | Yes | No | ZANKER_1_UNIT 2 | ZANKER ROAD | 2 | PGAE |  | COGENERATION |  | NATURAL GAS | NP15 | PGE3 | UNK | Self-Gen. No export to grid. |  | 2 | A
75800 | Non-Participating | Yes | No | ZANKER_1_UNIT 1 | ZANKER ROAD | 2 | PGAE |  | COGENERATION |  | NATURAL GAS | NP15 | PGE3 | UNK | Self-Gen. No export to grid. |  | 2 | A
88800 | Muni | No | No | VERNON_6_GONZL1 | H. GONZALES GAS TURBINE 1 | 5.75 | SCE | Vernon Muni Light Dept. | PEAKER | COMBUSTION TURBINE | NATURAL GAS | SP15 | VRN1 | UNK |  |  | 5.75 | A
88900 | Muni | No | No | VERNON_6_GONZL2 | H. GONZALES GAS TURBINE 2 | 5.75 | SCE | Vernon Muni Light Dept. | PEAKER | COMBUSTION TURBINE | NATURAL GAS | SP15 | VRN1 | UNK |  |  | 5.9 | A
|  |  |  | INTKEP_2_UNITS |  | 301 |  |  | HYDRO |  |  |  |  | 1960-01-01 | MANUALLY ADDED TO MAKE CONSISTENT w NQC LIST
77600 | Muni | No | No | INTKEP_2_HOLM 1 | Holm Unit 1 | 83 | PGAE | CCSF | HYDRO | HYDRO | WATER | NP15 | PGE3 | 1960-01-01 |  |  | 85 | A
77700 | Muni | No | No | INTKEP_2_HOLM 2 | Holm Unit 2 | 83 | PGAE | CCSF | HYDRO | HYDRO | WATER | NP15 | PGE3 | 1960-01-01 |  |  | 85 | A
78100 | Muni | No | No | INTKEP_2_KIRKW1 | Kirkwood Unit 1 | 45 | PGAE | CCSF | HYDRO | HYDRO | WATER | NP15 | PGE3 | 1967-01-01 |  |  | 43.13 | A
78200 | Muni | No | No | INTKEP_2_KIRKW2 | Kirkwood Unit 2 | 45 | PGAE | CCSF | HYDRO | HYDRO | WATER | NP15 | SCE1 | 1967-01-01 |  |  | 43.13 | A
78300 | Muni | No | No | INTKEP_2_KIRKW3 | Kirkwood Unit 3 | 45 | PGAE | CCSF | HYDRO | HYDRO | WATER | NP15 | PGE3 | 1987-01-01 |  |  | 43.13 | A
78500 | Muni | No | No | LEWSTN_7_UNIT 1 | Lewiston | 0.5 | PGAE | USBR | HYDRO | HYDRO | WATER | NP15 | PGE3 | 1964-01-01 |  |  | 0.5 | A
78900 | Muni | No | No |  | MOCCASIN LOW HEAD | 3.2 | PGAE | CCSF | HYDRO | HYDRO | WATER | NP15 | PGE3 | 1987-01-01 |  |  | 3.2 | A
79000 | Muni | No | No | MOCCPH_7_UNIT 1 | Moccasin Unit 1 | 52 | PGAE | CCSF | HYDRO | HYDRO | WATER | NP15 | PGE3 | 1969-01-01 |  |  | 57.5 | A
79100 | Muni | No | No | MOCCPH_7_UNIT 2 | Moccasin Unit 2 | 52 | PGAE | CCSF | HYDRO | HYDRO | WATER | NP15 | PGE3 | 1969-01-01 |  |  | 57.5 | A
79400 | Muni | No | Yes | ONLLPP_6_UNITS | ONEILL P-G PLANT (AGGREGATE) | 14 | PGAE | USBR | HYDRO | PUMPED STORAGE | WATER | NP15 | PGE3 | 1967-01-01 |  |  | 14.4 | A
79401 | Muni | No | No | ONLLPP_6_UNIT 1 | ONeill Pump-Generator Plant Unit 1 | 2.1 | PGAE | USBR | HYDRO | PUMPED STORAGE | WATER | NP15 | PGE3 | 1967-01-01 |  |  | 2.4 | A
79402 | Muni | No | No | ONLLPP_6_UNIT 2 | ONeill Pump-Generator Plant Unit 2 | 2.1 | PGAE | USBR | HYDRO | PUMPED STORAGE | WATER | NP15 | PGE3 | 1967-01-01 |  |  | 2.4 | A
79403 | Muni | No | No | ONLLPP_6_UNIT 3 | ONeill Pump-Generator Plant Unit 3 | 2.1 | PGAE | USBR | HYDRO | PUMPED STORAGE | WATER | NP15 | PGE3 | 1967-01-01 |  |  | 2.4 | A
79404 | Muni | No | No | ONLLPP_6_UNIT 4 | ONeill Pump-Generator Plant Unit 4 | 2.1 | PGAE | USBR | HYDRO | PUMPED STORAGE | WATER | NP15 | PGE3 | 1967-01-01 |  |  | 2.4 | A
79405 | Muni | No | No | ONLLPP_6_UNIT 5 | ONeill Pump-Generator Plant Unit 5 | 2.1 | PGAE | USBR | HYDRO | PUMPED STORAGE | WATER | NP15 | PGE3 | 1967-01-01 |  |  | 2.4 | A
79406 | Muni | No | No | ONLLPP_6_UNIT 6 | ONeill Pump-Generator Plant Unit 6 | 2.1 | PGAE | USBR | HYDRO | PUMPED STORAGE | WATER | NP15 | PGE3 | 1967-01-01 |  |  | 2.4 | A
96700 | Muni | No | No | RVSIDE_6_RERCU1 | Riverside Energy Res. Ctr Unit 1 | 48.35 | SCE | Riverside Public Utilities | COGENERATION | COMBUSTION TURBINE | NATURAL GAS | SP15 | RVD1 | 2006-06-01 |  |  | 48.5 | A
96800 | Muni | No | No | RVSIDE_6_RERCU2 | Riverside Energy Res. Ctr Unit 2 | 48.5 | SCE | Riverside Public Utilities | COGENERATION | COMBUSTION TURBINE | NATURAL GAS | SP15 | RVD1 | 2006-06-01 |  |  | 48.5 | A
84800 | Muni | No | No | APLHIL_1_SLABCK | SLAB CREEK HYDRO | 1 | PGAE | SMUD | HYDRO | HYDRO | WATER | NP15 | PGE3 | UNK | Refurbished & returned to operation |  | 0.4 | A
80400 | Muni | No | No | USWNDR_2_SMUD | SOLANO WIND | 102.18 | PGAE | SMUD | WIND | WIND | WIND | NP15 | PGE3 | 1994-01-01 |  |  | 102.18 | A
80700 | Muni | No | Yes | RVSIDE_6_SPRING | Springs Generation Plant (Aggregate) | 36 | SCE | Riverside Public Utilities | PEAKER | COMBUSTION TURBINE | NATURAL GAS | SP15 | SCE1 | 2002-06-13 | Formerly Res ID SPRING_6_UNITS |  | 44 | A
80701 | Muni | No | No | RVSIDE_7_SPRGU1 | Springs Generation Plant Unit 1 | 11 | SCE | Riverside Public Utilities | PEAKER | COMBUSTION TURBINE | NATURAL GAS | SP15 | SCE1 | 2002-06-03 |  |  | 11 | A
80702 | Muni | No | No | RVSIDE_7_SPRGU2 | Springs Generation Plant Unit 2 | 11 | SCE | Riverside Public Utilities | PEAKER | COMBUSTION TURBINE | NATURAL GAS | SP15 | SCE1 | 2002-06-06 |  |  | 11 | A
80703 | Muni | No | No | RVSIDE_7_SPRGU3 | Springs Generation Plant Unit 3 | 11 | SCE | Riverside Public Utilities | PEAKER | COMBUSTION TURBINE | NATURAL GAS | SP15 | SCE1 | 2002-06-06 |  |  | 11 | A
80704 | Muni | No | No | RVSIDE_7_SPRGU4 | Springs Generation Plant Unit 4 | 11 | SCE | Riverside Public Utilities | PEAKER | COMBUSTION TURBINE | NATURAL GAS | SP15 | SCE1 | 2002-06-13 |  |  | 11 | A
88300 | Muni | No | No |  | VERNON ENGINE 1 | 3.5 | SCE | Vernon Muni Light Dept. | PEAKER | RECIPROCATING ENGINE | DIESEL / OIL | SP15 | VRN1 | 1937-01-01 | Only used as part of City of Vernons Emergency Energy Procedure. |  | 7 | A
88400 | Muni | No | No |  | VERNON ENGINE 2 | 3.5 | SCE | Vernon Muni Light Dept. | PEAKER | RECIPROCATING ENGINE | DIESEL / OIL | SP15 | VRN1 | 1937-01-01 | Only used as part of City of Vernon's Emergency Energy Procedure. |  | 7 | A
88600 | Muni | No | No |  | VERNON ENGINE 4 | 3.5 | SCE | Vernon Muni Light Dept. | PEAKER | RECIPROCATING ENGINE | DIESEL / OIL | SP15 | VRN1 | 1937-01-01 | Only used as part of City of Vernons Emergency Energy Procedure. |  | 7 | A
88700 | Muni | No | No |  | VERNON ENGINE 5 | 3.5 | SCE | Vernon Muni Light Dept. | PEAKER | RECIPROCATING ENGINE | DIESEL / OIL | SP15 | VRN1 | 1937-01-01 | Only used as part of City of Vernons Emergency Energy Procedure. |  | 7 | A
|  |  |  | CDWR07_2_GEN | CDWR07_2_GEN | 115.6 |  |  | PUMP |  |  |  |  | UNK | MANUALLY ADDED TO MAKE CONSISTENT w NQC LIST
|  |  |  | BANKPP_2_NSPIN | BANKPP_2_NSPIN | 127 |  |  | PUMP |  |  |  |  | UNK | MANUALLY ADDED TO MAKE CONSISTENT w NQC LIST
|  |  |  | DOSMGO_2_NSPIN | DOSMGO_2_NSPIN | 58 |  |  | PUMP |  |  |  |  | UNK | MANUALLY ADDED TO MAKE CONSISTENT w NQC LIST
|  |  |  | EDMONS_2_NSPIN | EDMONS_2_NSPIN | 236 |  |  | PUMP |  |  |  |  | UNK | MANUALLY ADDED TO MAKE CONSISTENT w NQC LIST
|  |  |  | OSO_6_NSPIN | OSO_6_NSPIN | 18 |  |  | PUMP |  |  |  |  | UNK | MANUALLY ADDED TO MAKE CONSISTENT w NQC LIST
|  |  |  | PEARBL_2_NSPIN | PEARBL_2_NSPIN | 46 |  |  | PUMP |  |  |  |  | UNK | MANUALLY ADDED TO MAKE CONSISTENT w NQC LIST

## Final 2014 NQC List
RESOURCE_ID | LOCAL CAPACITY AREA | GENERATOR NAME | JAN | FEB | MAR | APR | MAY | JUN | JUL | AUG | SEP | OCT | NOV | DEC | Path 26 | Deliverability | Dispatchability | COD | COD override source | COD original | ISO Classification | Net Dependable Capacity (MW) | OTC | OTC Compliance Date | Exclude because already counted in RPS portfolios
ADLIN_1_UNITS | NCNB | GEYSERS AIDLIN AGGREGATE | 16 | 16 | 16 | 16 | 16 | 16 | 16 | 16 | 16 | 16 | 16 | 16 | North | FC | Y | 1989-05-28 |  | 1989-05-28 | GEOTHERMAL | 22
AGRICO_6_PL3N5 | Fresno | Fresno Peaker AG PL3N5 ICE5 | 20 | 20 | 20 | 20 | 20 | 20 | 20 | 20 | 20 | 20 | 20 | 20 | North | FC | Y | 2006-08-30 |  | 2006-08-30 | PEAKER | 22.69
AGRICO_7_UNIT | Fresno | Fresno Cogen | 50.5 | 50.5 | 50.5 | 50.5 | 50.5 | 50.5 | 50.5 | 50.5 | 50.5 | 50.5 | 50.5 | 50.5 | North | FC | N | 2001-01-01 |  | 2001-01-01 | THERMAL | 50.6
ALAMIT_7_UNIT 1 | LA Basin | ALAMITOS GEN STA. UNIT 1 | 174.56 | 174.56 | 174.56 | 174.56 | 174.56 | 174.56 | 174.56 | 174.56 | 174.56 | 174.56 | 174.56 | 174.56 | South | FC | Y | 1956-01-01 |  | 1956-01-01 | THERMAL | 174.56 | OTC | 2020-12-31
ALAMIT_7_UNIT 2 | LA Basin | ALAMITOS GEN STA. UNIT 2 | 175 | 175 | 175 | 175 | 175 | 175 | 175 | 175 | 175 | 175 | 175 | 175 | South | FC | Y | 1957-01-01 |  | 1957-01-01 | THERMAL | 175 | OTC | 2020-12-31
ALAMIT_7_UNIT 3 | LA Basin | ALAMITOS GEN STA. UNIT 3 | 332.18 | 332.18 | 332.18 | 332.18 | 332.18 | 332.18 | 332.18 | 332.18 | 332.18 | 332.18 | 332.18 | 332.18 | South | FC | Y | 1961-01-01 |  | 1961-01-01 | THERMAL | 332.18 | OTC | 2020-12-31
ALAMIT_7_UNIT 4 | LA Basin | ALAMITOS GEN STA. UNIT 4 | 335.67 | 335.67 | 335.67 | 335.67 | 335.67 | 335.67 | 335.67 | 335.67 | 335.67 | 335.67 | 335.67 | 335.67 | South | FC | Y | 1962-01-01 |  | 1962-01-01 | THERMAL | 335.67 | OTC | 2020-12-31
ALAMIT_7_UNIT 5 | LA Basin | ALAMITOS GEN STA. UNIT 5 | 497.97 | 497.97 | 497.97 | 497.97 | 497.97 | 497.97 | 497.97 | 497.97 | 497.97 | 497.97 | 497.97 | 497.97 | South | FC | Y | 1999-01-01 |  | 1999-01-01 | THERMAL | 497.97 | OTC | 2020-12-31
ALAMIT_7_UNIT 6 | LA Basin | ALAMITOS GEN STA. UNIT 6 | 495 | 495 | 495 | 495 | 495 | 495 | 495 | 495 | 495 | 495 | 495 | 495 | South | FC | Y | 1966-01-01 |  | 1966-01-01 | THERMAL | 495 | OTC | 2020-12-31
ALAMO_6_UNIT | Big Creek-Ventura | ALAMO POWER PLANT | 3.6832 | 2.4957 | 8.362 | 10.624 | 10.7241 | 9.1091 | 12.9331 | 12.3351 | 11.289 | 10.6469 | 10.9279 | 9.2718 | South | FC | Y | 1986-01-01 |  | 1986-01-01 | HYDRO | 16
ALMEGT_1_UNIT 1 | Bay Area | ALAMEDA GT UNIT 1 | 23.8 | 23.8 | 23.8 | 23.8 | 23.8 | 23.8 | 23.8 | 23.8 | 23.8 | 23.8 | 23.8 | 23.8 | North | FC | Y | 1986-01-01 |  | 1986-01-01 | PEAKER | 23.8
ALMEGT_1_UNIT 2 | Bay Area | ALAMEDA GT UNIT 2 | 24.4 | 24.4 | 24.4 | 24.4 | 24.4 | 24.4 | 24.4 | 24.4 | 24.4 | 24.4 | 24.4 | 24.4 | North | FC | Y | 1986-01-01 |  | 1986-01-01 | PEAKER | 25.4
ALPSLR_1_NTHSLR | Kern | Alpaugh North, LLC | 0.16 | 1.59 | 3.72 | 12.03 | 14.68 | 17.34 | 16.96 | 16.28 | 14.82 | 9.36 | 1.29 | 0.54 | North | ID | N | 2013-03-08 |  | 2013-03-08 | SOLAR | 20
ALPSLR_1_SPSSLR | Kern | Alpaugh 50 LLC | 0.42 | 3.99 | 9.3 | 30.09 | 36.72 | 43.36 | 42.4 | 40.72 | 37.05 | 23.41 | 3.23 | 1.35 | North | FC | N | 2013-03-08 |  | 2013-03-08 | SOLAR | 50
ALT6DN_2_WIND7 | CAISO System | Alta 2012 Alta Wind 7 | 6.59 | 15.21 | 32.36 | 36.4 | 52.01 | 54.33 | 35.04 | 29.33 | 10.67 | 13.01 | 12 | 9.46 | South | FC | N | 2013-01-01 |  | 2013-01-01 | WIND | 168
ALT6DS_2_WIND9 | CAISO System | CPC East Alta Wind IX | 5.18 | 11.95 | 25.43 | 28.6 | 40.87 | 42.69 | 27.53 | 23.04 | 8.38 | 10.22 | 9.43 | 7.44 | South | FC | N | 2013-01-01 |  | 2013-01-01 | WIND | 132
ALTA3A_2_CPCE4 | CAISO System | CPC East - Alta Wind 4 | 3.49 | 8.9 | 12.43 | 18.14 | 21.09 | 26.94 | 15.6 | 13.03 | 3.68 | 5.59 | 5.88 | 4.41 | South | FC | N | 2011-03-12 |  | 2011-03-12 | WIND | 102
ALTA3A_2_CPCE5 | CAISO System | CPC East - Alta Wind 5 | 4.54 | 6.62 | 12.66 | 17.87 | 30.73 | 36.44 | 19.52 | 15.63 | 4.36 | 7.16 | 7.57 | 6.04 | South | FC | N | 2011-04-21 |  | 2011-04-21 | WIND | 168
ALTA3A_2_CPCE8 | CAISO System | CPC East - Alta Wind 8 | 7.98 | 12.93 | 31.82 | 36.88 | 46.71 | 52.72 | 41 | 24.98 | 7.74 | 9.87 | 11.63 | 7.11 | South | FC | N | 2012-02-01 |  | 2012-02-01 | WIND | 150
ALTA4A_2_CPCW1 | CAISO System | CPC West - Alta Wind 1 | 6.83 | 10.87 | 27.63 | 44.52 | 49.2 | 41.89 | 26.27 | 25.15 | 8.57 | 9.5 | 8.07 | 11.28 | South | FC | N | 2010-12-29 |  | 2010-12-29 | WIND | 150
ALTA4B_2_CPCW2 | CAISO System | CPC West - Alta Wind II | 5.24 | 5.55 | 22.11 | 25.05 | 35.52 | 36.22 | 20.46 | 19.27 | 5.63 | 7.59 | 5.06 | 6.46 | South | FC | N | 2010-12-29 |  | 2010-12-29 | WIND | 150
ALTA4B_2_CPCW3 | CAISO System | CPC West - Alta 3 | 2.62 | 8.73 | 27.42 | 29.44 | 37.62 | 36.56 | 20.92 | 18.74 | 5.2 | 7.93 | 9.22 | 5.53 | South | FC | N | 2011-02-12 |  | 2011-02-12 | WIND | 150
ALTA4B_2_CPCW6 | CAISO System | CPC West - Alta Wind 6 | 4.62 | 11.86 | 21.75 | 27.9 | 40.08 | 44.88 | 28.56 | 23.9 | 7.34 | 9.29 | 9.96 | 8.04 | South | FC | N | 2012-05-09 |  | 2012-05-09 | WIND | 150
ALTMID_2_UNIT 1 | CAISO System | ALTAMONT MIDWAY LTD. | 0 | 0.06 | 0.21 | 0.24 | 0.46 | 0.31 | 0.59 | 0.34 | 0.14 | 0.1 | 0 | 0 | North | FC | N | 1985-04-16 |  | 1985-04-16 | WIND | 12.5
ANAHM_2_CANYN1 | LA Basin | CANYON POWER PLANT UNIT 1 | 49.4 | 49.4 | 49.4 | 49.4 | 49.4 | 49.4 | 49.4 | 49.4 | 49.4 | 49.4 | 49.4 | 49.4 | South | FC | Y | 2011-09-16 |  | 2011-09-16 | PEAKER | 49.4
ANAHM_2_CANYN2 | LA Basin | CANYON POWER PLANT UNIT 2 | 48 | 48 | 48 | 48 | 48 | 48 | 48 | 48 | 48 | 48 | 48 | 48 | South | FC | Y | 2011-09-16 |  | 2011-09-16 | PEAKER | 49.4
ANAHM_2_CANYN3 | LA Basin | CANYON POWER PLANT UNIT 3 | 48 | 48 | 48 | 48 | 48 | 48 | 48 | 48 | 48 | 48 | 48 | 48 | South | FC | Y | 2011-07-30 |  | 2011-07-30 | PEAKER | 49.4
ANAHM_2_CANYN4 | LA Basin | CANYON POWER PLANT UNIT 4 | 49.4 | 49.4 | 49.4 | 49.4 | 49.4 | 49.4 | 49.4 | 49.4 | 49.4 | 49.4 | 49.4 | 49.4 | South | FC | Y | 2011-07-30 |  | 2011-07-30 | PEAKER | 49.4
ANAHM_7_CT | LA Basin | ANAHEIM COMBUSTION TURBINE | 42.81 | 42.81 | 42.81 | 42.81 | 42.81 | 40.64 | 40.64 | 40.64 | 40.64 | 40.64 | 42.81 | 42.81 | South | FC | Y | 1990-01-01 |  | 1990-01-01 | PEAKER | 42.81
ANTLPE_2_QF | Big Creek-Ventura | ANTELOPE QFS | 21.44 | 39.3 | 67.23 | 94.32 | 105.84 | 92.84 | 36.94 | 42.04 | 14.29 | 24.2 | 28.7 | 27.72 | South | FC | N | 1982-01-01 |  | 1982-01-01 | WIND | 346.03
APLHIL_1_SLABCK | Sierra | SLAB CREEK HYDRO | [12 empty] | North | EO | Y | 2000-01-01 | USER DEF | UNK | HYDRO | 1 | bar: JAN to DEC
ARBWD_6_QF | Big Creek-Ventura | Wind Resource II (CalWind) - RAM 2 | 0.78 | 1.8 | 3.84 | 4.32 | 6.18 | 6.45 | 4.16 | 3.48 | 1.26 | 1.54 | 1.42 | 1.12 | South | FC | N | 2013-05-20 |  | 2013-05-20 | WIND | 19.95
ARCOGN_2_UNITS | LA Basin | WATSON COGENERATION COMPANY | 280.16 | 280.16 | 279.16 | 263.5 | 279.13 | 287.04 | 275.85 | 274.89 | 272.35 | 236.36 | 258.96 | 282.06 | South | FC | N | 1987-12-04 |  | 1987-12-04 | COGENERATION | 416.6
ARLVAL_5_SOLAR | CAISO Import | Arlington Valley Solar Energy II | 1.07 | 10.14 | 23.64 | 76.44 | 93.28 | 110.15 | 107.71 | 103.44 | 94.13 | 59.48 | 8.23 | 3.45 | South | FC | N | 2013-11-05 |  | 2013-11-05 | SOLAR | 127 |  |  | TRUE
ATWELL_1_SOLAR | Kern | Atwell Island PV Solar Generating Faci. | 0.16 | 1.59 | 3.72 | 12.03 | 14.68 | 17.34 | 16.96 | 16.28 | 14.82 | 9.36 | 1.29 | 0.54 | North | ID | N | 2013-03-08 |  | 2013-03-08 | SOLAR | 20
AVENAL_6_AVPARK | Fresno | Avenal Park Solar Project | [12 empty] | North | EO | N | 2011-08-05 |  | 2011-08-05 | SOLAR | 6 | bar: JAN to DEC
AVENAL_6_SANDDG | Fresno | Sand Drag Solar Project | [12 empty] | North | EO | N | 2011-08-05 |  | 2011-08-05 | SOLAR | 19 | bar: JAN to DEC
AVENAL_6_SUNCTY | Fresno | Sun City Solar Project | [12 empty] | North | EO | N | 2011-08-05 |  | 2011-08-05 | SOLAR | 20 | bar: JAN to DEC
AVSOLR_2_SOLAR | CAISO System | AV SOLAR RANCH 1 | 1.15 | 10.93 | 25.5 | 82.45 | 100.62 | 118.82 | 116.19 | 111.58 | 101.54 | 64.15 | 8.87 | 3.71 | South | ID | N | 2014-06-19 | latest CAISO MasterGenCapList | 2013-04-01 | SOLAR | 230 |  |  | TRUE
BALCHS_7_UNIT 1 | Fresno | BALCH 1 PH UNIT 1 | 33 | 33 | 33 | 33 | 33 | 33 | 33 | 33 | 33 | 33 | 33 | 33 | North | FC | Y | 1927-01-01 |  | 1927-01-01 | HYDRO | 33
BALCHS_7_UNIT 2 | Fresno | BALCH 2 PH UNIT 2 | 52.5 | 52.5 | 52.5 | 52.5 | 52.5 | 52.5 | 52.5 | 52.5 | 52.5 | 52.5 | 52.5 | 52.5 | North | FC | Y | 1958-01-01 |  | 1958-01-01 | HYDRO | 52.5
BALCHS_7_UNIT 3 | Fresno | BALCH 2 PH UNIT 3 | 52.5 | 52.5 | 52.5 | 52.5 | 52.5 | 52.5 | 52.5 | 52.5 | 52.5 | 52.5 | 52.5 | 52.5 | North | FC | Y | 1958-01-01 |  | 1958-01-01 | HYDRO | 54.6
BANGOR_6_HYDRO | Sierra | Virginia Ranch Dam Powerplant | [12 empty] | North | EO | Y | 2000-01-01 | USER DEF | ID Not Found | UNKNOWN | ID Not Found | bar: JAN to DEC
BANKPP_2_NSPIN | Bay Area | BANKPP_2_NSPIN | 127 | 127 | 127 | 127 | 127 | 127 | 127 | 127 | 127 | 127 | 127 | 127 | North | FC | N | 2000-01-01 | USER DEF | UNK | PUMP | 127
BARRE_2_QF | LA Basin | BARRE QFS | 0 | 0 | 0 | 0 | 0 | 0 | 0 | 0 | 0 | 0 | 0 | 0 | South | FC | N | 1994-01-01 |  | 1994-01-01 | VARIOUS | 0.2
BARRE_6_PEAKER | LA Basin | Barre Peaker | 47 | 47 | 47 | 47 | 47 | 47 | 47 | 47 | 47 | 47 | 47 | 47 | South | FC | N | 2007-09-20 |  | 2007-09-20 | PEAKER | 47
BASICE_2_UNITS | CAISO System | CALPINE AMERICAN I COGEN. | 95.92 | 87.18 | 66.67 | 80.41 | 92.58 | 94.87 | 97.2 | 103.12 | 80.43 | 104.7 | 87.18 | 95.72 | North | FC | N | 1989-03-14 |  | 1989-03-14 | COGENERATION | 135
BDGRCK_1_UNITS | Kern | BADGER CREEK LIMITED | 41.84 | 41.03 | 42.89 | 41.9 | 32.64 | 41 | 39.64 | 42.27 | 44.1 | 35.39 | 45.07 | 45.39 | North | FC | N | 1991-04-01 |  | 1991-04-01 | COGENERATION | 55.3
BEARCN_2_UNITS | NCNB | GEYSERS BEAR CANYON AGGREGATE | 13 | 13 | 13 | 13 | 13 | 13 | 13 | 13 | 13 | 13 | 13 | 13 | North | FC | Y | 1988-09-02 |  | 1988-09-02 | GEOTHERMAL | 22
BEARDS_7_UNIT 1 | Stockton | BEARDSLEY HYDRO | 0.63 | 0.42 | 0.43 | 5.47 | 5.93 | 7.05 | 8.35 | 8.36 | 6.46 | 2.16 | 2.04 | 3.91 | North | FC | Y | 1957-01-01 |  | 1957-01-01 | HYDRO | 11.5
BEARMT_1_UNIT | Kern | BEAR MOUNTAIN LIMITED | 32.37 | 30.93 | 43.31 | 41.53 | 39.92 | 45.42 | 45.6 | 45.24 | 45.27 | 42.26 | 29.99 | 19.32 | North | FC | N | 1995-04-03 |  | 1995-04-03 | COGENERATION | 55.3
BELDEN_7_UNIT 1 | Sierra | BELDEN HYDRO | 115 | 115 | 115 | 115 | 115 | 115 | 115 | 115 | 115 | 115 | 115 | 115 | North | FC | Y | 1969-01-01 |  | 1969-01-01 | HYDRO | 119
BIGCRK_2_EXESWD | Big Creek-Ventura | BIG CREEK HYDRO PROJECT PSP | 773.6 | 773.6 | 773.6 | 773.6 | 800.6 | 800.6 | 800.6 | 800.6 | 773.6 | 773.6 | 773.6 | 773.6 | South | FC | Y | 1913-01-01 |  | 1913-01-01 | HYDRO | 820
BIOMAS_1_UNIT 1 | Sierra | WOODLAND BIOMASS | 20.45 | 22.88 | 19.25 | 20.46 | 22.77 | 23.39 | 23.96 | 24.7 | 24.45 | 19.57 | 24.11 | 23.64 | North | FC | N | 1989-08-31 |  | 1989-08-31 | BIOMASS | 28.8
BISHOP_1_ALAMO | CAISO System | BISHOP CREEK PLANT 2 AND 6 | 5.23 | 4.29 | 6.01 | 4.67 | 6.98 | 10.58 | 11.73 | 11.05 | 6.75 | 7.1 | 5.89 | 6.29 | South | FC | N | 1908-01-01 |  | 1908-01-01 | HYDRO | 13.4
BISHOP_1_UNITS | CAISO System | BISHOP CREEK PLANT 3 AND 4 | 3.25 | 7.4 | 9.2 | 9.5 | 12.68 | 14.95 | 15.12 | 13.79 | 11.03 | 9.73 | 9.53 | 5.5 | South | FC | N | 1905-01-01 |  | 1905-01-01 | HYDRO | 15.8
BLACK_7_UNIT 1 | CAISO System | JAMES B. BLACK 1 | 85 | 85 | 85 | 85 | 85 | 85 | 85 | 85 | 85 | 85 | 85 | 85 | North | FC | Y | 1966-01-01 |  | 1966-01-01 | HYDRO | 85
BLACK_7_UNIT 2 | CAISO System | JAMES B. BLACK 2 | 84.1 | 84.1 | 84.1 | 84.1 | 84.1 | 84.1 | 84.1 | 84.1 | 84.1 | 84.1 | 84.1 | 84.1 | North | FC | Y | 1965-01-01 |  | 1965-01-01 | HYDRO | 84.1
BLAST_1_WIND | LA Basin | Mountain View IV Wind | 1.92 | 4.43 | 9.44 | 10.61 | 15.17 | 15.84 | 10.22 | 8.55 | 3.11 | 3.79 | 3.5 | 2.76 | South | FC | N | 2012-02-23 |  | 2012-02-23 | WIND | 49
BLCKBT_2_STONEY | CAISO System | BLACK BUTTE HYDRO | 2.471 | 2.5064 | 2.203 | 2.3852 | 2.534 | 3.113 | 2.3777 | 2.3088 | 1.5845 | 0.63978 | 1.3398 | 2.4383 | North | FC | Y | 1988-01-01 |  | 1988-01-01 | HYDRO | 6.2
BLHVN_7_MENLOP | Bay Area | GAS RECOVERY SYS. (MENLO PARK) | 0.79 | 0.8 | 0.85 | 0.86 | 0.82 | 0.82 | 0.85 | 0.88 | 0.72 | 0.66 | 0.72 | 0.72 | North | FC | N | 1983-01-11 |  | 1983-01-11 | BIOMASS | 2.6
BLM_2_UNITS | CAISO System | COSO ENERGY DEVELOPERS (BLM) | 58.97 | 57.35 | 56.94 | 54.64 | 57.93 | 57.65 | 54.8 | 53.89 | 53.93 | 54.42 | 54.46 | 54.24 | South | FC | N | 1988-12-05 |  | 1988-12-05 | GEOTHERMAL | 100.73
BLULKE_6_BLUELK | Humboldt | Blue Lake Power | 8.42 | 0 | 0.42 | 4.15 | 6.8 | 5.89 | 8.22 | 8.49 | 8.72 | 8.73 | 9.09 | 8.72 | North | ID | Y | 2010-09-09 |  | 2010-09-09 | BIOMASS | 12
BLYTHE_1_SOLAR1 | CAISO System | Blythe Solar 1 Project | [12 empty] | South | EO | N | 2009-12-18 |  | 2009-12-18 | SOLAR | 21 | bar: JAN to DEC
BNNIEN_7_ALTAPH | Sierra | ALTA POWER HOUSE | 0.28 | 0.26 | 0.22 | 0.26 | 0.13 | 0.28 | 0.46 | 0.46 | 0.37 | 0.44 | 0.36 | 0.28 | North | FC | Y | 1902-01-01 |  | 1902-01-01 | HYDRO | 2
BOGUE_1_UNITA1 | Sierra | Feather River Energy Center, Unit #1 | 46.3 | 46.3 | 46.3 | 46.3 | 46.3 | 46 | 45 | 45 | 45 | 46.3 | 46.3 | 46.3 | North | FC | Y | 2002-12-23 |  | 2002-12-23 | PEAKER | 46.3
BORDEN_2_QF | Fresno | SMALL QF AGGREGATION - MADERA | 0.08 | 0.07 | 0.02 | 0.67 | 1.09 | 1.34 | 1.32 | 1.13 | 0.56 | 0.25 | 0 | 0.02 | North | FC | N | 1985-01-01 |  | 1985-01-01 | HYDRO | 2.85
BORDER_6_UNITA1 | San Diego-IV | CalPeak Power Border Unit 1 | 48 | 48 | 48 | 48 | 48 | 48 | 48 | 48 | 48 | 48 | 48 | 48 | South | FC | Y | 2001-10-26 |  | 2001-10-26 | PEAKER | 48.98
BOWMN_6_UNIT | Sierra | BOWMAN | 0.88 | 0.68 | 1.16 | 1.39 | 2.71 | 3.01 | 2.81 | 2.95 | 2.71 | 1.77 | 0.93 | 1.23 | North | FC | N | 1986-08-18 |  | 1986-08-18 | HYDRO | 6.25
BRDGVL_7_BAKER | Humboldt | BAKER STATION ASSOCIATES, LP HYDRO | 0.74 | 0.77 | 1.25 | 1.1 | 0.3 | 0.2 | 0 | 0 | 0 | 0.07 | 0.34 | 0.85 | North | FC | N | 1987-12-10 |  | 1987-12-10 | HYDRO | 2.5
BRDSLD_2_HIWIND | Bay Area | High Winds Energy Center | 3.73 | 11.08 | 19.83 | 21.71 | 39.74 | 42.4 | 48.22 | 38.96 | 13.25 | 10.16 | 4.99 | 5.38 | North | FC | N | 2003-12-23 |  | 2003-12-23 | WIND | 162
BRDSLD_2_MTZUM2 | Bay Area | NextEra Energy Montezuma Wind II | 4.16 | 6.74 | 16.59 | 19.23 | 24.35 | 27.48 | 21.37 | 13.02 | 4.04 | 5.15 | 6.06 | 3.71 | North | ID | N | 2012-02-01 |  | 2012-02-01 | WIND | 78.2
BRDSLD_2_MTZUMA | Bay Area | FPL Energy Montezuma Wind | 1.06 | 3.08 | 5.1 | 4.53 | 9.4 | 10.54 | 9.14 | 7.12 | 2.47 | 2.1 | 0.82 | 1.4 | North | FC | N | 2011-01-25 |  | 2011-01-25 | WIND | 36.8
BRDSLD_2_SHILO1 | Bay Area | Shiloh I Wind Project | 3.37 | 11.75 | 20.89 | 23.59 | 41.86 | 42.45 | 42.11 | 35.34 | 11.38 | 23.92 | 13.19 | 4.16 | North | FC | N | 2006-03-30 |  | 2006-03-30 | WIND | 150
BRDSLD_2_SHILO2 | Bay Area | SHILOH WIND PROJECT 2 | 2.25 | 13.44 | 23.37 | 26.24 | 46.04 | 45.12 | 44.92 | 36.13 | 5.43 | 4.89 | 8.73 | 6.67 | North | FC | N | 2009-01-27 |  | 2009-01-27 | WIND | 150
BRDSLD_2_SHLO3A | Bay Area | Shiloh III Wind Project, LLC | 3.92 | 9.05 | 19.26 | 21.66 | 30.96 | 32.34 | 20.85 | 17.45 | 6.35 | 7.74 | 7.14 | 5.63 | North | FC | N | 2011-12-22 |  | 2011-12-22 | WIND | 102.5
BRDSLD_2_SHLO3B | Bay Area | Shiloh IV Wind Project | 3.92 | 9.05 | 19.26 | 21.66 | 30.96 | 32.34 | 20.85 | 17.45 | 6.35 | 7.74 | 7.14 | 5.63 | North | FC | N | 2012-12-08 |  | 2012-12-08 | WIND | 100
BRDWAY_7_UNIT 3 | LA Basin | BROADWAY UNIT 3 | 65 | 65 | 65 | 65 | 65 | 65 | 65 | 65 | 65 | 65 | 65 | 65 | South | FC | Y | 1965-01-01 |  | 1965-01-01 | THERMAL | 65
BREGGO_6_SOLAR | San Diego-IV | NRG Borrego Solar One | 0.21 | 2.07 | 4.83 | 15.64 | 19.09 | 22.55 | 22.05 | 21.17 | 19.27 | 12.17 | 1.68 | 0.7 | South | FC | N | 2013-02-12 |  | 2013-02-12 | SOLAR | 26
BRODIE_2_WIND | CAISO System | Coram Brodie Wind Project | 4 | 9.23 | 19.65 | 22.1 | 31.58 | 32.98 | 21.27 | 17.8 | 6.48 | 7.9 | 7.29 | 5.74 | South | FC | N | 2012-03-29 |  | 2012-03-29 | WIND | 102
BUCKBL_2_PL1X3 | CAISO System | Blythe Energy Center | 490 | 490 | 490 | 490 | 490 | 490 | 490 | 490 | 490 | 490 | 490 | 490 | South | FC | Y | 2010-06-11 |  | 2010-06-11 | THERMAL | 493
BUCKCK_7_OAKFLT | Sierra | Oak Flat | 0.47 | 0.62 | 0.78 | 1 | 1.08 | 0.99 | 1.12 | 1.12 | 0.54 | 0.44 | 0.45 | 0.39 | North | FC | Y | 1985-01-01 |  | 1985-01-01 | HYDRO | 1.3
BUCKCK_7_PL1X2 | Sierra | BUCKS CREEK AGGREGATE | 58 | 58 | 58 | 58 | 58 | 58 | 58 | 58 | 58 | 58 | 58 | 58 | North | FC | Y | 1928-01-01 |  | 1928-01-01 | HYDRO | 59
BUCKWD_1_NPALM1 | LA Basin | North Palm Springs 1A | 0.02 | 0.19 | 0.44 | 1.44 | 1.76 | 2.08 | 2.03 | 1.95 | 1.77 | 1.12 | 0.15 | 0.06 | South | FC | N | 2012-04-02 |  | 2012-04-02 | SOLAR | 2.4
BUCKWD_1_QF | LA Basin | Buckwind Re-powering project | 0.38 | 1.77 | 3.78 | 3.3 | 5.72 | 6.56 | 3.32 | 2.53 | 1.22 | 1.32 | 1.15 | 1.05 | South | FC | N | 2000-01-01 | USER DEF | ID Not Found | UNKNOWN | ID Not Found
BUCKWD_7_WINTCV | LA Basin | Wintec Energy, Ltd. | 0.04 | 0.16 | 0.41 | 0.15 | 0.48 | 0.62 | 0.25 | 0.15 | 0.06 | 0.08 | 0.1 | 0.06 | South | FC | N | 2003-12-30 |  | 2003-12-30 | WIND | 1.32
BULLRD_7_SAGNES | Fresno | SAINT AGNES MED. CTR | 0 | 0 | 0 | 0.02 | 0.04 | 0.06 | 0.03 | 0.03 | 0.04 | 0.04 | 0 | 0 | North | FC | N | 1985-11-21 |  | 1985-11-21 | COGENERATION | 2.8
BURNYF_2_UNIT 1 | CAISO System | Burney Forest Power | 27.44 | 27.4 | 22.81 | 26.13 | 27.65 | 27.22 | 28.45 | 28.5 | 26.22 | 28.06 | 26 | 26 | North | FC | N | 1989-10-17 |  | 1989-10-17 | BIOMASS | 35.7
BUTTVL_7_UNIT 1 | CAISO System | BUTT VALLEY HYDRO | 41 | 41 | 41 | 41 | 41 | 41 | 41 | 41 | 41 | 41 | 41 | 41 | North | FC | Y | 1958-01-01 |  | 1958-01-01 | HYDRO | 41
CABZON_1_WINDA1 | LA Basin | Cabazon Wind Project | 2.35 | 5.56 | 14.02 | 11.33 | 21.49 | 22.17 | 12.58 | 11.34 | 3.33 | 4.85 | 4.13 | 3.01 | South | FC | N | 2002-08-31 |  | 2002-08-31 | WIND | 41
CALGEN_1_UNITS | CAISO System | COSO Finance Partners (Navy 1) | 67.86 | 66.08 | 64.31 | 61.33 | 60.13 | 61.05 | 60.15 | 60.05 | 59.85 | 55.9 | 63.39 | 66.05 | South | FC | N | 1987-07-13 |  | 1987-07-13 | GEOTHERMAL | 92.2
CALPIN_1_AGNEW | Bay Area | Agnews Power Plant | 28 | 28 | 28 | 28 | 28 | 28 | 28 | 28 | 28 | 28 | 28 | 28 | North | FC | Y | 1990-10-19 |  | 1990-10-19 | COGENERATION | 41.5
CAMCHE_1_PL1X3 | Stockton | CAMANCHE UNITS 1, 2 & 3 AGGREGATE | 3.7 | 2.87 | 4.27 | 5.2 | 7.35 | 6.68 | 6.67 | 4.33 | 3.06 | 4.56 | 2.89 | 4.25 | North | FC | N | 1983-01-01 |  | 1983-01-01 | HYDRO | 9.99
CAMPFW_7_FARWST | Sierra | CAMP FAR WEST HYDRO | 2.42 | 2.56 | 4.73 | 6.11 | 6.43 | 4.63 | 4.55 | 3.8 | 0.86 | 0 | 0.47 | 4.46 | North | FC | Y | 1985-01-01 |  | 1985-01-01 | HYDRO | 8
CANTUA_1_SOLAR | Fresno | Cantua Solar Station | [12 empty] | North | EO | N | 2012-07-25 |  | 2012-07-25 | SOLAR | 20 | bar: JAN to DEC
CAPMAD_1_UNIT 1 | Fresno | CAPCO MADERA Power Plant | 17 | 17 | 17 | 17 | 17 | 17 | 17 | 17 | 17 | 17 | 17 | 17 | North | FC | Y | 2001-05-16 |  | 2001-05-16 | BIOMASS | 24
CARBOU_7_PL2X3 | CAISO System | CARIBOU PH 1 UNIT 2 & 3 AGGREGATE | 48 | 48 | 48 | 48 | 48 | 48 | 48 | 48 | 48 | 48 | 48 | 48 | North | FC | Y | 1921-01-01 |  | 1921-01-01 | HYDRO | 49
CARBOU_7_PL4X5 | CAISO System | CARIBOU PH 2 UNIT 4 & 5 AGGREGATE | 120 | 120 | 120 | 120 | 120 | 120 | 120 | 120 | 120 | 120 | 120 | 120 | North | FC | Y | 1958-01-01 |  | 1958-01-01 | HYDRO | 122
CARBOU_7_UNIT 1 | CAISO System | CARIBOU PH 1 UNIT 1 | 24 | 24 | 24 | 24 | 24 | 24 | 24 | 24 | 24 | 24 | 24 | 24 | North | FC | Y | 1921-01-01 |  | 1921-01-01 | HYDRO | 24
CARDCG_1_UNITS | Bay Area | CARDINAL COGEN | 14.41 | 14.13 | 15.18 | 14.07 | 22.17 | 21.26 | 19.6 | 20.98 | 18.37 | 19.92 | 12.87 | 16.47 | North | FC | N | 1988-02-20 |  | 1988-02-20 | COGENERATION | 57.3
CATLNA_2_SOLAR | CAISO System | Catalina Solar - Phases 1 and 2 | 0.42 | 3.99 | 9.3 | 30.09 | 36.72 | 43.36 | 42.4 | 40.72 | 37.05 | 23.41 | 3.23 | 1.35 | South | ID | N | 2013-02-15 |  | 2013-02-15 | SOLAR | 110
CAVLSR_2_BSOLAR | CAISO System | California Valley Solar Ranch-Phase B | 0.33 | 3.19 | 7.44 | 24.07 | 29.37 | 34.69 | 33.92 | 32.57 | 29.64 | 18.73 | 2.59 | 1.08 | North | ID | N | 2013-01-08 |  | 2013-01-08 | SOLAR | 40
CAVLSR_2_RSOLAR | CAISO System | California Valley Solar Ranch-Phase A | 0.73 | 6.9 | 16.11 | 52.09 | 63.56 | 75.06 | 73.4 | 70.49 | 64.15 | 40.53 | 5.6 | 2.34 | North | ID | N | 2012-09-19 |  | 2012-09-19 | SOLAR | 210
CBRLLO_6_PLSTP1 | San Diego-IV | POINT LOMA SEWAGE TREATMENT PLANT | 2.83 | 3.19 | 3.23 | 2.28 | 2.75 | 2.46 | 2.72 | 3.05 | 2.79 | 2.47 | 2.86 | 2.91 | South | FC | N | 1985-01-01 |  | 1985-01-01 | BIOMASS | 4.83
CCRITA_7_RPPCHF | San Diego-IV | Rancho Penasquitos Hydro Facility | 0.91 | 0 | 0.57 | 1.68 | 2.06 | 3.88 | 3.95 | 3.66 | 3.59 | 3.22 | 2.21 | 1.15 | South | FC | N | 2007-01-23 |  | 2007-01-23 | HYDRO | 5.25
CDWR07_2_GEN | CAISO System | CDWR07_2_GEN | 81.687 | 60.426 | 60.426 | 115.6 | 115.6 | 115.6 | 115.6 | 115.6 | 115.6 | 115.6 | 115.6 | 115.6 | North | FC | N | 2000-01-01 | USER DEF | UNK | PUMP | 115.6
CEDRCK_6_UNIT | CAISO System | CEDRCK_6_UNIT | 0.39 | 0.42 | 0.61 | 0.72 | 0.7 | 0.58 | 0.3 | 0.21 | 0.18 | 0.19 | 0.2 | 0.43 | North | FC | N | 1984-03-22 |  | 1984-03-22 | HYDRO | 1
CENTER_2_QF | LA Basin | CENTER QFS | 15.97 | 17.91 | 17.64 | 18.17 | 17.4 | 18.94 | 16.84 | 18.97 | 17.32 | 17.8 | 17.75 | 18.69 | South | FC | N | 1987-01-01 |  | 1987-01-01 | COGENERATION | 31
CENTER_2_RHONDO | LA Basin | MWD Rio Hondo Hydroelectric Recovery Pla | 1.91 | 1.91 | 1.91 | 1.91 | 1.91 | 1.91 | 1.91 | 1.91 | 1.91 | 1.91 | 1.91 | 1.91 | South | FC | Y | 1984-01-01 |  | 1984-01-01 | HYDRO | 1.91
CENTER_6_PEAKER | LA Basin | Center Peaker | 47 | 47 | 47 | 47 | 47 | 47 | 47 | 47 | 47 | 47 | 47 | 47 | South | FC | N | 2007-09-20 |  | 2007-09-20 | PEAKER | 47
CENTRY_6_PL1X4 | LA Basin | CENTURY GENERATING PLANT (AGGREGATE) | 36 | 36 | 36 | 36 | 36 | 36 | 36 | 36 | 36 | 36 | 36 | 36 | South | FC | Y | 2001-09-17 |  | 2001-09-17 | PEAKER | 41.4
CHALK_1_UNIT | Kern | CHALK CLIFF LIMITED | 45.88 | 46.4 | 45.67 | 40.04 | 29.6 | 34.59 | 39.64 | 40.34 | 39.2 | 37.93 | 36.24 | 41.03 | North | FC | N | 1990-03-20 |  | 1990-03-20 | COGENERATION | 55.1
CHEVCD_6_UNIT | Kern | CHEVRON USA (TAFT/CADET) | 0.63 | 1.98 | 2.24 | 3.45 | 2.92 | 1.94 | 1.87 | 1.58 | 2.25 | 2.32 | 2.49 | 1.17 | North | FC | N | 1982-07-26 |  | 1982-07-26 | COGENERATION | 11.5
CHEVCO_6_UNIT 1 | Fresno | CHEVRON USA (COALINGA) | 6.26 | 6.72 | 6.87 | 5.31 | 5.29 | 4.2 | 3.06 | 2.96 | 4.2 | 5.43 | 4.44 | 5.36 | North | FC | N | 1986-01-17 |  | 1986-01-17 | COGENERATION | 19
CHEVCO_6_UNIT 2 | Fresno | AERA ENERGY LLC. (COALINGA) | 1.51 | 1.49 | 1.32 | 1.37 | 1.76 | 1.59 | 1.46 | 1.13 | 1.58 | 1.28 | 1.26 | 1.05 | North | FC | N | 1988-06-03 |  | 1988-06-03 | COGENERATION | 12.5
CHEVCY_1_UNIT | Kern | CHEVRON USA (CYMRIC) | 5.02 | 4.02 | 5.19 | 4.35 | 6.65 | 6.78 | 6.52 | 6.78 | 5.59 | 5.85 | 5.6 | 7.3 | North | FC | N | 1982-10-15 |  | 1982-10-15 | COGENERATION | 24.3
CHEVMN_2_UNITS | LA Basin | CHEVRON U.S.A. UNITS 1 & 2 AGGREGATE | 0.12 | 0.29 | 0.13 | 0.01 | 0 | 0 | 0 | 0 | 0 | 0.73 | 1.1 | 2.14 | South | FC | N | 1987-12-29 |  | 1987-12-29 | COGENERATION | 85.31
CHICPK_7_UNIT 1 | Sierra | CHICAGO PARK 1, BEAR RIVER CA | 38 | 38 | 38 | 38 | 38 | 38 | 38 | 38 | 38 | 38 | 38 | 38 | North | FC | Y | 1965-01-01 |  | 1965-01-01 | HYDRO | 42
CHILLS_1_SYCENG | San Diego-IV | Sycamore Energy 1 | 0.32 | 0.65 | 0.7 | 0.87 | 0.48 | 0.39 | 0.32 | 0.34 | 0.3 | 0.17 | 0.24 | 0.31 | South | FC | N | 2011-05-19 |  | 2011-05-19 | BIOMASS | 1.5
CHILLS_7_UNITA1 | San Diego-IV | GAS RECOVERY SYS. (SYCAMORE CANYON) | 1.72 | 2 | 1.84 | 1.84 | 1.78 | 1.77 | 1.6 | 1.59 | 1.69 | 1.75 | 1.63 | 1.49 | South | FC | Y | 2004-07-14 |  | 2004-07-14 | BIOMASS | 2
CHINO_2_QF | LA Basin | CHINO QFS | 5.22 | 5.28 | 5.27 | 5.74 | 5.61 | 5.96 | 5.85 | 5.99 | 5.88 | 4.64 | 4.91 | 4.54 | South | FC | N | 1987-01-01 |  | 1987-01-01 | VARIOUS | 21.8
CHINO_2_SOLAR | LA Basin | Chino RT Solar 1 | [12 empty] | South | EO | N | 2009-12-01 |  | 2009-12-01 | SOLAR | 2 | bar: JAN to DEC
CHINO_6_CIMGEN | LA Basin | O.L.S. ENERGY COMPANY -- CHINO | 26.06 | 26.12 | 25.94 | 25.85 | 23.55 | 26.32 | 25.95 | 26.1 | 25.73 | 17.1 | 22.74 | 25.93 | South | FC | N | 1987-12-24 |  | 1987-12-24 | COGENERATION | 31.6
CHINO_6_SMPPAP | LA Basin | SIMPSON PAPER | 27.57 | 23.83 | 29.4 | 28.36 | 23.17 | 32.13 | 26.4 | 29.34 | 28.48 | 27.91 | 29.31 | 26.87 | South | FC | N | 1985-11-18 |  | 1985-11-18 | COGENERATION | 44
CHINO_7_MILIKN | LA Basin | MN Milliken Genco LLC | 1.21 | 1.13 | 1.32 | 1.37 | 1.38 | 1.41 | 1.41 | 1.41 | 1.33 | 1.49 | 1.55 | 1.41 | South | FC | Y | 2003-07-17 |  | 2003-07-17 | BIOMASS | 1.9
CHWCHL_1_BIOMAS | Fresno | Chow II Biomass to Energy | 6.99 | 6.83 | 6.89 | 6.49 | 5.85 | 7.25 | 7.93 | 8.87 | 5.14 | 6.41 | 6.31 | 7.48 | North | FC | N | 2008-05-08 |  | 2008-05-08 | BIOMASS | 10.8
CHWCHL_1_UNIT | Fresno | CHOW 2 PEAKER PLANT | 48 | 48 | 48 | 48 | 48 | 48 | 48 | 48 | 48 | 48 | 48 | 48 | North | FC | Y | 2001-06-13 |  | 2001-06-13 | THERMAL | 48.6
CLOVER_2_UNIT | CAISO System | MEGA HYDRO #1 (CLOVER CREEK) | 0.62 | 0.61 | 0.78 | 0.9 | 0.85 | 0.65 | 0.35 | 0.14 | 0.09 | 0.1 | 0.3 | 0.63 | North | FC | N | 1986-02-21 |  | 1986-02-21 | HYDRO | 1.5
CLRKRD_6_LIMESD | CAISO System | Lime Saddle Hydro | 0.75 | 0.73 | 0.46 | 0.58 | 0.76 | 0.73 | 0.71 | 0.63 | 0.66 | 0.68 | 0.55 | 0.55 | North | FC | Y | 1906-01-01 |  | 1906-01-01 | HYDRO | 2
CLRMTK_1_QF | Bay Area | SMALL QF AGGREGATION - OAKLAND | 0 | 0 | 0 | 0 | 0 | 0 | 0 | 0 | 0 | 0 | 0 | 0 | North | FC | N | 1983-12-05 |  | 1983-12-05 | COGENERATION | 1.25
CNTNLA_2_SOLAR1 | San Diego-IV | Centinela Solar Energy Project | 1.07 | 10.13 | 23.64 | 76.43 | 93.27 | 110.15 | 107.71 | 103.43 | 94.13 | 59.47 | 8.22 | 3.44 | South | FC | N | 2013-10-16 |  | 2013-10-16 | SOLAR | 51.47 |  |  | TRUE
CNTRVL_6_UNIT | CAISO System | Centerville | 0.37 | 0.56 | 0.31 | 0.34 | 0.33 | 0.39 | 0.44 | 0.4 | 0.35 | 0.21 | 0.17 | 0 | North | FC | Y | 1899-12-31 |  | 1899-12-31 | HYDRO | 6.4
COCOPP_2_CTG1 | Bay Area | GENON MARSH LANDING GEN STATION UNIT 1 | 204.2 | 204.2 | 202.26 | 199.2 | 196.25 | 193.39 | 191.35 | 191.35 | 193.39 | 196.25 | 202.26 | 203.28 | North | ID | Y | 2013-05-01 |  | 2013-05-01 | COGENERATION | 200
COCOPP_2_CTG2 | Bay Area | GENON MARSH LANDING GEN STATION UNIT 2 | 202.01 | 202.01 | 200.09 | 197.07 | 194.14 | 191.32 | 189.3 | 189.3 | 191.32 | 194.14 | 200.09 | 201.1 | North | ID | Y | 2013-05-01 |  | 2013-05-01 | COGENERATION | 200
COCOPP_2_CTG3 | Bay Area | GENON MARSH LANDING GEN STATION UNIT 3 | 204.31 | 204.31 | 202.37 | 199.31 | 196.35 | 193.49 | 191.45 | 191.45 | 193.49 | 196.35 | 202.37 | 203.39 | North | ID | Y | 2013-05-01 |  | 2013-05-01 | COGENERATION | 200
COCOPP_2_CTG4 | Bay Area | GENON MARSH LANDING GEN STATION UNIT 4 | 204.29 | 204.29 | 202.35 | 199.29 | 196.33 | 193.48 | 191.44 | 191.44 | 193.48 | 196.33 | 202.35 | 203.37 | North | ID | Y | 2013-05-01 |  | 2013-05-01 | COGENERATION | 200
COGNAT_1_UNIT | Stockton | Stockton Biomas | 31.18 | 23.44 | 33.04 | 17.46 | 7.18 | 22.54 | 27.89 | 25.46 | 26.13 | 26.47 | 18.14 | 25.66 | North | FC | N | 2000-01-01 | USER DEF | ID Not Found | UNKNOWN | ID Not Found
COLEMN_2_UNIT | CAISO System | Coleman | 6.07 | 7.73 | 10.02 | 9.42 | 9.16 | 8.11 | 5.77 | 1.92 | 2.61 | 3.81 | 3.91 | 5.84 | North | FC | Y | 1979-01-01 |  | 1979-01-01 | HYDRO | 13
COLGA1_6_SHELLW | Fresno | COALINGA COGENERATION COMPANY | 38.6 | 39.09 | 38.29 | 37.51 | 37.21 | 35.93 | 35.33 | 35.25 | 35.51 | 35.27 | 37.84 | 38.89 | North | FC | N | 1991-10-17 |  | 1991-10-17 | COGENERATION | 52.9
COLGAT_7_UNIT 1 | Sierra | COLGATE HYDRO UNIT 1 | 149.85 | 148.64 | 153.29 | 158.63 | 162.79 | 165.7 | 165.1 | 161.65 | 156.74 | 151.87 | 149.95 | 148.24 | North | FC | Y | 1969-01-01 |  | 1969-01-01 | HYDRO | 176.72
COLGAT_7_UNIT 2 | Sierra | COLGATE HYDRO UNIT 2 | 149.8 | 148.6 | 153.24 | 158.63 | 162.83 | 165.76 | 165.16 | 161.68 | 156.71 | 151.81 | 149.91 | 148.21 | North | FC | Y | 1969-01-01 |  | 1969-01-01 | HYDRO | 175.67
COLPIN_6_COLLNS | CAISO System | COLLINS PINE | 5.63 | 5.68 | 5.25 | 4.13 | 5.39 | 5.03 | 5.38 | 5.13 | 5.35 | 5.26 | 4.4 | 5.5 | North | FC | N | 1984-04-04 |  | 1984-04-04 | BIOMASS | 13.8
COLTON_6_AGUAM1 | LA Basin | AGUA MANSA UNIT 1 (CITY OF COLTON) | 43 | 43 | 43 | 43 | 43 | 43 | 43 | 43 | 43 | 43 | 43 | 43 | South | FC | N | 2003-06-27 |  | 2003-06-27 | PEAKER | 43
COLUSA_2_PL1X3 | CAISO System | Colusa Generating Station | 668 | 662 | 656 | 650 | 642 | 635 | 630 | 630 | 635 | 642 | 656 | 668 | North | FC | Y | 2010-12-22 |  | 2010-12-22 | COGENERATION | 668
COLVIL_7_PL1X2 | CAISO System | COLLIERVILLE HYDRO UNIT 1 & 2 AGGREGATE | 246.86 | 246.86 | 246.86 | 246.86 | 246.86 | 246.86 | 246.86 | 246.86 | 246.86 | 246.86 | 246.86 | 246.86 | North | FC | Y | 1989-01-01 | http://globalenergyobservatory.org/geoid/365 | UNK | HYDRO | 246.86
CONTAN_1_UNIT | Bay Area | CONTAINER CORP. OF AMERICA | 25.05 | 23.37 | 25.74 | 25.32 | 25.41 | 24.85 | 24.58 | 18.01 | 24.28 | 24.73 | 24.94 | 24.36 | North | FC | Y | 2000-01-01 | USER DEF | UNK | COGENERATION | 25.8
CONTRL_1_CASAD3 | CAISO System | Mammoth G3 | 9.93 | 9.12 | 10.05 | 9.34 | 9.21 | 7.95 | 7.9 | 7.86 | 8.14 | 8.89 | 9.02 | 9.44 | South | FC | N | 2013-04-01 |  | 2013-04-01 | GEOTHERMAL | 14
CONTRL_1_LUNDY | CAISO System | LUNDY | 0.85 | 0.75 | 0.6 | 0.9 | 1.65 | 2.54 | 2.82 | 2.02 | 0.93 | 0.78 | 0.65 | 0.69 | South | FC | N | 1911-01-01 |  | 1911-01-01 | HYDRO | 3
CONTRL_1_OXBOW | CAISO System | OXBOW GEOTHERMAL CORPORATION | 53.36 | 53.89 | 54.24 | 53.83 | 53.53 | 53.84 | 52.65 | 52.41 | 54 | 49.79 | 54.84 | 53.06 | South | FC | N | 1988-06-14 |  | 1988-06-14 | GEOTHERMAL | 64.7
CONTRL_1_POOLE | CAISO System | POOLE HYDRO PLANT 1 | 0.89 | 0.76 | 0.94 | 1.94 | 5.62 | 7.97 | 9.82 | 5.42 | 2.41 | 4.06 | 2.16 | 1.01 | South | FC | N | 1924-01-01 |  | 1924-01-01 | HYDRO | 10.9
CONTRL_1_QF | CAISO System | CONTROL QFS | 31.4 | 31.4 | 30.72 | 27.53 | 24.66 | 18.56 | 16.92 | 16.47 | 18.66 | 22.09 | 28.43 | 29.19 | South | FC | N | 1982-01-01 |  | 1982-01-01 | VARIOUS | 41.8
CONTRL_1_RUSHCK | CAISO System | RUSH CREEK | 6.1 | 6.36 | 6.26 | 6 | 9.33 | 10.06 | 10.81 | 2.94 | 3.02 | 6.52 | 7.41 | 5.64 | South | FC | N | 1916-01-01 |  | 1916-01-01 | HYDRO | 11.94
COPMT2_2_SOLAR2 | CAISO System | CMS2 | [12 empty] | South | EO | N | 2012-08-03 |  | 2012-08-03 | SOLAR | 92 | bar: JAN to DEC
COPMTN_2_CM10 | CAISO System | CM10 Pseudo Tie Pilot | 0.03 | 0.16 | 0.56 | 6.2 | 6.24 | 6.62 | 5.16 | 5.65 | 5.63 | 4.27 | 0.03 | 0.01 | South | PD to 7.25 | N | 2011-10-03 |  | 2011-10-03 | SOLAR | 10
COPMTN_2_SOLAR1 | CAISO System | Copper Mountain Solar 1 Pseudo Tie Pilot | 0.1 | 0.55 | 1.9 | 16.5 | 16.5 | 16.5 | 16.5 | 16.5 | 16.5 | 16.5 | 0.24 | 0.01 | South | PD to 16.5 | N | 2010-06-15 |  | 2010-06-15 | SOLAR | 48
CORONS_2_SOLAR | LA Basin | Master Development Corona | [12 empty] | South | EO | N | 2013-04-24 |  | 2013-04-24 | SOLAR | 1 | bar: JAN to DEC
CORONS_6_CLRWTR | LA Basin | Clearwater Power Plant | 28 | 28 | 28 | 28 | 28 | 28 | 28 | 28 | 28 | 28 | 28 | 28 | South | FC | Y | 2005-02-28 |  | 2005-02-28 | THERMAL | 28
COTTLE_2_FRNKNH | CAISO System | FRANKENHEIMER | 0.22 | 0 | 1.43 | 2.23 | 2.81 | 2.81 | 3.28 | 3.24 | 2.44 | 0.46 | 0 | 0 | North | FC | N | 1983-02-12 |  | 1983-02-12 | HYDRO | 5.04
COVERD_2_QFUNTS | CAISO System | COVE ROAD HYDRO QF UNITS | 6.95 | 8.73 | 12.22 | 16.34 | 13.25 | 7.94 | 1.55 | 0.17 | 0 | 0.2 | 0.74 | 7.36 | North | FC | N | 1987-01-05 |  | 1987-01-05 | HYDRO | 20.26
COWCRK_2_UNIT | CAISO System | Cow Creek Hydro | 0.62 | 0.67 | 0.68 | 0.66 | 0.68 | 0.6 | 0.39 | 0.19 | 0.09 | 0.17 | 0.31 | 0.52 | North | FC | Y | 1907-01-01 |  | 1907-01-01 | HYDRO | 2
CPSTNO_7_PRMADS | San Diego-IV | PRIMA DESCHECHA (CAPISTRANO) | 4.53 | 4.15 | 3.98 | 4.78 | 4.68 | 5.61 | 5.51 | 5.26 | 5.37 | 4.66 | 4.67 | 4.4 | South | FC | N | 1999-01-01 |  | 1999-01-01 | BIOMASS | 6.1
CPVERD_2_SOLAR | San Diego-IV | Campo Verde Solar | 1.173 | 11.0941 | 25.8742 | 83.6585 | 102.0929 | 120.5626 | 117.888 | 113.2091 | 103.0255 | 65.0959 | 9.0045 | 3.77 | South | FC | N | 2013-10-22 |  | 2013-10-22 | SOLAR | 150 |  |  | TRUE
CRESSY_1_PARKER | Fresno | PARKER POWERHOUSE | 0 | 0 | 0.22 | 0.67 | 1.53 | 1.76 | 1.26 | 1.6 | 1.29 | 0.69 | 0 | 0 | North | FC | N | 1981-09-23 |  | 1981-09-23 | HYDRO | 3.75
CRESTA_7_PL1X2 | Sierra | CRESTA PH UNIT 1 & 2 AGGREGATE | 70 | 70 | 70 | 70 | 70 | 70 | 70 | 70 | 70 | 70 | 70 | 70 | North | FC | Y | 1949-01-01 |  | 1949-01-01 | HYDRO | 70.4
CRNEVL_6_CRNVA | Fresno | Crane Valley | 0.65 | 0.65 | 0.69 | 0.75 | 0.83 | 0.84 | 0.78 | 0.71 | 0.7 | 0.69 | 0.65 | 0.62 | North | FC | Y | 1919-01-01 |  | 1919-01-01 | HYDRO | 0.9
CRNEVL_6_SJQN 2 | Fresno | SAN JOAQUIN 2 | 3.2 | 3.2 | 3.2 | 3.2 | 3.2 | 3.2 | 3.2 | 3.2 | 3.2 | 3.2 | 3.2 | 3.2 | North | FC | Y | 1917-01-01 |  | 1917-01-01 | HYDRO | 3.2
CRNEVL_6_SJQN 3 | Fresno | SAN JOAQUIN 3 | 4.2 | 4.2 | 4.2 | 4.2 | 4.2 | 4.2 | 4.2 | 4.2 | 4.2 | 4.2 | 4.2 | 4.2 | North | FC | Y | 1923-01-01 |  | 1923-01-01 | HYDRO | 4.2
CROKET_7_UNIT | Bay Area | CROCKETT COGEN | 227.9 | 198.8 | 163.39 | 226.15 | 212.21 | 222.17 | 225.86 | 225.24 | 204.09 | 192.44 | 207.94 | 210.51 | North | FC | N | 1995-12-20 |  | 1995-12-20 | COGENERATION | 240
CRSTWD_6_KUMYAY | San Diego-IV | Kumeyaay Wind Farm | 6.53 | 8.13 | 13.95 | 26.96 | 18.95 | 15.83 | 9.54 | 8.72 | 7.04 | 7.25 | 15.03 | 8.5 | South | FC | N | 2005-12-21 |  | 2005-12-21 | WIND | 50
CSCCOG_1_UNIT 1 | Bay Area | SANTA CLARA CO-GEN | 6 | 6 | 6 | 6 | 6 | 6 | 6 | 6 | 6 | 6 | 6 | 6 | North | FC | Y | 1981-01-01 |  | 1981-01-01 | COGENERATION | 7
CSCGNR_1_UNIT 1 | Bay Area | GIANERA PEAKER UNIT 1 | 24 | 24 | 24 | 24 | 24 | 24 | 24 | 24 | 24 | 24 | 24 | 24 | North | FC | Y | 1987-01-01 |  | 1987-01-01 | PEAKER | 24.75
CSCGNR_1_UNIT 2 | Bay Area | GIANERA PEAKER UNIT 2 | 24 | 24 | 24 | 24 | 24 | 24 | 24 | 24 | 24 | 24 | 24 | 24 | North | FC | Y | 1986-01-01 |  | 1986-01-01 | PEAKER | 24.75
CSLR4S_2_SOLAR | San Diego-IV | CSolar Imperial Valley (IV) Substation South | 1.097 | 10.3758 | 24.1989 | 78.2417 | 95.4826 | 112.7564 | 110.255 | 105.879 | 96.3547 | 60.881 | 8.4215 | 3.527 | South |  |  | 2013-10-11 |  | 2013-10-11 | SOLAR | 130 |  |  | TRUE
CSTRVL_7_PL1X2 | CAISO System | Marina Land Fill Gas | 2.7 | 2.14 | 2.17 | 2.63 | 2.37 | 2.62 | 2.68 | 2.51 | 2.64 | 2.43 | 2.56 | 2.43 | North | FC | Y | 2007-09-01 |  | 2007-09-01 | BIOMASS | 3.03
CSTRVL_7_QFUNTS | CAISO System | Castroville QF Aggregate | 1.43 | 1.37 | 1.52 | 1.38 | 1.26 | 1.33 | 1.48 | 1.63 | 1.53 | 1.43 | 1.42 | 1.3 | North | FC | N | 2006-06-01 |  | 2006-06-01 | THERMAL | 4.6
CTNWDP_1_QF | CAISO System | SMALL QF AGGREGATION - BURNEY | 0.05 | 0.05 | 0.07 | 0.06 | 0.13 | 0.17 | 0.17 | 0.12 | 0.05 | 0.04 | 0.03 | 0.04 | North | FC | N | 1982-01-01 |  | 1982-01-01 | HYDRO | 1
CURIS_1_QF | Stockton | SMALL QF AGGREGATION - MERCED | 0 | 0 | 0.01 | 0.21 | 0.93 | 1.23 | 1.18 | 0.94 | 0.52 | 0.09 | 0 | 0 | North | FC | N | 1983-01-01 |  | 1983-01-01 | HYDRO | 2
CWATER_7_UNIT 1 | CAISO System | COOLWATER GEN STA. UNIT 1 | 63 | 63 | 63 | 63 | 63 | 63 | 63 | 63 | 63 | 63 | 63 | 63 | South | FC | Y | 1961-01-01 |  | 1961-01-01 | THERMAL | 63
CWATER_7_UNIT 2 | CAISO System | COOLWATER GEN STA. UNIT 2 | 81.5 | 81.5 | 81.5 | 81.5 | 81.5 | 81.5 | 81.5 | 81.5 | 81.5 | 81.5 | 81.5 | 81.5 | South | FC | Y | 1964-01-01 |  | 1964-01-01 | THERMAL | 81.5
CWATER_7_UNIT 3 | CAISO System | COOLWATER STATION 3 AGGREGATE | 245.3 | 245.3 | 245.3 | 245.3 | 245.3 | 245.3 | 245.3 | 245.3 | 245.3 | 245.3 | 245.3 | 245.3 | South | FC | Y | 1978-01-01 |  | 1978-01-01 | THERMAL | 245.3
CWATER_7_UNIT 4 | CAISO System | COOLWATER STATION 4 AGGREGATE | 245.9 | 245.9 | 245.9 | 245.9 | 245.9 | 245.9 | 245.9 | 245.9 | 245.9 | 245.9 | 245.9 | 245.9 | South | FC | Y | 1978-01-01 |  | 1978-01-01 | THERMAL | 245.9
DAVIS_1_SOLAR1 | Sierra | Grasslands 4 | 0.0084386 | 0.079814 | 0.18615 | 0.60186 | 0.73448 | 0.86736 | 0.84812 | 0.81445 | 0.74119 | 0.46832 | 0.064781 | 0.027131 | North |  |  | 2013-07-01 |  | 2013-07-01 | SOLAR | 1
DAVIS_7_MNMETH | Sierra | MM Yolo Power LLC | 1.83 | 2.08 | 2.18 | 2.25 | 2.11 | 1.97 | 1.86 | 1.95 | 1.81 | 2.04 | 2.13 | 2.01 | North | FC | N | 1997-01-01 |  | 1997-01-01 | BIOMASS | 4
DEADCK_1_UNIT | Sierra | DEADCK_1_UNIT | 0.43 | 0.45 | 0.89 | 1.32 | 0.88 | 0.44 | 0.17 | 0 | 0 | 0 | 0 | 0.46 | North | FC | N | 1990-01-29 |  | 1990-01-29 | HYDRO | 2
DEERCR_6_UNIT 1 | Sierra | DEER CREEK | 1.6 | 1.81 | 1.68 | 1.05 | 2.09 | 2.3 | 3.51 | 3.48 | 3.51 | 2.86 | 1.6 | 1.03 | North | FC | Y | 1908-01-01 |  | 1908-01-01 | HYDRO | 7
DELAMO_2_SOLRC1 | LA Basin | Golden Springs Building C1 | [12 empty] | South | EO | N | 2012-02-10 |  | 2012-02-10 | SOLAR | 1.16 | bar: JAN to DEC
DELAMO_2_SOLRD | LA Basin | Golden Solar Building D | [12 empty] | South | EO | N | 2012-04-02 |  | 2012-04-02 | SOLAR | 1.25 | bar: JAN to DEC
DELTA_2_PL1X4 | Bay Area | DELTA ENERGY CENTER AGGREGATE | 861.29 | 861.29 | 855 | 845 | 835 | 820 | 813 | 813 | 813 | 835 | 850 | 861.29 | North | FC | Y | 2002-06-17 |  | 2002-06-17 | THERMAL | 880
DEVERS_1_QF | LA Basin | DEVERS QFS | 8.91 | 29.96 | 76.96 | 58.67 | 101.02 | 123.62 | 55.93 | 36.82 | 13.49 | 22.11 | 23.21 | 12.14 | South | FC | N | 1983-01-01 |  | 1983-01-01 | WIND | 362.34
DEVERS_1_SEPV05 | LA Basin | SEPV 5 | [12 empty] | South | EO | N | 2000-01-01 | USER DEF | ID Not Found | UNKNOWN | ID Not Found | bar: JAN to DEC
DEXZEL_1_UNIT | Kern | DAI / OILDALE , INC. | 28.84 | 28.7 | 24.42 | 19.85 | 27.28 | 28.35 | 26.8 | 27.89 | 26.68 | 26.38 | 24.81 | 26.88 | North | FC | N | 1989-11-30 |  | 1989-11-30 | COGENERATION | 36.8
DIABLO_7_UNIT 1 | CAISO System | Diablo Canyon Unit 1 | 1122 | 1122 | 1122 | 1122 | 1122 | 1122 | 1122 | 1122 | 1122 | 1122 | 1122 | 1122 | North | FC | Y | 1985-01-01 |  | 1985-01-01 | NUCLEAR | 1150 | OTC | 2023-12-31
DIABLO_7_UNIT 2 | CAISO System | Diablo Canyon Unit 2 | 1118 | 1118 | 1118 | 1118 | 1118 | 1118 | 1118 | 1118 | 1118 | 1118 | 1118 | 1118 | North | FC | Y | 1986-01-01 |  | 1986-01-01 | NUCLEAR | 1150 | OTC | 2023-12-31
DINUBA_6_UNIT | Fresno | DINUBA GENERATION PROJECT | 9.87 | 9.87 | 9.87 | 9.87 | 9.87 | 9.87 | 9.87 | 9.87 | 9.87 | 9.87 | 9.87 | 9.87 | North | FC | N | 2001-07-05 |  | 2001-07-05 | THERMAL | 12
DISCOV_1_CHEVRN | Kern | CHEVRON USA (EASTRIDGE) | 3.93 | 3.64 | 5.05 | 3.26 | 2.12 | 3.95 | 1.09 | 3.01 | 5.61 | 4.11 | 6.81 | 4.82 | North | FC | N | 1988-06-13 |  | 1988-06-13 | COGENERATION | 56.2
DIVSON_6_NSQF | San Diego-IV | DIVISION NAVAL STATION COGEN | 43.76 | 42.67 | 45.34 | 39.51 | 37.51 | 37.95 | 36.27 | 41.73 | 37.11 | 36.09 | 35.77 | 43.05 | South | FC | N | 1979-12-01 | SDGE comments | 1989-01-01 | COGENERATION | 47
DMDVLY_1_UNITS | LA Basin | DIAMOND VALLEY LAKE PUMP-GEN PLANT | 1.72 | 3.55 | 2.24 | 2.75 | 1.22 | 6.47 | 5.47 | 7.25 | 7.58 | 4.63 | 4.5 | 4.27 | South | FC | Y | 2001-01-01 |  | 2001-01-01 | HYDRO | 21
DONNLS_7_UNIT | Stockton | DONNELLS HYDRO | 65.95 | 66.32 | 67.86 | 65.21 | 70.1 | 72 | 72 | 72 | 72 | 70.02 | 67.92 | 66.81 | North | FC | Y | 1957-01-01 |  | 1957-01-01 | HYDRO | 72
DOSMGO_2_NSPIN | CAISO System | DOSMGO_2_NSPIN | 16.26 | 15.176 | 16.26 | 30.894 | 47.696 | 48.238 | 58 | 58 | 31.978 | 26.3657 | 31.436 | 28.9358 | North | FC | N | 2000-01-01 | USER DEF | UNK | PUMP | 58
DOUBLC_1_UNITS | Kern | DOUBLE "C" LIMITED | 47 | 47 | 47 | 47 | 47 | 47 | 47 | 47 | 47 | 47 | 47 | 47 | North | FC | Y | 1989-03-14 |  | 1989-03-14 | COGENERATION | 52.23
DREWS_6_PL1X4 | LA Basin | DREWS UNIT AGGREGATE | 36 | 36 | 36 | 36 | 36 | 36 | 36 | 36 | 36 | 36 | 36 | 36 | South | FC | Y | 2001-08-14 |  | 2001-08-14 | PEAKER | 41.4
DRUM_7_PL1X2 | Sierra | Drum PH 1 Units 1 & 2 Aggregate | 26 | 26 | 26 | 26 | 26 | 26 | 26 | 26 | 26 | 26 | 26 | 26 | North | FC | Y | 1913-01-01 |  | 1913-01-01 | HYDRO | 26
DRUM_7_PL3X4 | Sierra | Drum PH 1 Units 3 & 4 Aggregate | 27.4 | 27.4 | 27.4 | 27.4 | 27.4 | 27.4 | 27.4 | 27.4 | 27.4 | 27.4 | 27.4 | 27.4 | North | FC | Y | 1922-01-01 |  | 1922-01-01 | HYDRO | 28.9
DRUM_7_UNIT 5 | Sierra | DRUM PH 2 UNIT 5 | 49.5 | 49.5 | 49.5 | 49.5 | 49.5 | 49.5 | 49.5 | 49.5 | 49.5 | 49.5 | 49.5 | 49.5 | North | FC | Y | 1965-01-01 |  | 1965-01-01 | HYDRO | 50
DSABLA_7_UNIT | CAISO System | De Sabla Hydro | 10.61 | 10.43 | 10.28 | 10.05 | 9.71 | 15.46 | 14.36 | 11.67 | 8.48 | 6.55 | 8.15 | 8.14 | North | FC | Y | 1963-01-01 |  | 1963-01-01 | HYDRO | 18.5
DSRTSN_2_SOLAR1 | CAISO System | Desert Center Solar Farm | 1.8538 | 17.5335 | 40.8925 | 132.2165 | 161.3509 | 190.541 | 186.3139 | 178.9193 | 162.8247 | 102.8796 | 14.2311 | 5.9602 | South | FC | N | 2013-10-22 |  | 2013-10-22 | SOLAR | 219.68 |  |  | TRUE
DSRTSN_2_SOLAR2 | CAISO System | Desert Sunlight 250 | 2.1096 | 19.9535 | 46.5364 | 150.4649 | 183.6203 | 216.8392 | 212.0288 | 203.6135 | 185.2976 | 117.0789 | 16.1952 | 6.7828 | South | FC | N | 2013-10-12 |  | 2013-10-12 | SOLAR | 250 |  |  | TRUE
DUANE_1_PL1X3 | Bay Area | DONALD VON RAESFELD POWER PROJECT | 147.8 | 147.8 | 147.8 | 147.8 | 147.8 | 147.8 | 147.8 | 147.8 | 147.8 | 147.8 | 147.8 | 147.8 | North | FC | Y | 2005-03-24 |  | 2005-03-24 | THERMAL | 147.8
DUTCH1_7_UNIT 1 | Sierra | DUTCH FLAT 1 PH | 22 | 22 | 22 | 22 | 22 | 22 | 22 | 22 | 22 | 22 | 22 | 22 | North | FC | Y | 1943-01-01 |  | 1943-01-01 | HYDRO | 22
DUTCH2_7_UNIT 1 | Sierra | DUTCH FLAT 2 PH | 26 | 26 | 26 | 26 | 26 | 26 | 26 | 26 | 26 | 26 | 26 | 26 | North | FC | Y | 1965-01-01 |  | 1965-01-01 | HYDRO | 26
DVLCYN_1_UNITS | LA Basin | DEVIL CANYON HYDRO UNITS 1-4 AGGREGATE | 142.186 | 104.8184 | 152.4215 | 234.9686 | 234.9686 | 234.9686 | 234.9686 | 234.9686 | 234.9686 | 194.6051 | 230.8356 | 234.9686 | South | FC | Y | 1972-01-01 |  | 1972-01-01 | HYDRO | 236.8
EASTWD_7_UNIT | Big Creek-Ventura | EASTWOOD PUMP-GEN | 199 | 199 | 199 | 199 | 199 | 199 | 199 | 199 | 199 | 199 | 199 | 199 | South | FC | N | 1987-01-01 |  | 1987-01-01 | HYDRO | 200
EDMONS_2_NSPIN | Big Creek-Ventura | EDMONS_2_NSPIN | 236 | 236 | 236 | 236 | 236 | 236 | 236 | 236 | 236 | 236 | 236 | 236 | South | FC | N | 2000-01-01 | USER DEF | UNK | PUMP | 236
EGATE_7_NOCITY | San Diego-IV | NORTH CITY UNIT (EASTGATE) | 0.9 | 0.88 | 1.01 | 0.77 | 0.64 | 0.51 | 0.3 | 0.26 | 0.45 | 0.99 | 1.21 | 1.26 | South | FC | N | 1999-01-01 |  | 1999-01-01 | BIOMASS | 2
ELCAJN_6_LM6K | San Diego-IV | El Cajon Energy Center | 48.1 | 48.1 | 48.1 | 48.1 | 48.1 | 48.1 | 48.1 | 48.1 | 48.1 | 48.1 | 48.1 | 48.1 | South | FC | Y | 2010-06-16 |  | 2010-06-16 | PEAKER | 48.1
ELCAJN_6_UNITA1 | San Diego-IV | Cuyamaca Peak Energy Plant | 45.42 | 45.42 | 45.42 | 45.42 | 45.42 | 45.42 | 45.42 | 45.42 | 45.42 | 45.42 | 45.42 | 45.42 | South | FC | Y | 2002-05-29 |  | 2002-05-29 | PEAKER | 45.42
ELCAJN_7_GT1 | San Diego-IV | EL CAJON | 16 | 16 | 16 | 16 | 16 | 16 | 16 | 16 | 16 | 16 | 16 | 16 | South | FC | Y | 1968-01-01 |  | 1968-01-01 | PEAKER | 16.36
ELDORO_7_UNIT 1 | Sierra | El Dorado Unit 1 | 11 | 11 | 11 | 11 | 11 | 11 | 11 | 11 | 11 | 11 | 11 | 11 | North | FC | Y | 2005-05-21 |  | 2005-05-21 | HYDRO | 11
ELDORO_7_UNIT 2 | Sierra | El Dorado Unit 2 | 11 | 11 | 11 | 11 | 11 | 11 | 11 | 11 | 11 | 11 | 11 | 11 | North | FC | Y | 2005-05-21 |  | 2005-05-21 | HYDRO | 11
ELECTR_7_PL1X3 | CAISO System | ELECTRA PH UNIT 1 & 2 AGGREGATE | 98 | 98 | 98 | 98 | 98 | 98 | 98 | 98 | 98 | 98 | 98 | 98 | North | FC | Y | 1948-01-01 |  | 1948-01-01 | HYDRO | 101.5
ELKCRK_6_STONYG | CAISO System | STONEY GORGE HYDRO AGGREGATE | 3.067 | 2.4948 | 2.7716 | 3.9422 | 2.0241 | 1.2215 | 0.36743 | 0 | 1.7243 | 0.042031 | 0.089921 | 1.8541 | North | FC | Y | 1986-01-01 |  | 1986-01-01 | HYDRO | 4.9
ELKHIL_2_PL1X3 | CAISO System | ELK HILLS COMBINED CYCLE (AGGREGATE) | 435 | 435 | 435 | 435 | 435 | 435 | 435 | 435 | 435 | 435 | 435 | 435 | North | FC | Y | 2003-07-24 |  | 2003-07-24 | THERMAL | 551.7
ELLIS_2_QF | LA Basin | ELLIS QFS | 0 | 0 | 0 | 0 | 0 | 0 | 0 | 0 | 0 | 0 | 0 | 0 | South | FC | N | 1993-01-01 |  | 1993-01-01 | BIOMASS | 18.51
ELNIDP_6_BIOMAS | Fresno | El Nido Biomass to Energy | 5.38 | 5.62 | 6.13 | 6.04 | 6.59 | 7.49 | 7.45 | 6.09 | 3.85 | 3.28 | 5.58 | 3.5 | North | FC | N | 2008-08-24 |  | 2008-08-24 | BIOMASS | 9.8
ELSEGN_2_UN1011 | LA Basin | El Segundo Energy Center 5/6 | 263 | 263 | 263 | 263 | 263 | 263 | 263 | 263 | 263 | 263 | 263 | 263 | South | FC | Y | 2013-06-29 |  | 2013-06-29 | THERMAL | 263
ELSEGN_2_UN2021 | LA Basin | El Segundo Energy Center 7/8 | 263.68 | 263.68 | 263.68 | 263.68 | 263.68 | 263.68 | 263.68 | 263.68 | 263.68 | 263.68 | 263.68 | 263.68 | South | FC | Y | 2013-06-29 |  | 2013-06-29 | COGENERATION | 263.68
ELSEGN_7_UNIT 4 | LA Basin | EL SEGUNDO GEN STA. UNIT 4 | 335 | 335 | 335 | 335 | 335 | 335 | 335 | 335 | 335 | 335 | 335 | 335 | South | FC | Y | 1965-01-01 |  | 1965-01-01 | THERMAL | 335 | OTC | 2015-12-31
ENCINA_7_EA1 | San Diego-IV | ENCINA UNIT 1 | 106 | 106 | 106 | 106 | 106 | 106 | 106 | 106 | 106 | 106 | 106 | 106 | South | FC | Y | 1954-01-01 |  | 1954-01-01 | THERMAL | 106 | OTC | 2017-12-31
ENCINA_7_EA2 | San Diego-IV | ENCINA UNIT 2 | 104 | 104 | 104 | 104 | 104 | 104 | 104 | 104 | 104 | 104 | 104 | 104 | South | FC | Y | 1956-01-01 |  | 1956-01-01 | THERMAL | 104 | OTC | 2017-12-31
ENCINA_7_EA3 | San Diego-IV | ENCINA UNIT 3 | 110 | 110 | 110 | 110 | 110 | 110 | 110 | 110 | 110 | 110 | 110 | 110 | South | FC | Y | 1958-01-01 |  | 1958-01-01 | THERMAL | 110 | OTC | 2017-12-31
ENCINA_7_EA4 | San Diego-IV | ENCINA UNIT 4 | 300 | 300 | 300 | 300 | 300 | 300 | 300 | 300 | 300 | 300 | 300 | 300 | South | FC | Y | 1973-01-01 |  | 1973-01-01 | THERMAL | 300 | OTC | 2017-12-31
ENCINA_7_EA5 | San Diego-IV | ENCINA UNIT 5 | 330 | 330 | 330 | 330 | 330 | 330 | 330 | 330 | 330 | 330 | 330 | 330 | South | FC | Y | 1978-01-01 |  | 1978-01-01 | THERMAL | 330 | OTC | 2017-12-31
ENCINA_7_GT1 | San Diego-IV | ENCINA GAS TURBINE UNIT 1 | 14.5 | 14.5 | 14.5 | 14.5 | 14.5 | 14.5 | 14.5 | 14.5 | 14.5 | 14.5 | 14.5 | 14.5 | South | FC | Y | 1968-01-01 |  | 1968-01-01 | PEAKER | 14.5 | OTC | 2017-12-31
ESCNDO_6_PL1X2 | San Diego-IV | MMC Escondido Aggregate | 35.5 | 35.5 | 35.5 | 35.5 | 35.5 | 35.5 | 35.5 | 35.5 | 35.5 | 35.5 | 35.5 | 35.5 | South | FC | Y | 2006-06-07 |  | 2006-06-07 | PEAKER | 35.5
ESCNDO_6_UNITB1 | San Diego-IV | CalPeak Power Enterprise Unit 1 | 48 | 48 | 48 | 48 | 48 | 48 | 48 | 48 | 48 | 48 | 48 | 48 | South | FC | Y | 2001-10-23 |  | 2001-10-23 | PEAKER | 48.04
ESCO_6_GLMQF | San Diego-IV | GOAL LINE L.P. | 38.4 | 38.23 | 42.47 | 36.59 | 33.83 | 35.77 | 32.66 | 38.37 | 35.02 | 19.96 | 33.3 | 35.83 | South | FC | N | 1994-01-01 |  | 1994-01-01 | COGENERATION | 50.3
ESQUON_6_LNDFIL | CAISO System | Neal Road Landfill Generating Facility | [12 empty] | North | EO | N | 2012-09-27 |  | 2012-09-27 | BIOMASS | 2.1 | bar: JAN to DEC
ETIWND_2_FONTNA | LA Basin | FONTANALYTLE CREEK POWERHOUSE P | 0.89 | 1.3 | 1.57 | 1.62 | 1.57 | 1.3 | 1.11 | 1.03 | 1.08 | 0.93 | 1.18 | 0.99 | South | FC | N | 1904-01-01 |  | 1904-01-01 | HYDRO | 2.56
ETIWND_2_QF | LA Basin | ETIWANDA QFS | 11.51 | 10.97 | 10.08 | 7.59 | 9.94 | 16.15 | 15.17 | 15.24 | 14.68 | 9.06 | 10.61 | 10.96 | South | FC | N | 1925-01-01 |  | 1925-01-01 | VARIOUS | 37.22
ETIWND_6_GRPLND | LA Basin | Grapeland Peaker | 46 | 46 | 46 | 46 | 46 | 46 | 46 | 46 | 46 | 46 | 46 | 46 | South | FC | N | 2007-09-20 |  | 2007-09-20 | PEAKER | 46
ETIWND_6_MWDETI | LA Basin | ETIWANDA RECOVERY HYDRO | 6.49 | 6.6 | 2.81 | 1.46 | 5.05 | 7.9 | 10.85 | 9.13 | 8.39 | 7.66 | 7.68 | 6.79 | South | FC | Y | 1994-01-01 |  | 1994-01-01 | HYDRO | 24
ETIWND_7_MIDVLY | LA Basin | MN Mid Valley Genco LLC | 1.3834 | 1.5286 | 1.7775 | 1.3182 | 0.63848 | 0.61641 | 0.56013 | 0.5568 | 0 | 0 | 0 | 0.5381 | South | FC | Y | 2003-04-21 |  | 2003-04-21 | BIOMASS | 2.1
ETIWND_7_UNIT 3 | LA Basin | ETIWANDA GEN STA. UNIT 3 | 320 | 320 | 320 | 320 | 320 | 320 | 320 | 320 | 320 | 320 | 320 | 320 | South | FC | Y | 1963-01-01 | http://www.genon.com/company/stations/etiwanda.aspx | UNK | THERMAL | 320
ETIWND_7_UNIT 4 | LA Basin | ETIWANDA GEN STA. UNIT 4 | 320 | 320 | 320 | 320 | 320 | 320 | 320 | 320 | 320 | 320 | 320 | 320 | South | FC | Y | 1963-01-01 | http://www.genon.com/company/stations/etiwanda.aspx | UNK | THERMAL | 320
EXCHEC_7_UNIT 1 | Fresno | EXCHEQUER HYDRO | 32.31 | 31.55 | 37.18 | 48.43 | 57.45 | 71.08 | 70.24 | 61.77 | 53.48 | 47.74 | 46.06 | 45.39 | North | FC | Y | 1967-01-01 |  | 1967-01-01 | HYDRO | 94.5
FAIRHV_6_UNIT | Humboldt | FAIRHAVEN POWER CO. | 15.31 | 15.18 | 15.35 | 10.13 | 14.12 | 15.15 | 15.81 | 16.05 | 15.97 | 15.42 | 15.07 | 16.21 | North | FC | N | 1986-09-15 |  | 1986-09-15 | BIOMASS | 19.9
FELLOW_7_QFUNTS | Kern | Fellow QF Aggregate | 0.49 | 1.3 | 1.46 | 1.48 | 1.62 | 1.07 | 1.37 | 1.41 | 0.6 | 0.65 | 0.63 | 0.62 | North | FC | N | 2006-06-01 |  | 2006-06-01 | THERMAL | 10.5
FLOWD1_6_ALTPP1 | Bay Area | ALTAMONT POWER LLC (PARTNERS 1) | 0 | 0 | 0 | 0 | 0 | 0 | 0 | 0 | 0 | 0 | 0 | 0 | North | FC | N | 1984-01-01 |  | 1984-01-01 | WIND | 11.5
FLOWD2_2_FPLWND | CAISO System | DIABLO WINDS | 0.47 | 1.57 | 2.65 | 2.91 | 3.14 | 4.13 | 4.98 | 3.83 | 0.49 | 0.53 | 0.92 | 0.65 | North | FC | N | 2005-05-01 |  | 2005-05-01 | WIND | 18.6
FLOWD2_2_UNIT 1 | CAISO System | SMALL QF AGGREGATION - LIVERMORE | 0 | 0.57 | 1.53 | 1.44 | 3.24 | 3.49 | 3.99 | 3.06 | 0.88 | 0.6 | 0.1 | 0 | North | FC | N | 1985-01-01 |  | 1985-01-01 | WIND | 55
FMEADO_6_HELLHL | Sierra | FMEADO_6_HELLHL | 0.1 | 0.12 | 0.13 | 0.23 | 0.41 | 0.58 | 0.56 | 0.38 | 0.49 | 0.52 | 0.48 | 0.33 | North | FC | N | 1983-04-30 |  | 1983-04-30 | HYDRO | 0.6
FMEADO_7_UNIT | Sierra | FRENCH MEADOWS HYDRO | 14.44 | 14.45 | 14.88 | 15.41 | 16.35 | 17.16 | 16.83 | 16.01 | 14.99 | 14.24 | 14.2 | 14.24 | North | FC | Y | 1966-01-01 |  | 1966-01-01 | HYDRO | 18
FORBST_7_UNIT 1 | Sierra | FORBESTOWN HYDRO | 37.5 | 37.5 | 37.5 | 37.5 | 37.5 | 37.5 | 37.5 | 37.5 | 37.5 | 37.5 | 37.5 | 37.5 | North | FC | Y | 1963-01-01 |  | 1963-01-01 | HYDRO | 39
FORKBU_6_UNIT | CAISO System | HYPOWER, INC. (FORKS OF BUTTE) | 5.94 | 10.81 | 13.15 | 14.01 | 12.03 | 10.41 | 2.73 | 0 | 0 | 0.14 | 1.47 | 8.42 | North | FC | N | 1992-03-16 |  | 1992-03-16 | HYDRO | 14.3
FRIANT_6_UNITS | Fresno | FRIANT DAM | 2.07 | 6.26 | 7.02 | 7.06 | 6.56 | 18.32 | 25.12 | 19.53 | 11.88 | 6.9 | 2.23 | 1.03 | North | FC | N | 1985-04-16 |  | 1985-04-16 | HYDRO | 33.7
FRITO_1_LAY | Kern | FRITO-LAY | 0.08 | 0.09 | 0.08 | 0.09 | 0.08 | 0.08 | 0.06 | 0.08 | 0.07 | 0.06 | 0.08 | 0.08 | North | FC | N | 1986-01-01 |  | 1986-01-01 | COGENERATION | 6.9
FROGTN_7_UTICA | Stockton | FROGTN_7_UTICA | [12 empty] | North | EO | Y | 1940-01-01 |  | 1940-01-01 | HYDRO | 6.2 | bar: JAN to DEC
FTSWRD_6_TRFORK | Humboldt | Three Forks Water Power Project | [12 empty] | North | EO | N | 2011-11-01 |  | 2011-11-01 | HYDRO | 1.63 | bar: JAN to DEC
FTSWRD_7_QFUNTS | Humboldt | FTSWRD_7_QFUNTS | 1.01 | 1.02 | 1.09 | 1.08 | 1.05 | 0.98 | 0.65 | 0.5 | 0.36 | 0.33 | 0.22 | 0.53 | North | FC | N | 1984-12-28 |  | 1984-12-28 | HYDRO | 1.6
FULTON_1_QF | NCNB | SMALL QF AGGREGATION - ZENIA | 0.2 | 0.25 | 0.19 | 0.18 | 0.21 | 0.16 | 0.11 | 0.08 | 0.07 | 0.1 | 0.1 | 0.19 | North | FC | N | 1983-01-01 |  | 1983-01-01 | HYDRO | 1.05
GALE_1_SEGS1 | CAISO System | SUNRAY ENERGY, INC. - SEGS 1 | 0 | 0.02 | 0.3 | 2.62 | 6.1 | 10.62 | 7.38 | 7.36 | 6.7 | 1.31 | 0.02 | 0 | South | FC | N | 1984-01-01 |  | 1984-01-01 | SOLAR | 14.2
GARNET_1_SOLAR | LA Basin | North Palm Springs 4A | [12 empty] | South | EO | N | 2012-11-02 |  | 2012-11-02 | SOLAR | 4 | bar: JAN to DEC
GARNET_1_UNITS | LA Basin | GARNET GREEN POWER PROJECT AGGREGATE | 0.36 | 1.19 | 3.24 | 2.24 | 4.34 | 4.72 | 3.82 | 2.68 | 1.24 | 1.29 | 1.43 | 0.54 | South | FC | N | 2000-01-01 | USER DEF | UNK | WIND | 16.5
GARNET_1_WIND | LA Basin | GARNET WIND ENERGY CENTER | 0.13 | 0.53 | 1.43 | 0.56 | 0.87 | 2.72 | 1.05 | 0.38 | 0.21 | 0.39 | 0.41 | 0.21 | South | FC | N | 2009-06-02 |  | 2009-06-02 | WIND | 6.5
GARNET_1_WINDS | LA Basin | Garnet Winds Aggregation | 0.48 | 2.48 | 5.25 | 4.58 | 7.88 | 8.61 | 4.39 | 3.6 | 1.72 | 1.83 | 1.58 | 1.41 | South | FC | N | 2000-01-01 | USER DEF | ID Not Found | UNKNOWN | ID Not Found
GARNET_1_WT3WND | LA Basin | WKN Wagner, LLC | [12 empty] | South | EO | N | 2012-12-21 |  | 2012-12-21 | WIND | 6 | bar: JAN to DEC
GATES_2_SOLAR | CAISO System | Gates Solar Station | 0.16877 | 1.5963 | 3.7229 | 12.0372 | 14.6896 | 17.3471 | 16.9623 | 16.2891 | 14.8238 | 9.3663 | 1.2956 | 0.54262 | North |  |  | 2013-06-24 |  | 2013-06-24 | SOLAR | 20
GATES_2_WSOLAR | CAISO System | West Gates Solar Station | [12 empty] | North | EO | N | 2013-06-24 |  | 2013-06-24 | SOLAR | 10 | bar: JAN to DEC
GATES_6_PL1X2 | Fresno | Gates Peaker | 0 | 0 | 0 | 0 | 0 | 0 | 0 | 0 | 0 | 0 | 0 | 0 | North | FC | Y | 2005-08-03 |  | 2005-08-03 | PEAKER | 46
GATWAY_2_PL1X3 | Bay Area | GATEWAY GENERATING STATION | 579 | 579 | 579 | 579 | 579 | 564 | 560 | 560 | 564 | 579 | 579 | 579 | North | FC | Y | 2009-01-04 |  | 2009-01-04 | THERMAL | 590
GEYS11_7_UNIT11 | NCNB | GEYSERS UNIT 11 (HEALDSBURG) | 65 | 65 | 65 | 65 | 65 | 65 | 65 | 65 | 65 | 65 | 65 | 65 | North | FC | Y | 1975-01-01 |  | 1975-01-01 | GEOTHERMAL | 74.4
GEYS12_7_UNIT12 | NCNB | GEYSERS UNIT 12 (HEALDSBURG) | 50 | 50 | 50 | 50 | 50 | 50 | 50 | 50 | 50 | 50 | 50 | 50 | North | FC | Y | 1979-01-01 |  | 1979-01-01 | GEOTHERMAL | 57
GEYS13_7_UNIT13 | NCNB | GEYSERS UNIT 13 (HEALDSBURG) | 56 | 56 | 56 | 56 | 56 | 56 | 56 | 56 | 56 | 56 | 56 | 56 | North | FC | N | 1980-01-01 |  | 1980-01-01 | GEOTHERMAL | 95
GEYS14_7_UNIT14 | NCNB | GEYSERS UNIT 14 (HEALDSBURG) | 50 | 50 | 50 | 50 | 50 | 50 | 50 | 50 | 50 | 50 | 50 | 50 | North | FC | N | 1980-01-01 |  | 1980-01-01 | GEOTHERMAL | 70
GEYS16_7_UNIT16 | NCNB | GEYSERS UNIT 16 (HEALDSBURG) | 49 | 49 | 49 | 49 | 49 | 49 | 49 | 49 | 49 | 49 | 49 | 49 | North | FC | N | 1985-01-01 |  | 1985-01-01 | GEOTHERMAL | 85
GEYS17_2_BOTRCK | NCNB | GEYS17_2_BOTRCK | 14.7 | 14.7 | 14.7 | 14.7 | 14.7 | 14.7 | 14.7 | 14.7 | 14.7 | 14.7 | 14.7 | 14.7 | North | FC | Y | 2007-09-22 |  | 2007-09-22 | GEOTHERMAL | 17
GEYS17_7_UNIT17 | NCNB | GEYSERS UNIT 17 (HEALDSBURG) | 53 | 53 | 53 | 53 | 53 | 53 | 53 | 53 | 53 | 53 | 53 | 53 | North | FC | Y | 1982-01-01 |  | 1982-01-01 | GEOTHERMAL | 60
GEYS18_7_UNIT18 | NCNB | GEYSERS UNIT 18 (HEALDSBURG) | 45 | 45 | 45 | 45 | 45 | 45 | 45 | 45 | 45 | 45 | 45 | 45 | North | FC | Y | 1983-01-01 |  | 1983-01-01 | GEOTHERMAL | 72
GEYS20_7_UNIT20 | NCNB | GEYSERS UNIT 20 (HEALDSBURG) | 40 | 40 | 40 | 40 | 40 | 40 | 40 | 40 | 40 | 40 | 40 | 40 | North | FC | Y | 1985-01-01 |  | 1985-01-01 | GEOTHERMAL | 62
GIFFEN_6_SOLAR | CAISO System | Giffen Solar Station | [12 empty] | North | EO | N | 2012-07-25 |  | 2012-07-25 | SOLAR | 19 | bar: JAN to DEC
GILROY_1_UNIT | Bay Area | GILROY COGEN AGGREGATE | 120 | 120 | 120 | 120 | 115 | 110 | 105 | 105 | 110 | 120 | 120 | 120 | North | FC | N | 1987-01-01 |  | 1987-01-01 | COGENERATION | 120
GILRPP_1_PL1X2 | Bay Area | GILROY ENERGY CENTER UNITS 1&2 AGGREGATE | 94.5 | 94.5 | 94.5 | 93 | 92 | 91 | 91 | 91 | 92 | 93 | 94.5 | 94.5 | North | FC | Y | 2002-01-29 |  | 2002-01-29 | PEAKER | 95.4
GILRPP_1_PL3X4 | Bay Area | GILROY ENERGY CENTER, UNIT #3 | 46.2 | 46.2 | 46.2 | 46.2 | 46.2 | 46 | 46 | 46 | 46 | 46.2 | 46.2 | 46.2 | North | FC | Y | 2002-02-28 |  | 2002-02-28 | PEAKER | 46.2
GLNARM_7_UNIT 1 | LA Basin | GLEN ARM UNIT 1 | 22.3 | 22.3 | 22.3 | 22.3 | 22.3 | 22.3 | 22.3 | 22.3 | 22.3 | 22.3 | 22.3 | 22.3 | South | FC | Y | 1976-01-01 |  | 1976-01-01 | PEAKER | 22.3
GLNARM_7_UNIT 2 | LA Basin | GLEN ARM UNIT 2 | 22.3 | 22.3 | 22.3 | 22.3 | 22.3 | 22.3 | 22.3 | 22.3 | 22.3 | 22.3 | 22.3 | 22.3 | South | FC | Y | 1976-01-01 |  | 1976-01-01 | PEAKER | 22.3
GLNARM_7_UNIT 3 | LA Basin | GLEN ARM UNIT 3 | 44.83 | 44.83 | 44.83 | 44.83 | 44.83 | 44.83 | 44.83 | 44.83 | 44.83 | 44.83 | 44.83 | 44.83 | South | FC | Y | 2004-01-08 |  | 2004-01-08 | PEAKER | 44.83
GLNARM_7_UNIT 4 | LA Basin | GLEN ARM UNIT 4 | 42.42 | 42.42 | 42.42 | 42.42 | 42.42 | 42.42 | 42.42 | 42.42 | 42.42 | 42.42 | 42.42 | 42.42 | South | FC | Y | 2004-01-08 |  | 2004-01-08 | PEAKER | 42.42
GLOW_6_SOLAR | Big Creek-Ventura | Antelope Power Plant | [12 empty] | South | EO | N | 2013-03-25 |  | 2013-03-25 | SOLAR | 20 | bar: JAN to DEC
GOLDHL_1_QF | Sierra | SMALL QF AGGREGATION - PLACERVILLE | 0 | 0 | 0 | 0 | 0 | 0 | 0 | 0 | 0 | 0 | 0 | 0 | North | FC | N | 1992-11-18 |  | 1992-11-18 | WIND | 1.25
GOLETA_2_QF | Big Creek-Ventura | GOLETA QFS | 0.07 | 0.06 | 0.07 | 0.06 | 0.08 | 0.09 | 0.08 | 0.09 | 0.08 | 0.08 | 0.08 | 0.06 | South | FC | N | 1986-01-01 |  | 1986-01-01 | VARIOUS | 0.4
GOLETA_6_ELLWOD | Big Creek-Ventura | ELLWOOD ENERGY SUPPORT FACILITY | 54 | 54 | 54 | 54 | 54 | 54 | 54 | 54 | 54 | 54 | 54 | 54 | South | FC | Y | 1974-01-01 | http://www.genon.com/company/company-locations.aspx | UNK | PEAKER | 54
GOLETA_6_EXGEN | Big Creek-Ventura | EXXON COMPANY USA | 0.87 | 1.81 | 0.91 | 1.53 | 0.94 | 0.75 | 1.16 | 1.37 | 0.59 | 0.71 | 1.4 | 2.39 | South | FC | N | 1993-08-19 |  | 1993-08-19 | COGENERATION | 48.2
GOLETA_6_GAVOTA | Big Creek-Ventura | Point Arguello Pipeline Company | 1.14 | 0.97 | 0.89 | 1.11 | 1.1 | 0.99 | 0.98 | 0.82 | 0.38 | 0.97 | 0.76 | 0.8 | South | FC | N | 1987-01-01 |  | 1987-01-01 | COGENERATION | 9.9
GOLETA_6_TAJIGS | Big Creek-Ventura | GOLETA_6_TAJIGS | 2.89 | 2.83 | 2.83 | 2.83 | 2.9 | 2.91 | 2.93 | 2.89 | 2.96 | 2.86 | 2.95 | 2.82 | South | FC | N | 2000-08-05 |  | 2000-08-05 | BIOMASS | 3.1
GRIDLY_6_SOLAR | Sierra | GRIDLEY MAIN TWO | [12 empty] | North | EO | N | 2013-04-01 |  | 2013-04-01 | SOLAR | 2.5 | bar: JAN to DEC
GRIZLY_1_UNIT 1 | CAISO System | GRIZZLY HYDRO | 17.66 | 17.66 | 17.66 | 17.66 | 17.66 | 17.66 | 17.66 | 17.66 | 17.66 | 17.66 | 17.66 | 17.66 | North | FC | Y | 1993-01-01 |  | 1993-01-01 | HYDRO | 20
GRNLF1_1_UNITS | Sierra | GREENLEAF #1 COGEN AGGREGATE | 19.08 | 23.7 | 26.01 | 20.7 | 23.36 | 32.6 | 31.69 | 38.56 | 29.96 | 24.27 | 18.76 | 14.74 | North | FC | N | 1989-01-11 |  | 1989-01-11 | COGENERATION | 49.5
GRNLF2_1_UNIT | Sierra | GREENLEAF II COGEN | 36.17 | 34.5 | 40.73 | 30.8 | 35.8 | 40.59 | 37.06 | 40.63 | 37.01 | 39.86 | 31.08 | 28.37 | North | FC | N | 1989-10-12 |  | 1989-10-12 | COGENERATION | 63.75
GRNVLY_7_SCLAND | CAISO System | SANTA CRUZ LANDFILL GENERATING PLANT | 2.3446 | 2.5252 | 2.5921 | 2.4722 | 2.3826 | 2.1109 | 2.1921 | 2.2183 | 2.2297 | 2.2685 | 2.3978 | 2.5295 | North | FC | N | 2006-02-02 |  | 2006-02-02 | THERMAL | 3.04
GRSCRK_6_BGCKWW | Humboldt | BIG CREEK WATER WORKS - CEDAR FLAT | [12 empty] | North | EO | N | 1987-01-01 |  | 1987-01-01 | HYDRO | 5 | bar: JAN to DEC
GRZZLY_1_BERKLY | Bay Area | PE - BERKELEY, INC. | 23.4 | 23.52 | 23.62 | 20.91 | 24.77 | 24.3 | 24.06 | 24.92 | 23.48 | 24.88 | 21.32 | 23.72 | North | FC | N | 1987-05-19 |  | 1987-05-19 | COGENERATION | 32.5
GUERNS_6_SOLAR | Fresno | Guernsey Solar Station | 0.16877 | 1.5963 | 3.7229 | 12.0372 | 14.6896 | 17.3471 | 16.9623 | 16.2891 | 14.8238 | 9.3663 | 1.2956 | 0.54262 | North | FC | N | 2013-09-18 |  | 2013-09-18 | SOLAR | 20
GWFPWR_1_UNITS | Fresno | HANFORD PEAKER PLANT | 84.4 | 84.4 | 84.4 | 84.4 | 84.4 | 84.4 | 84.4 | 84.4 | 84.4 | 84.4 | 84.4 | 84.4 | North | FC | Y | 2001-08-27 |  | 2001-08-27 | PEAKER | 98.46
GYS5X6_7_UNITS | NCNB | GEYSERS UNITS 5 & 6 AGGREGATE | 80 | 80 | 80 | 80 | 80 | 80 | 80 | 80 | 80 | 80 | 80 | 80 | North | FC | Y | 1971-01-01 |  | 1971-01-01 | GEOTHERMAL | 85
GYS7X8_7_UNITS | NCNB | GEYSERS UNITS 7 & 8 AGGREGATE | 76 | 76 | 76 | 76 | 76 | 76 | 76 | 76 | 76 | 76 | 76 | 76 | North | FC | Y | 1972-01-01 |  | 1972-01-01 | GEOTHERMAL | 82
GYSRVL_7_WSPRNG | NCNB | Sonoma CWA Warm Springs Hydro | 1.33 | 2.35 | 2.33 | 1.68 | 0.88 | 1.68 | 1.76 | 1.68 | 0.94 | 1.42 | 1.44 | 1.43 | North | FC | N | 1988-12-22 |  | 1988-12-22 | HYDRO | 3.75
HAASPH_7_PL1X2 | Fresno | HAAS PH UNIT 1 & 2 AGGREGATE | 136.31 | 136.05 | 136.39 | 136.44 | 136.88 | 139.81 | 138.59 | 136.3 | 138.81 | 142.9 | 140.74 | 136.54 | North | FC | Y | 1958-01-01 |  | 1958-01-01 | HYDRO | 144
HALSEY_6_UNIT | Sierra | HALSEY HYDRO | 5.86 | 5.94 | 4.82 | 5.42 | 8.04 | 7.62 | 7.65 | 7.03 | 7.26 | 4.15 | 3.63 | 3.97 | North | FC | Y | 1916-01-01 |  | 1916-01-01 | HYDRO | 13.5
HARBGN_7_UNITS | LA Basin | HARBOR COGEN COMBINED CYCLE | 100 | 100 | 100 | 100 | 100 | 100 | 100 | 100 | 100 | 100 | 100 | 100 | South | FC | Y | 2001-06-14 |  | 2001-06-14 | THERMAL | 109.01
HATCR1_7_UNIT | CAISO System | Hat Creek #1 | 3.81 | 3.7 | 3.76 | 2.96 | 3.01 | 3.63 | 3.4 | 2.92 | 2.46 | 3.28 | 3.91 | 3.96 | North | FC | Y | 1921-01-01 |  | 1921-01-01 | HYDRO | 8.5
HATCR2_7_UNIT | CAISO System | Hat Creek #2 | 5.01 | 4.92 | 5.04 | 4.43 | 3.96 | 4.72 | 4.51 | 4.1 | 3.65 | 4.33 | 5.07 | 5.32 | North | FC | Y | 1921-01-01 |  | 1921-01-01 | HYDRO | 8.5
HATLOS_6_LSCRK | CAISO System | Lost Creek 1 & 2 Hydro Conversion | 0.82 | 0.82 | 0.89 | 0.89 | 0.82 | 0.78 | 0.73 | 0.67 | 0.67 | 0.79 | 0.78 | 0.82 | North | FC | Y | 1989-06-15 |  | 1989-06-15 | HYDRO | 1.7
HATLOS_6_QFUNTS | CAISO System | HAT CREEK HYDRO QF UNITS | 1.16 | 1.17 | 1.2 | 1.22 | 1.2 | 1.16 | 1.12 | 0.98 | 1.09 | 1.15 | 1.14 | 1.12 | North | FC | N | 1989-06-15 |  | 1989-06-15 | HYDRO | 2.75
HATRDG_2_WIND | CAISO System | Hatchet Ridge Wind Farm | 3.73 | 8.04 | 20.15 | 17.93 | 22.35 | 16.87 | 14.3 | 15.89 | 8.11 | 10.67 | 9.93 | 15.63 | North | FC | N | 2010-11-19 |  | 2010-11-19 | WIND | 102
HAYPRS_6_QFUNTS | Sierra | HAYPRESS HYDRO QF UNITS | 0.45 | 0.35 | 0.94 | 4.16 | 9.24 | 8 | 3.23 | 0.29 | 0 | 0 | 0.14 | 1.33 | North | FC | N | 1989-04-11 |  | 1989-04-11 | HYDRO | 18.75
HELMPG_7_UNIT 1 | Fresno | HELMS PUMP-GEN UNIT 1 | 404 | 404 | 404 | 404 | 404 | 404 | 404 | 404 | 404 | 404 | 404 | 404 | North | FC | Y | 1984-01-01 |  | 1984-01-01 | HYDRO | 407
HELMPG_7_UNIT 2 | Fresno | HELMS PUMP-GEN UNIT 2 | 404 | 404 | 404 | 404 | 404 | 404 | 404 | 404 | 404 | 404 | 404 | 404 | North | FC | Y | 1984-01-01 |  | 1984-01-01 | HYDRO | 407
HELMPG_7_UNIT 3 | Fresno | HELMS PUMP-GEN UNIT 3 | 404 | 404 | 404 | 404 | 404 | 404 | 404 | 404 | 404 | 404 | 404 | 404 | North | FC | Y | 1984-01-01 |  | 1984-01-01 | HYDRO | 404
HENRTA_6_UNITA1 | Fresno | GWF HENRIETTA PEAKER PLANT UNIT 1 | 45.33 | 45.33 | 45.33 | 45.33 | 45.33 | 45.33 | 45.33 | 45.33 | 45.33 | 45.33 | 45.33 | 45.33 | North | FC | Y | 2002-07-01 |  | 2002-07-01 | PEAKER | 49.98
HENRTA_6_UNITA2 | Fresno | GWF HENRIETTA PEAKER PLANT UNIT 2 | 45.23 | 45.23 | 45.23 | 45.23 | 45.23 | 45.23 | 45.23 | 45.23 | 45.23 | 45.23 | 45.23 | 45.23 | North | FC | Y | 2002-07-01 |  | 2002-07-01 | PEAKER | 49.42
HICKS_7_GUADLP | Bay Area | GAS RECOVERY SYS. (GUADALUPE) | 1.99 | 1.94 | 1.89 | 1.71 | 1.88 | 1.83 | 1.81 | 1.74 | 1.89 | 1.99 | 2.03 | 1.77 | North | FC | N | 1984-01-12 |  | 1984-01-12 | BIOMASS | 3.7
HIDSRT_2_UNITS | CAISO System | HIGH DESERT POWER PROJECT AGGREGATE | 746 | 746 | 746 | 746 | 746 | 746 | 746 | 746 | 746 | 746 | 746 | 746 | South | FC | Y | 2003-04-21 |  | 2003-04-21 | THERMAL | 830
HIGGNS_1_COMBIE | Sierra | Combie South | [12 empty] | North | EO | N | 1984-04-26 |  | 1984-04-26 | HYDRO | 1.5 | bar: JAN to DEC
HIGGNS_7_QFUNTS | Sierra | HIGGNS_7_QFUNTS | 0.38 | 0.41 | 0.58 | 0.57 | 0.29 | 0.28 | 0.26 | 0.25 | 0.22 | 0.11 | 0.15 | 0.2 | North | FC | N | 2000-01-01 | USER DEF | ID Not Found | UNKNOWN | ID Not Found
HILAND_7_YOLOWD | NCNB | CLEAR LAKE UNIT 1 | [12 empty] | North | EO | N | 1985-09-07 |  | 1985-09-07 | HYDRO | 3.75 | bar: JAN to DEC
HINSON_6_CARBGN | LA Basin | BP WILMINGTON CALCINER | 29 | 29 | 28.96 | 28.99 | 29 | 29 | 29 | 29 | 15.63 | 26.47 | 28.05 | 28.64 | South | FC | N | 1982-01-01 |  | 1982-01-01 | COGENERATION | 29
HINSON_6_LBECH1 | LA Basin | HINSON_6_LBECH1 | 65 | 65 | 65 | 65 | 65 | 65 | 65 | 65 | 65 | 65 | 65 | 65 | South | FC | N | 2007-08-01 |  | 2007-08-01 | PEAKER | 65
HINSON_6_LBECH2 | LA Basin | HINSON_6_LBECH2 | 65 | 65 | 65 | 65 | 65 | 65 | 65 | 65 | 65 | 65 | 65 | 65 | South | FC | N | 2007-08-01 |  | 2007-08-01 | PEAKER | 65
HINSON_6_LBECH3 | LA Basin | HINSON_6_LBECH3 | 65 | 65 | 65 | 65 | 65 | 65 | 65 | 65 | 65 | 65 | 65 | 65 | South | FC | N | 2007-08-01 |  | 2007-08-01 | PEAKER | 65
HINSON_6_LBECH4 | LA Basin | HINSON_6_LBECH4 | 65 | 65 | 65 | 65 | 65 | 65 | 65 | 65 | 65 | 65 | 65 | 65 | South | FC | N | 2007-08-01 |  | 2007-08-01 | PEAKER | 65
HINSON_6_SERRGN | LA Basin | CITY OF LONG BEACH | 25.65 | 25.32 | 26.52 | 27.79 | 28.59 | 29.5 | 27.63 | 28.26 | 26.53 | 23.66 | 26.8 | 25.73 | South | FC | N | 1988-01-01 |  | 1988-01-01 | BIOMASS | 38.91
HIWAY_7_ACANYN | NCNB | GAS RECOVERY(AMERICA CANYON) | 0.54 | 0.63 | 0.65 | 0.65 | 0.64 | 0.6 | 0.53 | 0.59 | 0.58 | 0.62 | 0.52 | 0.39 | North | FC | N | 1985-12-27 |  | 1985-12-27 | BIOMASS | 2.5
HMLTBR_6_UNITS | CAISO System | HAMILTON BRANCH PH (AGGREGATE) | 0.73 | 0.95 | 1.01 | 2.1 | 1.06 | 1.08 | 4.9 | 4.9 | 0.54 | 0.67 | 0.73 | 0.7 | North | FC | Y | 1921-01-01 |  | 1921-01-01 | HYDRO | 4.9
HNTGBH_7_UNIT 1 | LA Basin | HUNTINGTON BEACH GEN STA. UNIT 1 | 225.75 | 225.75 | 225.75 | 225.75 | 225.75 | 225.75 | 225.75 | 225.75 | 225.75 | 225.75 | 225.75 | 225.75 | South | FC | Y | 1958-01-01 | http://1x57.com/2011/09/07/aes-power-plant-in-huntington-beach/ | UNK | THERMAL | 225.75 | OTC | 2020-12-31
HNTGBH_7_UNIT 2 | LA Basin | HUNTINGTON BEACH GEN STA. UNIT 2 | 225.8 | 225.8 | 225.8 | 225.8 | 225.8 | 225.8 | 225.8 | 225.8 | 225.8 | 225.8 | 225.8 | 225.8 | South | FC | Y | 1958-01-01 | http://1x57.com/2011/09/07/aes-power-plant-in-huntington-beach/ | UNK | THERMAL | 225.8 | OTC | 2020-12-31
HOLGAT_1_BORAX | CAISO System | U.S. Borax, Unit 1 | 24.22 | 25.98 | 24.12 | 16.14 | 23.12 | 21.15 | 18.96 | 20.03 | 20.43 | 19.14 | 21.93 | 23.76 | South | FC | N | 1984-06-01 |  | 1984-06-01 | COGENERATION | 48.2
HOLGAT_1_MOGEN | CAISO System | MOJAVE COGENERATION CO. LP | 46.87 | 47.04 | 47.48 | 45.93 | 46.93 | 51.82 | 50.14 | 51.19 | 50.41 | 46.22 | 46.05 | 46.5 | South | FC | N | 1990-06-13 |  | 1990-06-13 | COGENERATION | 62.54
HUMBPP_1_UNITS3 | Humboldt | Humboldt Bay Generating Station 3 | 65.08 | 65.08 | 65.08 | 65.08 | 65.08 | 65.08 | 65.08 | 65.08 | 65.08 | 65.08 | 65.08 | 65.08 | North | FC | Y | 2010-09-29 |  | 2010-09-29 | THERMAL | 65.08
HUMBPP_6_UNITS1 | Humboldt | Humboldt Bay Generating Station 1 | 48.81 | 48.81 | 48.81 | 48.81 | 48.81 | 48.81 | 48.81 | 48.81 | 48.81 | 48.81 | 48.81 | 48.81 | North | FC | Y | 2010-09-29 |  | 2010-09-29 | THERMAL | 48.81
HUMBPP_6_UNITS2 | Humboldt | Humboldt Bay Generating Station 2 | 48.81 | 48.81 | 48.81 | 48.81 | 48.81 | 48.81 | 48.81 | 48.81 | 48.81 | 48.81 | 48.81 | 48.81 | North | FC | Y | 2010-09-29 |  | 2010-09-29 | THERMAL | 48.81
HUMBSB_1_QF | Humboldt | SMALL QF AGGREGATION - TRINITY | 0 | 0 | 0 | 0 | 0 | 0 | 0 | 0 | 0 | 0 | 0 | 0 | North | FC | N | 1983-12-05 |  | 1983-12-05 | HYDRO | 1.25
HURON_6_SOLAR | Fresno | Huron Solar Station | [12 empty] | North | EO | N | 2012-08-30 |  | 2012-08-30 | SOLAR | 20 | bar: JAN to DEC
HYTTHM_2_UNITS | CAISO System | HYATT-THERMALITO PUMP-GEN (AGGREGATE) | 186.935 | 134.9863 | 154.0822 | 263.7969 | 422 | 561.572 | 542.1327 | 508 | 348.5495 | 314.8936 | 282.7518 | 280.4633 | North | FC | Y | 1968-01-01 |  | 1968-01-01 | HYDRO | 933.1
IGNACO_1_QF | NCNB | SMALL QF AGGREGATION - VALLEJO/DINSMORE | 0 | 0.01 | 0.02 | 0.01 | 0 | 0 | 0 | 0 | 0 | 0 | 0 | 0 | North | FC | N | 1985-01-01 |  | 1985-01-01 | WIND | 1
INDIGO_1_UNIT 1 | LA Basin | INDIGO PEAKER UNIT 1 | 42 | 42 | 42 | 42 | 42 | 42 | 42 | 42 | 42 | 42 | 42 | 42 | South | FC | Y | 2001-09-19 |  | 2001-09-19 | PEAKER | 44
INDIGO_1_UNIT 2 | LA Basin | INDIGO PEAKER UNIT 2 | 42 | 42 | 42 | 42 | 42 | 42 | 42 | 42 | 42 | 42 | 42 | 42 | South | FC | Y | 2001-09-19 |  | 2001-09-19 | PEAKER | 44.53
INDIGO_1_UNIT 3 | LA Basin | INDIGO PEAKER UNIT 3 | 42 | 42 | 42 | 42 | 42 | 42 | 42 | 42 | 42 | 42 | 42 | 42 | South | FC | Y | 2001-09-19 |  | 2001-09-19 | PEAKER | 43.69
INDVLY_1_UNITS | NCNB | INDIAN VALLEY HYDRO | 0.01 | 0.02 | 0.02 | 0.03 | 1.05 | 1.18 | 1.32 | 1.28 | 1.18 | 0.18 | 0.01 | 0.02 | North | FC | N | 1983-09-15 |  | 1983-09-15 | HYDRO | 5
INLDEM_5_UNIT 1 | LA Basin | Inland Empire Energy Center, Unit 1 | 365 | 365 | 365 | 360 | 350 | 340 | 335 | 335 | 340 | 350 | 360 | 365 | South | FC | Y | 2009-06-29 |  | 2009-06-29 | THERMAL | 376.2
INLDEM_5_UNIT 2 | LA Basin | Inland Empire Energy Center, Unit 2 | 365 | 365 | 365 | 360 | 350 | 340 | 335 | 335 | 340 | 350 | 360 | 365 | South | FC | Y | 2010-06-08 |  | 2010-06-08 | THERMAL | 366.32
INSKIP_2_UNIT | CAISO System | INSKIP HYDRO | 4.71 | 5.57 | 6.13 | 6.56 | 5.83 | 6.26 | 4.89 | 3.56 | 3.09 | 3.49 | 3.68 | 4.54 | North | FC | Y | 1979-01-01 |  | 1979-01-01 | HYDRO | 8
INTKEP_2_UNITS | CAISO System | CCSF Hetch_Hetchy Hydro Aggregate | 307 | 307 | 307 | 307 | 307 | 307 | 307 | 307 | 239 | 300 | 307 | 307 | North | FC | Y | 1960-01-01 |  | 1960-01-01 | HYDRO | 301
INTTRB_6_UNIT | Fresno | Intl Wind Turb Research (Dinosaur Point) | 0.11 | 0.61 | 1.13 | 0.76 | 2.06 | 3.03 | 3.89 | 3.2 | 0.38 | 0.43 | 0.28 | 0.16 | North | FC | N | 1988-06-14 |  | 1988-06-14 | WIND | 21.25
IVSLRP_2_SOLAR1 | San Diego-IV | Imperial Valley Solar -> Silver Ridge Mount Signal | 0.58 | 5.52 | 12.87 | 41.62 | 50.8 | 59.99 | 58.66 | 56.33 | 51.26 | 32.39 | 4.48 | 1.88 | South | FC | N | 2014-03-04 | latest CAISO MasterGenCapList | 2013-12-31 | SOLAR | 69 |  |  | TRUE | Actual COD from latest CAISO GenCapList is 3/4/14 and NetDependCap is 200 MW
JAWBNE_2_NSRWND | CAISO System | North Sky River Wind Project | 6.28 | 14.49 | 30.82 | 34.66 | 49.54 | 51.74 | 33.37 | 27.93 | 10.16 | 12.39 | 11.43 | 9.01 | South | FC | N | 2012-12-07 |  | 2012-12-07 | WIND | 160
JESSUP_1_HUDSON | CAISO System | Shasta Renewable Resources | 4.82 | 4.96 | 4.67 | 4.16 | 4.12 | 5 | 5.27 | 5.18 | 5.18 | 4.86 | 4.79 | 4.94 | North | ID | N | 2012-12-12 |  | 2012-12-12 | BIOMASS | 6.8
JOHANN_6_QFA1 | LA Basin | JOHANNA QF | 0 | 0 | 0 | 0 | 0 | 0 | 0.01 | 0.01 | 0 | 0 | 0 | 0 | South | FC | N | 2000-01-01 | USER DEF | UNK | VARIOUS | 0.3
JVENTR_2_QFUNTS | CAISO System | TRES VAQUEROS WIND QF UNITS | 0.04 | 0.2 | 0.27 | 0.27 | 0.46 | 1.67 | 0.49 | 0.32 | 0.14 | 0.09 | 0.09 | 0.03 | North | FC | N | 1986-01-04 |  | 1986-01-04 | WIND | 69.1
KANAKA_1_UNIT | Sierra | KANAKA | 0.33 | 0.14 | 0.63 | 0.7 | 0.36 | 0.15 | 0.01 | 0 | 0 | 0.02 | 0.07 | 0.45 | North | FC | N | 1989-02-13 |  | 1989-02-13 | HYDRO | 2.5
KANSAS_6_SOLAR |  | Kanses South LLC | 0.16877 | 1.5963 | 3.7229 | 12.0372 | 14.6896 | 17.3471 | 16.9623 | 16.2891 | 14.8238 | 9.3663 | 1.2956 | 0.54262 | North | FC | N | 2013-06-06 |  | 2013-06-06 | SOLAR | 20
KEARNY_7_KY1 | San Diego-IV | KEARNY GAS TURBINE UNIT 1 | 16 | 16 | 16 | 16 | 16 | 16 | 16 | 16 | 16 | 16 | 16 | 16 | South | FC | Y | 1972-01-01 |  | 1972-01-01 | PEAKER | 16.67
KEARNY_7_KY2 | San Diego-IV | KEARNY GT2 AGGREGATE | 59 | 59 | 59 | 59 | 59 | 59 | 59 | 59 | 59 | 59 | 59 | 59 | South | FC | Y | 1969-01-01 |  | 1969-01-01 | PEAKER | 59
KEARNY_7_KY3 | San Diego-IV | KEARNY GT3 AGGREGATE | 61 | 61 | 61 | 61 | 61 | 61 | 61 | 61 | 61 | 61 | 61 | 61 | South | FC | Y | 1969-01-01 |  | 1969-01-01 | PEAKER | 61
KEKAWK_6_UNIT | Humboldt | STS HYDROPOWER LTD. (KEKAWAKA) | 2.02 | 1.84 | 3.36 | 3.46 | 0.89 | 0.22 | 0 | 0 | 0 | 0.11 | 0.56 | 2.57 | North | FC | N | 1989-12-27 |  | 1989-12-27 | HYDRO | 6
KELSO_2_UNITS | Bay Area | Mariposa Energy | 195.54 | 193.18 | 194.06 | 193.55 | 183.81 | 183.81 | 183.81 | 183.81 | 183.81 | 192.9 | 194.29 | 194.82 | North | FC | Y | 2012-09-04 |  | 2012-09-04 | PEAKER | 196
KELYRG_6_UNIT | Sierra | KELLY RIDGE HYDRO | 10 | 10 | 10 | 10 | 10 | 10 | 10 | 10 | 10 | 10 | 10 | 10 | North | FC | Y | 1963-01-01 |  | 1963-01-01 | HYDRO | 11
KERKH1_7_UNIT 1 | Fresno | KERKHOFF PH 1 UNIT #1 | 13 | 13 | 13 | 13 | 13 | 13 | 13 | 13 | 13 | 13 | 13 | 13 | North | FC | Y | 1920-01-01 |  | 1920-01-01 | HYDRO | 13
KERKH1_7_UNIT 3 | Fresno | KERKHOFF PH 1 UNIT #3 | 12.8 | 12.8 | 12.8 | 12.8 | 12.8 | 12.8 | 12.8 | 12.8 | 12.8 | 12.8 | 12.8 | 12.8 | North | FC | Y | 1920-01-01 |  | 1920-01-01 | HYDRO | 12.8
KERKH2_7_UNIT 1 | Fresno | KERKHOFF PH 2 UNIT #1 | 153.9 | 153.9 | 153.9 | 153.9 | 153.9 | 153.9 | 153.9 | 153.9 | 153.9 | 153.9 | 153.9 | 153.9 | North | FC | Y | 1983-01-01 |  | 1983-01-01 | HYDRO | 153.9
KERNFT_1_UNITS | Kern | KERN FRONT LIMITED | 47 | 47 | 47 | 47 | 47 | 47 | 47 | 47 | 47 | 47 | 47 | 47 | North | FC | Y | 1989-01-07 |  | 1989-01-07 | COGENERATION | 52.4
KERNRG_1_UNITS | Kern | AERA ENERGY (SOUTH BELRIDGE) | 0.5 | 0.33 | 0 | 0.57 | 1.83 | 1.41 | 0.84 | 1 | 1.54 | 1.58 | 1.39 | 1.17 | North | FC | N | 1985-01-01 |  | 1985-01-01 | COGENERATION | 55.2
KERRGN_1_UNIT 1 | Big Creek-Ventura | KERN RIVER HYDRO UNITS 1-4 AGGREGATE | 8.69 | 8.99 | 10.25 | 12.56 | 12.58 | 14.6 | 20.75 | 19.53 | 15.83 | 13.82 | 15.85 | 14.44 | South | FC | N | 1907-01-01 |  | 1907-01-01 | HYDRO | 25.6
KILARC_2_UNIT 1 | CAISO System | KILARC HYDRO | 1.78 | 1.79 | 2.15 | 2.64 | 2.66 | 2.47 | 1.88 | 1.47 | 1.31 | 1.28 | 1.4 | 1.84 | North | FC | Y | 1904-01-01 |  | 1904-01-01 | HYDRO | 3.2
KINGCO_1_KINGBR | Fresno | Kingsburg Cogen | 13.79 | 13.94 | 12.13 | 11.83 | 15.79 | 26.12 | 24.66 | 28.35 | 19.31 | 13.29 | 13.01 | 13.18 | North | FC | N | 1990-12-05 |  | 1990-12-05 | COGENERATION | 34.5
KINGRV_7_UNIT 1 | Fresno | KINGS RIVER HYDRO UNIT 1 | 51.2 | 51.2 | 51.2 | 51.2 | 51.2 | 51.2 | 51.2 | 51.2 | 51.2 | 51.2 | 51.2 | 51.2 | North | FC | Y | 1962-01-01 |  | 1962-01-01 | HYDRO | 51.2
KIRKER_7_KELCYN | Bay Area | KELLER CANYON LANDFILL GEN FACILICITY | 3.4521 | 3.4776 | 3.5695 | 3.573 | 3.5186 | 3.4288 | 3.5093 | 3.2948 | 3.4251 | 3.4534 | 3.5649 | 3.6024 | North | FC | N | 2009-08-01 |  | 2009-08-01 | BIOMASS | 3.56
KNGCTY_6_UNITA1 | CAISO System | King City Energy Center, Unit #1 | 44.6 | 44.6 | 44.6 | 44.6 | 44.6 | 44.6 | 44.6 | 44.6 | 44.6 | 44.6 | 44.6 | 44.6 | North | FC | Y | 2002-01-14 |  | 2002-01-14 | PEAKER | 44.6
KRAMER_1_SEGS37 | CAISO System | LUZ SOLAR PARTNERS 3-7 AGGREGATE | 1.63 | 21.02 | 48.07 | 124.97 | 140.53 | 173.09 | 175 | 169.99 | 156.97 | 78.64 | 13.88 | 10.08 | South | FC | N | 1986-01-01 |  | 1986-01-01 | SOLAR | 175
KRAMER_2_SEGS89 | CAISO System | LUZ SOLAR PARTNERS 8-9 AGGREGATE | 1.37 | 17.65 | 39.78 | 117.43 | 160.27 | 183.8 | 184 | 164.78 | 158.41 | 117.28 | 18.65 | 3.38 | South | FC | N | 1986-01-01 |  | 1986-01-01 | SOLAR | 184
KRNCNY_6_UNIT | CAISO System | KERN CANYON | 0.23 | 2.6 | 7.07 | 9.62 | 9.85 | 8.55 | 7.86 | 6.75 | 5.06 | 3.39 | 3.09 | 3.05 | North | FC | Y | 1921-01-01 |  | 1921-01-01 | HYDRO | 11.5
LACIEN_2_VENICE | LA Basin | MWD Venice Hydroelectric Recovery Plant | 0 | 0 | 0 | 0 | 0 | 0.14 | 2.21 | 4.54 | 4.05 | 1.44 | 0 | 0 | South | FC | N | 1982-01-01 |  | 1982-01-01 | HYDRO | 10.12
LAFRES_6_QF | LA Basin | LA FRESA QFS | 1.49 | 1.49 | 1.51 | 1.5 | 1.4 | 1.43 | 1.45 | 1.44 | 1.45 | 0.65 | 0.72 | 0.74 | South | FC | N | 1988-01-01 |  | 1988-01-01 | VARIOUS | 14.64
LAGBEL_6_QF | LA Basin | LAGUNA BELL QFS | 9.55 | 9.42 | 9.25 | 2.25 | 8.09 | 9.7 | 9.53 | 9.82 | 9.79 | 8.73 | 9.3 | 9.43 | South | FC | N | 1993-01-01 |  | 1993-01-01 | VARIOUS | 17.5
LAKHDG_6_UNIT 1 | San Diego-IV | Lake Hodges Pumped Storage-Unit1 | 20 | 20 | 20 | 20 | 20 | 20 | 20 | 20 | 20 | 20 | 20 | 20 | South | FC | Y | 2011-09-08 |  | 2011-09-08 | HYDRO | 20
LAKHDG_6_UNIT 2 | San Diego-IV | Lake Hodges Pumped Storage-Unit2 | 20 | 20 | 20 | 20 | 20 | 20 | 20 | 20 | 20 | 20 | 20 | 20 | South | FC | Y | 2012-08-27 |  | 2012-08-27 | HYDRO | 20.15
LAPLMA_2_UNIT 1 | CAISO System | La Paloma Generating Plant Unit #1 | 259.8 | 259.8 | 259.8 | 259.8 | 259.8 | 259.8 | 259.8 | 259.8 | 259.8 | 259.8 | 259.8 | 259.8 | North | FC | Y | 2003-01-10 |  | 2003-01-10 | THERMAL | 259.8
LAPLMA_2_UNIT 2 | CAISO System | La Paloma Generating Plant Unit #2 | 260.2 | 260.2 | 260.2 | 260.2 | 260.2 | 260.2 | 260.2 | 260.2 | 260.2 | 260.2 | 260.2 | 260.2 | North | FC | Y | 2003-03-05 |  | 2003-03-05 | THERMAL | 260.2
LAPLMA_2_UNIT 3 | CAISO System | La Paloma Generating Plant Unit #3 | 256.15 | 256.15 | 256.15 | 256.15 | 256.15 | 256.15 | 256.15 | 256.15 | 256.15 | 256.15 | 256.15 | 256.15 | North | FC | Y | 2003-01-13 |  | 2003-01-13 | THERMAL | 256.15
LAPLMA_2_UNIT 4 | CAISO System | LA PALOMA GENERATING PLANT, UNIT #4 | 259.54 | 259.54 | 259.54 | 259.54 | 259.54 | 259.54 | 259.54 | 259.54 | 259.54 | 259.54 | 259.54 | 259.54 | North | FC | Y | 2003-03-05 |  | 2003-03-05 | THERMAL | 259.54
LARKSP_6_UNIT 1 | San Diego-IV | LARKSPUR PEAKER UNIT 1 | 46 | 46 | 46 | 46 | 46 | 46 | 46 | 46 | 46 | 46 | 46 | 46 | South | FC | Y | 2001-09-13 |  | 2001-09-13 | PEAKER | 46.1
LARKSP_6_UNIT 2 | San Diego-IV | LARKSPUR PEAKER UNIT 2 | 46 | 46 | 46 | 46 | 46 | 46 | 46 | 46 | 46 | 46 | 46 | 46 | South | FC | Y | 2001-09-13 |  | 2001-09-13 | PEAKER | 47.98
LAROA1_2_UNITA1 | San Diego-IV | LR1 | 165 | 165 | 165 | 165 | 165 | 165 | 165 | 165 | 165 | 165 | 165 | 165 | South | FC | Y | 2003-07-20 |  | 2003-07-20 | THERMAL | 180
LAROA2_2_UNITA1 | San Diego-IV | LR2 | 322 | 322 | 322 | 322 | 322 | 322 | 322 | 322 | 322 | 322 | 322 | 322 | South | FC | Y | 2003-07-22 |  | 2003-07-22 | THERMAL | 322
LASSEN_6_UNITS | CAISO System | LASSEN AREA QF AGGREGATION | 25.17 | 25.81 | 25.7 | 19.87 | 25.44 | 25.13 | 20.67 | 20.22 | 20.33 | 17.79 | 24.06 | 23.12 | North | FC | N | 2005-12-01 |  | 2005-12-01 | THERMAL | 40.65
LAWRNC_7_SUNYVL | Bay Area | City of Sunnyvale Unit 1 and 2 | 0.12 | 0.13 | 0.12 | 0.11 | 0.09 | 0.13 | 0.13 | 0.11 | 0.1 | 0.14 | 0.14 | 0.15 | North | FC | N | 1999-01-01 |  | 1999-01-01 | BIOMASS | 0.3
LEBECS_2_UNITS | Big Creek-Ventura | Pastoria Energy Facility | 750.66 | 750.66 | 740 | 725 | 715 | 715 | 715 | 715 | 715 | 720 | 735 | 750.66 | South | FC | Y | 2005-05-04 |  | 2005-05-04 | THERMAL | 750.66
LECEF_1_UNITS | Bay Area | Los Esteros Expansion | 293.88 | 293.88 | 293.88 | 293.88 | 293.88 | 293.88 | 293.88 | 293.88 | 293.88 | 293.88 | 293.88 | 293.88 | North | FC | Y | 2013-07-31 |  | 2013-07-31 | PEAKER | 315
LEWSTN_7_WEBRFL | CAISO System | PAN PACIFIC (WEBER FLAT) | 0 | 0 | 0 | 0 | 0 | 0 | 0 | 0 | 0 | 0 | 0 | 0 | North | FC | N | 1984-01-11 |  | 1984-01-11 | HYDRO | 2.5
LFC 51_2_UNIT 1 | Bay Area | PATTERSON PASS WIND FARM LLC | 0 | 0.41 | 1.13 | 0.91 | 1.94 | 1.69 | 2.29 | 2.03 | 0.53 | 0.39 | 0 | 0 | North | FC | N | 1985-04-02 |  | 1985-04-02 | WIND | 30.9
LGHTHP_6_ICEGEN | LA Basin | CARSON COGENERATION COMPANY | 51.82 | 50.33 | 40.49 | 52.24 | 50.53 | 49.92 | 48.01 | 47.61 | 47.35 | 46.45 | 45.36 | 50.57 | South | FC | N | 1989-12-22 |  | 1989-12-22 | COGENERATION | 54.71
LGHTHP_6_QF | LA Basin | LIGHTHIPE QFS | 0.92 | 0.92 | 0.8 | 0.58 | 0.55 | 0.66 | 0.68 | 0.78 | 0.79 | 0.69 | 0.45 | 0.88 | South | FC | N | 1976-01-01 |  | 1976-01-01 | VARIOUS | 5
LITLRK_6_SEPV01 | Big Creek-Ventura | Gestamp Solar 1 | [12 empty] | South | EO | N | 2000-01-01 | USER DEF | ID Not Found | UNKNOWN | ID Not Found | bar: JAN to DEC
LIVOAK_1_UNIT 1 | Kern | LIVE OAK LIMITED | 46.59 | 46.82 | 43.93 | 46.7 | 37.88 | 44.03 | 43.47 | 44.18 | 42.64 | 39.5 | 45.5 | 45.34 | North | FC | N | 1991-03-16 |  | 1991-03-16 | COGENERATION | 55.3
LMBEPK_2_UNITA1 | Bay Area | Lambie Energy Center, Unit #1 | 48 | 48 | 48 | 48 | 47 | 47 | 47 | 47 | 47 | 48 | 48 | 48 | North | FC | Y | 2003-01-06 |  | 2003-01-06 | PEAKER | 48
LMBEPK_2_UNITA2 | Bay Area | Creed Energy Center, Unit #1 | 48 | 48 | 48 | 48 | 47 | 47 | 46 | 46 | 46 | 48 | 48 | 48 | North | FC | Y | 2003-01-06 |  | 2003-01-06 | PEAKER | 48
LMBEPK_2_UNITA3 | Bay Area | Goose Haven Energy Center, Unit #1 | 48 | 48 | 48 | 48 | 47 | 47 | 47 | 47 | 47 | 48 | 48 | 48 | North | FC | Y | 2003-01-06 |  | 2003-01-06 | PEAKER | 48
LMEC_1_PL1X3 | Bay Area | Los Medanos Energy Center AGGREGATE | 561.29 | 561.29 | 561.29 | 561.29 | 556 | 556 | 556 | 556 | 556 | 561.29 | 561.29 | 561.29 | North | FC | Y | 2001-06-09 |  | 2001-06-09 | THERMAL | 561.29
LODI25_2_UNIT 1 | Stockton | LODI GAS TURBINE | 22.7 | 22.7 | 22.7 | 22.7 | 22.7 | 22.7 | 22.7 | 22.7 | 22.7 | 22.7 | 22.7 | 22.7 | North | FC | Y | 1986-01-01 |  | 1986-01-01 | PEAKER | 25.3
LODIEC_2_PL1X2 | Sierra | Lodi Energy Center | 280 | 280 | 280 | 280 | 280 | 280 | 280 | 280 | 280 | 280 | 280 | 280 | North | FC | Y | 2012-11-27 |  | 2012-11-27 | THERMAL | 302.58
LOWGAP_7_QFUNTS | CAISO System | LOWGAP_7_QFUNTS | 1.16 | 1.34 | 1.6 | 2.11 | 1.22 | 0.79 | 0.25 | 0.29 | 0.31 | 0.35 | 0.56 | 1.25 | North | FC | N | 1983-04-10 |  | 1983-04-10 | HYDRO | 3.2
MALAGA_1_PL1X2 | Fresno | KRCD Malaga Peaking Plant | 96 | 96 | 96 | 96 | 96 | 96 | 96 | 96 | 96 | 96 | 96 | 96 | North | FC | Y | 2005-09-19 |  | 2005-09-19 | PEAKER | 96.8
MALCHQ_7_UNIT 1 | CAISO System | MALACHA HYDRO L.P. | 11.27 | 9.85 | 14.96 | 15.56 | 19.45 | 11.6 | 7.21 | 6.23 | 2.85 | 1.34 | 3.71 | 12.71 | North | FC | N | 1988-12-07 |  | 1988-12-07 | HYDRO | 32.5
MANZNA_2_WIND | CAISO System | Manzana Wind | 7.42 | 17.11 | 36.41 | 40.95 | 58.52 | 61.12 | 39.42 | 32.99 | 12.01 | 14.64 | 13.5 | 10.65 | South | FC | N | 2012-12-20 |  | 2012-12-20 | WIND | 189
MARTIN_1_SUNSET | Bay Area | Sunset Reservoir - North Basin | 0.02 | 0.13 | 0.25 | 1.77 | 1.87 | 1.64 | 1.59 | 1.18 | 1.88 | 1.62 | 0.03 | 0 | North | FC | N | 2010-10-29 |  | 2010-10-29 | SOLAR | 4.5
MCCALL_1_QF | Fresno | SMALL QF AGGREGATION - FRESNO | 0.41 | 0.59 | 0.58 | 0.61 | 0.36 | 0.44 | 0.54 | 0.52 | 0.62 | 0.6 | 0.41 | 0.38 | North | FC | N | 1990-01-01 |  | 1990-01-01 | HYDRO | 2.5
MCGEN_1_UNIT | CAISO System | ACE COGENERATION | 101.66 | 99.36 | 67.57 | 103.53 | 100.96 | 102.86 | 96.96 | 96.89 | 93.58 | 96.45 | 85.65 | 88.4 | South | FC | N | 1990-09-20 |  | 1990-09-20 | COGENERATION | 118.32
MCSWAN_6_UNITS | Fresno | MC SWAIN HYDRO | 1.67 | 4.09 | 3.54 | 4.27 | 7.2 | 7.2 | 7.53 | 6.72 | 5.09 | 4.06 | 0 | 1.76 | North | FC | Y | 1967-01-01 |  | 1967-01-01 | HYDRO | 10
MDFKRL_2_PROJCT | Sierra | MIDDLE FORK AND RALSTON PSP | 204.57 | 204.66 | 206.91 | 209.44 | 212.55 | 212.94 | 210.97 | 208.68 | 206.55 | 205.97 | 203.1 | 201.8 | North | FC | Y | 1966-01-01 |  | 1966-01-01 | HYDRO | 218.39
MENBIO_6_RENEW1 | Fresno | CalRENEW - 1(A) | [12 empty] | North | EO | N | 2010-04-30 |  | 2010-04-30 | SOLAR | 5 | bar: JAN to DEC
MENBIO_6_UNIT | Fresno | MENDOTA BIOMASS POWER | 22.46 | 21.95 | 22.51 | 21.87 | 11.3 | 21.64 | 22.46 | 20.24 | 21.13 | 18.99 | 20.57 | 22.24 | North | FC | N | 1989-06-29 |  | 1989-06-29 | BIOMASS | 33
MERCFL_6_UNIT | Fresno | MERCED FALLS | 0.33 | 1.04 | 0.82 | 1.57 | 2.83 | 2.92 | 3.06 | 2.82 | 2.21 | 1.7 | 0 | 0 | North | FC | Y | 1930-01-01 |  | 1930-01-01 | HYDRO | 3.5
MESAP_1_QF | CAISO System | SMALL QF AGGREGATION - SAN LUIS OBISPO | 0 | 0 | 0 | 0 | 0 | 0 | 0 | 0 | 0 | 0 | 0 | 0 | North | FC | N | 2000-01-01 | USER DEF | UNK | HYDRO | 1
MESAS_2_QF | LA Basin | MESA QFS | 0.94 | 0.96 | 0.8 | 0.82 | 0.72 | 0.78 | 0.7 | 0.7 | 0.61 | 0.7 | 0.48 | 0.99 | South | FC | N | 1983-01-01 |  | 1983-01-01 | VARIOUS | 2.9
METCLF_1_QF | Bay Area | SMALL QF AGGREGATION - SANTA CLARA WD | 0.16 | 0.15 | 0.12 | 0.08 | 0 | 0.1 | 0.12 | 0.13 | 0.15 | 0.19 | 0.23 | 0.23 | North | FC | N | 1988-12-01 |  | 1988-12-01 | HYDRO | 1.25
METEC_2_PL1X3 | Bay Area | Metcalf Energy Center | 593.16 | 593.16 | 593.16 | 593.16 | 585 | 575 | 570 | 570 | 580 | 593.16 | 593.16 | 593.16 | North | FC | Y | 2005-05-27 |  | 2005-05-27 | THERMAL | 593.16
MIDSET_1_UNIT 1 | Kern | MIDSET COGEN. CO. | 35.04 | 35.48 | 33.77 | 31.46 | 34.55 | 34.49 | 33.27 | 33.02 | 33.62 | 34.14 | 34.79 | 36.82 | North | FC | N | 1989-03-16 |  | 1989-03-16 | COGENERATION | 52.9
MIDWAY_1_QF | Kern | SMALL QF AGGREGATION - BAKERSFIELD | 0.02 | 0.01 | 0.01 | 0.01 | 0.01 | 0.01 | 0.01 | 0.01 | 0 | 0 | 0 | 0.01 | North | FC | N | 1991-02-05 |  | 1991-02-05 | BIOMASS | 1.2
MILBRA_1_QF | Bay Area | SMALL QF AGGREGATION - DAILY CITY | 0 | 0 | 0 | 0 | 0 | 0 | 0 | 0 | 0 | 0 | 0 | 0 | North | FC | N | 2000-01-01 | USER DEF | UNK | COGENERATION | 1.25
MIRLOM_2_CORONA | LA Basin | MWD Corona Hydroelectric Recovery Plant | 1.03 | 0.99 | 2.01 | 2.42 | 2.3 | 2.32 | 2.44 | 2.49 | 2.49 | 2.12 | 2.17 | 1.86 | South | FC | N | 1987-01-01 |  | 1987-01-01 | HYDRO | 2.85
MIRLOM_2_ONTARO | LA Basin | Ontario RT Solar | [12 empty] | South | EO | N | 2011-08-25 |  | 2011-08-25 | SOLAR | 5 | bar: JAN to DEC
MIRLOM_2_TEMESC | LA Basin | MWD Temescal Hydroelectric Recovery Plan | 1.03 | 1.02 | 2.08 | 2.47 | 2.36 | 2.38 | 2.53 | 2.6 | 2.56 | 2.17 | 2.25 | 1.89 | South | FC | N | 1987-01-01 |  | 1987-01-01 | HYDRO | 2.85
MIRLOM_6_DELGEN | LA Basin | CORONA ENERGY PARTNERS LTD. | 27.85 | 30.3 | 31.91 | 29.99 | 23.66 | 29.68 | 27.06 | 30.83 | 26.48 | 25.43 | 30.16 | 30.31 | South | FC | N | 1988-05-21 |  | 1988-05-21 | COGENERATION | 50.05
MIRLOM_6_PEAKER | LA Basin | Mira Loma Peaker | 46 | 46 | 46 | 46 | 46 | 46 | 46 | 46 | 46 | 46 | 46 | 46 | South | FC | N | 2007-09-20 |  | 2007-09-20 | PEAKER | 46
MIRLOM_7_MWDLKM | LA Basin | Lake Mathews Hydroelectric Recovery Plan | 1.0218 | 1.8693 | 2.6998 | 3.3157 | 3.0368 | 3.7217 | 4.3693 | 4.0412 | 3.665 | 2.6544 | 2.0291 | 1.2834 | South | FC | Y | 1980-01-01 |  | 1980-01-01 | HYDRO | 5
MISSIX_1_QF | Bay Area | SMALL QF AGGREGATION - SAB FRABCUSCI | 0.7 | 0.67 | 0.78 | 0.16 | 0.23 | 0.2 | 0.32 | 0.31 | 0.12 | 0.07 | 0.49 | 0.51 | North | FC | N | 1987-01-01 |  | 1987-01-01 | COGENERATION | 13
MKTRCK_1_UNIT 1 | Kern | MCKITTRICK LIMITED | 40.05 | 40.59 | 41.33 | 33.63 | 39.2 | 40.05 | 39.7 | 36.97 | 38.77 | 39.07 | 31.26 | 33.39 | North | FC | N | 1991-10-16 |  | 1991-10-16 | COGENERATION | 57.9
MLPTAS_7_QFUNTS | Bay Area | MLPTAS_7_QFUNTS | 0.01 | 0.02 | 0.02 | 0.02 | 0 | 0 | 0 | 0.01 | 0 | 0.01 | 0.02 | 0.02 | North | FC | N | 1986-10-22 |  | 1986-10-22 | THERMAL | 2.3
MNDALY_6_MCGRTH | Big Creek-Ventura | McGrath Beach Peaker | 47.2 | 47.2 | 47.2 | 47.2 | 47.2 | 47.2 | 47.2 | 47.2 | 47.2 | 47.2 | 47.2 | 47.2 | South | FC | N | 2012-11-01 |  | 2012-11-01 | PEAKER | 47.2
MNDALY_7_UNIT 1 | Big Creek-Ventura | MANDALAY GEN STA. UNIT 1 | 215 | 215 | 215 | 215 | 215 | 215 | 215 | 215 | 215 | 215 | 215 | 215 | South | FC | Y | 1959-01-01 |  | 1959-01-01 | THERMAL | 215 | OTC | 2020-12-31
MNDALY_7_UNIT 2 | Big Creek-Ventura | MANDALAY GEN STA. UNIT 2 | 215.29 | 215.29 | 215.29 | 215.29 | 215.29 | 215.29 | 215.29 | 215.29 | 215.29 | 215.29 | 215.29 | 215.29 | South | FC | Y | 1959-01-01 |  | 1959-01-01 | THERMAL | 215.29 | OTC | 2020-12-31
MNDALY_7_UNIT 3 | Big Creek-Ventura | MANDALAY GEN STA. UNIT 3 | 130 | 130 | 130 | 130 | 130 | 130 | 130 | 130 | 130 | 130 | 130 | 130 | South | FC | Y | 1970-01-01 | http://www.genon.com/company/stations/mandalay.aspx | UNK | PEAKER | 130 | OTC | 2020-12-31
MNTAGU_7_NEWBYI | Bay Area | GAS RECOVERY SYS. (NEWBY ISLAND 2) | 2.18 | 2.2 | 2.14 | 2.11 | 2.18 | 1.89 | 1.51 | 1.34 | 1.32 | 1.36 | 1.37 | 1.33 | North | FC | N | 1984-08-03 |  | 1984-08-03 | BIOMASS | 4.8
MOJAVE_1_SIPHON | LA Basin | MOJAVE SIPHON POWER PLANT | 5.8346 | 3.6782 | 5.1834 | 5.2742 | 8.0968 | 9.0362 | 10.3143 | 10.6236 | 10.7218 | 9.2976 | 9.4336 | 7.2232 | South | FC | Y | 1996-01-01 |  | 1996-01-01 | HYDRO | 14
MONLTH_6_BOREL | Big Creek-Ventura | BOREL HYDRO UNITS 1-3 AGGREGATE | 4.31 | 4.64 | 6.61 | 8.57 | 8.42 | 9.54 | 9.15 | 7.99 | 9.63 | 7.64 | 5.18 | 2.86 | South | FC | N | 1904-01-01 |  | 1904-01-01 | HYDRO | 11
MONTPH_7_UNITS | NCNB | MONTICELLO HYDRO AGGREGATE | 0.77 | 0.08 | 1.74 | 3.31 | 7.42 | 9.73 | 10.51 | 8.85 | 5.94 | 2.46 | 0.85 | 1.14 | North | FC | Y | 1974-01-01 |  | 1974-01-01 | HYDRO | 12.5
MOORPK_2_CALABS | Big Creek-Ventura | Calabasas Gas-to-Energy Facility | 6.96 | 6.96 | 6.96 | 6.96 | 6.96 | 6.96 | 6.96 | 6.96 | 6.96 | 6.96 | 6.96 | 6.96 | South | FC | N | 2010-09-20 |  | 2010-09-20 | BIOMASS | 6.96
MOORPK_6_QF | Big Creek-Ventura | MOORPARK QFS | 26.84 | 26.91 | 25.54 | 24.56 | 24.42 | 26.13 | 26.72 | 26.56 | 26.6 | 23.11 | 26.45 | 25.51 | South | FC | N | 1976-01-01 |  | 1976-01-01 | VARIOUS | 35.8
MOORPK_7_UNITA1 | Big Creek-Ventura | WEME- Simi Valley Landfill | 1.75 | 2.04 | 1.98 | 1.86 | 1.88 | 1.48 | 1.93 | 2.03 | 1.48 | 1.53 | 1.91 | 2.05 | South | FC | Y | 2004-05-02 |  | 2004-05-02 | BIOMASS | 2.49
MORBAY_7_UNIT 3 | CAISO System | MORRO BAY UNIT 3 | 325 | 325 | 325 | 325 | 325 | 325 | 325 | 325 | 325 | 325 | 325 | 325 | North | FC | Y | 1962-12-01 |  | 1962-12-01 | THERMAL | 325 | OTC | 2014-02-05
MORBAY_7_UNIT 4 | CAISO System | MORRO BAY UNIT 4 | 325 | 325 | 325 | 325 | 325 | 325 | 325 | 325 | 325 | 325 | 325 | 325 | North | FC | Y | 1963-01-01 |  | 1963-01-01 | THERMAL | 325 | OTC | 2014-02-05
MOSSLD_1_QF | CAISO System | SMALL QF AGGREGATION - SANTA CRUZ | 0.03 | 0.05 | 0.03 | 0.03 | 0.02 | 0 | 0 | 0 | 0 | 0 | 0 | 0 | North | FC | N | 1985-01-01 |  | 1985-01-01 | BIOMASS | 1
MOSSLD_2_PSP1 | CAISO System | MOSS LANDING POWER BLOCK 1 | 510 | 510 | 510 | 510 | 510 | 510 | 510 | 510 | 510 | 510 | 510 | 510 | North | FC | Y | 2002-07-01 |  | 2002-07-01 | THERMAL | 510 | OTC | 2017-12-31
MOSSLD_2_PSP2 | CAISO System | MOSS LANDING POWER BLOCK 2 | 510 | 510 | 510 | 510 | 510 | 510 | 510 | 510 | 510 | 510 | 510 | 510 | North | FC | Y | 2002-07-11 |  | 2002-07-11 | THERMAL | 510 | OTC | 2017-12-31
MOSSLD_7_UNIT 6 | CAISO System | MOSS LANDING UNIT 6 | 754.33 | 754.33 | 754.33 | 754.33 | 754.33 | 754.33 | 754.33 | 754.33 | 754.33 | 754.33 | 754.33 | 754.33 | North | FC | Y | 1967-01-01 |  | 1967-01-01 | THERMAL | 754.33 | OTC | 2017-12-31
MOSSLD_7_UNIT 7 | CAISO System | MOSS LANDING UNIT 7 | 755.7 | 755.7 | 755.7 | 755.7 | 755.7 | 755.7 | 755.7 | 755.7 | 755.7 | 755.7 | 755.7 | 755.7 | North | FC | Y | 1968-01-01 |  | 1968-01-01 | THERMAL | 755.7 | OTC | 2017-12-31
MRCHNT_2_PL1X3 | CAISO System | Desert Star Energy Center | 419.25 | 419.25 | 419.25 | 419.25 | 419.25 | 419.25 | 419.25 | 419.25 | 419.25 | 419.25 | 419.25 | 419.25 | South | PD to 419.25 | Y | 2012-06-18 |  | 2012-06-18 | THERMAL | 494.58
MRGT_6_MEF2 | San Diego-IV | Miramar Energy Facility II | 47.9 | 47.9 | 47.9 | 47.9 | 47.9 | 47.9 | 47.9 | 47.9 | 47.9 | 47.9 | 47.9 | 47.9 | South | FC | Y | 2009-08-07 |  | 2009-08-07 | PEAKER | 47.9
MRGT_6_MMAREF | San Diego-IV | Miramar Energy Facility | 48 | 48 | 48 | 48 | 48 | 48 | 48 | 48 | 48 | 48 | 48 | 48 | South | FC | Y | 2005-07-27 |  | 2005-07-27 | PEAKER | 48
MRGT_7_UNITS | San Diego-IV | MIRAMAR COMBUSTION TURBINE AGGREGATE | 36 | 36 | 36 | 36 | 36 | 36 | 36 | 36 | 36 | 36 | 36 | 36 | South | FC | Y | 1972-01-01 |  | 1972-01-01 | PEAKER | 36
MSHGTS_6_MMARLF | San Diego-IV | MIRAMAR LANDFILL | 3.85 | 3.75 | 3.59 | 3.31 | 3.78 | 3.6 | 3.67 | 3.64 | 3.31 | 3.02 | 3.13 | 3.7 | South | FC | N | 2003-05-21 |  | 2003-05-21 | BIOMASS | 5
MSSION_2_QF | San Diego-IV | SMALL QF AGGREGATION - SAN DIEGO | 0.41 | 0.62 | 0.5 | 0.44 | 0.49 | 0.62 | 0.75 | 0.7 | 0.59 | 0.55 | 0.54 | 0.48 | South | FC | N | 1980-01-01 |  | 1980-01-01 | VARIOUS | 50
MTNLAS_6_UNIT | CAISO System | OGDEN POWER PACIFIC, INC.(MT LASSEN) | 3.45 | 4.62 | 4.73 | 4.77 | 5.28 | 9.22 | 9 | 9.56 | 9.6 | 7.68 | 0 | 0 | North | FC | N | 1984-10-11 |  | 1984-10-11 | BIOMASS | 13.1
MTNPOS_1_UNIT | Kern | MT.POSO COGENERATION CO. | 41.49 | 41.88 | 31.63 | 36.01 | 28.06 | 22.17 | 21.75 | 18.61 | 23.96 | 32.14 | 17.44 | 31.68 | North | FC | N | 1989-04-01 |  | 1989-04-01 | COGENERATION | 46.64
MTWIND_1_UNIT 1 | LA Basin | Mountain View Power Project I | 1.5 | 7.02 | 18.81 | 12.57 | 21.87 | 27.8 | 15.21 | 8.29 | 2.69 | 3.45 | 3.44 | 2.4 | South | FC | N | 2001-03-24 |  | 2001-03-24 | WIND | 44.4
MTWIND_1_UNIT 2 | LA Basin | Mountain View Power Project II | 0.68 | 3.32 | 8.38 | 6.2 | 10.25 | 13.39 | 5.86 | 3.1 | 1.16 | 1.7 | 1.69 | 1.1 | South | FC | N | 2001-09-17 |  | 2001-09-17 | WIND | 22.2
MTWIND_1_UNIT 3 | LA Basin | Mountain View Power Project III | 0.63 | 2.21 | 6.67 | 4.47 | 9.41 | 14.61 | 6.75 | 4.23 | 1.75 | 2.1 | 1.84 | 0.82 | South | FC | N | 2003-12-15 |  | 2003-12-15 | WIND | 22.44
NAROW1_2_UNIT | Sierra | NARROWS PH 1 UNIT | 7.8 | 6.92 | 6.74 | 7.5 | 10.63 | 10.64 | 8.37 | 9.99 | 10.63 | 9 | 5.12 | 6.4 | North | FC | Y | 1942-01-01 |  | 1942-01-01 | HYDRO | 12
NAROW2_2_UNIT | Sierra | NARROWS PH 2 UNIT | 18.9 | 16.44 | 28.13 | 38.98 | 38.61 | 39.73 | 39.68 | 28.51 | 0.09 | 2.64 | 8.64 | 29.71 | North | FC | Y | 1969-01-01 |  | 1969-01-01 | HYDRO | 55
NAVYII_2_UNITS | CAISO System | COSO POWER DEVELOPER (NAVY II) AGGREGATE | 66.29 | 65.44 | 61.85 | 55.6 | 64.06 | 60.15 | 60.48 | 59.79 | 60.29 | 63.42 | 65.89 | 65.35 | South | FC | N | 1989-12-23 |  | 1989-12-23 | GEOTHERMAL | 99
NCPA_7_GP1UN1 | NCNB | NCPA GEO PLANT 1 UNIT 1 | 27.8833 | 27.4721 | 29.9679 | 29.478 | 28.0605 | 26.9047 | 26.8602 | 27.0198 | 27.391 | 27.4447 | 27.4236 | 27.139 | North | FC | Y | 1983-01-01 |  | 1983-01-01 | GEOTHERMAL | 38.85
NCPA_7_GP1UN2 | NCNB | NCPA GEO PLANT 1 UNIT 2 | 25.1499 | 24.1694 | 25.7623 | 25.2045 | 24.5402 | 22.9358 | 22.5358 | 23.0233 | 23.9284 | 23.7651 | 24.0147 | 24.4427 | North | FC | Y | 1983-01-01 |  | 1983-01-01 | GEOTHERMAL | 34
NCPA_7_GP2UN3 | NCNB | NCPA GEO PLANT 2 UNIT 3 | 8.73 | 8.07 | 8.89 | 9.52 | 4 | 0.01 | 0 | 0 | 0.01 | 0.04 | 0.09 | 0.09 | North | FC | Y | 1985-01-01 |  | 1985-01-01 | GEOTHERMAL | 42.42
NCPA_7_GP2UN4 | NCNB | NCPA GEO PLANT 2 UNIT 4 | 39.4971 | 40.2939 | 31.9556 | 32.1845 | 41.036 | 47.5241 | 49.1091 | 49.1487 | 47.9783 | 48.244 | 49.8212 | 48.6618 | North | FC | Y | 1986-01-01 |  | 1986-01-01 | GEOTHERMAL | 52.73
NEENCH_6_SOLAR | Big Creek-Ventura | Alpine Solar | 0.55 | 5.26 | 12.28 | 39.72 | 48.47 | 57.24 | 55.97 | 53.75 | 48.91 | 30.9 | 4.27 | 1.79 | South | FC | N | 2013-01-18 |  | 2013-01-18 | SOLAR | 66
NEWARK_1_QF | Bay Area | NEWARK 1 QF | 0.02 | 0.03 | 0.02 | 0.02 | 0.02 | 0.03 | 0.03 | 0.02 | 0.02 | 0.02 | 0.03 | 0.02 | North | FC | N | 1981-06-18 |  | 1981-06-18 | WIND | 1.1
NHOGAN_6_UNITS | CAISO System | NEW HOGAN PH AGGREGATE | 0.23 | 0.28 | 0.48 | 1.46 | 1.46 | 1.4 | 1.49 | 1.41 | 0.72 | 0.21 | 0.2 | 0.06 | North | FC | N | 1986-04-15 |  | 1986-04-15 | HYDRO | 4
NIMTG_6_NIQF | San Diego-IV | NORTH ISLAND QF | 37 | 36.26 | 34.48 | 33.97 | 37 | 35.76 | 35.99 | 36.43 | 36.01 | 32.69 | 36.62 | 36.33 | South | FC | N | 1979-12-01 | SDGE comments | 1989-01-01 | COGENERATION | 37
NWCSTL_7_UNIT 1 | Sierra | NEWCASTLE HYDRO | 5.49 | 5.76 | 5.09 | 3.43 | 2.11 | 1.05 | 0.24 | 0.03 | 1.36 | 0.6 | 4.1 | 3.73 | North | FC | Y | 1986-01-01 |  | 1986-01-01 | HYDRO | 12
NZWIND_6_CALWND | Big Creek-Ventura | Wind Resource I | 0.23 | 0.75 | 1.84 | 2.14 | 2.71 | 3.06 | 2.15 | 1.41 | 0.42 | 0.54 | 0.67 | 0.37 | South | FC | N | 2000-01-01 | USER DEF | ID Not Found | UNKNOWN | ID Not Found
OAK C_1_EBMUD | Bay Area | MWWTP PGS 1 - ENGINES | 0.04 | 0.45 | 0.36 | 0.5 | 0.57 | 0.55 | 0.59 | 0.73 | 0.61 | 0.28 | 0.85 | 0.5 | North | FC | N | 2000-01-01 | USER DEF | ID Not Found | UNKNOWN | ID Not Found
OAK C_7_UNIT 1 | Bay Area | OAKLAND STATION C GT UNIT 1 | 55 | 55 | 55 | 55 | 55 | 55 | 55 | 55 | 55 | 55 | 55 | 55 | North | FC | Y | 1978-01-01 |  | 1978-01-01 | PEAKER | 55
OAK C_7_UNIT 2 | Bay Area | OAKLAND STATION C GT UNIT 2 | 55 | 55 | 55 | 55 | 55 | 55 | 55 | 55 | 55 | 55 | 55 | 55 | North | FC | Y | 1978-01-01 |  | 1978-01-01 | PEAKER | 55
OAK C_7_UNIT 3 | Bay Area | OAKLAND STATION C GT UNIT 3 | 55 | 55 | 55 | 55 | 55 | 55 | 55 | 55 | 55 | 55 | 55 | 55 | North | FC | Y | 1978-01-01 |  | 1978-01-01 | PEAKER | 55
OCTILO_5_WIND | San Diego-IV | Ocotillo Wind Energy Facility | 10.4 | 24 | 51.05 | 57.42 | 82.05 | 85.7 | 55.27 | 46.26 | 16.84 | 20.52 | 18.94 | 14.93 | South | FC | N | 2013-07-29 |  | 2013-07-29 | WIND | 265 |  |  | TRUE
OGROVE_6_PL1X2 | San Diego-IV | Orange Grove Energy Center | 99.9 | 99.9 | 99.9 | 99.9 | 99.9 | 99.9 | 99.9 | 99.9 | 99.9 | 99.9 | 99.9 | 99.9 | South | FC | Y | 2010-06-17 |  | 2010-06-17 | PEAKER | 99.9
OILDAL_1_UNIT 1 | Kern | OILDALE ENERGY LLC | 40.03 | 40.01 | 36.34 | 39.83 | 37.78 | 39.35 | 39.68 | 38.34 | 39.65 | 39.82 | 32.85 | 32.53 | North | FC | N | 1984-12-29 |  | 1984-12-29 | COGENERATION | 47.1
OILFLD_7_QFUNTS | CAISO System | Nacimiento Hydroelectric Plant | 0.24 | 0.17 | 1.04 | 1.93 | 1.35 | 2.67 | 3.29 | 2.86 | 2.31 | 1.39 | 0.34 | 0.21 | North | FC | N | 1987-07-13 |  | 1987-07-13 | HYDRO | 3.8
OLINDA_2_COYCRK | LA Basin | MWD Coyote Creek Hydroelectric Recovery | 3.13 | 3.13 | 3.13 | 3.13 | 3.13 | 3.13 | 3.13 | 3.13 | 3.13 | 3.13 | 3.13 | 3.13 | South | FC | Y | 1979-02-21 |  | 1979-02-21 | HYDRO | 3.13
OLINDA_2_LNDFL2 | LA Basin | Brea Power II | 25.32 | 26.01 | 24.53 | 21.82 | 21.64 | 26.24 | 27.66 | 27.19 | 27.18 | 25.49 | 25.15 | 25.9 | South | FC | N | 2012-11-01 |  | 2012-11-01 | THERMAL | 28.1
OLINDA_2_QF | LA Basin | OLINDA QFS | 0.02 | 0.02 | 0.02 | 0.02 | 0.09 | 0.19 | 0.17 | 0.16 | 0.17 | 0.11 | 0.08 | 0.02 | South | FC | N | 1984-01-01 |  | 1984-01-01 | HYDRO | 13.3
OLINDA_7_LNDFIL | LA Basin | OLINDA_7_LNDFIL | 4.41 | 4.34 | 3.96 | 4.32 | 4.22 | 4.3 | 4.22 | 4.09 | 4.18 | 4.21 | 4.24 | 4.01 | South | FC | N | 2002-05-01 |  | 2002-05-01 | BIOMASS | 5.6
OLIVEP_1_SOLAR | Kern | White River Solar | [12 empty] | North | EO | N | 2013-06-22 |  | 2013-06-22 | SOLAR | 20 | bar: JAN to DEC
OLSEN_2_UNIT | CAISO System | OLSEN POWER PARTNERS | 0.67 | 0.74 | 1.73 | 2.2 | 2.93 | 2.57 | 0.72 | 0.14 | 0.02 | 0 | 0.01 | 0.3 | North | FC | N | 1990-01-03 |  | 1990-01-03 | HYDRO | 5.8
OMAR_2_UNIT 1 | Big Creek-Ventura | KERN RIVER COGENERATION CO. UNIT 1 | 77.25 | 77.25 | 77.25 | 77.25 | 77.25 | 77.25 | 77.25 | 77.25 | 77.25 | 77.25 | 77.25 | 77.25 | South | FC | Y | 1985-05-01 |  | 1985-05-01 | COGENERATION | 78
OMAR_2_UNIT 2 | Big Creek-Ventura | KERN RIVER COGENERATION CO. UNIT 2 | 77.25 | 77.25 | 77.25 | 77.25 | 77.25 | 77.25 | 77.25 | 77.25 | 77.25 | 77.25 | 77.25 | 77.25 | South | FC | Y | 1985-05-01 |  | 1985-05-01 | COGENERATION | 78
OMAR_2_UNIT 3 | Big Creek-Ventura | KERN RIVER COGENERATION CO. UNIT 3 | 77.25 | 77.25 | 77.25 | 77.25 | 77.25 | 77.25 | 77.25 | 77.25 | 77.25 | 77.25 | 77.25 | 77.25 | South | FC | Y | 1985-05-01 |  | 1985-05-01 | COGENERATION | 80
OMAR_2_UNIT 4 | Big Creek-Ventura | KERN RIVER COGENERATION CO. UNIT 4 | 77.25 | 77.25 | 77.25 | 77.25 | 77.25 | 77.25 | 77.25 | 77.25 | 77.25 | 77.25 | 77.25 | 77.25 | South | FC | Y | 1985-05-01 |  | 1985-05-01 | COGENERATION | 80
ORMOND_7_UNIT 1 | Big Creek-Ventura | ORMOND BEACH GEN STA. UNIT 1 | 741.27 | 741.27 | 741.27 | 741.27 | 741.27 | 741.27 | 741.27 | 741.27 | 741.27 | 741.27 | 741.27 | 741.27 | South | FC | Y | 1971-01-01 |  | 1971-01-01 | THERMAL | 741.27 | OTC | 2020-12-31
ORMOND_7_UNIT 2 | Big Creek-Ventura | ORMOND BEACH GEN STA. UNIT 2 | 775 | 775 | 775 | 775 | 775 | 775 | 775 | 775 | 775 | 775 | 775 | 775 | South | FC | Y | 1971-01-01 |  | 1971-01-01 | THERMAL | 775 | OTC | 2020-12-31
OROVIL_6_UNIT | Sierra | OROVILLE COGEN | 7.5 | 7.5 | 7.5 | 7.5 | 7.5 | 7.5 | 7.5 | 7.5 | 7.5 | 7.5 | 7.5 | 7.5 | North | FC | Y | 1989-12-18 |  | 1989-12-18 | COGENERATION | 7.5
OSO_6_NSPIN | Big Creek-Ventura | OSO_6_NSPIN | 13.9875 | 12.7386 | 13.9875 | 13.9875 | 18 | 18 | 18 | 18 | 18 | 18 | 18 | 13.4009 | South | FC | N | 2000-01-01 | USER DEF | UNK | PUMP | 18
OTAY_6_PL1X2 | San Diego-IV | Chula Vista Energy Center, LLC | 35.5 | 35.5 | 35.5 | 35.5 | 35.5 | 35.5 | 35.5 | 35.5 | 35.5 | 35.5 | 35.5 | 35.5 | South | FC | Y | 2006-06-08 |  | 2006-06-08 | PEAKER | 35.5
OTAY_6_UNITB1 | San Diego-IV | OTAY LANDFILL UNITS AGGREGATE | 1.78 | 2.86 | 2.96 | 2.69 | 2.67 | 2.54 | 2.49 | 2.83 | 2.73 | 2.69 | 2.88 | 2.93 | South | FC | N | 1987-01-01 |  | 1987-01-01 | BIOMASS | 3
OTAY_7_UNITC1 | San Diego-IV | Otay 3 | 2.85 | 2.48 | 2.62 | 2.64 | 2.68 | 2.6 | 2.42 | 2.57 | 2.9 | 2.95 | 2.8 | 2.86 | South | FC | N | 2007-03-08 |  | 2007-03-08 | BIOMASS | 3.75
OTMESA_2_PL1X3 | San Diego-IV | OTAY MESA ENERGY CENTER | 603.6 | 603.6 | 603.6 | 603.6 | 603.6 | 603.6 | 603.6 | 603.6 | 603.6 | 603.6 | 603.6 | 603.6 | South | FC | Y | 2009-10-03 |  | 2009-10-03 | THERMAL | 603.68
OXBOW_6_DRUM | Sierra | OXBOW HYDRO | 6 | 6 | 6 | 6 | 6 | 6 | 6 | 6 | 6 | 6 | 6 | 6 | North | FC | Y | 1966-01-01 |  | 1966-01-01 | HYDRO | 6
OXMTN_6_LNDFIL | Bay Area | Ox Mountain Landfill Generating Plant | 9.9293 | 10.3905 | 10.2949 | 10.0858 | 10.2347 | 9.6447 | 9.9051 | 10.042 | 10.2781 | 10.089 | 10.7209 | 10.7812 | North | FC | N | 2009-04-01 |  | 2009-04-01 | BIOMASS | 10.62
PACLUM_6_UNIT | Humboldt | PACIFIC LUMBER (HUMBOLDT) | 12.86 | 13.3 | 7.72 | 6.34 | 10.13 | 18.29 | 19.42 | 19.78 | 22.59 | 20.97 | 16.67 | 10.85 | North | FC | N | 1986-03-22 |  | 1986-03-22 | BIOMASS | 28.8
PACORO_6_UNIT | Sierra | OGDEN POWER PACIFIC, INC. (OROVILLE) | 12.45 | 9.96 | 8.77 | 7.02 | 8.45 | 14.1 | 14.65 | 14.14 | 14.44 | 12.92 | 6.77 | 10.22 | North | FC | N | 1995-09-26 |  | 1995-09-26 | BIOMASS | 23.8
PADUA_2_ONTARO | LA Basin | ONTARIO/SIERRA HYDRO PSP | 0.8 | 1.23 | 1.38 | 1.71 | 1.69 | 1.69 | 0.51 | 0.89 | 0.66 | 0.37 | 0.66 | 0.81 | South | FC | N | 1902-01-01 |  | 1902-01-01 | HYDRO | 1.92
PADUA_6_MWDSDM | LA Basin | San Dimas Hydroelectric Recovery Plant | 3.1067 | 2.7264 | 3.5361 | 7.2538 | 6.1086 | 6.2535 | 4.0607 | 4.6658 | 4.4919 | 6.6924 | 5.9297 | 5.0631 | South | FC | Y | 1981-01-01 |  | 1981-01-01 | HYDRO | 9.9
PADUA_6_QF | LA Basin | PADUA QFS | 0.33 | 0.16 | 0.35 | 0.42 | 0.43 | 0.45 | 0.51 | 0.68 | 0.68 | 0.34 | 0.3 | 0.28 | South | FC | N | 1984-01-01 |  | 1984-01-01 | HYDRO | 30.1
PADUA_7_SDIMAS | LA Basin | San Dimas Wash Hydro | 0 | 0 | 0 | 0 | 1.05 | 1.05 | 1.05 | 1.05 | 1.05 | 0 | 0 | 0 | South | FC | Y | 1986-01-28 |  | 1986-01-28 | HYDRO | 1.05
PALALT_7_COBUG | Bay Area | Cooperatively Owned Back Up Generator | 4.5 | 4.5 | 4.5 | 4.5 | 4.5 | 4.5 | 4.5 | 4.5 | 4.5 | 4.5 | 4.5 | 4.5 | North | FC | N | 2007-10-15 |  | 2007-10-15 | PEAKER | 4.5
PALOMR_2_PL1X3 | San Diego-IV | Palomar Energy Center | 565.61 | 565.61 | 565.61 | 565.61 | 565.61 | 565.61 | 565.61 | 565.61 | 565.61 | 565.61 | 565.61 | 565.61 | South | FC | Y | 2006-03-31 |  | 2006-03-31 | THERMAL | 575
PANDOL_6_UNIT | Big Creek-Ventura | DELANO ENERGY COMPANY AGGREGATE | 36.95 | 41.36 | 34.78 | 38.68 | 30.5 | 32.96 | 46.38 | 46.64 | 46.12 | 36.85 | 45.87 | 43.93 | South | FC | Y | 1990-01-01 |  | 1990-01-01 | BIOMASS | 49
PANSEA_1_PANARO | LA Basin | Mesa Wind Project | 1.17 | 2.71 | 5.78 | 5.55 | 9.05 | 10.07 | 5.23 | 4.21 | 1.46 | 1.74 | 2 | 1.46 | South | FC | N | 2000-01-01 | USER DEF | ID Not Found | UNKNOWN | ID Not Found
PEARBL_2_NSPIN | CAISO System | PEARBL_2_NSPIN | 21 | 21 | 21 | 46 | 46 | 46 | 46 | 46 | 46 | 46 | 46 | 42 | South | FC | N | 2000-01-01 | USER DEF | UNK | PUMP | 46
PHOENX_1_UNIT | Stockton | PHOENIX PH | 0.79 | 0.79 | 1.18 | 1.55 | 1.5 | 1.31 | 1.37 | 1.33 | 1.05 | 0.77 | 1.06 | 1.22 | North | FC | Y | 1940-01-01 |  | 1940-01-01 | HYDRO | 2
PINFLT_7_UNITS | Fresno | PINE FLAT HYDRO AGGREGATE | 0 | 0 | 19.35 | 42.4 | 93.4 | 140.1 | 104.85 | 65.25 | 0 | 0 | 0 | 0 | North | FC | Y | 1984-01-01 |  | 1984-01-01 | HYDRO | 210
PIT1_7_UNIT 1 | CAISO System | PIT PH 1 UNIT 1 | 30.5 | 30.5 | 30.5 | 30.5 | 30.5 | 30.5 | 30.5 | 30.5 | 30.5 | 30.5 | 30.5 | 30.5 | North | FC | Y | 1922-01-01 |  | 1922-01-01 | HYDRO | 32
PIT1_7_UNIT 2 | CAISO System | PIT PH 1 UNIT 2 | 30.5 | 30.5 | 30.5 | 30.5 | 30.5 | 30.5 | 30.5 | 30.5 | 30.5 | 30.5 | 30.5 | 30.5 | North | FC | Y | 1922-01-01 |  | 1922-01-01 | HYDRO | 32
PIT3_7_PL1X3 | CAISO System | PIT PH 3 UNITS 1, 2 & 3 AGGREGATE | 70.6 | 70.6 | 70.6 | 70.6 | 70.6 | 70.6 | 70.6 | 70.6 | 70.6 | 70.6 | 70.6 | 70.6 | North | FC | Y | 1925-01-01 |  | 1925-01-01 | HYDRO | 70.6
PIT4_7_PL1X2 | CAISO System | PIT PH 4 UNITS 1 & 2 AGGREGATE | 95 | 95 | 95 | 95 | 95 | 95 | 95 | 95 | 95 | 95 | 95 | 95 | North | FC | Y | 1955-01-01 |  | 1955-01-01 | HYDRO | 95
PIT5_7_PL1X2 | CAISO System | PIT PH 5 UNITS 1 & 2 AGGREGATE | 80 | 80 | 80 | 80 | 80 | 80 | 80 | 80 | 80 | 80 | 80 | 80 | North | FC | Y | 1944-01-01 |  | 1944-01-01 | HYDRO | 82
PIT5_7_PL3X4 | CAISO System | PIT PH 5 UNITS 3 & 4 AGGREGATE | 80 | 80 | 80 | 80 | 80 | 80 | 80 | 80 | 80 | 80 | 80 | 80 | North | FC | Y | 1944-01-01 |  | 1944-01-01 | HYDRO | 82
PIT5_7_QFUNTS | CAISO System | PIT 5 HYDRO QF UNITS | 0.66 | 0.78 | 1.11 | 1.33 | 1.08 | 0.86 | 0.36 | 0.2 | 0.2 | 0.19 | 0.2 | 0.57 | North | FC | N | 1987-08-15 |  | 1987-08-15 | HYDRO | 3.75
PIT6_7_UNIT 1 | CAISO System | PIT PH 6 UNIT 1 | 39 | 39 | 39 | 39 | 39 | 39 | 39 | 39 | 39 | 39 | 39 | 39 | North | FC | Y | 1965-01-01 |  | 1965-01-01 | HYDRO | 39
PIT6_7_UNIT 2 | CAISO System | PIT PH 6 UNIT 2 | 40 | 40 | 40 | 40 | 40 | 40 | 40 | 40 | 40 | 40 | 40 | 40 | North | FC | Y | 1965-01-01 |  | 1965-01-01 | HYDRO | 40
PIT7_7_UNIT 1 | CAISO System | PIT PH 7 UNIT 1 | 55.7 | 55.7 | 55.7 | 55.7 | 55.7 | 55.7 | 55.7 | 55.7 | 55.7 | 55.7 | 55.7 | 55.7 | North | FC | Y | 1965-01-01 |  | 1965-01-01 | HYDRO | 55.7
PIT7_7_UNIT 2 | CAISO System | PIT PH 7 UNIT 2 | 54.6 | 54.6 | 54.6 | 54.6 | 54.6 | 54.6 | 54.6 | 54.6 | 54.6 | 54.6 | 54.6 | 54.6 | North | FC | Y | 1965-01-01 |  | 1965-01-01 | HYDRO | 54.6
PITTSP_7_UNIT 5 | Bay Area | PITTSBURG UNIT 5 | 312 | 312 | 312 | 312 | 312 | 312 | 312 | 312 | 312 | 312 | 312 | 312 | North | FC | Y | 1960-01-01 |  | 1960-01-01 | THERMAL | 312 | OTC | 2017-12-31
PITTSP_7_UNIT 6 | Bay Area | PITTSBURG UNIT 6 | 317 | 317 | 317 | 317 | 317 | 317 | 317 | 317 | 317 | 317 | 317 | 317 | North | FC | Y | 1961-01-01 |  | 1961-01-01 | THERMAL | 317 | OTC | 2017-12-31
PITTSP_7_UNIT 7 | Bay Area | PITTSBURG UNIT 7 | 682 | 682 | 682 | 682 | 682 | 682 | 682 | 682 | 682 | 682 | 682 | 682 | North | FC | Y | 1972-01-01 |  | 1972-01-01 | THERMAL | 682 | OTC | 2017-12-31
PLACVL_1_CHILIB | Sierra | Chili Bar Hydro | 3.46 | 3.14 | 4.09 | 6.64 | 7.06 | 5.26 | 4.05 | 3.46 | 3.07 | 2.48 | 1.47 | 2.96 | North | FC | Y | 1965-01-01 |  | 1965-01-01 | HYDRO | 8.4
PLACVL_1_RCKCRE | Sierra | PLACER UNIT (ROCK CREEK) | 0.54 | 0.46 | 1.29 | 1.59 | 0.69 | 0.32 | 0.06 | 0 | 0 | 0 | 0.11 | 0.74 | North | FC | N | 1986-04-24 |  | 1986-04-24 | HYDRO | 5
PLSNTG_7_LNCLND | Sierra | Lincoln Landfill Power Plant | 2.2 | 2.2 | 1.75 | 2.03 | 1.98 | 1.91 | 1.85 | 1.86 | 2.12 | 2.2 | 2.28 | 2.57 | North | FC | N | 1985-01-01 |  | 1985-01-01 | BIOMASS | 2.1
PNCHEG_2_PL1X4 | CAISO System | PANOCHE ENERGY CENTER (Aggregated) | 380.96 | 380.96 | 380.96 | 380.96 | 380.96 | 380.96 | 380.96 | 380.96 | 380.96 | 380.96 | 380.96 | 380.96 | North | FC | Y | 2009-05-28 |  | 2009-05-28 | PEAKER | 400
PNCHPP_1_PL1X2 | Fresno | STARWOOD POWER - MIDWAY LLC | 111.16 | 111.16 | 111.16 | 111.16 | 111.16 | 111.16 | 111.16 | 111.16 | 111.16 | 111.16 | 111.16 | 111.16 | North | FC | Y | 2009-05-04 |  | 2009-05-04 | PEAKER | 119.91
PNOCHE_1_PL1X2 | Fresno | Panoche Peaker | 49.97 | 49.97 | 49.97 | 49.97 | 49.97 | 49.97 | 49.97 | 49.97 | 49.97 | 49.97 | 49.97 | 49.97 | North | FC | Y | 2005-06-14 |  | 2005-06-14 | PEAKER | 49.97
PNOCHE_1_UNITA1 | Fresno | CalPeak Power Panoche Unit 1 | 48 | 48 | 48 | 48 | 48 | 48 | 48 | 48 | 48 | 48 | 48 | 48 | North | FC | Y | 2001-12-27 |  | 2001-12-27 | PEAKER | 52.01
POEPH_7_UNIT 1 | Sierra | POE HYDRO UNIT 1 | 60 | 60 | 60 | 60 | 60 | 60 | 60 | 60 | 60 | 60 | 60 | 60 | North | FC | Y | 1958-01-01 |  | 1958-01-01 | HYDRO | 69
POEPH_7_UNIT 2 | Sierra | POE HYDRO UNIT 2 | 60 | 60 | 60 | 60 | 60 | 60 | 60 | 60 | 60 | 60 | 60 | 60 | North | FC | Y | 1958-01-01 |  | 1958-01-01 | HYDRO | 68.5
POTTER_6_UNITS | NCNB | Potter Valley | 9.2 | 9.2 | 9.2 | 9.2 | 9.2 | 9.2 | 9.2 | 9.2 | 9.2 | 9.2 | 9.2 | 9.2 | North | FC | Y | 1910-01-01 |  | 1910-01-01 | HYDRO | 10.1
POTTER_7_VECINO | NCNB | Vecino Vineyards LLC | 0.03 | 0.02 | 0 | 0.01 | 0.03 | 0.03 | 0.03 | 0.03 | 0.02 | 0.01 | 0.02 | 0.03 | North | FC | N | 1990-03-27 |  | 1990-03-27 | HYDRO | 1.25
PSWEET_7_QFUNTS | CAISO System | PSWEET_7_QFUNTS | 0 | 0 | 0 | 0 | 0 | 0 | 0 | 0 | 0 | 0 | 0 | 0 | North | FC | N | 1987-09-01 |  | 1987-09-01 | VARIOUS | 1
PTLOMA_6_NTCCGN | San Diego-IV | AEI MCRD STEAM TURBINE | 1.5 | 1.54 | 1.99 | 2.02 | 1.74 | 1.83 | 1.72 | 1.98 | 1.84 | 1.93 | 1.46 | 1.28 | South | FC | N | 1979-12-01 | SDGE comments | 1989-01-01 | COGENERATION | 2.58
PTLOMA_6_NTCQF | San Diego-IV | NTC/MCRD COGENERATION | 21.95 | 21.16 | 20.87 | 19.59 | 16.97 | 16.92 | 16.92 | 19.44 | 17 | 17.89 | 19.06 | 18.44 | South | FC | N | 1979-12-01 | SDGE comments | 1989-01-01 | COGENERATION | 22.3
PWEST_1_UNIT | LA Basin | PACIFIC WEST 1 WIND GENERATION | 0.05 | 0.12 | 0.55 | 0.15 | 0.51 | 0.46 | 0.14 | 0.06 | 0.09 | 0.09 | 0.06 | 0.08 | South | FC | N | 1999-01-01 | http://en.openei.org/wiki/Pacific_West_I_Wind_Farm | UNK | WIND | 2.1
RCKCRK_7_UNIT 1 | Sierra | ROCK CREEK HYDRO UNIT 1 | 56 | 56 | 56 | 56 | 56 | 56 | 56 | 56 | 56 | 56 | 56 | 56 | North | FC | Y | 1950-01-01 |  | 1950-01-01 | HYDRO | 57
RCKCRK_7_UNIT 2 | Sierra | ROCK CREEK HYDRO UNIT 2 | 56 | 56 | 56 | 56 | 56 | 56 | 56 | 56 | 56 | 56 | 56 | 56 | North | FC | Y | 1950-01-01 |  | 1950-01-01 | HYDRO | 56.9
RECTOR_2_KAWEAH | Big Creek-Ventura | KAWEAH PH 2 & 3 PSP AGGREGATE | 4.52 | 5.93 | 6.26 | 6.34 | 6.26 | 5.34 | 5.4 | 2.76 | 0 | 3.01 | 4.54 | 4.31 | South | FC | N | 1913-01-01 |  | 1913-01-01 | HYDRO | 6.55
RECTOR_2_KAWH 1 | Big Creek-Ventura | KAWEAH PH 1 UNIT 1 | 1.19 | 1.03 | 0.38 | 1.03 | 1.58 | 1.49 | 1.42 | 1.29 | 1.18 | 0.47 | 1.16 | 0.76 | South | FC | N | 1929-01-01 |  | 1929-01-01 | HYDRO | 2.25
RECTOR_2_QF | Big Creek-Ventura | RECTOR QFS | 2.47 | 2.59 | 1.59 | 5.41 | 11.51 | 18.69 | 17.73 | 9.48 | 2.98 | 0 | 0 | 0.22 | South | FC | N | 1984-01-01 |  | 1984-01-01 | HYDRO | 19.5
RECTOR_7_TULARE | Big Creek-Ventura | RECTOR_7_TULARE | 0.65 | 0.73 | 0.6 | 0.53 | 0.41 | 0.4 | 0.21 | 0.17 | 0.17 | 0.18 | 0.17 | 0.19 | South | FC | N | 1998-05-08 |  | 1998-05-08 | BIOMASS | 1.6
REDBLF_6_UNIT | CAISO System | RED BLUFF PEAKER PLANT | 44 | 44 | 44 | 44 | 44 | 44 | 44 | 44 | 44 | 44 | 44 | 44 | North | FC | Y | 2001-08-11 |  | 2001-08-11 | PEAKER | 44
REDOND_7_UNIT 5 | LA Basin | REDONDO GEN STA. UNIT 5 | 178.87 | 178.87 | 178.87 | 178.87 | 178.87 | 178.87 | 178.87 | 178.87 | 178.87 | 178.87 | 178.87 | 178.87 | South | FC | Y | 1954-01-01 |  | 1954-01-01 | THERMAL | 178.87 | OTC | 2020-12-31
REDOND_7_UNIT 6 | LA Basin | REDONDO GEN STA. UNIT 6 | 175 | 175 | 175 | 175 | 175 | 175 | 175 | 175 | 175 | 175 | 175 | 175 | South | FC | Y | 1957-01-01 |  | 1957-01-01 | THERMAL | 175 | OTC | 2020-12-31
REDOND_7_UNIT 7 | LA Basin | REDONDO GEN STA. UNIT 7 | 505.96 | 505.96 | 505.96 | 505.96 | 505.96 | 505.96 | 505.96 | 505.96 | 505.96 | 505.96 | 505.96 | 505.96 | South | FC | Y | 1967-01-01 |  | 1967-01-01 | THERMAL | 505.96 | OTC | 2020-12-31
REDOND_7_UNIT 8 | LA Basin | REDONDO GEN STA. UNIT 8 | 495.9 | 495.9 | 495.9 | 495.9 | 495.9 | 495.9 | 495.9 | 495.9 | 495.9 | 495.9 | 495.9 | 495.9 | South | FC | Y | 1967-01-01 |  | 1967-01-01 | THERMAL | 495.9 | OTC | 2020-12-31
RENWD_1_QF | LA Basin | Renwind re-powering project | 0.39 | 0.9 | 1.92 | 2.16 | 3.09 | 3.23 | 2.08 | 1.74 | 0.63 | 0.77 | 0.71 | 0.56 | South | FC | N | 2000-01-01 | USER DEF | ID Not Found | UNKNOWN | ID Not Found
RHONDO_2_QF | LA Basin | RIO HONDO QFS | 0.14 | 1.65 | 2.42 | 3.25 | 3.16 | 2.97 | 1.71 | 2.51 | 2.31 | 1.63 | 0.9 | 0.42 | South | FC | N | 1987-01-01 |  | 1987-01-01 | VARIOUS | 5.1
RHONDO_6_PUENTE | LA Basin | Puente Hills GTE Facility Phase II | 0.05 | 0 | 0 | 0 | 0 | 0 | 0 | 0 | 0 | 0.22 | 0.14 | 0.18 | South | FC | N | 2007-12-07 |  | 2007-12-07 | BIOMASS | 4
RICHMN_7_BAYENV | Bay Area | BAY ENVIRONMENTAL (NOVE POWER) | 1.957 | 2.0799 | 2.0741 | 2.0951 | 2.0328 | 1.8369 | 1.9293 | 1.7943 | 1.8678 | 1.8966 | 1.6882 | 1.9636 | North | FC | N | 1985-01-01 |  | 1985-01-01 | BIOMASS | 2.5
RIOBRV_6_UNIT 1 | CAISO System | RIO BRAVO FRESNO | 2.96 | 2.65 | 3.6 | 5.13 | 5.75 | 7.41 | 6.27 | 6.91 | 4.5 | 3.4 | 1.02 | 0.77 | North | FC | N | 1989-05-18 |  | 1989-05-18 | HYDRO | 18.4
RIOOSO_1_QF | Sierra | SMALL QF AGGREGATION - GRASS VALLEY | 1 | 0.76 | 1.36 | 2.04 | 2.02 | 1.69 | 1.61 | 1.37 | 1.19 | 0.64 | 0.45 | 0.89 | North | FC | N | 1984-01-01 |  | 1984-01-01 | HYDRO | 7.5
ROLLIN_6_UNIT | Sierra | ROLLINS HYDRO | 7.45 | 6.97 | 9.37 | 11.16 | 11.55 | 11.65 | 11.43 | 11.09 | 10.94 | 8.29 | 7.94 | 8.12 | North | FC | Y | 1980-01-01 |  | 1980-01-01 | HYDRO | 13.5
ROSMDW_2_WIND1 | CAISO System | Pacific Wind - Phase 1 | 5.49 | 12.68 | 26.97 | 30.33 | 43.34 | 45.27 | 29.2 | 24.44 | 8.89 | 10.84 | 10 | 7.89 | South | FC | N | 2012-07-19 |  | 2012-07-19 | WIND | 140
RUSCTY_2_UNITS | Bay Area | Russell City Energy Center | 612 | 607.9 | 607.9 | 600.7 | 595.8 | 589.2 | 585.7 | 585.7 | 589.1 | 594.2 | 605.1 | 612.8 | North | FC | Y | 2013-08-08 |  | 2013-08-08 | THERMAL | 625
RVRVEW_1_UNITA1 | Bay Area | Riverview Energy Center (GP Antioch) | 48.7 | 48.7 | 48.7 | 48.7 | 47.7 | 46 | 46 | 46 | 47 | 48.7 | 48.7 | 48.7 | North | FC | Y | 2003-05-02 |  | 2003-05-02 | PEAKER | 48.7
RVSIDE_2_RERCU3 | LA Basin | Riverside Energy Res. Ctr Unit 3 | 48.5 | 48.5 | 48.5 | 48.5 | 48.5 | 48.5 | 48.5 | 48.5 | 48.5 | 48.5 | 48.5 | 48.5 | South | FC | Y | 2011-04-01 |  | 2011-04-01 | PEAKER | 49
RVSIDE_2_RERCU4 | LA Basin | Riverside Energy Res. Ctr Unit 4 | 48.5 | 48.5 | 48.5 | 48.5 | 48.5 | 48.5 | 48.5 | 48.5 | 48.5 | 48.5 | 48.5 | 48.5 | South | FC | Y | 2011-04-01 |  | 2011-04-01 | PEAKER | 49
RVSIDE_6_RERCU1 | LA Basin | Riverside Energy Res. Ctr Unit 1 | 48.35 | 48.35 | 48.35 | 48.35 | 48.35 | 48.35 | 48.35 | 48.35 | 48.35 | 48.35 | 48.35 | 48.35 | South | FC | Y | 2006-06-01 |  | 2006-06-01 | COGENERATION | 48.35
RVSIDE_6_RERCU2 | LA Basin | Riverside Energy Res. Ctr Unit 2 | 48.5 | 48.5 | 48.5 | 48.5 | 48.5 | 48.5 | 48.5 | 48.5 | 48.5 | 48.5 | 48.5 | 48.5 | South | FC | Y | 2006-06-01 |  | 2006-06-01 | COGENERATION | 48.5
RVSIDE_6_SPRING | LA Basin | SPRINGS GENERATION PROJECT AGGREGATE | 36 | 36 | 36 | 36 | 36 | 36 | 36 | 36 | 36 | 36 | 36 | 36 | South | FC | Y | 2002-06-13 |  | 2002-06-13 | PEAKER | 36
SALIRV_2_UNIT | CAISO System | SALINAS RIVER COGEN CO. | 33.74 | 34.68 | 33.66 | 33.23 | 29.81 | 32.81 | 32 | 30.53 | 31.52 | 31.97 | 33.31 | 33.68 | North | FC | N | 1991-10-11 |  | 1991-10-11 | COGENERATION | 57
SALTSP_7_UNITS | CAISO System | SALT SPRINGS HYDRO AGGREGATE | 33.82 | 33.72 | 34.18 | 34.94 | 36.51 | 37.92 | 37.97 | 37.57 | 37.26 | 36.85 | 36.27 | 35.26 | North | FC | Y | 1931-01-01 |  | 1931-01-01 | HYDRO | 46
SAMPSN_6_KELCO1 | San Diego-IV | KELCO QUALIFYING FACILITY | 2.12 | 1.11 | 2.19 | 2.79 | 0.86 | 0.92 | 0.57 | 1 | 0.52 | 1.34 | 0.9 | 2.01 | South | FC | N | 1983-01-01 |  | 1983-01-01 | COGENERATION | 25
SANJOA_1_UNIT 1 | CAISO System | SAN JOAQUIN COGEN | 48 | 48 | 48 | 48 | 48 | 48 | 48 | 48 | 48 | 48 | 48 | 48 | North | FC | Y | 1990-01-01 |  | 1990-01-01 | COGENERATION | 48
SANTFG_7_UNITS | NCNB | GEYSERS CALISTOGA AGGREGATE | 60 | 60 | 60 | 60 | 60 | 60 | 60 | 60 | 60 | 60 | 60 | 60 | North | FC | Y | 1984-03-14 |  | 1984-03-14 | GEOTHERMAL | 92.1
SANTGO_6_COYOTE | LA Basin | GAS RECOVERY SYS. (COYOTE CANYON) | 6.24 | 6.21 | 5.92 | 6.35 | 6.37 | 6.31 | 6.05 | 6.26 | 6.85 | 6.25 | 6.27 | 5.96 | South | FC | N | 1989-01-01 |  | 1989-01-01 | BIOMASS | 9.99
SANWD_1_QF | LA Basin | San Gorgonio Farms Wind Farm | 0.51 | 1.72 | 4.1 | 5.92 | 9.66 | 11.12 | 5.74 | 4.48 | 1.73 | 2.1 | 2.12 | 1.7 | South | FC | N | 2012-03-27 |  | 2012-03-27 | WIND | 31
SARGNT_2_UNIT | CAISO System | SARGENT CANYON COGEN. COMPANY | 33.94 | 33.4 | 33.26 | 32.94 | 32.38 | 32.27 | 31.55 | 32.1 | 31.73 | 32.49 | 31.02 | 30.17 | North | FC | N | 1991-10-07 |  | 1991-10-07 | COGENERATION | 57.1
SAUGUS_2_TOLAND | Big Creek-Ventura | Toland Landfill gas to Energy Project | [12 empty] | South | EO | N | 2009-08-25 |  | 2009-08-25 | BIOMASS | 1.57 | bar: JAN to DEC
SAUGUS_6_MWDFTH | Big Creek-Ventura | Foothill Hydroelectric Recovery Plant | 6.1929 | 3.3578 | 5.1394 | 4.8283 | 6.0876 | 7.2156 | 7.1869 | 6.9075 | 6.9148 | 5.7038 | 5.9217 | 4.462 | South | FC | Y | 1981-01-01 |  | 1981-01-01 | HYDRO | 9.1
SAUGUS_6_PTCHGN | Big Creek-Ventura | COUNTY OF LOS ANGELES -- PITCHLE | 20.83 | 21.28 | 20.65 | 13.7 | 19.86 | 20.82 | 19.59 | 18.95 | 19.65 | 18.14 | 20.3 | 21.21 | South | FC | N | 1988-07-14 |  | 1988-07-14 | COGENERATION | 29.8
SAUGUS_6_QF | Big Creek-Ventura | SAUGUS QFS | 0.53 | 0.08 | 0.38 | 0.57 | 0.72 | 0.95 | 0.94 | 0.92 | 0.9 | 0.78 | 0.61 | 0.32 | South | FC | N | 1987-01-01 |  | 1987-01-01 | HYDRO | 8.9
SAUGUS_7_CHIQCN | Big Creek-Ventura | Chiquita Canyon Landfill Fac | 3.79 | 4.46 | 3.87 | 3.43 | 3.25 | 3.38 | 2.7 | 2.02 | 3.21 | 5.17 | 3.12 | 5.39 | South | FC | N | 2010-11-23 |  | 2010-11-23 | BIOMASS | 8
SAUGUS_7_LOPEZ | Big Creek-Ventura | MM Lopez Energy | 4.74 | 4.34 | 5.46 | 5.71 | 5.44 | 4.78 | 5.26 | 5.42 | 5.64 | 5.55 | 5.51 | 4.75 | South | FC | Y | 1999-01-05 |  | 1999-01-05 | BIOMASS | 6.1
SBERDO_2_PSP3 | LA Basin | Mountainview Gen Sta. Unit 3 | 484.5 | 484.5 | 484.5 | 484.5 | 484.5 | 484.5 | 484.5 | 484.5 | 484.5 | 484.5 | 484.5 | 484.5 | South | FC | Y | 2005-12-10 |  | 2005-12-10 | THERMAL | 525
SBERDO_2_PSP4 | LA Basin | Mountainview Gen Sta. Unit 4 | 484.5 | 484.5 | 484.5 | 484.5 | 484.5 | 484.5 | 484.5 | 484.5 | 484.5 | 484.5 | 484.5 | 484.5 | South | FC | Y | 2006-01-19 |  | 2006-01-19 | THERMAL | 525
SBERDO_2_QF | LA Basin | SAN BERADINO QFS | 0.03 | 0.07 | 0.08 | 0.08 | 0.06 | 0.21 | 0.11 | 0.09 | 0.17 | 0.06 | 0.31 | 0.3 | South | FC | N | 1989-01-01 |  | 1989-01-01 | COGENERATION | 10.6
SBERDO_2_REDLND | LA Basin | Redlands RT Solar | [12 empty] | South | EO | N | 2011-03-23 |  | 2011-03-23 | SOLAR | 2 | bar: JAN to DEC
SBERDO_2_SNTANA | LA Basin | SANTA ANA PSP | 0.24 | 0.22 | 0.6 | 1.05 | 2.24 | 3.15 | 1.92 | 0.61 | 0.8 | 0.71 | 0.56 | 0.86 | South | FC | N | 1947-01-01 |  | 1947-01-01 | HYDRO | 6.95
SBERDO_6_MILLCK | LA Basin | MILL CREEK PSP | 1.13 | 2.5 | 1.97 | 1.95 | 2.31 | 2.37 | 2.06 | 2.27 | 1.9 | 1.21 | 1.03 | 1.49 | South | FC | N | 1903-01-01 |  | 1903-01-01 | HYDRO | 3.93
SCHLTE_1_PL1X3 | Stockton | Tracy Combined Cycle Power Plant | 327.7 | 325 | 321.6 | 323.4 | 299.4 | 299.4 | 299.4 | 299.4 | 299.4 | 321 | 322.9 | 327.4 | North | FC | Y | 2012-11-01 |  | 2012-11-01 | PEAKER | 332.28
SCHNDR_1_FIVPTS | Fresno | Five Points Solar Station | [12 empty] | North | EO | Y | 2011-10-07 |  | 2011-10-07 | SOLAR | 15 | bar: JAN to DEC
SCHNDR_1_WSTSDE | Fresno | Westside Solar Station | [12 empty] | North | EO | Y | 2011-09-13 |  | 2011-09-13 | SOLAR | 15 | bar: JAN to DEC
SEARLS_7_ARGUS | CAISO System | NORTH AMERICAN ARGUS | 12.98 | 12.93 | 13.56 | 13.44 | 13.25 | 14.05 | 13.22 | 12.39 | 11.77 | 8.62 | 9.26 | 10.92 | South | FC | N | 1983-04-01 |  | 1983-04-01 | COGENERATION | 62.5
SEARLS_7_WESTEN | CAISO System | NORTH AMERICAN WESTEND | 0 | 0 | 0 | 0 | 0 | 0 | 0 | 0 | 0 | 0 | 0 | 0 | South | FC | N | 1979-06-25 |  | 1979-06-25 | COGENERATION | 15.5
SEAWST_6_LAPOS | Bay Area | SEA WEST WIND QF AGGREGATION | 0 | 0.02 | 0.16 | 0.17 | 0.3 | 0.26 | 0.35 | 0.24 | 0.11 | 0.07 | 0 | 0 | North | FC | N | 1983-01-01 |  | 1983-01-01 | WIND | 100
SEGS_1_SEGS2 | CAISO System | SUNRAY ENERGY, INC. - SEGS 2 | 0 | 0.02 | 0.47 | 5.15 | 11.42 | 32.26 | 22.06 | 30.17 | 20.44 | 1.42 | 0.02 | 0 | South | FC | N | 1984-11-02 |  | 1984-11-02 | SOLAR | 38.44
SENTNL_2_CTG1 | LA Basin | CPV Sentinel Unit 1 | 91 | 91 | 91 | 91 | 91 | 91 | 91 | 91 | 91 | 91 | 91 | 91 | South | FC | Y | 2013-05-06 |  | 2013-05-06 | PEAKER | 91
SENTNL_2_CTG2 | LA Basin | CPV Sentinel Unit 2 | 91 | 91 | 91 | 91 | 91 | 91 | 91 | 91 | 91 | 91 | 91 | 91 | South | FC | Y | 2013-05-06 |  | 2013-05-06 | PEAKER | 91
SENTNL_2_CTG3 | LA Basin | CPV Sentinel Unit 3 | 91 | 91 | 91 | 91 | 91 | 91 | 91 | 91 | 91 | 91 | 91 | 91 | South | FC | Y | 2013-05-06 |  | 2013-05-06 | PEAKER | 91
SENTNL_2_CTG4 | LA Basin | CPV Sentinel Unit 4 | 91 | 91 | 91 | 91 | 91 | 91 | 91 | 91 | 91 | 91 | 91 | 91 | South | FC | Y | 2013-05-06 |  | 2013-05-06 | PEAKER | 91
SENTNL_2_CTG5 | LA Basin | CPV Sentinel Unit 5 | 91 | 91 | 91 | 91 | 91 | 91 | 91 | 91 | 91 | 91 | 91 | 91 | South | FC | Y | 2013-05-06 |  | 2013-05-06 | PEAKER | 91
SENTNL_2_CTG6 | LA Basin | CPV Sentinel Unit 6 | 91 | 91 | 91 | 91 | 91 | 91 | 91 | 91 | 91 | 91 | 91 | 91 | South | FC | Y | 2013-05-06 |  | 2013-05-06 | PEAKER | 91
SENTNL_2_CTG7 | LA Basin | CPV Sentinel Unit 7 | 91 | 91 | 91 | 91 | 91 | 91 | 91 | 91 | 91 | 91 | 91 | 91 | South | FC | Y | 2013-05-06 |  | 2013-05-06 | PEAKER | 91
SENTNL_2_CTG8 | LA Basin | CPV Sentinel Unit 8 | 91 | 91 | 91 | 91 | 91 | 91 | 91 | 91 | 91 | 91 | 91 | 91 | South | FC | Y | 2013-05-06 |  | 2013-05-06 | PEAKER | 91
SGREGY_6_SANGER | Fresno | DYNAMIS COGEN | 28.62 | 27.99 | 30.84 | 22.06 | 28.16 | 28.81 | 27.62 | 28.13 | 27.28 | 29.8 | 28.08 | 28.62 | North | FC | N | 1990-12-11 |  | 1990-12-11 | COGENERATION | 48.3
SIERRA_1_UNITS | Kern | HIGH SIERRA LIMITED | 47 | 47 | 47 | 47 | 47 | 47 | 47 | 47 | 47 | 47 | 47 | 47 | North | FC | Y | 1989-02-24 |  | 1989-02-24 | COGENERATION | 52.43
SISQUC_1_SMARIA | CAISO System | Santa Maria II LFG Power Plant | 0.44 | 0.47 | 0.48 | 0.45 | 0.47 | 0.37 | 0.37 | 0.23 | 0.76 | 0.73 | 0.79 | 0.6 | North | FC | N | 2010-09-27 |  | 2010-09-27 | BIOMASS | 1.42
SLUISP_2_UNITS | CAISO System | SAN LUIS (GIANELLI) PUMP-GEN (AGGREGATE) | 0 | 0 | 0 | 100.8782 | 81.2993 | 65.4029 | 32.7454 | 9.3307 | 0 | 0 | 0 | 0 | North | FC | N | 1967-01-01 |  | 1967-01-01 | HYDRO | 374.43
SLYCRK_1_UNIT 1 | Sierra | SLY CREEK HYDRO | 6.35 | 6.63 | 9.49 | 12.01 | 13 | 13 | 12.92 | 10.36 | 8.3 | 8 | 7.85 | 6.94 | North | FC | Y | 1983-01-01 |  | 1983-01-01 | HYDRO | 13
SMARQF_1_UNIT 1 | CAISO System | SANTA MARIA COGEN | 0 | 0 | 0 | 0 | 0 | 0 | 0 | 0 | 0 | 0 | 0 | 0 | North | FC | N | 1989-06-21 |  | 1989-06-21 | COGENERATION | 8.1
SMPRIP_1_SMPSON | CAISO System | RIPON COGENERATION, INC. | 30.06 | 32.79 | 29.66 | 20.28 | 31.23 | 32.73 | 30.29 | 33.02 | 30.66 | 31.51 | 22.01 | 30.35 | North | FC | N | 1988-04-19 |  | 1988-04-19 | COGENERATION | 56.9
SMRCOS_6_LNDFIL | San Diego-IV | San Marcos Energy | 0.87 | 0.86 | 0.8 | 0.76 | 0.69 | 0.67 | 0.65 | 0.65 | 0.67 | 0.63 | 0.7 | 0.72 | South | FC | N | 2011-05-20 |  | 2011-05-20 | BIOMASS | 1.5
SMUDGO_7_UNIT 1 | NCNB | SONOMA POWER PLANT | 37 | 37 | 37 | 37 | 37 | 37 | 37 | 37 | 37 | 37 | 37 | 37 | North | FC | N | 1983-01-01 |  | 1983-01-01 | GEOTHERMAL | 53
SNCLRA_6_OXGEN | Big Creek-Ventura | E.F. OXNARD INCORPORATED | 32.46 | 32.26 | 19.36 | 23.98 | 26.66 | 35.17 | 32.56 | 35.7 | 30.84 | 34.1 | 32.47 | 34.11 | South | FC | N | 1990-04-13 |  | 1990-04-13 | COGENERATION | 48.9
SNCLRA_6_PROCGN | Big Creek-Ventura | PROCTER AND GAMBLE OXNARD II | 46.49 | 44.93 | 47.21 | 46.86 | 45.27 | 46.33 | 46.7 | 46.26 | 45.38 | 41.98 | 46.35 | 45.29 | South | FC | N | 1998-11-17 |  | 1998-11-17 | COGENERATION | 49.5
SNCLRA_6_QF | Big Creek-Ventura | SANTA CLARA QFS | 0 | 0 | 0 | 0 | 0 | 0 | 0 | 0 | 0 | 0 | 0 | 0 | South | FC | N | 1987-01-01 |  | 1987-01-01 | VARIOUS | 12.9
SNCLRA_6_WILLMT | Big Creek-Ventura | WILLIAMETTE | 12.17 | 12.68 | 11.58 | 12.88 | 13.38 | 13.91 | 13.63 | 13.94 | 13.02 | 11.84 | 10.84 | 11.46 | South | FC | N | 1986-03-14 |  | 1986-03-14 | COGENERATION | 27.81
SNDBAR_7_UNIT 1 | Stockton | SAND BAR HYDRO | 7.58 | 5.93 | 7.16 | 9.38 | 13.4 | 14.02 | 13.78 | 13.11 | 12.55 | 9.14 | 7.9 | 10.02 | North | FC | N | 1986-05-19 |  | 1986-05-19 | HYDRO | 18.6
SNMALF_6_UNITS | NCNB | Sonoma County Landfill | 4.33 | 4.54 | 4.77 | 4.61 | 4.63 | 4.55 | 4.19 | 4.14 | 4 | 3.99 | 4.05 | 4.13 | North | FC | N | 1993-04-30 |  | 1993-04-30 | BIOMASS | 7.5
SOUTH_2_UNIT | CAISO System | SOUTH HYDRO | 5.43 | 5.36 | 6.31 | 5.86 | 6.71 | 5.92 | 5.19 | 4.4 | 3.81 | 4.2 | 4.39 | 5.33 | North | FC | Y | 1979-01-01 |  | 1979-01-01 | HYDRO | 7.1
SPAULD_6_UNIT 3 | Sierra | SPAULDING HYDRO PH 3 UNIT | 2.67 | 2.57 | 3.75 | 5.44 | 5.73 | 5.52 | 5.39 | 6.12 | 5.67 | 4.46 | 3.15 | 3.24 | North | FC | Y | 1928-01-01 |  | 1928-01-01 | HYDRO | 6.5
SPAULD_6_UNIT12 | Sierra | SPAULDING HYDRO PH 1 & 2 AGGREGATE | 5.93 | 6.14 | 9.43 | 11.12 | 11.4 | 11.4 | 11.4 | 9.91 | 7.73 | 9.06 | 9.54 | 7.93 | North | FC | Y | 1929-01-01 |  | 1929-01-01 | HYDRO | 11.4
SPBURN_2_UNIT 1 | CAISO System | SIERRA PACIFIC IND. (BURNEY) | 10.08 | 10.56 | 10.31 | 8.96 | 9.7 | 12.95 | 12.93 | 12.94 | 11.13 | 8.87 | 10.66 | 10.88 | North | FC | N | 1986-01-01 |  | 1986-01-01 | BIOMASS | 22
SPBURN_7_SNOWMT | CAISO System | SPBURN_7_SNOWMT | 0.14 | 0.09 | 1.28 | 1.95 | 2 | 1.21 | 0.04 | 0 | 0 | 0.01 | 0.04 | 0.65 | North | FC | N | 1990-03-28 |  | 1990-03-28 | HYDRO | 3
SPI LI_2_UNIT 1 | Sierra | SIERRA PACIFIC IND. (LINCOLN) | 8.06 | 7.9 | 7.53 | 7.27 | 9.64 | 9.53 | 9.69 | 9.34 | 8.92 | 8.12 | 6.97 | 7.78 | North | FC | N | 1986-06-03 |  | 1986-06-03 | BIOMASS | 17.2
SPIAND_1_UNIT | CAISO System | SIERRA PACIFIC IND. (ANDERSON) | 0.38 | 0.41 | 0.39 | 0.38 | 0.54 | 0.53 | 0.62 | 0.5 | 0.52 | 0.41 | 0.33 | 0.43 | North | FC | N | 1986-11-04 |  | 1986-11-04 | BIOMASS | 5.7
SPICER_1_UNITS | CAISO System | SPICER HYDRO UNITS 1-3 AGGREGATE | 2.461 | 0.93637 | 1.3211 | 1.4234 | 1.8323 | 2.6942 | 3.6413 | 3.9603 | 4.3445 | 2.3964 | 2.7174 | 1.7598 | North | FC | Y | 1990-01-01 |  | 1990-01-01 | HYDRO | 6
SPIFBD_1_PL1X2 | Stockton | SIERRA PACIFIC IND. (SONORA) | 0.12 | 0.49 | 0.4 | 0.39 | 0.61 | 0.56 | 0.71 | 0.63 | 0.82 | 1.19 | 1.3 | 0.73 | North | FC | N | 2001-05-29 |  | 2001-05-29 | BIOMASS | 7.5
SPQUIN_6_SRPCQU | CAISO System | SIERRA PACIFIC IND. (QUINCY) | 12.05 | 13.78 | 10.72 | 7.25 | 14.45 | 18.36 | 18.94 | 18.1 | 17.85 | 17.79 | 11.88 | 17.69 | North | FC | N | 1983-01-14 |  | 1983-01-14 | BIOMASS | 22
SPRGAP_1_UNIT 1 | Stockton | SPRING GAP HYDRO | 4.32 | 3.71 | 3.9 | 5.34 | 6.24 | 5.12 | 3.04 | 0.08 | 2.7 | 3.61 | 4.49 | 5.56 | North | FC | Y | 1921-01-01 |  | 1921-01-01 | HYDRO | 7
SPRGVL_2_QF | Big Creek-Ventura | SPRINGVILLE QFS | 0.22 | 0.21 | 0.35 | 0.32 | 0.45 | 0.67 | 0.46 | 0.23 | 0.01 | 0.02 | 0.02 | 0.05 | South | FC | N | 1909-01-01 |  | 1909-01-01 | VARIOUS | 2.3
SPRGVL_2_TULE | Big Creek-Ventura | TULE RIVER HYDRO PLANT (PG&E) | 2.61 | 2.7 | 4.5 | 5.74 | 5.74 | 4.31 | 2.59 | 0.59 | 0.01 | -0.04 | 0 | 1.48 | South | FC | Y | 1914-01-01 |  | 1914-01-01 | HYDRO | 6.4
SPRGVL_2_TULESC | Big Creek-Ventura | TULE RIVER HYDRO PLANT (SCE) | 1.43 | 2.3 | 2.42 | 2.4 | 2.34 | 1.89 | 0.72 | 0.41 | 0.3 | 0 | 0.5 | 0.65 | South | FC | N | 1909-01-01 |  | 1909-01-01 | HYDRO | 2.5
SRINTL_6_UNIT | Bay Area | SRI INTERNATIONAL | 0.98 | 0.94 | 0.97 | 0.45 | 1.17 | 1.29 | 1.18 | 1.23 | 1.1 | 0.9 | 0.86 | 1.02 | North | FC | N | 1987-03-10 |  | 1987-03-10 | COGENERATION | 6.9
STANIS_7_UNIT 1 | Stockton | STANISLAUS HYDRO | 91 | 91 | 91 | 91 | 91 | 91 | 91 | 91 | 91 | 91 | 91 | 91 | North | FC | Y | 1963-01-01 |  | 1963-01-01 | HYDRO | 91
STAUFF_1_UNIT | Bay Area | RHODIA INC. (RHONE-POULENC) | 0.07 | 0.01 | 0.11 | 0.18 | 0.15 | 0.07 | 0.08 | 0.03 | 0.02 | 0 | 0.05 | 0.06 | North | FC | N | 1977-06-01 |  | 1977-06-01 | COGENERATION | 4.6
STIGCT_2_LODI | Sierra | LODI STIG UNIT | 49.5 | 49.5 | 49.5 | 49.5 | 49.5 | 49.5 | 49.5 | 49.5 | 49.5 | 49.5 | 49.5 | 49.5 | North | FC | Y | 1996-01-01 |  | 1996-01-01 | PEAKER | 49.9
STNRES_1_UNIT | Stockton | STANISLAUS WASTE ENERGY CO. | 12.17 | 10.2 | 9.5 | 7.88 | 8.25 | 9.34 | 10.02 | 10.1 | 9.76 | 11.37 | 12.39 | 14.98 | North | FC | N | 1988-09-06 |  | 1988-09-06 | BIOMASS | 22.3
STOILS_1_UNITS | Bay Area | CHEVRON RICHMOND REFINERY | 4.06 | 3.32 | 5.13 | 1.55 | 0 | 0.02 | 0 | 1.72 | 1.81 | 7.91 | 8.29 | 5.73 | North | FC | N | 1992-08-31 |  | 1992-08-31 | COGENERATION | 113.9
STOREY_7_MDRCHW | Fresno | MADERA CHOWCHILLA | 0 | 0.02 | 0.02 | 0.77 | 1.23 | 1.42 | 1.47 | 0.91 | 0.29 | 0.09 | 0 | 0 | North | FC | N | 1985-02-02 |  | 1985-02-02 | HYDRO | 3.75
STROUD_6_SOLAR | Fresno | Stroud Solar Station | [12 empty] | North | EO | Y | 2011-10-04 |  | 2011-10-04 | SOLAR | 20 | bar: JAN to DEC
SUNRIS_2_PL1X3 | CAISO System | Sunrise Power Project AGGREGATE II | 586.02 | 586.02 | 586.02 | 586.02 | 586.02 | 586.02 | 586.02 | 586.02 | 586.02 | 586.02 | 586.02 | 586.02 | North | FC | Y | 2001-06-07 |  | 2001-06-07 | THERMAL | 590
SUNSET_2_UNITS | CAISO System | MIDWAY SUNSET COGENERATION PLANT | 168.47 | 151.57 | 160.39 | 168.55 | 163.35 | 163.08 | 159.86 | 159.27 | 162.32 | 164.97 | 148.87 | 150.35 | North | FC | N | 1989-12-18 |  | 1989-12-18 | COGENERATION | 240
SUTTER_2_PL1X3 | CAISO System | SUTTER POWER PLANT AGGREGATE | 525 | 525 | 525 | 525 | 525 | 515 | 505 | 500 | 515 | 520 | 525 | 525 | North | FC | Y | 2001-05-04 |  | 2001-05-04 | THERMAL | 525
SYCAMR_2_UNIT 1 | Big Creek-Ventura | Sycamore Cogeneration Unit 1 | 49.89 | 46.09 | 50.34 | 47.54 | 50.2 | 56.2 | 54.9 | 56.53 | 56.9 | 45.69 | 48.98 | 56.84 | South | FC | N | 1987-01-01 |  | 1987-01-01 | COGENERATION | 90
SYCAMR_2_UNIT 2 | Big Creek-Ventura | Sycamore Cogeneration Unit 2 | 49.89 | 46.1 | 50.35 | 47.54 | 50.21 | 56.21 | 54.91 | 56.54 | 56.9 | 45.7 | 48.99 | 56.85 | South | FC | N | 1987-01-01 |  | 1987-01-01 | COGENERATION | 90
SYCAMR_2_UNIT 3 | Big Creek-Ventura | Sycamore Cogeneration Unit 3 | 49.89 | 46.09 | 50.35 | 47.54 | 50.2 | 56.21 | 54.91 | 56.53 | 56.9 | 45.7 | 48.99 | 56.85 | South | FC | N | 1987-01-01 |  | 1987-01-01 | COGENERATION | 90
SYCAMR_2_UNIT 4 | Big Creek-Ventura | Sycamore Cogeneration Unit 4 | 49.89 | 46.1 | 50.35 | 47.54 | 50.21 | 56.21 | 54.91 | 56.53 | 56.9 | 45.7 | 48.99 | 56.85 | South | FC | N | 1987-01-01 |  | 1987-01-01 | COGENERATION | 90
TANHIL_6_SOLART | Kern | BERRY PETROLEUM COGEN 18 AGGREGATE | 10.3 | 11.11 | 11.47 | 10.01 | 10.38 | 10.22 | 9.69 | 10.2 | 10.29 | 10.53 | 10.01 | 10.83 | North | FC | N | 1986-01-01 |  | 1986-01-01 | COGENERATION | 17
TBLMTN_6_QF | CAISO System | SMALL QF AGGREGATION - PARADISE | 1.05 | 1.02 | 1.28 | 2.04 | 2.38 | 2.16 | 1.62 | 1.11 | 0.74 | 0.5 | 0.39 | 0.74 | North | FC | N | 1983-01-01 |  | 1983-01-01 | HYDRO | 5.3
TEMBLR_7_WELLPT | Kern | NUEVO ENERGY COMPANY (WELPORT) | 0.49 | 0.55 | 0.49 | 0.54 | 0.34 | 0.38 | 0.3 | 0.42 | 0.22 | 0.44 | 0.63 | 0.57 | North | FC | N | 1990-01-27 |  | 1990-01-27 | COGENERATION | 7
TENGEN_2_PL1X2 | Big Creek-Ventura | Berry Petroleum Placerita | 37.21 | 34.66 | 37.31 | 32.09 | 32.36 | 36.14 | 37.48 | 34.99 | 37.45 | 32.4 | 32.02 | 36.1 | South | FC | N | 1990-03-06 |  | 1990-03-06 | COGENERATION | 40.2
TERMEX_2_PL1X3 | San Diego-IV | TERMOELECTRICA DE MEXICALI 1 | 605 | 605 | 605 | 605 | 601 | 593 | 591 | 593 | 596 | 605 | 605 | 605 | South | FC | Y | 2003-07-30 |  | 2003-07-30 | THERMAL | 625
TESLA_1_QF | CAISO System | SMALL QF AGGREGATION - STOCKTON | 0.81 | 0.77 | 0.61 | 0.89 | 0.96 | 0.87 | 1.14 | 0.95 | 0.89 | 0.77 | 0.55 | 0.65 | North | FC | N | 1982-01-01 |  | 1982-01-01 | HYDRO | 5
THMENG_1_UNIT 1 | CAISO System | THERMAL ENERGY DEV. CORP. | 16.75 | 17.65 | 15.08 | 16.84 | 12.05 | 17.11 | 17.84 | 17.87 | 18.54 | 15.32 | 17.38 | 16.07 | North | FC | N | 1990-04-26 |  | 1990-04-26 | BIOMASS | 24.2
TIDWTR_2_UNITS | Bay Area | MARTINEZ COGEN LIMITED PARTNERSHIP | 37.27 | 36.91 | 13.72 | 20.43 | 34.89 | 26.3 | 21.04 | 21.15 | 20.91 | 25.52 | 26.49 | 24.69 | North | FC | N | 1987-02-23 |  | 1987-02-23 | COGENERATION | 114.8
TIFFNY_1_DILLON | LA Basin | TIFFNY_1_DILLON | 1.64 | 5.22 | 13.92 | 14.59 | 26.65 | 37.8 | 12.51 | 8.48 | 4.21 | 5.11 | 4.3 | 2.15 | South | FC | N | 2008-04-18 |  | 2008-04-18 | WIND | 45
TIGRCK_7_UNITS | CAISO System | TIGER CREEK HYDRO AGGREGATE | 1.48 | 7.09 | 6.85 | 14.45 | 16.73 | 35.95 | 41.84 | 37.78 | 40.05 | 41.29 | 45.52 | 39.18 | North | FC | Y | 1931-01-01 |  | 1931-01-01 | HYDRO | 62
TKOPWR_2_UNIT | CAISO System | TKO POWER | 0.49 | 0.34 | 1.3 | 1.33 | 0.72 | 0.38 | 0 | 0 | 0 | 0 | 0.01 | 1.05 | North | FC | N | 1986-01-15 |  | 1986-01-15 | HYDRO | 5
TOADTW_6_UNIT | CAISO System | TOAD TOWN | 0.61 | 0.71 | 0.83 | 0.78 | 0.75 | 1.06 | 0.97 | 0.75 | 0.47 | 0.05 | 0.08 | 0.45 | North | FC | Y | 1986-01-01 |  | 1986-01-01 | HYDRO | 1.5
TOPAZ_2_SOLAR | CAISO System | Topaz Solar | 1.99 | 18.91 | 44.11 | 142.64 | 174.07 | 205.56 | 201 | 193.02 | 175.66 | 110.99 | 15.35 | 6.43 | North | ID | N | 2013-09-09 |  | 2013-09-09 | SOLAR | 237 |  |  | TRUE
TULLCK_7_UNITS | Stockton | TULLOCH HYDRO AGGREGATE | 3.44 | 1.7 | 0.87 | 9.99 | 15.18 | 14.08 | 17.28 | 16.47 | 11.2 | 2.31 | 3.61 | 0.98 | North | FC | N | 1958-01-01 |  | 1958-01-01 | HYDRO | 18.7
TWISSL_6_SOLAR | CAISO System | Nickel 1 ("NLH1") | [12 empty] | North | EO | N | 2012-11-27 |  | 2012-11-27 | SOLAR | 1.5 | bar: JAN to DEC
TXMCKT_6_UNIT | Kern | McKittrick Cogen | 1.91 | 1.67 | 1.41 | 1.18 | 1.06 | 2.12 | 2.4 | 3.34 | 3.76 | 2.17 | 2.18 | 1.85 | North | FC | N | 1994-10-01 |  | 1994-10-01 | COGENERATION | 11.2
UKIAH_7_LAKEMN | NCNB | UKIAH LAKE MENDOCINO HYDRO | 1.4624 | 1.862 | 1.4861 | 0.93046 | 1.3604 | 1.1163 | 1.2203 | 1.4163 | 1.5201 | 1.9298 | 1.3135 | 1.4768 | North | FC | Y | 2007-07-02 |  | 2007-07-02 | HYDRO | 3.5
ULTOGL_1_POSO | Kern | RIO BRAVO POSO | 35.31 | 33.9 | 34.42 | 34.96 | 22 | 33.88 | 32.8 | 33.37 | 29.72 | 31.59 | 20.88 | 23.56 | North | FC | N | 1989-09-27 |  | 1989-09-27 | COGENERATION | 45
ULTPCH_1_UNIT 1 | Stockton | OGDEN POWER PACIFIC (CHINESE STATION) | 16.76 | 10.69 | 12.14 | 15.4 | 10.32 | 19.17 | 17.82 | 17.15 | 16.06 | 18.57 | 16.26 | 18.04 | North | FC | N | 1986-06-04 |  | 1986-06-04 | BIOMASS | 22
ULTPFR_1_UNIT 1 | Fresno | RIO BRAVO FRESNO (AKA ULTRAPOWER) | 21.58 | 22.88 | 24.05 | 22.3 | 16.8 | 22.2 | 20.51 | 21.79 | 22.78 | 21.42 | 22.67 | 24 | North | FC | N | 1988-07-20 |  | 1988-07-20 | BIOMASS | 30.5
ULTRCK_2_UNIT | Sierra | Rio Bravo Rocklin | 22.26 | 21.82 | 20.59 | 20.89 | 13.86 | 23.31 | 21.34 | 21.71 | 22.53 | 22.31 | 23.9 | 21.99 | North | FC | N | 1989-06-09 |  | 1989-06-09 | BIOMASS | 28.8
UNCHEM_1_UNIT | Bay Area | CONTRA COSTA CARBON PLANT | 15.98 | 14.78 | 14.61 | 9.88 | 13.41 | 15.22 | 14.99 | 16.42 | 16.82 | 14.81 | 14.58 | 15.89 | North | FC | N | 1983-01-01 |  | 1983-01-01 | COGENERATION | 19
UNOCAL_1_UNITS | Bay Area | TOSCO (RODEO PLANT) | 2.13 | 0.73 | 2.13 | 2.19 | 7.71 | 4.35 | 0.7 | 0.41 | 1.03 | 3.01 | 2.66 | 2.77 | North | FC | N | 1987-05-21 |  | 1987-05-21 | COGENERATION | 57.3
UNVRSY_1_UNIT 1 | Kern | BERRY PETROLEUM COGEN 38 | 36.2 | 36.76 | 33.67 | 33.68 | 35 | 34.97 | 34.18 | 34.32 | 33.69 | 35.59 | 32.81 | 36.88 | North | FC | N | 1986-01-01 |  | 1986-01-01 | COGENERATION | 38
USWND1_2_UNITS | CAISO System | US WIND POWER#1(WALKER) | 0 | 0.65 | 2.15 | 1.61 | 2.95 | 3.72 | 4.01 | 3.33 | 0.88 | 0.74 | 0 | 0 | North | FC | N | 1988-01-01 |  | 1988-01-01 | WIND | 38.9
USWND2_1_UNITS | CAISO System | US WIND POWER#2(PATTERSON) | 0 | 2.13 | 7.44 | 5.97 | 10.42 | 10.79 | 12.65 | 9.73 | 3.16 | 2.57 | 0 | 0 | North | FC | N | 1988-01-01 |  | 1988-01-01 | WIND | 138.5
USWND4_2_UNITS | CAISO System | US WIND POWER#4(RALPH) | 6.02 | 7.03 | 10.18 | 7.75 | 9.58 | 9.16 | 10.41 | 8.16 | 6.32 | 7.09 | 6.91 | 5.66 | North | FC | N | 1987-01-01 |  | 1987-01-01 | WIND | 80.2
USWNDR_2_SMUD | Bay Area | SOLANO WIND FARM | 1.72 | 6.79 | 10.71 | 9.89 | 18.62 | 23.38 | 27.16 | 21.05 | 5.3 | 2.52 | 3.83 | 3.66 | North | FC | N | 1994-01-01 |  | 1994-01-01 | WIND | 102.18
USWNDR_2_SMUD2 | Bay Area | Solano Wind Project Phase 3 | 5.01 | 11.57 | 24.62 | 27.25 | 33.89 | 36.78 | 24.87 | 20.92 | 8.17 | 8.17 | 8.51 | 5.45 | North | FC | N | 2012-04-18 |  | 2012-04-18 | WIND | 127.8
USWNDR_2_UNITS | Bay Area | US WIND POWER(RUSSELL) | 1.02 | 5.35 | 4.71 | 5.66 | 10.79 | 16.31 | 22.55 | 15.97 | 1.93 | 1.66 | 3.09 | 1.51 | North | FC | N | 1994-01-01 |  | 1994-01-01 | WIND | 59.6
USWPFK_6_FRICK | Bay Area | GREEN RIDGE POWER LLC (FRICK) | 0 | 0.2 | 0.75 | 0.52 | 1.17 | 1.37 | 1.58 | 1.21 | 0.27 | 0.27 | 0 | 0 | North | FC | N | 1986-01-01 |  | 1986-01-01 | WIND | 10.9
USWPJR_2_UNITS | Bay Area | Vasco Wind | 1.3 | 7.15 | 14.21 | 14.77 | 22.34 | 22.8 | 17.22 | 14.37 | 4.37 | 4.41 | 5.25 | 4.13 | North | FC | N | 1988-01-01 |  | 1988-01-01 | WIND | 78.2
VACADX_1_QF | CAISO System | SMALL QF AGGREGATION - VACAVILLE | 0 | 0 | 0 | 0 | 0 | 0 | 0 | 0 | 0 | 0 | 0 | 0 | North | FC | N | 1983-01-01 |  | 1983-01-01 | WIND | 1
VACADX_1_SOLAR | CAISO System | Vaca-Dixon Solar Station | 0 | 0.03 | 0.12 | 1.24 | 1.4 | 1.44 | 1.74 | 1.7 | 1.42 | 0.98 | 0.01 | 0 | North | FC | Y | 2009-12-23 |  | 2009-12-23 | SOLAR | 2.5
VACADX_1_UNITA1 | CAISO System | CalPeak Power Vaca Dixon Unit 1 | 48 | 48 | 48 | 48 | 48 | 48 | 48 | 48 | 48 | 48 | 48 | 48 | North | FC | Y | 2002-06-21 |  | 2002-06-21 | PEAKER | 50.61
VALLEY_5_PERRIS | LA Basin | MWD Perris Hydroelectric Recovery Plant | 7.94 | 7.94 | 7.94 | 7.94 | 7.94 | 7.94 | 7.94 | 7.94 | 7.94 | 7.94 | 7.94 | 7.94 | South | FC | Y | 1983-01-01 |  | 1983-01-01 | HYDRO | 7.94
VALLEY_5_REDMTN | LA Basin | MWD Red Mountain Hydroelectric Recovery | 2.9 | 4.35 | 4.31 | 4.39 | 2.57 | 2.37 | 3.05 | 3.22 | 3.84 | 4.02 | 3.99 | 4.38 | South | FC | N | 1985-01-01 |  | 1985-01-01 | HYDRO | 5.9
VALLEY_7_BADLND | LA Basin | VALLEY_7_BADLND | 0.93 | 1 | 0.58 | 0.7 | 0.82 | 0.89 | 0.84 | 0.76 | 0.84 | 0.74 | 0.75 | 0.8 | South | FC | N | 2001-08-07 |  | 2001-08-07 | BIOMASS | 1.3
VALLEY_7_UNITA1 | LA Basin | WM Energy, El Sobrante Landfill | 2.18 | 2.58 | 2.45 | 2.04 | 1.59 | 2.61 | 2.26 | 1.45 | 1.78 | 2.27 | 2.36 | 2.09 | South | FC | N | 2004-04-26 |  | 2004-04-26 | BIOMASS | 3.74
VEDDER_1_SEKERN | Kern | TEXACO EXPLORATION & PROD (SE KERN RIVER | 10.61 | 12.66 | 4.66 | 10.15 | 12.29 | 9.05 | 11.87 | 13.86 | 12.84 | 15.56 | 10.58 | 13.06 | North | FC | N | 1989-01-31 |  | 1989-01-31 | COGENERATION | 39.7
VERNON_6_GONZL1 | LA Basin | H. Gonzales Unit #1 | 5.75 | 5.75 | 5.75 | 5.75 | 5.75 | 5.75 | 5.75 | 5.75 | 5.75 | 5.75 | 5.75 | 5.75 | South | FC | Y | 2000-01-01 | USER DEF | UNK | PEAKER | 5.75
VERNON_6_GONZL2 | LA Basin | H. Gonzales Unit #2 | 5.75 | 5.75 | 5.75 | 5.75 | 5.75 | 5.75 | 5.75 | 5.75 | 5.75 | 5.75 | 5.75 | 5.75 | South | FC | Y | 2000-01-01 | USER DEF | UNK | PEAKER | 5.75
VERNON_6_MALBRG | LA Basin | Malburg Generating Station | 134 | 134 | 134 | 134 | 134 | 134 | 134 | 134 | 134 | 134 | 134 | 134 | South | FC | Y | 2005-10-17 |  | 2005-10-17 | THERMAL | 134
VESTAL_2_KERN | Big Creek-Ventura | KERN RIVER PH 3 UNITS 1 & 2 AGGREGATE | 9.88 | 17.42 | 24.17 | 31.96 | 25.83 | 23.8 | 22 | 26.68 | 12.33 | 14.82 | 11.88 | 5.02 | South | FC | N | 1907-01-01 |  | 1907-01-01 | HYDRO | 36.8
VESTAL_2_WELLHD | Big Creek-Ventura | Wellhead Power Delano | 49 | 49 | 49 | 49 | 49 | 49 | 49 | 49 | 49 | 49 | 49 | 49 | South | FC | Y | 2013-01-16 |  | 2013-01-16 | THERMAL | 49
VESTAL_6_QF | Big Creek-Ventura | VESTAL QFS | 3.56 | 3.09 | 2.47 | 4.95 | 8.54 | 10.04 | 9.56 | 6.91 | 2.94 | 2.56 | 0.55 | 1.54 | South | FC | N | 1989-01-01 |  | 1989-01-01 | HYDRO | 18.6
VESTAL_6_ULTRGN | Big Creek-Ventura | RIO BRAVO JASMIN | 35.33 | 35.21 | 25.16 | 30.41 | 23.55 | 33.21 | 33.92 | 34.13 | 31.59 | 23.57 | 23.71 | 23.89 | South | FC | N | 1989-11-02 |  | 1989-11-02 | COGENERATION | 38
VESTAL_6_WDFIRE | Big Creek-Ventura | SIERRA POWER CORPORATION | 6.43 | 6.62 | 6.7 | 6.66 | 1.99 | 4.86 | 6.57 | 6.6 | 7 | 6.77 | 1.3 | 1.76 | South | FC | N | 1985-01-01 |  | 1985-01-01 | BIOMASS | 7
VICTOR_1_QF | CAISO System | VICTOR QFS | 0 | 0 | 0 | 0 | 0 | 0 | 0 | 0 | 0 | 0 | 0 | 0 | South | FC | N | 1954-01-01 |  | 1954-01-01 | VARIOUS | 0.4
VILLPK_2_VALLYV | LA Basin | MWD Valley View Hydroelectric Recovery P | 4.1 | 4.1 | 4.1 | 4.1 | 4.1 | 4.1 | 4.1 | 4.1 | 4.1 | 4.1 | 4.1 | 4.1 | South | FC | Y | 1985-01-01 |  | 1985-01-01 | HYDRO | 4.1
VILLPK_6_MWDYOR | LA Basin | Yorba Linda Hydroelectric Recovery Plant | 0.75092 | 0.72245 | 0.51664 | 1.226 | 1.281 | 1.7804 | 2.2683 | 1.6216 | 0.78234 | 1.0997 | 1.9324 | 2.2349 | South | FC | Y | 1981-01-01 |  | 1981-01-01 | HYDRO | 5.1
VINCNT_2_QF | CAISO System | VINCENT QFS | 15.16 | 22.24 | 51.21 | 72.06 | 79.82 | 63.07 | 25.09 | 27.2 | 9.53 | 16.36 | 21.79 | 15.61 | South | FC | N | 1985-01-01 |  | 1985-01-01 | WIND | 316.4
VINCNT_2_WESTWD | CAISO System | Oasis Power Plant | 1.69 | 4.38 | 6.89 | 12.87 | 14.43 | 14.22 | 7.11 | 7.52 | 3.49 | 2.7 | 4.15 | 2.79 | South | FC | N | 2005-03-31 |  | 2005-03-31 | WIND | 60
VISTA_2_RIALTO | LA Basin | Rialto RT Solar | [12 empty] | South | EO | N | 2011-03-01 |  | 2011-03-01 | SOLAR | 1 | bar: JAN to DEC
VISTA_6_QF | LA Basin | VISTA QFS | 0.03 | 0.04 | 0.02 | 0.04 | 0.13 | 0.17 | 0.19 | 0.18 | 0.17 | 0.12 | 0.06 | 0.03 | South | FC | N | 1983-01-01 |  | 1983-01-01 | VARIOUS | 0.6
VLYHOM_7_SSJID | Stockton | SOUTH SAN JOAQUIN ID (WOODWARD) | 0 | 0 | 0.1 | 0.25 | 1.07 | 0.82 | 1.49 | 1.4 | 0.85 | 0.25 | 0 | 0 | North | FC | N | 1982-04-16 |  | 1982-04-16 | HYDRO | 2.85
VOLTA_2_UNIT 1 | CAISO System | VOLTA HYDRO UNIT 1 | 4.51 | 5.14 | 6.8 | 6.52 | 6.81 | 6.41 | 5.7 | 4.36 | 3.08 | 3.56 | 3.89 | 5.78 | North | FC | Y | 1980-01-01 |  | 1980-01-01 | HYDRO | 9.1
VOLTA_2_UNIT 2 | CAISO System | Volta Hydro Unit 2 | 0.54 | 0.57 | 0.65 | 0.85 | 0.87 | 0.81 | 0.6 | 0.46 | 0.35 | 0.48 | 0.46 | 0.61 | North | FC | Y | 1981-01-01 |  | 1981-01-01 | HYDRO | 1
VOLTA_7_QFUNTS | CAISO System | VOLTA_7_QFUNTS | 0.57 | 0.57 | 1.02 | 1.29 | 1.51 | 1.83 | 1.47 | 0.6 | 0.39 | 0.41 | 0.47 | 0.89 | North | FC | N | 1982-05-26 |  | 1982-05-26 | HYDRO | 2.9
WADHAM_6_UNIT | CAISO System | WADHAM ENERGY LTD. PART. | 24.67 | 24.14 | 16.28 | 21.19 | 24.78 | 25.54 | 24.69 | 25.07 | 25.29 | 21.34 | 24.57 | 22.62 | North | FC | N | 1989-03-24 |  | 1989-03-24 | BIOMASS | 32
WALCRK_2_CTG1 | LA Basin | Walnut Creek Energy Park Unit 1 | 96 | 96 | 96 | 96 | 96 | 96 | 96 | 96 | 96 | 96 | 96 | 96 | South | FC | Y | 2013-03-21 |  | 2013-03-21 | THERMAL | 96
WALCRK_2_CTG2 | LA Basin | Walnut Creek Energy Park Unit 2 | 96 | 96 | 96 | 96 | 96 | 96 | 96 | 96 | 96 | 96 | 96 | 96 | South | FC | Y | 2013-03-21 |  | 2013-03-21 | THERMAL | 96
WALCRK_2_CTG3 | LA Basin | Walnut Creek Energy Park Unit 3 | 96 | 96 | 96 | 96 | 96 | 96 | 96 | 96 | 96 | 96 | 96 | 96 | South | FC | Y | 2013-03-21 |  | 2013-03-21 | THERMAL | 96
WALCRK_2_CTG4 | LA Basin | Walnut Creek Energy Park Unit 4 | 96 | 96 | 96 | 96 | 96 | 96 | 96 | 96 | 96 | 96 | 96 | 96 | South | FC | Y | 2013-03-29 |  | 2013-03-29 | THERMAL | 96
WALCRK_2_CTG5 | LA Basin | Walnut Creek Energy Park Unit 5 | 96.65 | 96.65 | 96.65 | 96.65 | 96.65 | 96.65 | 96.65 | 96.65 | 96.65 | 96.65 | 96.65 | 96.65 | South | FC | Y | 2013-04-30 |  | 2013-04-30 | THERMAL | 100
WALNUT_6_HILLGEN | LA Basin | L.A. COUNTY SANITATION DISTRICT | 46.69 | 47.25 | 45.84 | 46.5 | 41.93 | 47.74 | 47.45 | 48.03 | 47.72 | 45.69 | 45.58 | 44.43 | South | FC | N | 1986-01-01 |  | 1986-01-01 | BIOMASS | 53.22
WALNUT_7_WCOVCT | LA Basin | WALNUT_7_WCOVCT | 3.25 | 2.92 | 3.03 | 3.15 | 3.37 | 2.21 | 2.18 | 2.16 | 2.11 | 1.94 | 2.09 | 2.02 | South | FC | N | 1996-10-05 |  | 1996-10-05 | BIOMASS | 4.5
WALNUT_7_WCOVST | LA Basin | WALNUT_7_WCOVST | 4.09 | 4.34 | 4.47 | 4.07 | 4.48 | 4.41 | 4.26 | 4.42 | 4.31 | 4.22 | 4.16 | 4.19 | South | FC | N | 1996-10-05 |  | 1996-10-05 | BIOMASS | 5.7
WARNE_2_UNIT | Big Creek-Ventura | WARNE HYDRO AGGREGATE | 76 | 74.9841 | 56.5737 | 76 | 76 | 76 | 76 | 76 | 66.1895 | 56.5737 | 76 | 76 | South | FC | Y | 1982-01-01 |  | 1982-01-01 | HYDRO | 76
WAUKNA_1_SOLAR | Fresno | SPS Corcoran LLC | [12 empty] | North | EO | N | 2013-08-14 |  | 2013-08-14 | SOLAR | 20 |  |  | TRUE | bar: JAN to DEC
WDFRDF_2_UNITS | NCNB | WEST FORD FLAT AGGREGATE | 25 | 25 | 25 | 25 | 25 | 25 | 25 | 25 | 25 | 25 | 25 | 25 | North | FC | Y | 1988-12-11 |  | 1988-12-11 | GEOTHERMAL | 32.6
WDLEAF_7_UNIT 1 | Sierra | WOODLEAF HYDRO | 55 | 55 | 55 | 55 | 55 | 55 | 55 | 55 | 55 | 55 | 55 | 55 | North | FC | Y | 1963-01-01 |  | 1963-01-01 | HYDRO | 60
WESTPT_2_UNIT | CAISO System | West Point Hydro Plant | 14 | 14 | 14 | 14 | 14 | 14 | 14 | 14 | 14 | 14 | 14 | 14 | North | FC | Y | 1948-01-01 |  | 1948-01-01 | HYDRO | 14
WFRESN_1_SOLAR | Fresno | Joya Del Sol | [12 empty] | North | EO | N | 2012-12-21 |  | 2012-12-21 | SOLAR | 1.5 | bar: JAN to DEC
WHEATL_6_LNDFIL | Sierra | G2 ENERGY, OSTROM ROAD LLC | 1.17 | 1.1 | 1 | 1.11 | 1.13 | 1.02 | 1.13 | 1.14 | 0.98 | 1.17 | 1.25 | 1.29 | North | FC | N | 2009-01-08 |  | 2009-01-08 | BIOMASS | 1.5
WHTWTR_1_WINDA1 | LA Basin | Whitewater Hill Wind Project | 2.19 | 6.88 | 21.92 | 13.86 | 25.5 | 34.65 | 13.47 | 9.83 | 3.28 | 4.18 | 4.49 | 3 | South | FC | N | 2002-08-31 |  | 2002-08-31 | WIND | 61.5
WISE_1_UNIT 1 | Sierra | Wise Hydro Unit 1 | 8.59 | 9.12 | 8.16 | 8.15 | 11.17 | 10.78 | 10.75 | 11.44 | 11.94 | 6.24 | 6.24 | 7.08 | North | FC | Y | 1917-01-01 |  | 1917-01-01 | HYDRO | 14.5
WISE_1_UNIT 2 | Sierra | WISE HYDRO UNIT 2 | 0.83 | 0.8 | 0.81 | 0.77 | 0.88 | 0.51 | 0.43 | 0.11 | 0 | 0 | 0.03 | 0.02 | North | FC | Y | 1986-01-01 |  | 1986-01-01 | HYDRO | 3.2
WISHON_6_UNITS | Fresno | Wishon/San Joaquin #1-A AGGREGATE | 18.4 | 18.4 | 18.4 | 18.4 | 18.4 | 18.4 | 18.4 | 18.4 | 18.4 | 18.4 | 18.4 | 18.4 | North | FC | Y | 1910-01-01 |  | 1910-01-01 | HYDRO | 18.4
WLLWCR_6_CEDRFL | Humboldt | CEDAR FLAT HYDRO QF AGGREGATION | 0.23 | 0.28 | 0.27 | 0.29 | 0.27 | 0.18 | 0.06 | 0.02 | 0.01 | 0.03 | 0.08 | 0.14 | North | FC | N | 1984-01-09 |  | 1984-01-09 | HYDRO | 0.36
WNDMAS_2_UNIT 1 | Bay Area | BUENA VISTA ENERGY, LLC | 0.42 | 1.91 | 3.36 | 3.35 | 6 | 5.4 | 4.96 | 3.28 | 1.31 | 1.18 | 1.48 | 0.57 | North | FC | N | 1983-12-24 |  | 1983-12-24 | WIND | 38
WNDSTR_2_WIND | CAISO System | Windstar | 6.38 | 10.34 | 25.45 | 29.5 | 37.37 | 42.17 | 32.8 | 19.98 | 6.19 | 7.9 | 9.31 | 5.69 | South | FC | N | 2012-01-28 |  | 2012-01-28 | WIND | 120
WOLFSK_1_UNITA1 | CAISO System | Wolfskill Energy Center, Unit #1 | 46.9 | 46.9 | 46.9 | 46.9 | 46 | 46 | 46 | 46 | 46 | 46.9 | 46.9 | 46.9 | North | FC | Y | 2003-03-22 |  | 2003-03-22 | PEAKER | 46.9
WRGHTP_7_AMENGY | Fresno | SMALL QF AGGREGATION - LOS BANOS | 0 | 0 | 0 | 0 | 0.21 | 0.19 | 0.54 | 0.46 | 0.17 | 0 | 0 | 0 | North | FC | N | 1986-02-01 |  | 1986-02-01 | HYDRO | 2.5
WSENGY_1_UNIT 1 | CAISO System | WHEELABRATOR SHASTA UNITS 1-3 AGGREGATE | 48.31 | 48.09 | 45.32 | 45.87 | 35.35 | 49.39 | 49.21 | 48.99 | 45.45 | 48.09 | 48.5 | 46.56 | North | FC | N | 1987-10-30 |  | 1987-10-30 | BIOMASS | 63
YUBACT_1_SUNSWT | Sierra | YUBA CITY COGEN | 20.6 | 20.79 | 17.64 | 21.72 | 20.43 | 35.62 | 32.54 | 29.78 | 28 | 19.9 | 15.57 | 16.99 | North | FC | N | 1990-12-27 |  | 1990-12-27 | COGENERATION | 49.97
YUBACT_6_UNITA1 | Sierra | Yuba City Energy Center (Calpine) | 46 | 46 | 46 | 46 | 46 | 46 | 46 | 46 | 46 | 46 | 46 | 46 | North | FC | Y | 2002-07-26 |  | 2002-07-26 | PEAKER | 46
ZOND_6_UNIT | Bay Area | ZOND WINDSYSTEMS INC. | 0.22351 | 0.27198 | 0.86224 | 0.67784 | 1.1882 | 2.467 | 2.669 | 1.9794 | 0.98789 | 0.75712 | 0.065963 | 0.18537 | North | FC | N | 1985-12-30 |  | 1985-12-30 | WIND | 17.1
51877.6294
Formulas:
COD = [COD original]
COD original = IFERROR(VLOOKUP([RESOURCE_ID],GeneratingCapabilityList!$E7:O1673,11,FALSE),"ID Not Found")
Note on V45: Young, Patrick: According to 2013 version of NQC List, this facility is a pumping plant
Note on V107: Young, Patrick: Resource type unknown, assuming pumping plant
Note on V200: Young, Patrick: According to 2013 version of NQC List, this facility is a pumping plant
Note on V214: Young, Patrick: According to 2013 version of NQC List, this facility is a pumping plant
Note on X234: Young, Patrick: Non-OTC unit whose retirement is linked to adjacent OTC units
Note on X442: Young, Patrick: Non-OTC unit whose retirement is linked to adjacent OTC units
Note on Y450: Young, Patrick: Dynegy has stated intent to retire this unit on this date by letter to SWRCB.
Note on Y451: Young, Patrick: Dynegy has stated intent to retire this unit on this date by letter to SWRCB.
Note on V502: Young, Patrick: According to 2013 version of NQC List, this facility is a pumping plant
Note on V519: Young, Patrick: According to 2013 version of NQC List, this facility is a pumping plant
Note on X535: Young, Patrick: Non-OTC unit whose retirement is linked to adjacent OTC units

## CEC Siting Cases
782 | CALIFORNIA ENERGY COMMISSION - ENERGY FACILITY STATUS Updated 10/15/2008
Power Plant Projects Filed Since 1996, Updated: 12/4/2012 (Note: Does not include projects filed but were withdrawn before they were approved.)
Color Key
| Operational Status |  |  |  | Expected and disclosed
| Approved |  |  |  | Future project.
| In Review |  |  |  | On hold, suspended. According to developers, the new on-line date
| On-line date is expected to be delayed beyond the date shown |  |  |  | will be determined, or project review will continue when new info ia available.
| Not Approved/Denied |  |  |  | Cancelled, withdrawn, not built, license expired.
| Projects On Line (Arranged By Online Date) | Docket Number | Status | Capacity (MW) | Const. Completed (%) | Location | Date Approved | Const. Start Date | Original OnLine Date | Current / Actual Online Date
1a | Sunrise Simple Cycle - Texaco & Edison Mission E. | 1998-AFC-04 | Operational | 320 | 100 | Kern | 12/06/2000 | 12/07/2000 | 07/01 | 06/27/2001
2 | Sutter - Calpine | 1997-AFC-02 | Operational | 540 | 100 | Sutter | 04/14/1999 | 07/01/1999 | 07/01 | 07/02/2001
3 | Los Medanos - Calpine | 1998-AFC-01 | Operational | 555 | 100 | Contra Costa | 08/17/1999 | 09/17/1999 | 07/01 | 07/09/2001
4 | Wildflower Larkspur - Intergen | 2001-EP-01 | Operational | 90 | 100 | San Diego | 04/04/2001 | 04/05/2001 | 07/01 | 07/16/2001
5 | Wildflower Indigo - Intergen | 2001-EP-02 | Operational | 135 | 100 | Riverside | 04/04/2001 | 04/05/2001 | 07/01 | 09/10/2001
6 | Drews - Alliance | 2001-EP-05 | Operational | 40 | 100 | San Bernardino | 04/25/2001 | 04/26/2001 | 09/01 | 08/15/2001
7 | Hanford - GWF | 2001-EP-07 | Operational | 95 | 100 | Kings | 05/10/2001 | 05/11/2001 | 09/01 | 09/01/2001
8 | Century - Alliance | 2001-EP-04 | Operational | 40 | 100 | San Bernardino | 04/25/2001 | 04/26/2001 | 09/01 | 09/15/2001
9 | Escondido - Calpeak | 2001-EP-10 | Operational | 49.5 | 100 | San Diego | 06/06/2001 | 06/07/2001 | 09/01 | 09/30/2001
10 | Border - Calpeak | 2001-EP-14 | Operational | 49.5 | 100 | San Diego | 07/11/2001 | 07/12/2001 | 09/01 | 10/26/2001
| Subtotal On Line 2001 |  |  | 1914
11 | King City - Calpine | 2001-EP-06 | Operational | 50 | 100 | Monterey | 05/02/2001 | 05/03/2001 | 09/01 | 01/14/2002
12 | Gilroy I - Calpine | 2001-EP-08 | Operational | 135 | 100 | Santa Clara | 05/21/2001 | 05/22/2001 | 09/01 | 02/20/2002
13 | Delta - Calpine | 1998-AFC-03 | Operational | 887 | 100 | Contra Costa | 02/09/2000 | 04/01/2000 | 07/02 | 05/10/2002
14 | Henrietta Peaker - GWF | 2001-AFC-18 | Operational | 96 | 100 | Kings | 03/05/2002 | 03/08/2002 | 06/02 | 07/01/2002
15 | Moss Landing - L.S. Power | 1999-AFC-04 | Operational | 1060 | 100 | Monterey | 10/25/2000 | 11/28/2000 | 06/02 | 07/11/2002
16a | Huntington Beach Unit 3 - AES | 2000-AFC-13 | Operational | 225 | 100 | Orange | 05/10/2001 | 05/31/2001 | 11/01 | 07/31/2002
17 | Valero Cogen (Unit 1) - Valero | 2001-AFC-05 | Operational | 51 | 100 | Solano | 10/31/2001 | 11/05/2001 | 06/02 | 10/18/2002
| Subtotal On Line 2002 |  |  | 2504
18 | La Paloma - Complete Energy Holdings | 1998-AFC-02 | Operational | 1124 | 100 | Kern | 10/06/1999 | 01/01/2000 | 03/02 | 03/07/2003
19a | Los Esteros Simple Cycle - Calpine | 2001-AFC-12 | Operational | 180 | 100 | Santa Clara | 02/07/2002 | 07/08/2002 | 05/03 | 03/07/2003
19b | Los Esteros Simple Cycle recertification - Calpine | 2003-AFC-02 | Operational | 0 | 100 | Santa Clara | 03/16/2005 | 07/08/2002 | 05/03 | 03/07/2003
20 | High Desert - Constellation | 1997-AFC-01 | Operational | 830 | 100 | San Bernardino | 05/03/2000 | 05/01/2001 | 07/03 | 04/22/2003
21 | Tracy Peaker - GWF | 2001-AFC-16 | Operational | 169 | 100 | San Joaquin | 07/17/2002 | 07/22/2002 | 04/03 | 06/01/2003
1b | Sunrise Comb. Cycle Amendment - Texaco & Edison Mission E. | 1998-AFC-04C | Operational | 265 | 100 | Kern | 11/19/2001 | 12/21/2001 | 06/03 | 06/01/2003
22 | Woodland II - Modesto Irrigation District | 2001-SPPE-01 | Operational | 80 | 100 | Stanislaus | 09/19/2001 | 02/21/2002 | 05/03 | 06/06/2003
23 | Blythe I - NextEra Energy (FPL) | 1999-AFC-08 | Operational | 520 | 100 | Riverside | 03/21/2001 | 04/27/2001 | 04/03 | 07/15/2003
24 | Elk Hills - Sempra & Oxy | 1999-AFC-01 | Operational | 500 | 100 | Kern | 12/06/2000 | 06/08/2001 | 12/02 | 07/24/2003
16b | Huntington Beach Unit 4 - AES | 2000-AFC-13 | Operational | 225 | 100 | Orange | 05/10/2001 | 05/31/2001 | 11/01 | 08/07/2003
| Subtotal On Line 2003 |  |  | 3893
25 | Donald Von Raesfeld Power Plant (Pico) - Silicon Valley Power | 2002-AFC-03 | Operational | 147 | 100 | Santa Clara | 09/09/2003 | 09/10/2003 | 12/04 | 03/24/2005
26 | Pastoria - Calpine | 1999-AFC-07 | Operational | 750 | 100 | Kern | 12/20/2000 | 10/03/2001 | 01/03 | 07/05/2005
27 | Metcalf - Calpine | 1999-AFC-03 | Operational | 600 | 100 | Santa Clara | 09/24/2001 | 01/15/2002 | 07/03 | 05/27/2005
28 | Kings River - Kings River Cons. Dist. | 2003-SPPE-02 | Operational | 97 | 100 | Fresno | 05/19/2004 | 11/01/2004 | 05/05 | 09/19/2005
29 | Magnolia - So. Ca. Power Producers | 2001-AFC-06 | Operational | 328 | 100 | Los Angeles | 03/05/2003 | 07/21/2003 | 05/05 | 09/22/2005
30 | Malburg - City of Vernon | 2001-AFC-25 | Operational | 134 | 100 | Los Angeles | 05/20/2003 | 09/11/2003 | 11/05 | 10/17/2005
31a | Mountainview Unit 3 - SCE | 2000-AFC-02 | Operational | 528 | 100 | San Bernardino | 03/21/2001 | 09/01/2001 | 06/03 | 12/09/2005
| Subtotal On Line 2005 |  |  | 2584
31b | Mountainview Unit 4 - SCE | 2000-AFC-02 | Operational | 528 | 100 | San Bernardino | 03/21/2001 | 09/01/2001 | 06/03 | 01/19/2006
32 | Cosumnes - SMUD | 2001-AFC-19 | Operational | 500 | 100 | Sacramento | 09/09/2003 | 10/31/2003 | 06/05 | 02/24/2006
33 | Walnut - Turlock Irr. Dist. | 2002-AFC-04 | Operational | 250 | 100 | Stanislaus | 02/18/2004 | 03/15/2004 | 04/06 | 02/28/2006
34 | Palomar Escondido - SDG&E | 2001-AFC-24 | Operational | 546 | 100 | San Diego | 08/06/2003 | 06/01/2004 | 03/06 | 04/01/2006
35 | Riverside En. Res. Cntr. Units 1 & 2 - City of Riverside | 2004-SPPE-01 | Operational | 96 | 100 | Riverside | 12/15/2004 | 02/23/2005 | 11/05 | 06/01/2006
36 | Ripon - Modesto Irrigation Dist | 2003-SPPE-01 | Operational | 95 | 100 | San Joaquin | 02/04/2004 | 04/01/2005 | 04/05 | 06/21/2006
| Subtotal On Line 2006 |  |  | 2015
37 | Bottle Rock Geothermal Restart | 1979-AFC-4C | Operational | 55 | 100 | Lake | 12/13/2006 | 12/19/2006 | 06/07 | 10/01/2007
38 | Roseville Combined Cycle - Roseville Electric | 2003-AFC-01 | Operational | 160 | 100 | Placer | 04/13/2005 | 08/18/2005 | 12/07 | 11/07/2007
| Subtotal On Line 2007 |  |  | 215
39 | Niland Peaker - IID | 2006-SPPE-1 | Operational | 93 | 100 | Imperial | 2006-10-11 | 6/25/2007 | 06/08 | 05/29/2008
| Subtotal On Line 2008 |  |  | 93
40 | Gateway - PG&E | 2000-AFC-01 | Operational | 530 | 100 | Contra Costa | 5/30/2001 | 8/30/2001 Resumed: 2/2007 | 08/03 | 1/4/2009
41a | Inland Empire - GE (UNIT 1) | 2001-AFC-17 | Operational | 400 | 100 | Riverside | 12/17/2003 | 8/26/2005 | 12/05 | unit 1: 1/28/09 400 MW
42 | Starwood Midway - Starwood Power | 2006-AFC-10 | Operational | 120 | 100 | Fresno | 1/16/2008 | 9/23/2008 | 06/09 | 5/1/09
43 | EIF Panoche - Energy Investors Fund | 2006-AFC-5 | Operational | 400 | 100 | Fresno | 12/19/2007 | 2/15/2008 | 11/09 | 7/1/09
44 | Otay Mesa - Calpine | 1999-AFC-05 | Operational | 590 | 100 | San Diego | 4/18/2001 | Began: 9/10/01 Restart: 6/21/04 Resumed: 5/1/07 | 07/03 | 10/3/09
| Subtotal On Line 2009 |  |  | 2040
41b | Inland Empire - GE (UNIT 2) | 2001-AFC-17 | Operational | 400 | 100 | Riverside | 12/17/2003 | 8/26/2005 | 12/05 | unit 2: 5/3/2010 400 MW
45 | Orange Grove AFC - J Power USA | 2008-AFC-4 | Operational | 96 | 100 | San Diego | 4/8/2009 | 7/16/2009 | 12/10 | 5/1/10
| Blythe I Transmission Line - NextEra Energy (FPL) | 1999-AFC-8C | Operational | na | 100 | Riverside | 10/11/2006 | 2/23/2009 | 06/07 | 6/10
46 | Humboldt Power Plant - PG&E | 2006-AFC-7 | Operational | 163 | 100 | Humboldt | 9/24/2008 | 10/11/2008 | 9/09 | 2010-10-01
47 | Colusa II Generation Station - PG&E | 2006-AFC-9 | Operational | 660 | 100 | Colusa | 4/23/2008 | 7/28/2008 | 6/10 | 12/22/2010
| Subtotal On Line 2010 |  |  | 1319
48 | Riverside Energy Resource Center Units 3 & 4 - City of Riverside | 2008-SPPE-1 | Operational | 96 | 100 | Riverside | 2/25/2009 | 1/4/2010 | 1/10 | 2/7/2011
49 | Canyon Power Plant - City of Anaheim | 2007-AFC-9C | Operational | 200 | 100 | Orange | 3/17/2010 | 4/15/2010 | 7/2011 | 12/2011
| Subtotal On Line 2011 |  |  | 296
50 | Almond Peaker Power Plant Project - Turlock Irrigation District | 2009-AFC-2C | Operational | 174 | 100 | Stanislaus | 2010-12-15 | 3/1/2011 | 3/27/2012 | 7/13/2012
51 | Mariposa Peaker Project - Diamond Energy | 2009-AFC-3C | Operational | 200 | 100 | Alameda | 5/18/2011 | 6/8/2011 | 7/2012 | 10/2012
52 | El Centro Unit 3 Repower - IID | 2006-SPPE-2C | Operational | 128 | 100 | Imperial | 2007-01-03 | 9/2010 | 4/2012 | 10/2012
53 | Tracy Combined Cycle - GWF | 2008-AFC-7C | Operational | 145 | 100 | San Joaquin | 3/24/2010 | 1/10/2011 | 8/2012 | 11/1/2012
54 | Lodi Energy Center - NCPA | 2008-AFC-10C | Operational | 255 | 100 | San Joaquin | 4/21/2010 | 7/14/2010 | 6/2012 | 9/2012
| Subtotal On Line 2012 |  |  | 902
55 | Walnut Creek Peaker - Edison Mission E. | 2005-AFC-2C | Operational | 500 | 100 | Los Angeles | 2/27/2008 | 6/2011 | N/A | 5/1/2013
56 | Marsh Landing Generating Station | 2008-AFC-3C | Operational | 760 | 100 | Contra Costa | 8/25/2010 | 1/15/2010 | 6/2013 | 5/1/2013
57 | Sentinel Peaker - CPV | 2007-AFC-3C | Operational | 850 | 100 | Riverside | 12/1/2010 | 6/2011 | 8/2013 | 5/1/2013
58a | El Segundo Power Redevelopment (Dry Cooling Amendment) Units: 5, 6, 7, 8 | 2000-AFC-14C | Operational | 560 | 100 | Los Angeles | 2010-06-30 | 5/6/2011 | 8/2010 | 8/1/2013
59 | Russell City - Calpine & GE | 2001-AFC-7C | Operational | 600 | 100 | Alameda | 10/03/2007 | 9/1/2010 | 2013 | 8/8/2013
60 | Los Esteros Combined Cycle - Calpine | 2003-AFC-2C | Operational | 140 | 100 | Santa Clara | 10/11/2006 | 5/26/2011 | N/A | 8/9/2013
61a | Genesis Solar Energy Project - NextEra Energy | 2009-AFC-8C | Operational | 125 | 100 | Riverside | 9/29/2010 | 1/17/2011 | N/A | Unit 2 11/30/2013
| Subtotal On Line 2013 |  |  | 3535
|  |  | Emergency Peakers | 684
|  |  | Small Power Plant Exemption | 589
|  |  | Large Scale Power Plants | 20037
| ON-LINE TOTAL: In Operation |  |  | 21310
| With Testing Plants |  |  | 21310
| Approved and/or Under Construction (Arranged By Date Approved) | Docket Number | Status | Capacity (MW) | Const. Completed (%) | Location | Date Approved | Const. Start Date | Original OnLine Date | Current / Actual Online Date | The criteria for including a project in planning assumptions is (1) it has an approved contract, (2) it has been permitted, and (3) it has begun construction. Such projects shall have the online date listed in this column for inclusion in Assumptions.
1 | Abengoa Mojave Solar Project - Mojave Solar LLC | 2009-AFC-5C | Under Construction | 250 | 80 | San Bernardino | 9/8/2010 | N/A | N/A | N/A
2 | Blythe Solar - NextEra Blythe Energy Center LLC | 2009-AFC-6C | Under Construction | 1000 | Hold | Riverside | 9/15/2010 | Summer 2014 | N/A | 2015
3 | Ivanpah Solar - Brightsource | 2007-AFC-5C | Under Construction | 370 | 98 | San Bernardino | 9/22/2010 | 10/2010 | 10/2012 - 2014 | 10/2012 - 2014 Phased
4 | Genesis Solar Energy Project - NextEra Energy | 2009-AFC-8C | Under Construction | 125 | Units 1 & 2 85.5 | Riverside | 9/29/2010 | 1/17/2011 | N/A | Unit 2 Commercial Operation 11/30/2013
5 | Oakley Generating Station (formerly Contra Costa) | 2009-AFC-4C | Under Construction | 624 | 10 | Contra Costa | 5/18/2011 | 6/8/2011 | 2013 | 2016 |  | Oakley previously had an approved contract, currently it does not have an approved contract. Therefore it is not included.
|  | Approved (Large Solar) |  | 1745
| Approved and/or Under Construction Subtotal |  |  | 2369
| Approved and/or Under Pre-Construction (Arranged By Date Approved) | Docket Number | Status | Capacity (MW) | Pre-Const. Completed (%) | Location | Date Approved | Const. Start Date | Original OnLine Date | Current / Actual Online Date
1 | Victorville Hybrid Gas-Solar - City of Victorville (513 MW Gas + 50 MW solar) | 2007-AFC-1C | Pre- Construction | 563 | 0 | San Bernardino | 7/16/2008 | Extended to July 16, 2018 | 8/2010 | TBD
2 | Avenal Energy - Avenal Power Center, LLC | 2008-AFC-1C | Pre- Construction | 600 | Delayed | Kings | 12/16/2009 | TBD | 12/2011 | TBD
3 | Hanford Combined-Cycle Power Plant (Hanford Energy Peaker Project Expansion) - GWF Energy LLC | 2001-EP-7C | Pre- Construction | 25 | 0 | Kings | 3/24/2010 | TBD | 10/2012 | TBD
4 | Henrietta Peaker Project Combined Cycle Expansion - GWF Energy LLC | 2001-AFC-18C | Pre- Construction | 25 | 0 | Kings | 3/24/2010 | TBD | 10/2012 | TBD
5 | Rice Solar Energy Project - Rice Solar Energy LLC / SolarReserve LLC | 2009-AFC-10C | Pre- Construction | 150 | 90 | Riverside | 2010-12-15 | 3/2103 | N/A | N/A
6 | Palen - Nalep Solar Project I, LLC | 2009-AFC-7C | Pre- Construction | 500 | Delayed | Riverside | 2010-12-15 | 9/2010 | N/A | N/A
7 | Hybrid Gas-Solar - City of Palmdale (520 MW gas + 50 MW solar) | 2008-AFC-9C | Pre- Construction | 570 | Pending | Los Angeles | 8/10/2011 | TBD |  | 2013
8 | Watson Cogeneration Steam and Electric Reliability Project | 2009-AFC-1C | Pre- Construction | 85 | 0 | Los Angeles | 4/11/2012 | TBD | TBD | TBD
9 | Carlsbad - NRG | 2007-AFC-6 | Pre- Construction | 558 | 0 | San Diego | 5/31/2012 | TBD |  | TBD
10 | Pio Pico Energy Center - Pio Pico Energy Center LLC | 2011-AFC-1C | Pre- Construction | 300 | 0 | San Diego | 9/12/2012 | 3/2013 |  | 5/2014 | 2016 | Pio Pico is included per D.14-02-016. The text in the decision indicates an online date of Sep 2015. Because the projected online date occurs post June, we shall assume the project's effective online date is the following year, 2016.
| Approved and/or Under Pre-Construction Subtotal |  |  | 3376
| Total Large Solar (Pre-Const and Const) |  |  | 2395
| Total Construction (Pre-Const and Const) |  |  | 5745
| Approved and On Hold - Not Under Construction (Arranged By Online Date) | Docket Number | Status | Capacity (MW) | Const. Completed (%) | Location | Date Approved | Const. Start Date | Original OnLine Date | Current / Actual Online Date
1 | Black Rock 1, 2, and 3 Geothermal Power Project (formerly Salton Sea Geothermal) - Cal Energy | 2002-AFC-02C | On Hold | 159 | 0 | Imperial | 12/17/2003 | Extension approved, Const. start 12/18/2014, On Hold: pending a power purchase agreement | 01/06 | On Hold
2 | Blythe II - Caithness | 2002-AFC-01C | On Hold | 520 | 0 | Riverside | 12/14/2005 | On Hold | On Hold | On Hold
| Approved and available for construction. |  |  | 679
A | Tesla - FPL | 2001-AFC-21C | Not Built and License Expired | 1120 | 0 | Alameda | 06/16/2004 | Cancelled | N/A | Not Built and License Expired
B | San Joaquin Valley - Calpine | 2001-AFC-22C | Not Built and License Expired | 1087 | 0 | Fresno | 01/14/2004 | Cancelled | 01/2006 | Not Built and License Expired
C | Three Mountain - Covanta | 1999-AFC-02C | Not Built and License Expired | 500 | 0 | Shasta | 05/16/2001 | Cancelled | 12/2003 | Not Built and License Expired
D | Western Midway Sunset - Edison Mission Energy | 1999-AFC-09C | Not Built and License Expired | 500 | 0 | Kern | 03/21/2001 | Cancelled | 07/2003 | Not Built and License Expired
E | United Golden Gate - El Paso | 2000-AFC-05C | Not Built and License Expired | 51 | 0 | San Mateo | 03/07/2001 | Cancelled | 07/2001 | Not Built and License Expired
F | Pegasus Energy - Delta Power | 2001-EP-09C | Cancelled | 181 | 0 | San Bernardino | 06/06/2001 | Cancelled | Cancelled | Cancelled
G | Chula Vista 2 - Ramco | 2001-EP-03C | Cancelled | 62 | 0 | San Diego | 06/13/2001 | Cancelled | Cancelled | Cancelled
H | Hanford Energy Park - GWF | 2000-SPPE-01C | Cancelled | 99 | 0 | Kings | 04/11/2001 | Cancelled | Cancelled | Cancelled
I | Valero Cogen (Unit 2) - Valero | 2001-AFC-05C | Not Built and License Expired | 51 | 37 | Solano | 10/31/2001 | 02/01/2007 | 12/2002 | Not Built and License Expired
J | SF Reliability Project - CCSF | 2004-AFC-01C | License Terminated | 145 | 0 | San Francisco | 10/03/2006 | Cancelled | Cancelled | License Terminated
K | East Altamont - Calpine | 2001-AFC-04C | License Teminated | 1100 | 0 | Alameda | 08/20/2003 | 8/11 | 07/05 | License Teminated
L | Imperial Valley Solar (Formerly SES Solar Two) - Imperial Valley Solar LLC | 2008-AFC-5C | License Teminated | 709 | 0 | Imperial | 9/29/2010 | N/A | N/A | License Teminated
M | Pastoria Simple Cycle Addition - Calpine | 2005-AFC-1C | Not Built and License Expired | 160 |  | Kern | 12/18/2006 | On Hold | 06/07 | Not Built and License Expired
N | Morro Bay - L.S. Power | 2000-AFC-12C | License Withdrawn | 1200 | 0 | San Luis Obispo | 08/02/2004 Note:Commission decision not finalized pending NPDS permit |  |  | License Withdrawn
0 | Beacon Solar Energy Project - Beacon Solar LLC | 2008-AFC-2C | License Teminated | 250 | Pending | Kern | 8/25/2010 | TBD | N/A | License Teminated
p | Calico Solar - Calico Solar LLC (formerly SES Solar One LLC/Stirling Energy | 2008-AFC-13C | License Teminated | 663.5 | Hold/80 | San Bernardino | 10/28/2010 | TBD | N/A | License Teminated
| Total Cancelled or License Expired |  |  | 7878.5
| Not Under Construction Subtotal |  |  | 8557.5
| APPROVED TOTAL |  |  | 35612.5
| Projects Not Approved (Arranged By Decision Date) | Docket Number | Process | Capacity (MW) | Project Type | Location | Date Filed | Decision Date
| Eastshore - Tierra Energy | 2006-AFC-6 | 12-mon AFC | 116 | Brownfield | Alameda | 09/22/2006 | 10/08/2008
| MMC Chula Vista Replacement - MMC Energy, Inc. | 2007-AFC-4 | 12-mon AFC | 100 | Replacement | San Diego | 8/10/2007 | 6/17/2009
| AES High Grove Power Plant | 2006-AFC-2 | 12-mon AFC | 300 | Brownfield | San Bernardino Co. | 2006-05-25 | 2010-02-04
| Rio Mesa Solar Electric Generating Facility BrightSource Energy | 2011-AFC-04 | 12-mon-AFC | 500 | Greenfield | Riverside Co. | 10/14/2011 | Project Withdrawn 7/9/2013
| CPV Vaca-Station - Competitive Power Ventures Inc. | 2008-AFC-11 | 12-mon AFC | 660 | Greenfield | Solano | 11/18/2008 | Project Withdrawn 8/27/2013
| NOT APPROVED TOTAL |  |  | 1676
| Projects In Review (Arranged In Alphabetical Order) | Docket Number | Process | Capacity (MW) [Bracketed indicates large solar] | Project Type | Location | Date Filed | Estimated Decision Date |  | Original Estimated On-line Date
1 | Clean Hydrogen Power Project - BP ARCO & Edison Mission Energy | 2008-AFC-8A | 12-mon AFC | 390 | Brownfield | Kern | 7/31/2008 -------------- Revised AFC filed 5/28/2009 -------------- Amended AFC filed 5/2/2012 | TBD |  | 9/2017
2 | El Segundo Power Redevelopment (Dry Cooling Amendment) Units: 9, 10, 11, 12 | 2000-AFC-14C | 12-mon-AFC | 435 | Brownfield | Los Angeles | Amendment filed 4/28/2013
3 | Hidden Hills Solar Electric Generating System BrightSource Energy, Inc. | 2011-AFC-02 | 12-mon AFC | [500] | Greenfield | Inyo County | 2011-08-05 | Suspended During Review |  | Under Suspension Until 2014
4 | Huntington Beach Energy Project | 2012-AFC-02 | 12-mon AFC | 939 | Brownfield | Orange | 6/27/2012 | TBD |  | Unit 1 - 6/2018
5 | Quail Brush Generating Project Quail Brush Genco, LLC. | 2011-AFC-03 | 12-mon-AFC | 100 | Greenfield | San Diego Co. | 8/2011 | TBD |  | TBD
6 | Redondo Beach Repower - AES | 12-mon-AFC | 12-mon AFC | 496 | Brownfield | Los Angeles County | 11/19/2012 | TBD
7 | San Gabriel - Reliant | 2007-AFC-02 | 12-mon AFC | 656 | Expansion | San Bernardino | 4/13/2007 | Suspended During Review |  | Suspended During Review
8 | Ridgecrest - | 2009-AFC-09 | 12-mon AFC | [250] | Greenfield | Kern | 9/1/09 | Suspended During Review |  | Suspended During Review
9 | Sun Valley Peaker - Edison Mission | 2005-AFC-03 | 12-mon AFC | 500 | Greenfield | Riverside | 12/01/2005 | Under Suspension Until 2014 |  | Under Suspension Until 2014
10 | Willow Pass - Mirant | 2008-AFC-06 | 12-mon AFC | 550 | Brownfield | Contra Costa | 6/30/2008 | ? |  | TBD
| UNDER REVIEW (No Lg Solar) |  |  | 4066
| Large-scale solar under review |  |  | 750
| Under Review Total (excludes Suspended) |  |  | 2910
| Projects Anounced (Arranged by Project Name) | Process | Plant Type | Capacity (MW) | Project Type | Location | Estimated Filing Date
1 | Phoenix Combined Heat and Power | 12-mon-AFC | Natural Gas Cogen | 163 | Brownfield | San Bernardino County | TBD 2013
2 | Black Rock 5 & 6 Geothermal Power Project CE Butte Energy, LLC. | 12-mon-AFC | Geothermal Steam Turbine | 235 | Greenfield | Imperial County | TBD in 2013
| ANNOUNCED TOTAL |  |  | 398
| NOTES: |  |  |  | DEFINITIONS:
| Bold text in table identifies a change from the previous report. |  |  |  | Greenfield | Undeveloped
| * Estimated on-line date if construction is not delayed. |  |  |  | Brownfield | Developed site
| ** Estimated on-line date if approved & constructed as proposed. |  |  |  | Expansion | New unit at existing site, no loss of existing generation
| Projects in italics and an "EP" Docket Number are emergency peakers |  |  |  | Repower | Modification of existing equipment
| Megawatts in [ ] are not included in totals. |  |  |  | Replacement | Demolition of old plant and construction of new plant
| {1} 1021 MW replaced with 1200 MW for a net increase of 179 MW |  |  |  | On Hold | Applicant has suspended work
| {2} Project approved but replaced by Hanford-GWF (01-EP-7). |  |  |  | Suspended | Committee has suspended the proceeding
{3} 30 MW organic rankine cycle amendment approved 5/11/05.
{4} 130 MW amendment approved 6/22/05.

## CEC Other Projects
BA of LSE | LSE Type | Bio Plants (* = dual fuel) | Solar Projects | Start Date | Expiration Date | Delivery Point | S-5 Form | Fuel | Hydro Plants | QFER Plant Name | CEC Plant ID | EIA PlantID | CAISO Resource ID | County | City | State of Resource | BA of Resource | S-1 Line | S-2 Line | LSE | Category | 2012 | 2013 | 2014 | 2015 | 2016 | 2017 | 2018 | 2019 | 2020 | 2021 | 2022 | Form type | The criteria for including a project in planning assumptions is (1) it has an approved contract, (2) it has been permitted, and (3) it has begun construction. Such projects shall have the online date listed in this column for inclusion in Assumptions.
CISO | POU-L |  | Palo Alto Solar (Trina - Brannon) | 2014-05-01 | 2039-04-30 | NP15, Fresno County | No | Solar |  | new in 2014 |  |  |  | Fresno |  | CA | CISO | 18n | 14n | NCPA | Solar PV: Palo Alto Solar (Trina - Brannon) |  |  | 20 | 20 | 20 | 20 | 20 | 20 | 20 | 20 | 20 | S-1
CISO | POU-L |  | Recurrent Solar | 2013-12-31 | 2038-12-31 | SP15, Rosamond sub | Yes | Solar |  | new in 2014 |  |  |  | Kern | Rosamond | CA | CISO | 18p | 14p | SVP | Solar PV: Recurrent Solar |  |  | 16.8 | 16.8 | 16.8 | 16.8 | 16.8 | 16.8 | 16.8 | 16.8 | 16.8 | S-1
CISO | POU-L |  |  | 2014-01-01 | 2023-12-31 | NP15, Switch Gap Junction | Yes | eHydro | Beardsley | Beardsley | H0022 | 414 | BEARDS_7_UNIT 1 | Tuolumne | Pinecrest | CA | CISO | 18m | 14m | SVP | Large Hydro: Tri-Dam Beardsley |  |  | 8.36 | 8.36 | 8.36 | 8.36 | 8.36 | 8.36 | 8.36 | 8.36 | 8.36 | S-1 |  | already counted on NQC list
CISO | POU-L | Johnson Canyon Landfill |  | 2012-12-28 | 2031-12-18 | NP15 | Yes | Landfill Gas |  | new in 2013 |  |  |  | Monterey | Gonzales | CA | CISO | 18j | 14j | NCPA | Landfill Gas: Johnson Canyon Landfill |  |  | 1.9 | 1.9 | 1.9 | 1.9 | 1.9 | 1.9 | 1.9 | 1.9 | 1.9 | S-1 | 2014
CISO | POU-L |  | Martifer/Silverado Solar | 2015-10-01 | 2040-10-01 | SP15, Lancaster | No | Solar |  | new in 2015 |  |  |  | Los Angeles | Lancaster | CA | CISO | 18j | 14j | Pasadena | Solar PV: Martifer/Silverado Solar (Lancaster) |  |  |  | 13 | 12.935 | 12.8703 | 12.806 | 12.7419 | 12.6782 | 12.6148 | 12.5518 | S-1
CISO | POU-L |  |  | 2015-03-31 | 2032-08-31 | NP15, Woodward sub | Yes | eHydro | Friant-Kern Hydro Facility (River Outlet, Madera Canal, F-K) | Friant-Kern Hydro Facility (River Outlet, Madera Canal, F-K) | H0198 | 50393 | FRIANT_6_UNITS | Madera | Terra Bella | CA | CISO | 18k | 14k | SVP | Large Hydro: Friant 2 |  |  |  | 7 | 7 | 7 | 7 | 7 | 7 | 7 | 7 | S-1 |  | already counted on NQC list
CISO | POU-L |  |  | 2016-01-01 | 2032-08-31 | NP15, Coppermine sub | Yes | eHydro | Friant-Kern Hydro Facility (River Outlet, Madera Canal, F-K) | Friant-Kern Hydro Facility (River Outlet, Madera Canal, F-K) | H0198 | 50393 | FRIANT_6_UNITS | Madera | Terra Bella | CA | CISO | 18j | 14j | SVP | Large Hydro: Friant 1 |  |  |  |  | 22 | 22 | 22 | 22 | 22 | 22 | 22 | S-1 |  | already counted on NQC list
CISO | POU-L |  |  | 2016-06-01 | 2023-12-31 | NP15 | Yes | eHydro | Donnels, Tulloch, Beardsley | various | various |  |  |  |  | CA | CISO | 18l | 14l | SVP | Large Hydro: Tri-Dam Southern |  |  |  |  | 14 | 14 | 14 | 14 | 14 | 14 | 14 | S-1 | 2016

## IncSmallPV Extrapolate
This worksheet illustrates the calculation method for log trend extrapolation of years 2020-2024 out to 2034. The calculation is done for one utility at a time. The equations and results for each utility are shown below.
| Year | 14 | 15 | 16 | 17 | 18 | 19 | 20 | 21 | 22 | 23 | 24 | 25 | 26 | 27 | 28 | 29 | 30 | 31 | 32 | 33 | 34
Values are Installed Capacity in MW
IEPR low load/high PV |  | 14: 240.7721; 15: 277.4576; 16: 324.1656; 17: 334.9894; 18: 347.1266; 19: 360.4689; 20: 396.8749; 21: 440.9628; 22: 490.161; 23: 542.7724; 24: 598.1895
| with extrapolation | 240.7721 | 277.4576 | 324.1656 | 334.9894 | 347.1266 | 360.4689 | 396.8749 | 440.9628 | 490.161 | 542.7724 | 598.1895 | 637.1578 | 680.4967 | 722.1997 | 762.386 | 801.1619 | 838.6231 | 874.8559 | 909.9382 | 943.9409 | 976.9284
E3 NEM Cost-Eff Eval |  | 14: 255.1746; 15: 312.8011; 16: 375.3559; 17: 442.343; 18: 513.2662; 19: 587.6295; 20: 657.0741; 21: 719.567; 22: 787.184; 23: 854.801; 24: 922.418
| with extrapolation | 255.1746 | 312.8011 | 375.3559 | 442.343 | 513.2662 | 587.6295 | 657.0741 | 719.567 | 787.184 | 854.801 | 922.418 | 977.8587 | 1035.1209 | 1090.2218 | 1143.3186 | 1194.5519 | 1244.0482 | 1291.9213 | 1338.2744 | 1383.201 | 1426.7864
IEPR mid load/mid PV |  | 14: 225.0473; 15: 252.8101; 16: 290.4623; 17: 300.3177; 18: 311.5662; 19: 323.968; 20: 351.6566; 21: 389.0683; 22: 432.8721; 23: 481.5216; 24: 534.133
| with extrapolation | 225.0473 | 252.8101 | 290.4623 | 300.3177 | 311.5662 | 323.968 | 351.6566 | 389.0683 | 432.8721 | 481.5216 | 534.133 | 567.7823 | 607.0579 | 644.851 | 681.2696 | 716.41 | 750.3591 | 783.1948 | 814.9879 | 845.8027 | 875.6974
PGE
[16 empty] | IEPR low load/high PV | y = 4715.1ln(x) - 12217
[16 empty] | E3 NEM Cost-Eff Eval | y = 5152.8ln(x) - 12897
[16 empty] | IEPR mid load/mid PV | y = 3596.8ln(x) - 9001.1
SCE
[16 empty] | IEPR low load/high PV | y = 2988.5ln(x) - 7714.8
[16 empty] | E3 NEM Cost-Eff Eval | y = 5633.1ln(x) - 14569
[16 empty] | IEPR mid load/mid PV | y = 2278.9ln(x) - 5699.6
SDGE
[16 empty] | IEPR low load/high PV | y = 1105ln(x) - 2919.7
[16 empty] | E3 NEM Cost-Eff Eval | y = 1460ln(x) - 3721.7
[16 empty] | IEPR mid load/mid PV | y = 1001.4ln(x) - 2655.6
PGE |  | 25: Extrapolation Results
| IEPR low load/high PV | 1285.361 | 1390.8631 | 1535.0349 | 1609.4048 | 1696.7401 | 1797.6609 | 1943.0886 | 2118.7828 | 2322.2918 | 2551.0446 | 2803.9239 | 2960.3214 | 3145.251 | 3323.2004 | 3494.6775 | 3660.1366 | 3819.9858 | 3974.5931 | 4124.2914 | 4269.3828 | 4410.1425
| E3 NEM Cost-Eff Eval | 1108.1043 | 1308.1347 | 1525.3424 | 1760.15 | 2012.9803 | 2284.256 | 2565.84 | 2768.22 | 3011.54 | 3254.86 | 3498.18 | 3689.2234 | 3891.3198 | 4085.7882 | 4273.1834 | 4454.002 | 4628.6899 | 4797.6493 | 4961.244 | 5119.8042 | 5273.6305
| IEPR mid load/mid PV | 1278.1392 | 1362.997 | 1476.407 | 1540.5888 | 1614.9491 | 1701.5587 | 1804.8478 | 1932.0057 | 2084.812 | 2262.588 | 2461.439 | 2576.5526 | 2717.6216 | 2853.366 | 2984.1732 | 3110.3896 | 3232.3267 | 3350.2652 | 3464.4589 | 3575.1384 | 3682.5135
SCE |  | 25: Extrapolation Results
| IEPR low load/high PV | 857.4785 | 924.1031 | 1017.6732 | 1058.8778 | 1106.5277 | 1166.0043 | 1260.6656 | 1371.7263 | 1499.342 | 1644.2394 | 1807.0833 | 1904.8104 | 2022.0215 | 2134.8085 | 2243.4932 | 2348.3636 | 2449.6784 | 2547.6708 | 2642.5517 | 2734.5128 | 2823.7284
| E3 NEM Cost-Eff Eval | 704.0601 | 897.9391 | 1121.9645 | 1377.8238 | 1667.2047 | 1991.7947 | 2350.3647 | 2540.5 | 2814.5 | 3088.5 | 3362.5 | 3563.2494 | 3784.1836 | 3996.7786 | 4201.6412 | 4399.3141 | 4590.285 | 4774.9933 | 4953.8369 | 5127.1767 | 5295.3415
| IEPR mid load/mid PV | 855.0885 | 899.9993 | 963.6417 | 1000.8737 | 1043.4369 | 1090.3123 | 1147.4992 | 1227.7804 | 1324.2486 | 1436.1118 | 1564.1348 | 1635.8961 | 1725.2762 | 1811.2826 | 1894.1609 | 1974.1305 | 2051.3887 | 2126.1134 | 2198.4655 | 2268.5911 | 2336.623
SDGE |  | 25: Extrapolation Results
| IEPR low load/high PV | 240.7721 | 277.4576 | 324.1656 | 334.9894 | 347.1266 | 360.4689 | 396.8749 | 440.9628 | 490.161 | 542.7724 | 598.1895 | 637.1578 | 680.4967 | 722.1997 | 762.386 | 801.1619 | 838.6231 | 874.8559 | 909.9382 | 943.9409 | 976.9284
| E3 NEM Cost-Eff Eval | 255.1746 | 312.8011 | 375.3559 | 442.343 | 513.2662 | 587.6295 | 657.0741 | 719.567 | 787.184 | 854.801 | 922.418 | 977.8587 | 1035.1209 | 1090.2218 | 1143.3186 | 1194.5519 | 1244.0482 | 1291.9213 | 1338.2744 | 1383.201 | 1426.7864
| IEPR mid load/mid PV | 225.0473 | 252.8101 | 290.4623 | 300.3177 | 311.5662 | 323.968 | 351.6566 | 389.0683 | 432.8721 | 481.5216 | 534.133 | 567.7823 | 607.0579 | 644.851 | 681.2696 | 716.41 | 750.3591 | 783.1948 | 814.9879 | 845.8027 | 875.6974
CAISO
| IEPR low load/high PV | 2383.6116 | 2592.4237 | 2876.8738 | 3003.272 | 3150.3944 | 3324.134 | 3600.6291 | 3931.4719 | 4311.7947 | 4738.0563 | 5209.1967 | 5502.2896 | 5847.7692 | 6180.2086 | 6500.5566 | 6809.662 | 7108.2873 | 7397.1197 | 7676.7813 | 7947.8365 | 8210.7993
| E3 NEM Cost-Eff Eval | 2067.339 | 2518.8749 | 3022.6628 | 3580.3168 | 4193.4513 | 4863.6803 | 5573.2789 | 6028.287 | 6613.224 | 7198.161 | 7783.098 | 8230.3315 | 8710.6244 | 9172.7887 | 9618.1432 | 10047.868 | 10463.023 | 10864.5639 | 11253.3553 | 11630.1819 | 11995.7583
| IEPR mid load/mid PV | 2358.2749 | 2515.8064 | 2730.511 | 2841.7802 | 2969.9521 | 3115.839 | 3304.0035 | 3548.8544 | 3841.9328 | 4180.2214 | 4559.7067 | 4780.2309 | 5049.9557 | 5309.4997 | 5559.6036 | 5800.9302 | 6034.0745 | 6259.5734 | 6477.9124 | 6689.5322 | 6894.834