## Notes
Worksheet/table | Description
NonREN_base | Shows the formulas to map from aggregate RESOLVE values to source unit-level data located on tab CONV_CAISO_Gen_List. See cells M5:P20 to map to available unit-level data for Non-Renewables baseline CAISO area resources in RESOLVE. Cells H24:K63 is RESOLVE's representation of the total NON-CAISO inside and outside CA Non-Renewables baseline.
REN_base | Shows the formulas to map from aggregate RESOLVE values to source unit-level data located on tab REN_Existing_Resources. See cells T27:W43 to map to available unit-level data for Renewables baseline CAISO area resources in RESOLVE. See cells T109:W138 to map to available unit-level data for Renewables baseline NON-CAISO CA area resources in RESOLVE. Cells M169:P198 is RESOLVE's representation of the total NON-CAISO inside and outside CA Renewables baseline (i.e. cells T109:W138 are included in these numbers).
Final_New_Build | Shows the new resources selected by RESOLVE by technology and coarse geographic location for the CAISO area. See cells H56:T97 for FCDS renewables. See cells H106:T147 for EO renewables. See cells AC5:AO13 for energy storage technology, capacity, and duration. Includes manual adjustment for reduced EO capacity in Kramer Inyokern.
Raw_New_Build | Worksheet for extracting new resources data from RESOLVE from various output tables in the RESOLVE Results Viewer. This feeds into the tab Final_New_Build.
CONV_CAISO_Gen_List | Copied this tab (values only) directly from RESOLVE UI and added filtering columns at end. Represents raw unit-level data used by RESOLVE: preliminary NQC list posted August 2016, paired with CAISO Master Generating Capability List download November 2, 2016.
REN_Existing_Resources | Copied this tab (values only) directly from RESOLVE UI and added filtering columns at end. Represents raw unit-level data used by RESOLVE: compilation of CPUC's IOU RPS Contracts Database in October 2016, CEC annual POU contract reports, CEC statewide renewable net short projections, and data provided by CCAs.
raw_resource_build | Copied this tab (values only) directly from RESOLVE Results_Viewer for the 42 MMT Core Case
raw_storage_build | Copied this tab (values only) directly from RESOLVE Results_Viewer for the 42 MMT Core Case
Key to color coding:
Green bold font = cells that can be used to derive unit level source data for baseline resources
Red font and/or yellow highlight indicates a manual adjustment to a worksheet
Green tabs contain high-level totals
Gray tabs are intermediate or raw worksheets drawn directly from the RESOLVE UI or the RESOLVE Results Viewer

## NonREN_base
From RESOLVE UI: CONV_Baseline | [5 empty] | From RESOLVE Results Viewer: raw_resource_build |  |  |  |  | From RESOLVE UI: CONV_CAISO_Gen_List
Installed Capacity, CAISO Resources (MW)
Resource | Zone | 2018 | 2022 | 2026 | 2030 | Column B of raw_resource_build | 2018 | 2022 | 2026 | 2030 |  | 2018 | 2022 | 2026 | 2030
CAISO_CHP | CAISO | 1684.867 | 1684.867 | 1684.867 | 1684.867 | CAISO_CHP | 1684.87 | 1684.87 | 1684.87 | 1684.87 | CAISO_CHP | 1684.867 | 1684.867 | 1684.867 | 1684.867
CAISO_Nuclear | CAISO | 2922.046 | 2922.046 | 622.046 | 622.046 | CAISO_Nuclear | 2922.05 | 2922.05 | 622.05 | 622.05 | CAISO_Nuclear | 2922.046 | 2922.046 | 622.046 | 622.046
CAISO_CCGT1 | CAISO | 12418.87 | 13702.87 | 13702.87 | 13702.87 | CAISO_CCGT1 | 12418.87 | 13702.87 | 13702.87 | 13702.87 | CAISO_CCGT1 | 12418.87 | 13702.87 | 13702.87 | 13702.87
CAISO_CCGT2 | CAISO | 2974.32 | 2974.32 | 2974.32 | 2974.32 | CAISO_CCGT2 | 2974.32 | 2974.32 | 2974.32 | 2974.32 | CAISO_CCGT2 | 2974.32 | 2974.32 | 2974.32 | 2974.32
CAISO_Peaker1 | CAISO | 5195.4 | 5555.4 | 5555.4 | 5555.4 | CAISO_Peaker1 | 5195.4 | 5555.4 | 5555.4 | 5555.4 | CAISO_Peaker1 | 5195.4 | 5293.4 | 5293.4 | 5293.4
CAISO_Peaker2 | CAISO | 2859.23 | 2729.23 | 2729.23 | 2729.23 | CAISO_Peaker2 | 2859.23 | 2729.23 | 2729.23 | 2729.23 | CAISO_Peaker2 | 2859.23 | 2729.23 | 2729.23 | 2729.23
CAISO_Advanced_CCGT | CAISO | 0 | 0 | 0 | 0 | CAISO_Advanced_CCGT | 0 | 0 | 0 | 0
CAISO_Aero_CT | CAISO | 0 | 0 | 0 | 0 | CAISO_Aero_CT | 0 | 0 | 0 | 0
CAISO_Reciprocating_Engine | CAISO | 262.8 | 262.8 | 262.8 | 262.8 | CAISO_Reciprocating_Engine | 262.8 | 262.8 | 262.8 | 262.8 | CAISO_Reciprocating_Engine | 262.8 | 262.8 | 262.8 | 262.8
CAISO_ST | CAISO | 6416.22 | 652 | 652 | 652 | CAISO_ST | 6416.22 | 652 | 652 | 652 | CAISO_ST | 6416.22 | 652 | 652 | 652
[6 empty] | CAISO_Hydro | 7843.85 | 7843.85 | 7843.85 | 7843.85 | CAISO_Hydro | 7064.378 | 7064.378 | 7064.378 | 7064.378
[6 empty] | CAISO_Existing_Pumped_Storage | 1832 | 1832 | 1832 | 1832 | CAISO_PS | 1832.58 | 1832.58 | 1832.58 | 1832.58
[6 empty] | CAISO_Storage_Mandate | 689.75 | 1113.25 | 1325 | 1325
[11 empty] | CAISO_Storage_Mandate | 689.75 | 1113.25 | 1325 | 1325 | The entirety of CAISO Storage Mandate is assumed 4 hour battery on average.
[11 empty] | CAISO_Shed_DR_Existing | 1752.45 | 1752.45 | 1752.45 | 1752.45
Installed Capacity, External Zones, TEPPC 2026 Common Case (MW)
Resource | Zone | 2018 | 2022 | 2026 | 2030 |  | 2018 | 2022 | 2026 | 2030
NW_Nuclear | NW | 1170 | 1170 | 1170 | 1170 | NW_Nuclear | 1170 | 1170 | 1170 | 1170
NW_Coal | NW | 10764.803 | 8895.803 | 8225.803 | 8225.803 | NW_Coal | 10764.8 | 8895.8 | 8225.8 | 8225.8
NW_CCGT | NW | 9264.314 | 9264.314 | 9768.9141 | 9768.9141 | See below
NW_Peaker | NW | 3327.37 | 3657.37 | 3327.37 | 3243.17 | NW_Peaker | 3327.37 | 3657.37 | 3327.37 | 3243.17
SW_Nuclear | SW | 2858.262 | 2858.262 | 2858.262 | 2858.262 | SW_Nuclear | 2858.26 | 2858.26 | 2858.26 | 2858.26
SW_Coal | SW | 9100.5 | 8096.5 | 7448.5 | 7448.5 | SW_Coal | 9100.5 | 8096.5 | 7448.5 | 7448.5
SW_CCGT | SW | 19474.3521 | 19768.3521 | 19715.4521 | 19715.4521 | See below
SW_Peaker | SW | 8586.255 | 9197.155 | 10759.305 | 10370.835 | SW_Peaker | 8586.25 | 9197.16 | 10759.31 | 10370.83
LDWP_Nuclear | LDWP | 456.692 | 456.692 | 456.692 | 456.692 | LDWP_Nuclear | 456.69 | 456.69 | 456.69 | 456.69
LDWP_Coal | LDWP | 1800 | 1800 | 1800 | 0 | LDWP_Coal | 1800 | 1800 | 1800 | 0
LDWP_CCGT | LDWP | 1935.8999 | 1935.8999 | 1935.8999 | 1935.8999 | See below
LDWP_Peaker | LDWP | 2759.2 | 2726.5 | 2282.5 | 2282.5 | LDWP_Peaker | 2759.2 | 2726.5 | 2282.5 | 2282.5
IID_CCGT | IID | 255.3 | 255.3 | 255.3 | 255.3 | See below
IID_Peaker | IID | 634.1 | 814.0999 | 814.0999 | 814.0999 | IID_Peaker | 634.1 | 814.1 | 814.1 | 814.1
BANC_CCGT | BANC | 1874.06 | 1874.06 | 1874.06 | 1874.06 | See below
BANC_Peaker | BANC | 890.6 | 890.6 | 890.6 | 890.6 | BANC_Peaker | 890.6 | 890.6 | 890.6 | 890.6
Generic CCGT Resources, External Zones (MW)
Resource | Zone | 2018 | 2022 | 2026 | 2030
NW_CCGT | NW | 330 | 1869 | 2364.3999 | 2448.5999
SW_CCGT | SW | 388.7 | 803.1 | 1171.75 | 1560.22
LDWP_CCGT | LDWP | 0 | 32.7 | 476.7 | 2276.7
IID_CCGT | IID | 0 | 0 | 0 | 0
BANC_CCGT | BANC | 0 | 0 | 0 | 0
Total CCGT External Zones | [6 empty] | 2018 | 2022 | 2026 | 2030
NW_CCGT | NW | 9594.314 | 11133.314 | 12133.314 | 12217.514 | NW_CCGT | 9594.31 | 11133.31 | 12133.31 | 12217.51
SW_CCGT | SW | 19863.0521 | 20571.4521 | 20887.2021 | 21275.6721 | SW_CCGT | 19863.05 | 20571.45 | 20887.2 | 21275.67
LDWP_CCGT | LDWP | 1935.8999 | 1968.5999 | 2412.5999 | 4212.5999 | LDWP_CCGT | 1935.9 | 1968.6 | 2412.6 | 4212.6
IID_CCGT | IID | 255.3 | 255.3 | 255.3 | 255.3 | IID_CCGT | 255.3 | 255.3 | 255.3 | 255.3
BANC_CCGT | BANC | 1874.06 | 1874.06 | 1874.06 | 1874.06 | BANC_CCGT | 1874.06 | 1874.06 | 1874.06 | 1874.06
From RESOLVE UI: HYD_OpChar
Installed Capacity (MW) |  | 2018 | 2022 | 2026 | 2030 |  | 2018 | 2022 | 2026 | 2030
CAISO_Hydro |  | 7843.848 | 7843.848 | 7843.848 | 7843.848 | See above for CAISO_Hydro
BANC_Hydro |  | 2742.3 | 2742.3 | 2742.3 | 2742.3 | BANC_Hydro | 2742.3 | 2742.3 | 2742.3 | 2742.3
IID_Hydro |  | 84.5 | 84.5 | 84.5 | 84.5 | IID_Hydro | 84.5 | 84.5 | 84.5 | 84.5
LDWP_Hydro |  | 1938.88 | 1938.88 | 1938.88 | 1938.88 | LDWP_Hydro | 1938.88 | 1938.88 | 1938.88 | 1938.88
NW_Hydro |  | 34379.2 | 34379.2 | 34379.2 | 34379.2 | NW_Hydro | 34379.2 | 34379.2 | 34379.2 | 34379.2
SW_Hydro |  | 3990.672 | 3990.672 | 3990.672 | 3990.672 | SW_Hydro | 3990.67 | 3990.67 | 3990.67 | 3990.67
From RESOLVE UI: DR_Shed
Baseline Shed DR 1-in-2 Peak Load Impact (MW)
Active: Mid |  | 2018 | 2022 | 2026 | 2030 |  | 2018 | 2022 | 2026 | 2030
PG&E |  | 541.2 | 541.2 | 541.2 | 541.2 | CAISO_Shed_DR_Existing | 1752.45 | 1752.45 | 1752.45 | 1752.45
SCE |  | 1019.4 | 1019.4 | 1019.4 | 1019.4
SDGE |  | 56.46 | 56.46 | 56.46 | 56.46
Total |  | 1617.06 | 1617.06 | 1617.06 | 1617.06
Impact at Generator Level (grossed up for losses) |  | 2018 | 2022 | 2026 | 2030
PG&E |  | 593.6964 | 593.6964 | 593.6964 | 593.6964
SCE |  | 1096.8744 | 1096.8744 | 1096.8744 | 1096.8744
SDGE |  | 61.8802 | 61.8802 | 61.8802 | 61.8802
Total CAISO_Shed_DR_Existing |  | 1752.451 | 1752.451 | 1752.451 | 1752.451
Note on P5: Author: Use formulas in these green bold cells to map to unit-level.
Note on P9: Author: Different from what was modeled in RESOLVE because we manually removed Puente from CONV_CAISO_Gen_List
Note on G15: Author: Value actually used by RESOLVE. Includes Hoover share.
Note on L15: Author: Value of sum from original CAISO gen cap list including Hoover share.
Note on P17: Author: The sum of the green bold cells and the purple bold cells comprise the baseline Non-Renewbles CAISO units assumed in RESOLVE.
Note on F45: Author: Generic additions of CCGT
Note on H50: Author: Total CCGT non-CAISO zones including generic additions of CCGT

## REN_base
From RESOLVE UI: REN_Baseline | [9 empty] | From RESOLVE Results Viewer: raw_resource_build |  |  |  |  | From RESOLVE UI: REN_Existing_Resources
Annual Energy (GWh)
Existing Portfolio for CAISO RESOLVE Resource (GWh) | Zone | Contract | Technology | RESOLVE CF | 2018 | 2022 | 2026 | 2030 | [6 empty] | Zone | Contract | Technology | 2018 | 2022 | 2026 | 2030
BANC_Small_Hydro_for_CAISO | BANC | CAISO | Small_Hydro | 100% | 24.579 | 24.579 | 24.579 | 24.579 | [6 empty] | BANC | CAISO | Small_Hydro | 24.579 | 24.579 | 24.579 | 24.579
CAISO_Biomass_for_CAISO | CAISO | CAISO | Biomass | 100% | 6264.0426 | 6264.0426 | 6264.0426 | 6264.0426 | [6 empty] | CAISO | CAISO | Biomass | 6264.0426 | 6264.0426 | 6264.0426 | 6264.0426
CAISO_Geothermal_for_CAISO | CAISO | CAISO | Geothermal | 100% | 8912.5797 | 9306.7797 | 9306.7797 | 9306.7797 | [6 empty] | CAISO | CAISO | Geothermal | 8912.5797 | 9306.7797 | 9306.7797 | 9306.7797
CAISO_Small_Hydro_for_CAISO | CAISO | CAISO | Small_Hydro | 100% | 4035.2853 | 4036.9389 | 4036.9389 | 4036.9389 | [6 empty] | CAISO | CAISO | Small_Hydro | 4035.2853 | 4036.9389 | 4036.9389 | 4036.9389
CAISO_Solar_for_CAISO | CAISO | CAISO | Solar | 29.6% | 26493.6289 | 32832.0224 | 32832.0224 | 32832.0224 | [6 empty] | CAISO | CAISO | Solar | 26493.6289 | 32832.0224 | 32832.0224 | 32832.0224
CAISO_Wind_for_CAISO | CAISO | CAISO | Wind | 27.68% | 14560.4342 | 15208.6745 | 15208.6745 | 15208.6745 | [6 empty] | CAISO | CAISO | Wind | 14560.4342 | 15208.6745 | 15208.6745 | 15208.6745
IID_Geothermal_for_CAISO | IID | CAISO | Geothermal | 100% | 2950.0887 | 1586.9387 | 1325.3578 | 1325.3578 | [6 empty] | IID | CAISO | Geothermal | 2950.0887 | 1586.9387 | 1325.3578 | 1325.3578
IID_Solar_for_CAISO | IID | CAISO | Solar | 29.08% | 59 | 159.2456 | 159.2456 | 159.2456 | [6 empty] | IID | CAISO | Solar | 59 | 159.2456 | 159.2456 | 159.2456
LDWP_Wind_for_CAISO | LDWP | CAISO | Wind | 29.33% | 10.1378 | 10.1378 | 10.1378 | 10.1378 | [6 empty] | LDWP | CAISO | Wind | 10.1378 | 10.1378 | 10.1378 | 10.1378
NW_Biomass_for_CAISO | NW | CAISO | Biomass | 100% | 87.3904 | 87.3904 | 87.3904 | 87.3904 | [6 empty] | NW | CAISO | Biomass | 87.3904 | 87.3904 | 87.3904 | 87.3904
NW_Geothermal_for_CAISO | NW | CAISO | Geothermal | 100% | 56.5761 | 56.5761 | 56.5761 | 56.5761 | [6 empty] | NW | CAISO | Geothermal | 56.5761 | 56.5761 | 56.5761 | 56.5761
NW_Small_Hydro_for_CAISO | NW | CAISO | Small_Hydro | 100% | 23.9418 | 23.9418 | 23.9418 | 23.9418 | [6 empty] | NW | CAISO | Small_Hydro | 23.9418 | 23.9418 | 23.9418 | 23.9418
NW_Wind_for_CAISO | NW | CAISO | Wind | 32.09% | 3782.8585 | 3782.8585 | 3782.8585 | 3782.8585 | [6 empty] | NW | CAISO | Wind | 3782.8585 | 3782.8585 | 3782.8585 | 3782.8585
SW_Solar_for_CAISO | SW | CAISO | Solar | 32.34% | 359.9019 | 359.9019 | 359.9019 | 359.9019 | [6 empty] | SW | CAISO | Solar | 359.9019 | 359.9019 | 359.9019 | 359.9019
SW_Wind_for_CAISO | SW | CAISO | Wind | 43.86% | 2196.1791 | 2196.1791 | 2196.1791 | 2196.1791 | [6 empty] | SW | CAISO | Wind | 2196.1791 | 2196.1791 | 2196.1791 | 2196.1791
Total |  |  |  |  | 69816.624 | 75936.2072 | 75674.6263 | 75674.6263
Resources Outside RESOLVE Footprint (GWh) | Zone | Contract | Technology
Other_Wind_for_CAISO | Other | CAISO | Wind |  | 2655 | 2655 | 2655 | 2655 | [6 empty] | Other | CAISO | Wind | 2655 | 2655 | 2655 | 2655
Total |  |  |  |  | 2655 | 2655 | 2655 | 2655 | [8 empty] | Other = Biogas pipeline = not modeled
Calculated Capacity (MW) | [9 empty] | Calculated Capacity (MW) |  |  |  |  | Installed Capacity (MW)
RESOLVE Modeled Capacity (MW) | Zone | Contract | Technology |  | 2018 | 2022 | 2026 | 2030 |  | Column B of raw_resource_build | 2018 | 2022 | 2026 | 2030 | Zone | Contract | Technology | 2018 | 2022 | 2026 | 2030
BANC_Small_Hydro_for_CAISO | BANC | CAISO | Small_Hydro |  | 2.8058 | 2.8058 | 2.8058 | 2.8058 | 1 | BANC_Small_Hydro_for_CAISO | 2.81 | 2.81 | 2.81 | 2.81 | BANC | CAISO | Small_Hydro | 5.9958 | 5.9958 | 5.9958 | 5.9958
CAISO_Biomass_for_CAISO | CAISO | CAISO | Biomass |  | 715.0734 | 715.0734 | 715.0734 | 715.0734 | 1 | CAISO_Biomass_for_CAISO | 715.07 | 715.07 | 715.07 | 715.07 | CAISO | CAISO | Biomass | 1046.3297 | 1046.3297 | 1046.3297 | 1046.3297
CAISO_Geothermal_for_CAISO | CAISO | CAISO | Geothermal |  | 1017.4178 | 1062.4178 | 1062.4178 | 1062.4178 | 1 | CAISO_Geothermal_for_CAISO | 1017.42 | 1062.42 | 1062.42 | 1062.42 | CAISO | CAISO | Geothermal | 1182.0165 | 1232.0165 | 1232.0165 | 1232.0165
CAISO_Small_Hydro_for_CAISO | CAISO | CAISO | Small_Hydro |  | 460.649 | 460.8378 | 460.8378 | 460.8378 | 1 | CAISO_Small_Hydro_for_CAISO | 460.65 | 460.84 | 460.84 | 460.84 | CAISO | CAISO | Small_Hydro | 1039.9235 | 1039.0585 | 1039.0585 | 1039.0585
CAISO_Solar_for_CAISO | CAISO | CAISO | Solar |  | 10216.4824 | 12660.6959 | 12660.6959 | 12660.6959 | 1 | CAISO_Solar_for_CAISO | 10216.48 | 12660.7 | 12660.7 | 12660.7 | CAISO | CAISO | Solar | 10927.1739 | 13317.8699 | 13317.8699 | 13317.8699
CAISO_Wind_for_CAISO | CAISO | CAISO | Wind |  | 6005.0147 | 6272.362 | 6272.362 | 6272.362 | 1 | CAISO_Wind_for_CAISO | 6005.01 | 6272.36 | 6272.36 | 6272.36 | CAISO | CAISO | Wind | 6081.5656 | 6215.3656 | 6215.3656 | 6215.3656
IID_Geothermal_for_CAISO | IID | CAISO | Geothermal |  | 336.7681 | 181.1574 | 151.2966 | 151.2966 | 1 | IID_Geothermal_for_CAISO | 336.77 | 181.16 | 151.3 | 151.3 | IID | CAISO | Geothermal | 454.878 | 271.078 | 235.078 | 235.078
IID_Solar_for_CAISO | IID | CAISO | Solar |  | 23.158 | 62.5053 | 62.5053 | 62.5053 | 1 | IID_Solar_for_CAISO | 23.16 | 62.51 | 62.51 | 62.51 | IID | CAISO | Solar | 20 | 70 | 70 | 70
LDWP_Wind_for_CAISO | LDWP | CAISO | Wind |  | 3.9461 | 3.9461 | 3.9461 | 3.9461 | 1 | LDWP_Wind_for_CAISO | 3.95 | 3.95 | 3.95 | 3.95 | LDWP | CAISO | Wind | 5.0875 | 5.0875 | 5.0875 | 5.0875
NW_Biomass_for_CAISO | NW | CAISO | Biomass |  | 9.9761 | 9.9761 | 9.9761 | 9.9761 | 1 | NW_Biomass_for_CAISO | 9.98 | 9.98 | 9.98 | 9.98 | NW | CAISO | Biomass | 31.6 | 31.6 | 31.6 | 31.6
NW_Geothermal_for_CAISO | NW | CAISO | Geothermal |  | 6.4585 | 6.4585 | 6.4585 | 6.4585 | 1 | NW_Geothermal_for_CAISO | 6.46 | 6.46 | 6.46 | 6.46 | NW | CAISO | Geothermal | 15 | 15 | 15 | 15
NW_Small_Hydro_for_CAISO | NW | CAISO | Small_Hydro |  | 2.7331 | 2.7331 | 2.7331 | 2.7331 | 1 | NW_Small_Hydro_for_CAISO | 2.73 | 2.73 | 2.73 | 2.73 | NW | CAISO | Small_Hydro | 28.734 | 28.734 | 28.734 | 28.734
NW_Wind_for_CAISO | NW | CAISO | Wind |  | 1345.757 | 1345.757 | 1345.757 | 1345.757 | 1 | NW_Wind_for_CAISO | 1345.76 | 1345.76 | 1345.76 | 1345.76 | NW | CAISO | Wind | 1645.6117 | 1645.6117 | 1645.6117 | 1645.6117
SW_Solar_for_CAISO | SW | CAISO | Solar |  | 127.0266 | 127.0266 | 127.0266 | 127.0266 | 1 | SW_Solar_for_CAISO | 127.03 | 127.03 | 127.03 | 127.03 | SW | CAISO | Solar | 127 | 127 | 127 | 127
SW_Wind_for_CAISO | SW | CAISO | Wind |  | 571.5546 | 571.5546 | 571.5546 | 571.5546 | 1 | SW_Wind_for_CAISO | 571.55 | 571.55 | 571.55 | 571.55 | SW | CAISO | Wind | 622.3 | 622.3 | 622.3 | 622.3
[15 empty] | Other | CAISO | Wind | 849 | 849 | 849 | 849
Annual Energy (GWh)
Existing Portfolio, Non-CAISO LSEs (GWh) | Zone | Contract | Technology | RESOLVE CF | 2018 | 2022 | 2026 | 2030 | [6 empty] | Zone | Contract | Technology | 2018 | 2022 | 2026 | 2030
BANC_Biomass_for_Other | BANC | Other | Biomass | 100% | 67.6261 | 67.6261 | 67.6261 | 67.6261 | [6 empty] | BANC | Non-CAISO | Biomass | 67.6261 | 67.6261 | 67.6261 | 67.6261
BANC_Geothermal_for_Other | BANC | Other | Geothermal | 100% | 0 | 0 | 0 | 0 | [6 empty] | BANC | Non-CAISO | Geothermal | 0 | 0 | 0 | 0
BANC_Small_Hydro_for_Other | BANC | Other | Small_Hydro | 100% | 161.1208 | 161.1208 | 161.1208 | 161.1208 | [6 empty] | BANC | Non-CAISO | Small_Hydro | 161.1208 | 161.1208 | 161.1208 | 161.1208
BANC_Solar_for_Other | BANC | Other | Solar | 29.16% | 315.4444 | 315.4444 | 315.4444 | 315.4444 | [6 empty] | BANC | Non-CAISO | Solar | 317.0974 | 317.0974 | 317.0974 | 317.0974
BANC_Wind_for_Other | BANC | Other | Wind | 30.14% | 0 | 0 | 0 | 0 | [6 empty] | BANC | Non-CAISO | Wind | 0 | 0 | 0 | 0
CAISO_Biomass_for_Other | CAISO | Other | Biomass | 100% | 527.7676 | 527.7676 | 527.7676 | 527.7676 | [6 empty] | CAISO | Non-CAISO | Biomass | 527.7676 | 527.7676 | 527.7676 | 527.7676
CAISO_Geothermal_for_Other | CAISO | Other | Geothermal | 100% | 2232.8715 | 2232.8715 | 2232.8715 | 2232.8715 | [6 empty] | CAISO | Non-CAISO | Geothermal | 2232.8715 | 2232.8715 | 2232.8715 | 2232.8715
CAISO_Small_Hydro_for_Other | CAISO | Other | Small_Hydro | 100% | 211.761 | 211.761 | 211.761 | 211.761 | [6 empty] | CAISO | Non-CAISO | Small_Hydro | 211.761 | 211.761 | 211.761 | 211.761
CAISO_Solar_for_Other | CAISO | Other | Solar | 27.59% | 101.5459 | 101.5459 | 101.5459 | 101.5459 | [6 empty] | CAISO | Non-CAISO | Solar | 101.5459 | 101.5459 | 101.5459 | 101.5459
CAISO_Wind_for_Other | CAISO | Other | Wind | 27.99% | 1117.4775 | 1117.4775 | 1117.4775 | 1117.4775 | [6 empty] | CAISO | Non-CAISO | Wind | 1117.4775 | 1117.4775 | 1117.4775 | 1117.4775
IID_Biomass_for_Other | IID | Other | Biomass | 100% | 0 | 0 | 0 | 0 | [6 empty] | IID | Non-CAISO | Biomass | 0 | 0 | 0 | 0
IID_Geothermal_for_Other | IID | Other | Geothermal | 100% | 767.5799 | 767.5799 | 767.5799 | 767.5799 | [6 empty] | IID | Non-CAISO | Geothermal | 767.5799 | 767.5799 | 767.5799 | 767.5799
IID_Small_Hydro_for_Other | IID | Other | Small_Hydro | 100% | 270.4514 | 270.4514 | 270.4514 | 270.4514 | [6 empty] | IID | Non-CAISO | Small_Hydro | 270.4514 | 270.4514 | 270.4514 | 270.4514
IID_Solar_for_Other | IID | Other | Solar | 33.76% | 157.0307 | 157.0307 | 157.0307 | 157.0307 | [6 empty] | IID | Non-CAISO | Solar | 157.0307 | 157.0307 | 157.0307 | 157.0307
IID_Wind_for_Other | IID | Other | Wind | 30.63% | 0 | 0 | 0 | 0 | [6 empty] | IID | Non-CAISO | Wind | 0 | 0 | 0 | 0
LDWP_Biomass_for_Other | LDWP | Other | Biomass | 100% | 32.7417 | 32.7417 | 32.7417 | 32.7417 | [6 empty] | LDWP | Non-CAISO | Biomass | 32.7417 | 32.7417 | 32.7417 | 32.7417
LDWP_Geothermal_for_Other | LDWP | Other | Geothermal | 100% | 0 | 0 | 0 | 0 | [6 empty] | LDWP | Non-CAISO | Geothermal | 0 | 0 | 0 | 0
LDWP_Small_Hydro_for_Other | LDWP | Other | Small_Hydro | 100% | 505.8915 | 505.8915 | 505.8915 | 505.8915 | [6 empty] | LDWP | Non-CAISO | Small_Hydro | 505.8915 | 505.8915 | 505.8915 | 505.8915
LDWP_Solar_for_Other | LDWP | Other | Solar | 32.49% | 652.7367 | 652.7367 | 652.7367 | 652.7367 | [6 empty] | LDWP | Non-CAISO | Solar | 652.7367 | 652.7367 | 652.7367 | 652.7367
LDWP_Wind_for_Other | LDWP | Other | Wind | 29.33% | 844.8582 | 844.8582 | 844.8582 | 844.8582 | [6 empty] | LDWP | Non-CAISO | Wind | 844.8582 | 844.8582 | 844.8582 | 844.8582
NW_Biomass_for_Other | NW | Other | Biomass | 100% | 394.1818 | 394.1818 | 394.1818 | 394.1818 | [6 empty] | NW | Non-CAISO | Biomass | 394.1818 | 394.1818 | 394.1818 | 394.1818
NW_Geothermal_for_Other | NW | Other | Geothermal | 100% | 260.911 | 260.911 | 260.911 | 260.911 | [6 empty] | NW | Non-CAISO | Geothermal | 260.911 | 260.911 | 260.911 | 260.911
NW_Small_Hydro_for_Other | NW | Other | Small_Hydro | 100% | 23.9418 | 23.9418 | 23.9418 | 23.9418 | [6 empty] | NW | Non-CAISO | Small_Hydro | 23.9418 | 23.9418 | 23.9418 | 23.9418
NW_Solar_for_Other | NW | Other | Solar | 23.54% | 0 | 0 | 0 | 0 | [6 empty] | NW | Non-CAISO | Solar | 0 | 0 | 0 | 0
NW_Wind_for_Other | NW | Other | Wind | 28.66% | 2467.1205 | 2467.1205 | 2467.1205 | 2467.1205 | [6 empty] | NW | Non-CAISO | Wind | 2467.1205 | 2467.1205 | 2467.1205 | 2467.1205
SW_Biomass_for_Other | SW | Other | Biomass | 100% | 0 | 0 | 0 | 0 | [6 empty] | SW | Non-CAISO | Biomass | 0 | 0 | 0 | 0
SW_Geothermal_for_Other | SW | Other | Geothermal | 100% | 0 | 0 | 0 | 0 | [6 empty] | SW | Non-CAISO | Geothermal | 0 | 0 | 0 | 0
SW_Small_Hydro_for_Other | SW | Other | Small_Hydro | 100% | 0 | 0 | 0 | 0 | [6 empty] | SW | Non-CAISO | Small_Hydro | 0 | 0 | 0 | 0
SW_Solar_for_Other | SW | Other | Solar | 27.21% | 0 | 0 | 0 | 0 | [6 empty] | SW | Non-CAISO | Solar | 0 | 0 | 0 | 0
SW_Wind_for_Other | SW | Other | Wind | 43.84% | 0 | 0 | 0 | 0 | [6 empty] | SW | Non-CAISO | Wind | 0 | 0 | 0 | 0
Additions, Non-CAISO CA LSEs (GWh) | Zone | Contract | Type | RESOLVE CF | 2018 | 2022 | 2026 | 2030
Solano_Solar | BANC | BANC | Solar | 29.16% | 0 | 0 | 1344.2536 | 2902.0104
Greater_Imperial_Geothermal | IID | IID | Geothermal | 100% | 35.04 | 35.04 | 35.04 | 35.04
Greater_Imperial_Solar | IID | IID | Solar | 33.76% | 0 | 159.9684 | 572.5445 | 1031.208
Kramer_Inyokern_Solar | LDWP | LDWP | Solar | 35.75% | 1094.9883 | 1094.9883 | 1094.9883 | 1094.9883
Southern_Nevada_Solar | LDWP | LDWP | Solar | 31.88% | 696.1111 | 696.1111 | 696.1111 | 696.1111
Tehachapi_Solar | LDWP | LDWP | Solar | 35.2% | 185.2106 | 185.2106 | 185.2106 | 185.2106
Tehachapi_Wind | LDWP | LDWP | Wind | 33.11% | 0 | 76 | 753 | 753
Pacific_Northwest_Geothermal | LDWP | LDWP | Geothermal | 100% | 760 | 1500 | 1500 | 1500
Greater_Imperial_Geothermal | LDWP | LDWP | Geothermal | 100% | 0 | 0 | 750 | 800
Distributed_Solar | LDWP | LDWP | Solar | 22.75% | 173 | 538 | 605 | 878
Utah_Wind | LDWP | LDWP | Wind | 30.66% | 0 | 0 | 0 | 462
Kramer_Inyokern_Solar | LDWP | LDWP | Solar | 35.75% | 0 | 833.1555 | 1499.0937 | 2970.1642
Planned Resources, NW LSEs (MWh) | Loc | Contract | Technology | RESOLVE CF | 2018 | 2022 | 2026 | 2030
NW_Wind_for_Other | NW | Other | Wind | 28.66% | 18244114.4221 | 21895880.6861 | 21895880.6861 | 23037118.871
NW_Solar_for_Other | NW | Other | Solar | 23.54% | 881667.3466 | 1166776.4932 | 1166776.4932 | 1164807.0726
NW_Biomass_for_Other | NW | Other | Biomass | 100% | 5253474.7381 | 5253474.7381 | 4917661.2252 | 4859755.92
NW_Geothermal_for_Other | NW | Other | Geothermal | 100% | 909708.1219 | 909708.1219 | 909708.1219 | 909708.1219
NW_Small_Hydro_for_Other | NW | Other | Small_Hydro | 100%
Planned Resources, SW LSEs (MWh) | Loc | Contract | Technology | RESOLVE CF | 2018 | 2022 | 2026 | 2030
SW_Wind_for_Other | SW | Other | Wind | 43.84% | 7606933.9964 | 8190564.8018 | 8190564.8018 | 6689716.6818
SW_Solar_for_Other | SW | Other | Solar | 27.21% | 4698923.5711 | 4698923.5711 | 4679361.2023 | 6932341.6295
SW_Biomass_for_Other | SW | Other | Biomass | 100% | 327584.2553 | 327584.2553 | 327584.2553 | 315615.9882
SW_Geothermal_for_Other | SW | Other | Geothermal | 100% | 3564513.587 | 3564513.587 | 3564513.587 | 3564513.587
SW_Small_Hydro_for_Other | SW | Other | Small_Hydro | 100%
Calculated Capacity (MW) | [9 empty] | Calculated Capacity (MW) |  |  |  |  | Installed Capacity (MW)
Existing Portfolio, Non-CAISO LSEs (MW) | Zone | Contract | Technology |  | 2018 | 2022 | 2026 | 2030 | [6 empty] | Zone | Contract | Technology | 2018 | 2022 | 2026 | 2030
BANC_Biomass_for_Other | BANC | Other | Biomass |  | 7.7199 | 7.7199 | 7.7199 | 7.7199 | [6 empty] | BANC | Non-CAISO | Biomass | 9.375 | 9.375 | 9.375 | 9.375
BANC_Geothermal_for_Other | BANC | Other | Geothermal |  | 0 | 0 | 0 | 0 | [6 empty] | BANC | Non-CAISO | Geothermal | 0 | 0 | 0 | 0
BANC_Small_Hydro_for_Other | BANC | Other | Small_Hydro |  | 18.3928 | 18.3928 | 18.3928 | 18.3928 | [6 empty] | BANC | Non-CAISO | Small_Hydro | 59.9633 | 59.9633 | 59.9633 | 59.9633
BANC_Solar_for_Other | BANC | Other | Solar |  | 123.496 | 123.496 | 123.496 | 123.496 | [6 empty] | BANC | Non-CAISO | Solar | 138.224 | 138.224 | 138.224 | 138.224
BANC_Wind_for_Other | BANC | Other | Wind |  | 0 | 0 | 0 | 0 | [6 empty] | BANC | Non-CAISO | Wind | 0 | 0 | 0 | 0
CAISO_Biomass_for_Other | CAISO | Other | Biomass |  | 60.2474 | 60.2474 | 60.2474 | 60.2474 | [6 empty] | CAISO | Non-CAISO | Biomass | 82.3533 | 82.3533 | 82.3533 | 82.3533
CAISO_Geothermal_for_Other | CAISO | Other | Geothermal |  | 254.894 | 254.894 | 254.894 | 254.894 | [6 empty] | CAISO | Non-CAISO | Geothermal | 279.811 | 279.811 | 279.811 | 279.811
CAISO_Small_Hydro_for_Other | CAISO | Other | Small_Hydro |  | 24.1736 | 24.1736 | 24.1736 | 24.1736 | [6 empty] | CAISO | Non-CAISO | Small_Hydro | 64.8878 | 64.8878 | 64.8878 | 64.8878
CAISO_Solar_for_Other | CAISO | Other | Solar |  | 42.01 | 42.01 | 42.01 | 42.01 | [6 empty] | CAISO | Non-CAISO | Solar | 42 | 42 | 42 | 42
CAISO_Wind_for_Other | CAISO | Other | Wind |  | 455.6948 | 455.6948 | 455.6948 | 455.6948 | [6 empty] | CAISO | Non-CAISO | Wind | 455.6896 | 455.6896 | 455.6896 | 455.6896
IID_Biomass_for_Other | IID | Other | Biomass |  | 0 | 0 | 0 | 0 | [6 empty] | IID | Non-CAISO | Biomass | 0 | 0 | 0 | 0
IID_Geothermal_for_Other | IID | Other | Geothermal |  | 87.6233 | 87.6233 | 87.6233 | 87.6233 | [6 empty] | IID | Non-CAISO | Geothermal | 111.3 | 111.3 | 111.3 | 111.3
IID_Small_Hydro_for_Other | IID | Other | Small_Hydro |  | 30.8734 | 30.8734 | 30.8734 | 30.8734 | [6 empty] | IID | Non-CAISO | Small_Hydro | 89.886 | 89.886 | 89.886 | 89.886
IID_Solar_for_Other | IID | Other | Solar |  | 53.1034 | 53.1034 | 53.1034 | 53.1034 | [6 empty] | IID | Non-CAISO | Solar | 78.72 | 78.72 | 78.72 | 78.72
IID_Wind_for_Other | IID | Other | Wind |  | 0 | 0 | 0 | 0 | [6 empty] | IID | Non-CAISO | Wind | 0 | 0 | 0 | 0
LDWP_Biomass_for_Other | LDWP | Other | Biomass |  | 3.7376 | 3.7376 | 3.7376 | 3.7376 | [6 empty] | LDWP | Non-CAISO | Biomass | 7.88 | 7.88 | 7.88 | 7.88
LDWP_Geothermal_for_Other | LDWP | Other | Geothermal |  | 0 | 0 | 0 | 0 | [6 empty] | LDWP | Non-CAISO | Geothermal | 0 | 0 | 0 | 0
LDWP_Small_Hydro_for_Other | LDWP | Other | Small_Hydro |  | 57.7502 | 57.7502 | 57.7502 | 57.7502 | [6 empty] | LDWP | Non-CAISO | Small_Hydro | 261.26 | 261.26 | 261.26 | 261.26
LDWP_Solar_for_Other | LDWP | Other | Solar |  | 229.3691 | 229.3691 | 229.3691 | 229.3691 | [6 empty] | LDWP | Non-CAISO | Solar | 279.532 | 279.532 | 279.532 | 279.532
LDWP_Wind_for_Other | LDWP | Other | Wind |  | 328.8566 | 328.8566 | 328.8566 | 328.8566 | [6 empty] | LDWP | Non-CAISO | Wind | 433.9125 | 433.9125 | 433.9125 | 433.9125
NW_Biomass_for_Other | NW | Other | Biomass |  | 44.9979 | 44.9979 | 44.9979 | 44.9979 | [6 empty] | NW | Non-CAISO | Biomass | 48.9996 | 48.9996 | 48.9996 | 48.9996
NW_Geothermal_for_Other | NW | Other | Geothermal |  | 29.7844 | 29.7844 | 29.7844 | 29.7844 | [6 empty] | NW | Non-CAISO | Geothermal | 64 | 64 | 64 | 64
NW_Small_Hydro_for_Other | NW | Other | Small_Hydro |  | 2.7331 | 2.7331 | 2.7331 | 2.7331 | [6 empty] | NW | Non-CAISO | Small_Hydro | 28.734 | 28.734 | 28.734 | 28.734
NW_Solar_for_Other | NW | Other | Solar |  | 0 | 0 | 0 | 0 | [6 empty] | NW | Non-CAISO | Solar | 0 | 0 | 0 | 0
NW_Wind_for_Other | NW | Other | Wind |  | 982.8058 | 982.8058 | 982.8058 | 982.8058 | [6 empty] | NW | Non-CAISO | Wind | 986.0569 | 986.0569 | 986.0569 | 986.0569
SW_Biomass_for_Other | SW | Other | Biomass |  | 0 | 0 | 0 | 0 | [6 empty] | SW | Non-CAISO | Biomass | 0 | 0 | 0 | 0
SW_Geothermal_for_Other | SW | Other | Geothermal |  | 0 | 0 | 0 | 0 | [6 empty] | SW | Non-CAISO | Geothermal | 0 | 0 | 0 | 0
SW_Small_Hydro_for_Other | SW | Other | Small_Hydro |  | 0 | 0 | 0 | 0 | [6 empty] | SW | Non-CAISO | Small_Hydro | 0 | 0 | 0 | 0
SW_Solar_for_Other | SW | Other | Solar |  | 0 | 0 | 0 | 0 | [6 empty] | SW | Non-CAISO | Solar | 0 | 0 | 0 | 0
SW_Wind_for_Other | SW | Other | Wind |  | 0 | 0 | 0 | 0 | [6 empty] | SW | Non-CAISO | Wind | 0 | 0 | 0 | 0
Additions, Non-CAISO CA LSEs (MW) | Zone | Contract | Type |  | 2018 | 2022 | 2026 | 2030
Solano_Solar | BANC | BANC | Solar |  | 0 | 0 | 526.2732 | 1136.1325
Greater_Imperial_Geothermal | IID | IID | Geothermal |  | 4 | 4 | 4 | 4
Greater_Imperial_Solar | IID | IID | Solar |  | 0 | 54.0968 | 193.6185 | 348.7256
Kramer_Inyokern_Solar | LDWP | LDWP | Solar |  | 349.684 | 349.684 | 349.684 | 349.684
Southern_Nevada_Solar | LDWP | LDWP | Solar |  | 249.2908 | 249.2908 | 249.2908 | 249.2908
Tehachapi_Solar | LDWP | LDWP | Solar |  | 60.0603 | 60.0603 | 60.0603 | 60.0603
Tehachapi_Wind | LDWP | LDWP | Wind |  | 0 | 26.2025 | 259.612 | 259.612
Pacific_Northwest_Geothermal | LDWP | LDWP | Geothermal |  | 86.758 | 171.2329 | 171.2329 | 171.2329
Greater_Imperial_Geothermal | LDWP | LDWP | Geothermal |  | 0 | 0 | 85.6164 | 91.3242
Distributed_Solar | LDWP | LDWP | Solar |  | 86.806 | 269.9517 | 303.5702 | 440.5532
Utah_Wind | LDWP | LDWP | Wind |  | 0 | 0 | 0 | 172.009
Kramer_Inyokern_Solar | LDWP | LDWP | Solar |  | 0 | 266.0678 | 478.7348 | 948.5205
Planned Resources, NW LSEs (MW) | Loc | Contract | Technology |  | 2018 | 2022 | 2026 | 2030
NW_Wind_for_Other | NW | Other | Wind |  | 7267.7526 | 8722.4757 | 8722.4757 | 9177.101
NW_Solar_for_Other | NW | Other | Solar |  | 427.5098 | 565.7558 | 565.7558 | 564.8009
NW_Biomass_for_Other | NW | Other | Biomass |  | 599.7117 | 599.7117 | 561.3769 | 554.7667
NW_Geothermal_for_Other | NW | Other | Geothermal |  | 103.848 | 103.848 | 103.848 | 103.848
NW_Small_Hydro_for_Other | NW | Other | Small_Hydro |  | 0 | 0 | 0 | 0
Planned Resources, SW LSEs (MW) | Loc | Contract | Technology |  | 2018 | 2022 | 2026 | 2030
SW_Wind_for_Other | SW | Other | Wind |  | 1980.8635 | 2132.8424 | 2132.8424 | 1742.018
SW_Solar_for_Other | SW | Other | Solar |  | 1971.311 | 1971.311 | 1963.1041 | 2908.2834
SW_Biomass_for_Other | SW | Other | Biomass |  | 37.3955 | 37.3955 | 37.3955 | 36.0292
SW_Geothermal_for_Other | SW | Other | Geothermal |  | 406.9079 | 406.9079 | 406.9079 | 406.9079
SW_Small_Hydro_for_Other | SW | Other | Small_Hydro |  | 0 | 0 | 0 | 0
Total Portfolio, Non-CAISO LSEs (MW) | Zone | Contract | Technology |  | 2018 | 2022 | 2026 | 2030 |  | Column B of raw_resource_build | 2018 | 2022 | 2026 | 2030
BANC_Biomass_for_Other | BANC | Other | Biomass |  | 7.7199 | 7.7199 | 7.7199 | 7.7199 | 1 | BANC_Biomass_for_Other | 7.72 | 7.72 | 7.72 | 7.72
BANC_Geothermal_for_Other | BANC | Other | Geothermal |  | 0 | 0 | 0 | 0 | 1 | BANC_Geothermal_for_Other | 0 | 0 | 0 | 0
BANC_Small_Hydro_for_Other | BANC | Other | Small_Hydro |  | 18.3928 | 18.3928 | 18.3928 | 18.3928 | 1 | BANC_Small_Hydro_for_Other | 18.39 | 18.39 | 18.39 | 18.39
BANC_Solar_for_Other | BANC | Other | Solar |  | 123.496 | 123.496 | 649.7692 | 1259.6285 | 1 | BANC_Solar_for_Other | 123.5 | 123.5 | 649.77 | 1259.63
BANC_Wind_for_Other | BANC | Other | Wind |  | 0 | 0 | 0 | 0 | 1 | BANC_Wind_for_Other | 0 | 0 | 0 | 0
CAISO_Biomass_for_Other | CAISO | Other | Biomass |  | 60.2474 | 60.2474 | 60.2474 | 60.2474 | 1 | CAISO_Biomass_for_Other | 60.25 | 60.25 | 60.25 | 60.25
CAISO_Geothermal_for_Other | CAISO | Other | Geothermal |  | 254.894 | 254.894 | 254.894 | 254.894 | 1 | CAISO_Geothermal_for_Other | 254.89 | 254.89 | 254.89 | 254.89
CAISO_Small_Hydro_for_Other | CAISO | Other | Small_Hydro |  | 24.1736 | 24.1736 | 24.1736 | 24.1736 | 1 | CAISO_Small_Hydro_for_Other | 24.17 | 24.17 | 24.17 | 24.17
CAISO_Solar_for_Other | CAISO | Other | Solar |  | 42.01 | 42.01 | 42.01 | 42.01 | 1 | CAISO_Solar_for_Other | 42.01 | 42.01 | 42.01 | 42.01
CAISO_Wind_for_Other | CAISO | Other | Wind |  | 455.6948 | 455.6948 | 455.6948 | 455.6948 | 1 | CAISO_Wind_for_Other | 455.69 | 455.69 | 455.69 | 455.69
IID_Biomass_for_Other | IID | Other | Biomass |  | 0 | 0 | 0 | 0 | 1 | IID_Biomass_for_Other | 0 | 0 | 0 | 0
IID_Geothermal_for_Other | IID | Other | Geothermal |  | 91.6233 | 91.6233 | 91.6233 | 91.6233 | 1 | IID_Geothermal_for_Other | 91.62 | 91.62 | 91.62 | 91.62
IID_Small_Hydro_for_Other | IID | Other | Small_Hydro |  | 30.8734 | 30.8734 | 30.8734 | 30.8734 | 1 | IID_Small_Hydro_for_Other | 30.87 | 30.87 | 30.87 | 30.87
IID_Solar_for_Other | IID | Other | Solar |  | 53.1034 | 107.2002 | 246.7218 | 401.8289 | 1 | IID_Solar_for_Other | 53.1 | 107.2 | 246.72 | 401.83
IID_Wind_for_Other | IID | Other | Wind |  | 0 | 0 | 0 | 0 | 1 | IID_Wind_for_Other | 0 | 0 | 0 | 0
LDWP_Biomass_for_Other | LDWP | Other | Biomass |  | 3.7376 | 3.7376 | 3.7376 | 3.7376 | 1 | LDWP_Biomass_for_Other | 3.74 | 3.74 | 3.74 | 3.74
LDWP_Geothermal_for_Other | LDWP | Other | Geothermal |  | 86.758 | 171.2329 | 256.8493 | 262.5571 | 1 | LDWP_Geothermal_for_Other | 86.76 | 171.23 | 256.85 | 262.56
LDWP_Small_Hydro_for_Other | LDWP | Other | Small_Hydro |  | 57.7502 | 57.7502 | 57.7502 | 57.7502 | 1 | LDWP_Small_Hydro_for_Other | 57.75 | 57.75 | 57.75 | 57.75
LDWP_Solar_for_Other | LDWP | Other | Solar |  | 975.2102 | 1424.4237 | 1670.7093 | 2277.4779 | 1 | LDWP_Solar_for_Other | 975.21 | 1424.42 | 1670.71 | 2277.48
LDWP_Wind_for_Other | LDWP | Other | Wind |  | 328.8566 | 355.0591 | 588.4686 | 760.4776 | 1 | LDWP_Wind_for_Other | 328.86 | 355.06 | 588.47 | 760.48
NW_Biomass_for_Other | NW | Other | Biomass |  | 644.7097 | 644.7097 | 606.3748 | 599.7646 | 1 | NW_Biomass_for_Other | 644.71 | 644.71 | 606.37 | 599.76
NW_Geothermal_for_Other | NW | Other | Geothermal |  | 133.6323 | 133.6323 | 133.6323 | 133.6323 | 1 | NW_Geothermal_for_Other | 133.63 | 133.63 | 133.63 | 133.63
NW_Small_Hydro_for_Other | NW | Other | Small_Hydro |  | 2.7331 | 2.7331 | 2.7331 | 2.7331 | 1 | NW_Small_Hydro_for_Other | 2.73 | 2.73 | 2.73 | 2.73
NW_Solar_for_Other | NW | Other | Solar |  | 427.5098 | 565.7558 | 565.7558 | 564.8009 | 1 | NW_Solar_for_Other | 427.51 | 565.76 | 565.76 | 564.8
NW_Wind_for_Other | NW | Other | Wind |  | 8250.5584 | 9705.2815 | 9705.2815 | 10159.9068 | 1 | NW_Wind_for_Other | 8250.56 | 9705.28 | 9705.28 | 10159.91
SW_Biomass_for_Other | SW | Other | Biomass |  | 37.3955 | 37.3955 | 37.3955 | 36.0292 | 1 | SW_Biomass_for_Other | 37.4 | 37.4 | 37.4 | 36.03
SW_Geothermal_for_Other | SW | Other | Geothermal |  | 406.9079 | 406.9079 | 406.9079 | 406.9079 | 1 | SW_Geothermal_for_Other | 406.91 | 406.91 | 406.91 | 406.91
SW_Small_Hydro_for_Other | SW | Other | Small_Hydro |  | 0 | 0 | 0 | 0 | 1 | SW_Small_Hydro_for_Other | 0 | 0 | 0 | 0
SW_Solar_for_Other | SW | Other | Solar |  | 1971.311 | 1971.311 | 1963.1041 | 2908.2834 | 1 | SW_Solar_for_Other | 1971.31 | 1971.31 | 1963.1 | 2908.28
SW_Wind_for_Other | SW | Other | Wind |  | 1980.8635 | 2132.8424 | 2132.8424 | 1742.018 | 1 | SW_Wind_for_Other | 1980.86 | 2132.84 | 2132.84 | 1742.02
From RESOLVE UI: LOADS_Forecast
Behind-the-Meter PV (GWh) |  |  |  |  | 2018 | 2022 | 2026 | 2030
Active: CEC 2016 IEPR - Mid PV |  |  |  |  | 10225.7791 | 13983.1049 | 20190.5923 | 26818.6551 |  | Column B of raw_resource_build | 2018 | 2022 | 2026 | 2030
Equivalent MW - using shape's capacity factor (19%) |  |  |  |  | 6078.0713 | 8311.3773 | 12001.0278 | 15940.6629 |  | Customer_PV | 6078.07 | 8311.38 | 12001.03 | 15940.66
Note on T5: Author: These are all "risk-adjusted" energy values, based on the flag "New/Existing" where "New" means derate annual energy by 0.84 Use formulas in these green bold cells to map to unit-level. This represents the renewables serving CAISO load and are drawn from the REN Existing Resources tab as shown by the formulas. This does not include the NEW renewables that RESOLVE selects for the CAISO area.
Note on T23: Author: Wind that is outside the RESOLVE model fooprint (from AESO to CAISO)
Note on T27: Author: These are contract capacity values and are NOT used by RESOLVE. RESOLVE takes as input the "risk-adjusted" energy values and assigns "RESOLVE resource type" average capacity factors. RESOLVE then calculates the "modeled installed capacity" from the energy and CF and reports that calculated capacity.
Note on W27: Author: Use formulas in these green bold cells to map to unit-level. This represents the renewables serving CAISO load and are drawn from the REN Existing Resources tab as shown by the formulas. This does not include the NEW renewables that RESOLVE selects for the CAISO area.
Note on W43: Author: Wind that is outside the RESOLVE model fooprint (from AESO to CAISO)
Note on T47: Author: These are all "risk-adjusted" energy values, based on the flag "New/Existing" where "New" means derate annual energy by 0.84 Use formulas in these green bold cells to map to unit-level. This represents the renewables serving Non-CAISO California load and are drawn from the REN Existing Resources tab as shown by the formulas. This does not include the NEW renewables that RESOLVE assumes Non-CAISO entities may procure in the future.
Note on J79: Author: These are RESOLVE-modeled additional RPS procurement to meet 50% for non-CAISO CA LSEs. This table identifies physical transmission area for the addition, the annual energy, and the RESOLVE average capacity factor for that resource type.
Note on J93: Author: These are RESOLVE-modeled projected renewables procurement for OOS LSEs. This table identifies MWh annual energy, and the RESOLVE average capacity factor for that resource type.
Note on J100: Author: These are RESOLVE-modeled projected renewables procurement for OOS LSEs. This table identifies MWh annual energy, and the RESOLVE average capacity factor for that resource type.
Note on T109: Author: These are contract capacity values and are NOT used by RESOLVE. RESOLVE takes as input the "risk-adjusted" energy values and assigns "RESOLVE resource type" average capacity factors. RESOLVE then calculates the "modeled installed capacity" from the energy and CF and reports that calculated capacity.
Note on W109: Author: Use formulas in these green bold cells to map to unit-level. This represents the renewables serving Non-CAISO California load and are drawn from the REN Existing Resources tab as shown by the formulas. This does not include the NEW renewables that RESOLVE assumes Non-CAISO entities may procure in the future.

## Final_New_Build
| From RESOLVE Results Viewer: Portfolio Analytics and adjusted on certain lines based on corrected available transmission capacity information | [18 empty] | Calculated from RESOLVE Results Viewer: raw_resource_build and raw_storage_build
| Selected Renewables by Location | [18 empty] | Energy Storage Summary
|  | Renewable Resource Build by Location (MW) | [18 empty] | Optimized Build | Unit |  |  |  | 2018 | 2019 | 2020 | 2021 | 2022 | 2023 | 2024 | 2025 | 2026 | 2027 | 2028 | 2029 | 2030 | 2031 | 2032 | 2033 | 2034 | 2035 | 2036 | 2037 | 2038 | 2039 | 2040 | 2041 | 2042 | 2043 | 2044 | 2045 | 2046 | 2047 | 2048 | 2049 | 2050
Location |  | RESOLVE Resource | Tx Zone | 2015 | 2016 | 2017 | 2018 | 2019 | 2020 | 2021 | 2022 | 2023 | 2024 | 2025 | 2026 | 2027 | 2028 | 2029 | 2030 |  | Pumped_Hydro | MW | 0 | 0 | 0 | 0 | 0 | 0 | 0 | 0 | 0 | 0 | 0 | 0 | 0 | 0 | 0 | 0 | 0 | 0 | 0 | 0 | 0 | 0 | 0 | 0 | 0 | 0 | 0 | 0 | 0 | 0 | 0 | 0 | 0 | 0 | 0 | 0
In-State |  | Northern_California_Solar | Northern_California | 0 | 0 | 0 | 0 | 0 | 0 | 0 | 0 | 0 | 0 | 0 | 0 | 0 | 0 | 0 | 0 |  | Li_Battery | MW | 0 | 0 | 0 | 0 | 0 | 0 | 0 | 0 | 0 | 0 | 0 | 0 | 0 | 0 | 0 | 806.92 | 0 | 0 | 0 | 0 | 0 | 0 | 0 | 0 | 0 | 0 | 0 | 0 | 0 | 0 | 0 | 0 | 0 | 0 | 0 | 0
In-State |  | Solano_Solar | Solano | 0 | 0 | 0 | 0 | 0 | 0 | 0 | 0 | 0 | 0 | 0 | 0 | 0 | 0 | 0 | 0 |  | Flow_Battery | MW | 0 | 0 | 0 | 0 | 0 | 0 | 0 | 0 | 0 | 0 | 0 | 0 | 0 | 0 | 0 | 0 | 0 | 0 | 0 | 0 | 0 | 0 | 0 | 0 | 0 | 0 | 0 | 0 | 0 | 0 | 0 | 0 | 0 | 0 | 0 | 0
In-State |  | Central_Valley_North_Los_Banos_Solar | Central_Valley_North_Los_Banos | 0 | 0 | 0 | 0 | 0 | 0 | 0 | 0 | 0 | 0 | 0 | 0 | 0 | 0 | 0 | 0 |  | Pumped_Hydro | MWh | 0 | 0 | 0 | 0 | 0 | 0 | 0 | 0 | 0 | 0 | 0 | 0 | 0 | 0 | 0 | 0 | 0 | 0 | 0 | 0 | 0 | 0 | 0 | 0 | 0 | 0 | 0 | 0 | 0 | 0 | 0 | 0 | 0 | 0 | 0 | 0
In-State |  | Westlands_Solar | Westlands | 0 | 0 | 0 | 0 | 0 | 0 | 0 | 0 | 0 | 0 | 0 | 0 | 0 | 0 | 0 | 0 |  | Li_Battery | MWh | 0 | 0 | 0 | 0 | 0 | 0 | 0 | 0 | 0 | 0 | 0 | 0 | 0 | 0 | 0 | 806.92 | 0 | 0 | 0 | 0 | 0 | 0 | 0 | 0 | 0 | 0 | 0 | 0 | 0 | 0 | 0 | 0 | 0 | 0 | 0 | 0
In-State |  | Greater_Carrizo_Solar | Greater_Carrizo | 0 | 0 | 0 | 0 | 0 | 0 | 0 | 0 | 0 | 0 | 0 | 0 | 0 | 0 | 0 | 0 |  | Flow_Battery | MWh | 0 | 0 | 0 | 0 | 0 | 0 | 0 | 0 | 0 | 0 | 0 | 0 | 0 | 0 | 0 | 0 | 0 | 0 | 0 | 0 | 0 | 0 | 0 | 0 | 0 | 0 | 0 | 0 | 0 | 0 | 0 | 0 | 0 | 0 | 0 | 0
In-State |  | Tehachapi_Solar | Tehachapi | 0 | 0 | 0 | 0 | 0 | 0 | 0 | 1013.2206 | 0 | 0 | 0 | 1013.2206 | 0 | 0 | 0 | 1013.2206 |  | Pumped_Hydro Duration | hr | 0 | 0 | 0 | 0 | 0 | 0 | 0 | 0 | 0 | 0 | 0 | 0 | 0 | 0 | 0 | 0 | 0 | 0 | 0 | 0 | 0 | 0 | 0 | 0 | 0 | 0 | 0 | 0 | 0 | 0 | 0 | 0 | 0 | 0 | 0 | 0
In-State |  | Kramer_Inyokern_Solar | Kramer_Inyokern | 0 | 0 | 0 | 0 | 0 | 0 | 0 | 978.2831 | 0 | 0 | 0 | 978.2831 | 0 | 0 | 0 | 978.2831 |  | Li_Battery Duration | hr | 0 | 0 | 0 | 0 | 0 | 0 | 0 | 0 | 0 | 0 | 0 | 0 | 0 | 0 | 0 | 1 | 0 | 0 | 0 | 0 | 0 | 0 | 0 | 0 | 0 | 0 | 0 | 0 | 0 | 0 | 0 | 0 | 0 | 0 | 0 | 0
In-State |  | Mountain_Pass_El_Dorado_Solar | Mountain_Pass_El_Dorado | 0 | 0 | 0 | 0 | 0 | 0 | 0 | 62.0027 | 0 | 0 | 0 | 62.0027 | 0 | 0 | 0 | 62.0027 |  | Flow_Battery Duration | hr | 0 | 0 | 0 | 0 | 0 | 0 | 0 | 0 | 0 | 0 | 0 | 0 | 0 | 0 | 0 | 0 | 0 | 0 | 0 | 0 | 0 | 0 | 0 | 0 | 0 | 0 | 0 | 0 | 0 | 0 | 0 | 0 | 0 | 0 | 0 | 0
In-State |  | Southern_California_Desert_Solar | Southern_California_Desert | 0 | 0 | 0 | 0 | 0 | 0 | 0 | 0 | 0 | 0 | 0 | 0 | 0 | 0 | 0 | 0 | bar: 2031 to 2050
In-State |  | Riverside_East_Palm_Springs_Solar | Riverside_East_Palm_Springs | 0 | 0 | 0 | 0 | 0 | 0 | 0 | 0 | 0 | 0 | 0 | 0 | 0 | 0 | 0 | 0
In-State |  | Greater_Imperial_Solar | Greater_Imperial | 0 | 0 | 0 | 0 | 0 | 0 | 0 | 0 | 0 | 0 | 0 | 0 | 0 | 0 | 0 | 0
In-State |  | Distributed_Solar | None | 0 | 0 | 0 | 0 | 0 | 0 | 0 | 0 | 0 | 0 | 0 | 0 | 0 | 0 | 0 | 0
In-State |  | Baja_California_Solar | #N/A | 0 | 0 | 0 | 0 | 0 | 0 | 0 | 0 | 0 | 0 | 0 | 0 | 0 | 0 | 0 | 0
In-State |  | Utah_Solar | #N/A | 0 | 0 | 0 | 0 | 0 | 0 | 0 | 0 | 0 | 0 | 0 | 0 | 0 | 0 | 0 | 0
Out-Of-State |  | Southern_Nevada_Solar | Mountain_Pass_El_Dorado | 0 | 0 | 0 | 0 | 0 | 0 | 0 | 1024.2511 | 0 | 0 | 0 | 1024.2511 | 0 | 0 | 0 | 1024.2511
Out-Of-State |  | Arizona_Solar | #N/A | 0 | 0 | 0 | 0 | 0 | 0 | 0 | 0 | 0 | 0 | 0 | 0 | 0 | 0 | 0 | 0
Out-Of-State |  | New_Mexico_Solar | #N/A | 0 | 0 | 0 | 0 | 0 | 0 | 0 | 0 | 0 | 0 | 0 | 0 | 0 | 0 | 0 | 0
In-State |  | Northern_California_Wind | #N/A | 0 | 0 | 0 | 0 | 0 | 0 | 0 | 0 | 0 | 0 | 0 | 0 | 0 | 0 | 0 | 0
In-State |  | Solano_Wind | Solano | 0 | 0 | 0 | 0 | 0 | 0 | 0 | 0 | 0 | 0 | 0 | 0 | 0 | 0 | 0 | 0
In-State |  | Central_Valley_North_Los_Banos_Wind | Central_Valley_North_Los_Banos | 0 | 0 | 0 | 145.9997 | 0 | 0 | 0 | 145.9997 | 0 | 0 | 0 | 145.9997 | 0 | 0 | 0 | 145.9997
In-State |  | Greater_Carrizo_Wind | Greater_Carrizo | 0 | 0 | 0 | 0 | 0 | 0 | 0 | 0 | 0 | 0 | 0 | 0 | 0 | 0 | 0 | 0
In-State |  | Tehachapi_Wind | Tehachapi | 0 | 0 | 0 | 153.3714 | 0 | 0 | 0 | 153.3714 | 0 | 0 | 0 | 153.3714 | 0 | 0 | 0 | 153.3714
In-State |  | Kramer_Inyokern_Wind | #N/A | 0 | 0 | 0 | 0 | 0 | 0 | 0 | 0 | 0 | 0 | 0 | 0 | 0 | 0 | 0 | 0
In-State |  | Southern_California_Desert_Wind | #N/A | 0 | 0 | 0 | 0 | 0 | 0 | 0 | 0 | 0 | 0 | 0 | 0 | 0 | 0 | 0 | 0
In-State |  | Riverside_East_Palm_Springs_Wind | Riverside_East_Palm_Springs | 0 | 0 | 0 | 0 | 0 | 0 | 0 | 0 | 0 | 0 | 0 | 0 | 0 | 0 | 0 | 0
In-State |  | Greater_Imperial_Wind | #N/A | 0 | 0 | 0 | 0 | 0 | 0 | 0 | 0 | 0 | 0 | 0 | 0 | 0 | 0 | 0 | 0
In-State |  | Distributed_Wind | None | 0 | 0 | 0 | 0 | 0 | 0 | 0 | 0 | 0 | 0 | 0 | 0 | 0 | 0 | 0 | 0
Out-Of-State |  | Baja_California_Wind | #N/A | 0 | 0 | 0 | 0 | 0 | 0 | 0 | 0 | 0 | 0 | 0 | 0 | 0 | 0 | 0 | 0
Out-Of-State |  | Pacific_Northwest_Wind | #N/A | 0 | 0 | 0 | 0 | 0 | 0 | 0 | 0 | 0 | 0 | 0 | 0 | 0 | 0 | 0 | 0
Out-Of-State |  | NW_Ext_Tx_Wind | Northern_California | 0 | 0 | 0 | 0 | 0 | 0 | 0 | 0 | 0 | 0 | 0 | 0 | 0 | 0 | 0 | 0
Out-Of-State |  | Idaho_Wind | #N/A | 0 | 0 | 0 | 0 | 0 | 0 | 0 | 0 | 0 | 0 | 0 | 0 | 0 | 0 | 0 | 0
Out-Of-State |  | Utah_Wind | #N/A | 0 | 0 | 0 | 0 | 0 | 0 | 0 | 0 | 0 | 0 | 0 | 0 | 0 | 0 | 0 | 0
Out-Of-State |  | Wyoming_Wind | #N/A | 0 | 0 | 0 | 0 | 0 | 0 | 0 | 0 | 0 | 0 | 0 | 0 | 0 | 0 | 0 | 0
Out-Of-State |  | Southern_Nevada_Wind | Mountain_Pass_El_Dorado | 0 | 0 | 0 | 0 | 0 | 0 | 0 | 0 | 0 | 0 | 0 | 0 | 0 | 0 | 0 | 0
Out-Of-State |  | Arizona_Wind | #N/A | 0 | 0 | 0 | 0 | 0 | 0 | 0 | 0 | 0 | 0 | 0 | 0 | 0 | 0 | 0 | 0
Out-Of-State |  | New_Mexico_Wind | #N/A | 0 | 0 | 0 | 0 | 0 | 0 | 0 | 0 | 0 | 0 | 0 | 0 | 0 | 0 | 0 | 0
Out-Of-State |  | SW_Ext_Tx_Wind | Riverside_East_Palm_Springs | 0 | 0 | 0 | 0 | 0 | 0 | 0 | 0 | 0 | 0 | 0 | 0 | 0 | 0 | 0 | 0
In-State |  | InState_Biomass | None | 0 | 0 | 0 | 0 | 0 | 0 | 0 | 0 | 0 | 0 | 0 | 0 | 0 | 0 | 0 | 0
In-State |  | Greater_Imperial_Geothermal | Greater_Imperial | 0 | 0 | 0 | 0 | 0 | 0 | 0 | 0 | 0 | 0 | 0 | 0 | 0 | 0 | 0 | 0
In-State |  | Northern_California_Geothermal | Northern_California | 0 | 0 | 0 | 0 | 0 | 0 | 0 | 0 | 0 | 0 | 0 | 0 | 0 | 0 | 0 | 0
Out-Of-State |  | Pacific_Northwest_Geothermal | #N/A | 0 | 0 | 0 | 0 | 0 | 0 | 0 | 0 | 0 | 0 | 0 | 0 | 0 | 0 | 0 | 0
Out-Of-State |  | Southern_Nevada_Geothermal | Mountain_Pass_El_Dorado | 0 | 0 | 0 | 0 | 0 | 0 | 0 | 0 | 0 | 0 | 0 | 0 | 0 | 0 | 0 | 0
|  | In-State |  | 0 | 0 | 0 | 299.3711 | 0 | 0 | 0 | 2352.8776 | 0 | 0 | 0 | 2352.8776 | 0 | 0 | 0 | 2352.8776
|  | Out-Of-State |  | 0 | 0 | 0 | 0 | 0 | 0 | 0 | 1024.2511 | 0 | 0 | 0 | 1024.2511 | 0 | 0 | 0 | 1024.2511
Note: Resources with #N/A as transmission zone were not made available to the model for this scenario
Selected Renewables by Location (Fully Deliverable)
FCDS Renewable Resource Summary by Location (MW)
Location |  | RESOLVE Resource | Tx Zone | 2015 | 2016 | 2017 | 2018 | 2019 | 2020 | 2021 | 2022 | 2023 | 2024 | 2025 | 2026 | 2027 | 2028 | 2029 | 2030
In-State |  | Northern_California_Solar | Northern_California | 0 | 0 | 0 | 0 | 0 | 0 | 0 | 0 | 0 | 0 | 0 | 0 | 0 | 0 | 0 | 0
In-State |  | Solano_Solar | Solano | 0 | 0 | 0 | 0 | 0 | 0 | 0 | 0 | 0 | 0 | 0 | 0 | 0 | 0 | 0 | 0
In-State |  | Central_Valley_North_Los_Banos_Solar | Central_Valley_North_Los_Banos | 0 | 0 | 0 | 0 | 0 | 0 | 0 | 0 | 0 | 0 | 0 | 0 | 0 | 0 | 0 | 0
In-State |  | Westlands_Solar | Westlands | 0 | 0 | 0 | 0 | 0 | 0 | 0 | 0 | 0 | 0 | 0 | 0 | 0 | 0 | 0 | 0
In-State |  | Greater_Carrizo_Solar | Greater_Carrizo | 0 | 0 | 0 | 0 | 0 | 0 | 0 | 0 | 0 | 0 | 0 | 0 | 0 | 0 | 0 | 0
In-State |  | Tehachapi_Solar | Tehachapi | 0 | 0 | 0 | 0 | 0 | 0 | 0 | 1013.2206 | 0 | 0 | 0 | 1013.2206 | 0 | 0 | 0 | 1013.2206
In-State |  | Kramer_Inyokern_Solar | Kramer_Inyokern | 0 | 0 | 0 | 0 | 0 | 0 | 0 | 978.2831 | 0 | 0 | 0 | 978.2831 | 0 | 0 | 0 | 978.2831
In-State |  | Mountain_Pass_El_Dorado_Solar | Mountain_Pass_El_Dorado | 0 | 0 | 0 | 0 | 0 | 0 | 0 | 0 | 0 | 0 | 0 | 0 | 0 | 0 | 0 | 0
In-State |  | Southern_California_Desert_Solar | Southern_California_Desert | 0 | 0 | 0 | 0 | 0 | 0 | 0 | 0 | 0 | 0 | 0 | 0 | 0 | 0 | 0 | 0
In-State |  | Riverside_East_Palm_Springs_Solar | Riverside_East_Palm_Springs | 0 | 0 | 0 | 0 | 0 | 0 | 0 | 0 | 0 | 0 | 0 | 0 | 0 | 0 | 0 | 0
In-State |  | Greater_Imperial_Solar | Greater_Imperial | 0 | 0 | 0 | 0 | 0 | 0 | 0 | 0 | 0 | 0 | 0 | 0 | 0 | 0 | 0 | 0
In-State |  | Distributed_Solar | None | 0 | 0 | 0 | 0 | 0 | 0 | 0 | 0 | 0 | 0 | 0 | 0 | 0 | 0 | 0 | 0
In-State |  | Baja_California_Solar | #N/A | 0 | 0 | 0 | 0 | 0 | 0 | 0 | 0 | 0 | 0 | 0 | 0 | 0 | 0 | 0 | 0
In-State |  | Utah_Solar | #N/A | 0 | 0 | 0 | 0 | 0 | 0 | 0 | 0 | 0 | 0 | 0 | 0 | 0 | 0 | 0 | 0
Out-Of-State |  | Southern_Nevada_Solar | Mountain_Pass_El_Dorado | 0 | 0 | 0 | 0 | 0 | 0 | 0 | 723.4445 | 0 | 0 | 0 | 723.4445 | 0 | 0 | 0 | 723.4445
Out-Of-State |  | Arizona_Solar | #N/A | 0 | 0 | 0 | 0 | 0 | 0 | 0 | 0 | 0 | 0 | 0 | 0 | 0 | 0 | 0 | 0
Out-Of-State |  | New_Mexico_Solar | #N/A | 0 | 0 | 0 | 0 | 0 | 0 | 0 | 0 | 0 | 0 | 0 | 0 | 0 | 0 | 0 | 0
In-State |  | Northern_California_Wind | #N/A | 0 | 0 | 0 | 0 | 0 | 0 | 0 | 0 | 0 | 0 | 0 | 0 | 0 | 0 | 0 | 0
In-State |  | Solano_Wind | Solano | 0 | 0 | 0 | 0 | 0 | 0 | 0 | 0 | 0 | 0 | 0 | 0 | 0 | 0 | 0 | 0
In-State |  | Central_Valley_North_Los_Banos_Wind | Central_Valley_North_Los_Banos | 0 | 0 | 0 | 145.9997 | 0 | 0 | 0 | 145.9997 | 0 | 0 | 0 | 145.9997 | 0 | 0 | 0 | 145.9997
In-State |  | Greater_Carrizo_Wind | Greater_Carrizo | 0 | 0 | 0 | 0 | 0 | 0 | 0 | 0 | 0 | 0 | 0 | 0 | 0 | 0 | 0 | 0
In-State |  | Tehachapi_Wind | Tehachapi | 0 | 0 | 0 | 153.3714 | 0 | 0 | 0 | 153.3714 | 0 | 0 | 0 | 153.3714 | 0 | 0 | 0 | 153.3714
In-State |  | Kramer_Inyokern_Wind | #N/A | 0 | 0 | 0 | 0 | 0 | 0 | 0 | 0 | 0 | 0 | 0 | 0 | 0 | 0 | 0 | 0
In-State |  | Southern_California_Desert_Wind | #N/A | 0 | 0 | 0 | 0 | 0 | 0 | 0 | 0 | 0 | 0 | 0 | 0 | 0 | 0 | 0 | 0
In-State |  | Riverside_East_Palm_Springs_Wind | Riverside_East_Palm_Springs | 0 | 0 | 0 | 0 | 0 | 0 | 0 | 0 | 0 | 0 | 0 | 0 | 0 | 0 | 0 | 0
In-State |  | Greater_Imperial_Wind | #N/A | 0 | 0 | 0 | 0 | 0 | 0 | 0 | 0 | 0 | 0 | 0 | 0 | 0 | 0 | 0 | 0
In-State |  | Distributed_Wind | None | 0 | 0 | 0 | 0 | 0 | 0 | 0 | 0 | 0 | 0 | 0 | 0 | 0 | 0 | 0 | 0
Out-Of-State |  | Baja_California_Wind | #N/A | 0 | 0 | 0 | 0 | 0 | 0 | 0 | 0 | 0 | 0 | 0 | 0 | 0 | 0 | 0 | 0
Out-Of-State |  | Pacific_Northwest_Wind | #N/A | 0 | 0 | 0 | 0 | 0 | 0 | 0 | 0 | 0 | 0 | 0 | 0 | 0 | 0 | 0 | 0
Out-Of-State |  | NW_Ext_Tx_Wind | Northern_California | 0 | 0 | 0 | 0 | 0 | 0 | 0 | 0 | 0 | 0 | 0 | 0 | 0 | 0 | 0 | 0
Out-Of-State |  | Idaho_Wind | #N/A | 0 | 0 | 0 | 0 | 0 | 0 | 0 | 0 | 0 | 0 | 0 | 0 | 0 | 0 | 0 | 0
Out-Of-State |  | Utah_Wind | #N/A | 0 | 0 | 0 | 0 | 0 | 0 | 0 | 0 | 0 | 0 | 0 | 0 | 0 | 0 | 0 | 0
Out-Of-State |  | Wyoming_Wind | #N/A | 0 | 0 | 0 | 0 | 0 | 0 | 0 | 0 | 0 | 0 | 0 | 0 | 0 | 0 | 0 | 0
Out-Of-State |  | Southern_Nevada_Wind | Mountain_Pass_El_Dorado | 0 | 0 | 0 | 0 | 0 | 0 | 0 | 0 | 0 | 0 | 0 | 0 | 0 | 0 | 0 | 0
Out-Of-State |  | Arizona_Wind | #N/A | 0 | 0 | 0 | 0 | 0 | 0 | 0 | 0 | 0 | 0 | 0 | 0 | 0 | 0 | 0 | 0
Out-Of-State |  | New_Mexico_Wind | #N/A | 0 | 0 | 0 | 0 | 0 | 0 | 0 | 0 | 0 | 0 | 0 | 0 | 0 | 0 | 0 | 0
Out-Of-State |  | SW_Ext_Tx_Wind | Riverside_East_Palm_Springs | 0 | 0 | 0 | 0 | 0 | 0 | 0 | 0 | 0 | 0 | 0 | 0 | 0 | 0 | 0 | 0
In-State |  | InState_Biomass | None | 0 | 0 | 0 | 0 | 0 | 0 | 0 | 0 | 0 | 0 | 0 | 0 | 0 | 0 | 0 | 0
In-State |  | Greater_Imperial_Geothermal | Greater_Imperial | 0 | 0 | 0 | 0 | 0 | 0 | 0 | 0 | 0 | 0 | 0 | 0 | 0 | 0 | 0 | 0
In-State |  | Northern_California_Geothermal | Northern_California | 0 | 0 | 0 | 0 | 0 | 0 | 0 | 0 | 0 | 0 | 0 | 0 | 0 | 0 | 0 | 0
Out-Of-State |  | Pacific_Northwest_Geothermal | #N/A | 0 | 0 | 0 | 0 | 0 | 0 | 0 | 0 | 0 | 0 | 0 | 0 | 0 | 0 | 0 | 0
Out-Of-State |  | Southern_Nevada_Geothermal | Mountain_Pass_El_Dorado | 0 | 0 | 0 | 0 | 0 | 0 | 0 | 0 | 0 | 0 | 0 | 0 | 0 | 0 | 0 | 0
|  | In-State |  | 0 | 0 | 0 | 299.3711 | 0 | 0 | 0 | 2290.8749 | 0 | 0 | 0 | 2290.8749 | 0 | 0 | 0 | 2290.8749
|  | Out-Of-State |  | 0 | 0 | 0 | 0 | 0 | 0 | 0 | 723.4445 | 0 | 0 | 0 | 723.4445 | 0 | 0 | 0 | 723.4445
Note: Resources with #N/A as transmission zone were not made available to the model for this scenario
Selected Renewables by Location (Energy Only)
EO Renewable Resource Summary by Location (MW)
Location |  | RESOLVE Resource | Tx Zone | 2015 | 2016 | 2017 | 2018 | 2019 | 2020 | 2021 | 2022 | 2023 | 2024 | 2025 | 2026 | 2027 | 2028 | 2029 | 2030
In-State |  | Northern_California_Solar | Northern_California | 0 | 0 | 0 | 0 | 0 | 0 | 0 | 0 | 0 | 0 | 0 | 0 | 0 | 0 | 0 | 0
In-State |  | Solano_Solar | Solano | 0 | 0 | 0 | 0 | 0 | 0 | 0 | 0 | 0 | 0 | 0 | 0 | 0 | 0 | 0 | 0
In-State |  | Central_Valley_North_Los_Banos_Solar | Central_Valley_North_Los_Banos | 0 | 0 | 0 | 0 | 0 | 0 | 0 | 0 | 0 | 0 | 0 | 0 | 0 | 0 | 0 | 0
In-State |  | Westlands_Solar | Westlands | 0 | 0 | 0 | 0 | 0 | 0 | 0 | 0 | 0 | 0 | 0 | 0 | 0 | 0 | 0 | 0
In-State |  | Greater_Carrizo_Solar | Greater_Carrizo | 0 | 0 | 0 | 0 | 0 | 0 | 0 | 0 | 0 | 0 | 0 | 0 | 0 | 0 | 0 | 0
In-State |  | Tehachapi_Solar | Tehachapi | 0 | 0 | 0 | 0 | 0 | 0 | 0 | 0 | 0 | 0 | 0 | 0 | 0 | 0 | 0 | 0
In-State |  | Kramer_Inyokern_Solar | Kramer_Inyokern | 0 | 0 | 0 | 0 | 0 | 0 | 0 | 0 | 0 | 0 | 0 | 0 | 0 | 0 | 0 | 0
In-State |  | Mountain_Pass_El_Dorado_Solar | Mountain_Pass_El_Dorado | 0 | 0 | 0 | 0 | 0 | 0 | 0 | 62.0027 | 0 | 0 | 0 | 62.0027 | 0 | 0 | 0 | 62.0027
In-State |  | Southern_California_Desert_Solar | Southern_California_Desert | 0 | 0 | 0 | 0 | 0 | 0 | 0 | 0 | 0 | 0 | 0 | 0 | 0 | 0 | 0 | 0
In-State |  | Riverside_East_Palm_Springs_Solar | Riverside_East_Palm_Springs | 0 | 0 | 0 | 0 | 0 | 0 | 0 | 0 | 0 | 0 | 0 | 0 | 0 | 0 | 0 | 0
In-State |  | Greater_Imperial_Solar | Greater_Imperial | 0 | 0 | 0 | 0 | 0 | 0 | 0 | 0 | 0 | 0 | 0 | 0 | 0 | 0 | 0 | 0
In-State |  | Distributed_Solar | None | 0 | 0 | 0 | 0 | 0 | 0 | 0 | 0 | 0 | 0 | 0 | 0 | 0 | 0 | 0 | 0
In-State |  | Baja_California_Solar | #N/A | 0 | 0 | 0 | 0 | 0 | 0 | 0 | 0 | 0 | 0 | 0 | 0 | 0 | 0 | 0 | 0
In-State |  | Utah_Solar | #N/A | 0 | 0 | 0 | 0 | 0 | 0 | 0 | 0 | 0 | 0 | 0 | 0 | 0 | 0 | 0 | 0
Out-Of-State |  | Southern_Nevada_Solar | Mountain_Pass_El_Dorado | 0 | 0 | 0 | 0 | 0 | 0 | 0 | 300.8066 | 0 | 0 | 0 | 300.8066 | 0 | 0 | 0 | 300.8066
Out-Of-State |  | Arizona_Solar | #N/A | 0 | 0 | 0 | 0 | 0 | 0 | 0 | 0 | 0 | 0 | 0 | 0 | 0 | 0 | 0 | 0
Out-Of-State |  | New_Mexico_Solar | #N/A | 0 | 0 | 0 | 0 | 0 | 0 | 0 | 0 | 0 | 0 | 0 | 0 | 0 | 0 | 0 | 0
In-State |  | Northern_California_Wind | #N/A | 0 | 0 | 0 | 0 | 0 | 0 | 0 | 0 | 0 | 0 | 0 | 0 | 0 | 0 | 0 | 0
In-State |  | Solano_Wind | Solano | 0 | 0 | 0 | 0 | 0 | 0 | 0 | 0 | 0 | 0 | 0 | 0 | 0 | 0 | 0 | 0
In-State |  | Central_Valley_North_Los_Banos_Wind | Central_Valley_North_Los_Banos | 0 | 0 | 0 | 0 | 0 | 0 | 0 | 0 | 0 | 0 | 0 | 0 | 0 | 0 | 0 | 0
In-State |  | Greater_Carrizo_Wind | Greater_Carrizo | 0 | 0 | 0 | 0 | 0 | 0 | 0 | 0 | 0 | 0 | 0 | 0 | 0 | 0 | 0 | 0
In-State |  | Tehachapi_Wind | Tehachapi | 0 | 0 | 0 | 0 | 0 | 0 | 0 | 0 | 0 | 0 | 0 | 0 | 0 | 0 | 0 | 0
In-State |  | Kramer_Inyokern_Wind | #N/A | 0 | 0 | 0 | 0 | 0 | 0 | 0 | 0 | 0 | 0 | 0 | 0 | 0 | 0 | 0 | 0
In-State |  | Southern_California_Desert_Wind | #N/A | 0 | 0 | 0 | 0 | 0 | 0 | 0 | 0 | 0 | 0 | 0 | 0 | 0 | 0 | 0 | 0
In-State |  | Riverside_East_Palm_Springs_Wind | Riverside_East_Palm_Springs | 0 | 0 | 0 | 0 | 0 | 0 | 0 | 0 | 0 | 0 | 0 | 0 | 0 | 0 | 0 | 0
In-State |  | Greater_Imperial_Wind | #N/A | 0 | 0 | 0 | 0 | 0 | 0 | 0 | 0 | 0 | 0 | 0 | 0 | 0 | 0 | 0 | 0
In-State |  | Distributed_Wind | None | 0 | 0 | 0 | 0 | 0 | 0 | 0 | 0 | 0 | 0 | 0 | 0 | 0 | 0 | 0 | 0
Out-Of-State |  | Baja_California_Wind | #N/A | 0 | 0 | 0 | 0 | 0 | 0 | 0 | 0 | 0 | 0 | 0 | 0 | 0 | 0 | 0 | 0
Out-Of-State |  | Pacific_Northwest_Wind | #N/A | 0 | 0 | 0 | 0 | 0 | 0 | 0 | 0 | 0 | 0 | 0 | 0 | 0 | 0 | 0 | 0
Out-Of-State |  | NW_Ext_Tx_Wind | Northern_California | 0 | 0 | 0 | 0 | 0 | 0 | 0 | 0 | 0 | 0 | 0 | 0 | 0 | 0 | 0 | 0
Out-Of-State |  | Idaho_Wind | #N/A | 0 | 0 | 0 | 0 | 0 | 0 | 0 | 0 | 0 | 0 | 0 | 0 | 0 | 0 | 0 | 0
Out-Of-State |  | Utah_Wind | #N/A | 0 | 0 | 0 | 0 | 0 | 0 | 0 | 0 | 0 | 0 | 0 | 0 | 0 | 0 | 0 | 0
Out-Of-State |  | Wyoming_Wind | #N/A | 0 | 0 | 0 | 0 | 0 | 0 | 0 | 0 | 0 | 0 | 0 | 0 | 0 | 0 | 0 | 0
Out-Of-State |  | Southern_Nevada_Wind | Mountain_Pass_El_Dorado | 0 | 0 | 0 | 0 | 0 | 0 | 0 | 0 | 0 | 0 | 0 | 0 | 0 | 0 | 0 | 0
Out-Of-State |  | Arizona_Wind | #N/A | 0 | 0 | 0 | 0 | 0 | 0 | 0 | 0 | 0 | 0 | 0 | 0 | 0 | 0 | 0 | 0
Out-Of-State |  | New_Mexico_Wind | #N/A | 0 | 0 | 0 | 0 | 0 | 0 | 0 | 0 | 0 | 0 | 0 | 0 | 0 | 0 | 0 | 0
Out-Of-State |  | SW_Ext_Tx_Wind | Riverside_East_Palm_Springs | 0 | 0 | 0 | 0 | 0 | 0 | 0 | 0 | 0 | 0 | 0 | 0 | 0 | 0 | 0 | 0
In-State |  | InState_Biomass | None | 0 | 0 | 0 | 0 | 0 | 0 | 0 | 0 | 0 | 0 | 0 | 0 | 0 | 0 | 0 | 0
In-State |  | Greater_Imperial_Geothermal | Greater_Imperial | 0 | 0 | 0 | 0 | 0 | 0 | 0 | 0 | 0 | 0 | 0 | 0 | 0 | 0 | 0 | 0
In-State |  | Northern_California_Geothermal | Northern_California | 0 | 0 | 0 | 0 | 0 | 0 | 0 | 0 | 0 | 0 | 0 | 0 | 0 | 0 | 0 | 0
Out-Of-State |  | Pacific_Northwest_Geothermal | #N/A | 0 | 0 | 0 | 0 | 0 | 0 | 0 | 0 | 0 | 0 | 0 | 0 | 0 | 0 | 0 | 0
Out-Of-State |  | Southern_Nevada_Geothermal | Mountain_Pass_El_Dorado | 0 | 0 | 0 | 0 | 0 | 0 | 0 | 0 | 0 | 0 | 0 | 0 | 0 | 0 | 0 | 0
|  | In-State |  | 0 | 0 | 0 | 0 | 0 | 0 | 0 | 62.0027 | 0 | 0 | 0 | 62.0027 | 0 | 0 | 0 | 62.0027
|  | Out-Of-State |  | 0 | 0 | 0 | 0 | 0 | 0 | 0 | 300.8066 | 0 | 0 | 0 | 300.8066 | 0 | 0 | 0 | 300.8066
Note: Resources with #N/A as transmission zone were not made available to the model for this scenario
Note on T1: Author: The yellow-highlight cells indicate RESOLVE renewables development zones that were adjusted to correct available transmission capacity data that was provided after RESOLVE runs to produce the IRP Reference System Plan. The overall portfolio mix does not change but solar resources assumed in Kramer Inyokern needed to be moved to other zones. The reallocation on this worksheet shall be used for downstream analysis, including allocation of projects to transmission busbars. The reallocation was derived from two RESOLVE runs that use assumptions identical to those used and reported in the IRP proceeding as the "42 MMT" and "Default" (50% RPS) cases with one exception: the capability of the Kramer Inyokern transmission area to absorb new EO generation was changed from 1,000 MW to 0 MW. This corrects an error pointed out by CAISO staff. The impact of changing this assumption on most results (e.g., revenue requirement, GHG emissions) was de minimis. Eliminating EO capability in Kramer Inyokern did shift the location of generic solar PV generation selected by the model out of that transmission area.
Note on T63: Author: Move from FCDS to EO
Note on T112: Author: Reallocated 70% of Kramer Inyokern solar to FCDS Southern Nevada Solar and 30% of Kramer Inyokern solar to EO Southern Nevada Solar.

## Raw_New_Build
Adjusted Installed Capacity |  |  |  | From RESOLVE Results Viewer: raw_resource_build | [5 empty] | Resources and Location |  |  | Capacity Factor Adjustment | [7 empty] | From RESOLVE Results Viewer: Portfolio Analytics
2018 | 2022 | 2026 | 2030 | Column B of raw_resource_build | 2018 | 2022 | 2026 | 2030 | RESOLVE Cap Fac | RESOLVE Resource Name | Technology | Physical Zone | Supply Curve CF | RESOLVE CF | CF Ratio | [5 empty] | Selected Renewables by Location
0 | 0 | 0 | 0 | Central_Valley_North_Los_Banos_Solar | 0 | 0 | 0 | 0 | 29.58% | Northern_California_Solar | Solar | CAISO | 29.69% | 29.6% | 0.99712
145.9997 | 145.9997 | 145.9997 | 145.9997 | Central_Valley_North_Los_Banos_Wind | 145.91 | 145.91 | 145.91 | 145.91 | 30.83% | Solano_Solar | Solar | CAISO | 29.24% | 29.16% | 0.99723 | Reordered for comparison to Results Viewer top-level table | [5 empty] | Renewable Resource Build by Location (MW)
0 | 0 | 0 | 0 | Distributed_Solar | 0 | 0 | 0 | 0 | 22.75% | Central_Valley_North_Los_Banos_Solar | Solar | CAISO | 29.56% | 29.58% | 1.0007 |  | 2018 | 2022 | 2026 | 2030 |  | RESOLVE Resource | Tx Zone | 2015 | 2016 | 2017 | 2018 | 2019 | 2020 | 2021 | 2022 | 2023 | 2024 | 2025 | 2026 | 2027 | 2028 | 2029 | 2030
0 | 0 | 0 | 0 | Distributed_Wind | 0 | 0 | 0 | 0 | 28.28% | Westlands_Solar | Solar | CAISO | 30.34% | 30.46% | 1.0039 | Northern_California_Solar | 0 | 0 | 0 | 0 |  | Northern_California_Solar | Northern_California | 0 | 0 | 0 | 0 | 0 | 0 | 0 | 0 | 0 | 0 | 0 | 0 | 0 | 0 | 0 | 0
0 | 0 | 0 | 0 | Greater_Carrizo_Solar | 0 | 0 | 0 | 0 | 32.02% | Greater_Carrizo_Solar | Solar | CAISO | 32.02% | 32.02% | 0.99981 | Solano_Solar | 0 | 0 | 0 | 0 |  | Solano_Solar | Solano | 0 | 0 | 0 | 0 | 0 | 0 | 0 | 0 | 0 | 0 | 0 | 0 | 0 | 0 | 0 | 0
0 | 0 | 0 | 0 | Greater_Carrizo_Wind | 0 | 0 | 0 | 0 | 30.61% | Tehachapi_Solar | Solar | CAISO | 35.37% | 35.2% | 0.99531 | Central_Valley_North_Los_Banos_Solar | 0 | 0 | 0 | 0 |  | Central_Valley_North_Los_Banos_Solar | Central_Valley_North_Los_Banos | 0 | 0 | 0 | 0 | 0 | 0 | 0 | 0 | 0 | 0 | 0 | 0 | 0 | 0 | 0 | 0
0 | 0 | 0 | 0 | Greater_Imperial_Geothermal | 0 | 0 | 0 | 0 | 100% | Kramer_Inyokern_Solar | Solar | CAISO | 35.65% | 35.75% | 1.0027 | Westlands_Solar | 0 | 0 | 0 | 0 |  | Westlands_Solar | Westlands | 0 | 0 | 0 | 0 | 0 | 0 | 0 | 0 | 0 | 0 | 0 | 0 | 0 | 0 | 0 | 0
0 | 0 | 0 | 0 | Greater_Imperial_Solar | 0 | 0 | 0 | 0 | 33.76% | Mountain_Pass_El_Dorado_Solar | Solar | CAISO | 34.56% | 34.5% | 0.99811 | Greater_Carrizo_Solar | 0 | 0 | 0 | 0 |  | Greater_Carrizo_Solar | Greater_Carrizo | 0 | 0 | 0 | 0 | 0 | 0 | 0 | 0 | 0 | 0 | 0 | 0 | 0 | 0 | 0 | 0
0 | 0 | 0 | 0 | InState_Biomass | 0 | 0 | 0 | 0 | 100% | Southern_California_Desert_Solar | Solar | CAISO | 34.53% | 34.78% | 1.0073 | Tehachapi_Solar | 0 | 1013.2206 | 1013.2206 | 1013.2206 |  | Tehachapi_Solar | Tehachapi | 0 | 0 | 0 | 0 | 0 | 0 | 0 | 1013.2206 | 0 | 0 | 0 | 1013.2206 | 0 | 0 | 0 | 1013.2206
0 | 1980.9717 | 1980.9717 | 1980.9717 | Kramer_Inyokern_Solar | 0 | 1975.66 | 1975.66 | 1975.66 | 35.75% | Riverside_East_Palm_Springs_Solar | Solar | CAISO | 34.09% | 34.3% | 1.0062 | Kramer_Inyokern_Solar | 0 | 1980.9717 | 1980.9717 | 1980.9717 |  | Kramer_Inyokern_Solar | Kramer_Inyokern | 0 | 0 | 0 | 0 | 0 | 0 | 0 | 1980.9717 | 0 | 0 | 0 | 1980.9717 | 0 | 0 | 0 | 1980.9717
0 | 62.0027 | 62.0027 | 62.0027 | Mountain_Pass_El_Dorado_Solar | 0 | 62.12 | 62.12 | 62.12 | 34.5% | Greater_Imperial_Solar | Solar | CAISO | 33.73% | 33.76% | 1.0008 | Mountain_Pass_El_Dorado_Solar | 0 | 62.0027 | 62.0027 | 62.0027 |  | Mountain_Pass_El_Dorado_Solar | Mountain_Pass_El_Dorado | 0 | 0 | 0 | 0 | 0 | 0 | 0 | 62.0027 | 0 | 0 | 0 | 62.0027 | 0 | 0 | 0 | 62.0027
0 | 0 | 0 | 0 | Northern_California_Geothermal | 0 | 0 | 0 | 0 | 100% | Distributed_Solar | Solar | CAISO | 22.79% | 22.75% | 0.99813 | Southern_California_Desert_Solar | 0 | 0 | 0 | 0 |  | Southern_California_Desert_Solar | Southern_California_Desert | 0 | 0 | 0 | 0 | 0 | 0 | 0 | 0 | 0 | 0 | 0 | 0 | 0 | 0 | 0 | 0
0 | 0 | 0 | 0 | Northern_California_Solar | 0 | 0 | 0 | 0 | 29.6% | Baja_California_Solar | Solar | CAISO | 34.52% | 34.43% | 0.99748 | Riverside_East_Palm_Springs_Solar | 0 | 0 | 0 | 0 |  | Riverside_East_Palm_Springs_Solar | Riverside_East_Palm_Springs | 0 | 0 | 0 | 0 | 0 | 0 | 0 | 0 | 0 | 0 | 0 | 0 | 0 | 0 | 0 | 0
0 | 0 | 0 | 0 | Riverside_East_Palm_Springs_Solar | 0 | 0 | 0 | 0 | 34.3% | Utah_Solar | Solar | NW | 29.87% | 29.87% | 1.0002 | Greater_Imperial_Solar | 0 | 0 | 0 | 0 |  | Greater_Imperial_Solar | Greater_Imperial | 0 | 0 | 0 | 0 | 0 | 0 | 0 | 0 | 0 | 0 | 0 | 0 | 0 | 0 | 0 | 0
0 | 0 | 0 | 0 | Riverside_East_Palm_Springs_Wind | 0 | 0 | 0 | 0 | 32.63% | Southern_Nevada_Solar | Solar | CAISO | 31.81% | 31.88% | 1.002 | Distributed_Solar | 0 | 0 | 0 | 0 |  | Distributed_Solar | None | 0 | 0 | 0 | 0 | 0 | 0 | 0 | 0 | 0 | 0 | 0 | 0 | 0 | 0 | 0 | 0
0 | 0 | 0 | 0 | Solano_Solar | 0 | 0 | 0 | 0 | 29.16% | Arizona_Solar | Solar | SW | 33.51% | 33.49% | 0.99965 | Baja_California_Solar | 0 | 0 | 0 | 0 |  | Baja_California_Solar | #N/A | 0 | 0 | 0 | 0 | 0 | 0 | 0 | 0 | 0 | 0 | 0 | 0 | 0 | 0 | 0 | 0
0 | 0 | 0 | 0 | Solano_Wind | 0 | 0 | 0 | 0 | 30.14% | New_Mexico_Solar | Solar | SW | 33.31% | 33.3% | 0.99976 | Utah_Solar | 0 | 0 | 0 | 0 |  | Utah_Solar | #N/A | 0 | 0 | 0 | 0 | 0 | 0 | 0 | 0 | 0 | 0 | 0 | 0 | 0 | 0 | 0 | 0
0 | 0 | 0 | 0 | Southern_California_Desert_Solar | 0 | 0 | 0 | 0 | 34.78% | Northern_California_Wind | Wind | CAISO | 29.16% | 29.18% | 1.0007 | Southern_Nevada_Solar | 0 | 21.5625 | 21.5625 | 21.5625 |  | Southern_Nevada_Solar | Mountain_Pass_El_Dorado | 0 | 0 | 0 | 0 | 0 | 0 | 0 | 21.5625 | 0 | 0 | 0 | 21.5625 | 0 | 0 | 0 | 21.5625
0 | 0 | 0 | 0 | Southern_Nevada_Geothermal | 0 | 0 | 0 | 0 | 100% | Solano_Wind | Wind | CAISO | 30.13% | 30.14% | 1.0001 | Arizona_Solar | 0 | 0 | 0 | 0 |  | Arizona_Solar | #N/A | 0 | 0 | 0 | 0 | 0 | 0 | 0 | 0 | 0 | 0 | 0 | 0 | 0 | 0 | 0 | 0
0 | 21.5625 | 21.5625 | 21.5625 | Southern_Nevada_Solar | 0 | 21.52 | 21.52 | 21.52 | 31.88% | Central_Valley_North_Los_Banos_Wind | Wind | CAISO | 30.81% | 30.83% | 1.0006 | New_Mexico_Solar | 0 | 0 | 0 | 0 |  | New_Mexico_Solar | #N/A | 0 | 0 | 0 | 0 | 0 | 0 | 0 | 0 | 0 | 0 | 0 | 0 | 0 | 0 | 0 | 0
0 | 0 | 0 | 0 | Southern_Nevada_Wind | 0 | 0 | 0 | 0 | 27.74% | Greater_Carrizo_Wind | Wind | CAISO | 30.58% | 30.61% | 1.0009 | Northern_California_Wind | 0 | 0 | 0 | 0 |  | Northern_California_Wind | #N/A | 0 | 0 | 0 | 0 | 0 | 0 | 0 | 0 | 0 | 0 | 0 | 0 | 0 | 0 | 0 | 0
0 | 1013.2206 | 1013.2206 | 1013.2206 | Tehachapi_Solar | 0 | 1018 | 1018 | 1018 | 35.2% | Tehachapi_Wind | Wind | CAISO | 33.89% | 33.11% | 0.97695 | Solano_Wind | 0 | 0 | 0 | 0 |  | Solano_Wind | Solano | 0 | 0 | 0 | 0 | 0 | 0 | 0 | 0 | 0 | 0 | 0 | 0 | 0 | 0 | 0 | 0
153.3714 | 153.3714 | 153.3714 | 153.3714 | Tehachapi_Wind | 156.99 | 156.99 | 156.99 | 156.99 | 33.11% | Kramer_Inyokern_Wind | Wind | CAISO | 30.59% | 31.83% | 1.0404 | Central_Valley_North_Los_Banos_Wind | 145.9997 | 145.9997 | 145.9997 | 145.9997 |  | Central_Valley_North_Los_Banos_Wind | Central_Valley_North_Los_Banos | 0 | 0 | 0 | 145.9997 | 0 | 0 | 0 | 145.9997 | 0 | 0 | 0 | 145.9997 | 0 | 0 | 0 | 145.9997
0 | 0 | 0 | 0 | Westlands_Solar | 0 | 0 | 0 | 0 | 30.46% | Southern_California_Desert_Wind | Wind | CAISO | 29.24% | 27.01% | 0.92375 | Greater_Carrizo_Wind | 0 | 0 | 0 | 0 |  | Greater_Carrizo_Wind | Greater_Carrizo | 0 | 0 | 0 | 0 | 0 | 0 | 0 | 0 | 0 | 0 | 0 | 0 | 0 | 0 | 0 | 0
0 | 0 | 0 | 0 | NW_Ext_Tx_Wind | 0 | 0 | 0 | 0 | 30% | Riverside_East_Palm_Springs_Wind | Wind | CAISO | 32.63% | 32.63% | 1 | Tehachapi_Wind | 153.3714 | 153.3714 | 153.3714 | 153.3714 |  | Tehachapi_Wind | Tehachapi | 0 | 0 | 0 | 153.3714 | 0 | 0 | 0 | 153.3714 | 0 | 0 | 0 | 153.3714 | 0 | 0 | 0 | 153.3714
0 | 0 | 0 | 0 | SW_Ext_Tx_Wind | 0 | 0 | 0 | 0 | 36.02% | Greater_Imperial_Wind | Wind | CAISO | 33.66% | 30.63% | 0.90984 | Kramer_Inyokern_Wind | 0 | 0 | 0 | 0 |  | Kramer_Inyokern_Wind | #N/A | 0 | 0 | 0 | 0 | 0 | 0 | 0 | 0 | 0 | 0 | 0 | 0 | 0 | 0 | 0 | 0
0 | 0 | 0 | 0 | CAISO_New_Flow_Battery | 0 | 0 | 0 | 0 |  | Distributed_Wind | Wind | CAISO | 28.28% | 28.28% | 1.0003 | Southern_California_Desert_Wind | 0 | 0 | 0 | 0 |  | Southern_California_Desert_Wind | #N/A | 0 | 0 | 0 | 0 | 0 | 0 | 0 | 0 | 0 | 0 | 0 | 0 | 0 | 0 | 0 | 0
0 | 0 | 0 | 806.92 | CAISO_New_Li_Battery | 0 | 0 | 0 | 806.92 |  | Baja_California_Wind | Wind | CAISO | 35.94% | 35.94% | 0.99991 | Riverside_East_Palm_Springs_Wind | 0 | 0 | 0 | 0 |  | Riverside_East_Palm_Springs_Wind | Riverside_East_Palm_Springs | 0 | 0 | 0 | 0 | 0 | 0 | 0 | 0 | 0 | 0 | 0 | 0 | 0 | 0 | 0 | 0
0 | 0 | 0 | 0 | CAISO_New_Pumped_Storage | 0 | 0 | 0 | 0 |  | Pacific_Northwest_Wind | Wind | NW | 31.75% | 31.75% | 0.99982 | Greater_Imperial_Wind | 0 | 0 | 0 | 0 |  | Greater_Imperial_Wind | #N/A | 0 | 0 | 0 | 0 | 0 | 0 | 0 | 0 | 0 | 0 | 0 | 0 | 0 | 0 | 0 | 0
0 | 0 | 0 | 0 | CAISO_Shed_DR_Tranche1 | 0 | 0 | 0 | 0 |  | NW_Ext_Tx_Wind | Wind | NW | 30% | 30% | 0.99994 | Distributed_Wind | 0 | 0 | 0 | 0 |  | Distributed_Wind | None | 0 | 0 | 0 | 0 | 0 | 0 | 0 | 0 | 0 | 0 | 0 | 0 | 0 | 0 | 0 | 0
0 | 0 | 0 | 0 | CAISO_Shed_DR_Tranche2 | 0 | 0 | 0 | 0 |  | Idaho_Wind | Wind | NW | 31.61% | 31.61% | 1 | Baja_California_Wind | 0 | 0 | 0 | 0 |  | Baja_California_Wind | #N/A | 0 | 0 | 0 | 0 | 0 | 0 | 0 | 0 | 0 | 0 | 0 | 0 | 0 | 0 | 0 | 0
0 | 0 | 0 | 0 | CAISO_Shed_DR_Tranche3 | 0 | 0 | 0 | 0 |  | Utah_Wind | Wind | NW | 30.66% | 30.66% | 1.0001 | Pacific_Northwest_Wind | 0 | 0 | 0 | 0 |  | Pacific_Northwest_Wind | #N/A | 0 | 0 | 0 | 0 | 0 | 0 | 0 | 0 | 0 | 0 | 0 | 0 | 0 | 0 | 0 | 0
0 | 0 | 0 | 0 | CAISO_Shed_DR_Tranche4 | 0 | 0 | 0 | 0 |  | Wyoming_Wind | Wind | NW | 44.37% | 44.37% | 0.99998 | NW_Ext_Tx_Wind | 0 | 0 | 0 | 0 |  | NW_Ext_Tx_Wind | Northern_California | 0 | 0 | 0 | 0 | 0 | 0 | 0 | 0 | 0 | 0 | 0 | 0 | 0 | 0 | 0 | 0
0 | 0 | 0 | 0 | CAISO_Shed_DR_Tranche5 | 0 | 0 | 0 | 0 |  | Southern_Nevada_Wind | Wind | CAISO | 27.73% | 27.74% | 1.0002 | Idaho_Wind | 0 | 0 | 0 | 0 |  | Idaho_Wind | #N/A | 0 | 0 | 0 | 0 | 0 | 0 | 0 | 0 | 0 | 0 | 0 | 0 | 0 | 0 | 0 | 0
0 | 0 | 0 | 0 | CAISO_Shed_DR_Tranche6 | 0 | 0 | 0 | 0 |  | Arizona_Wind | Wind | SW | 29.47% | 29.48% | 1.0005 | Utah_Wind | 0 | 0 | 0 | 0 |  | Utah_Wind | #N/A | 0 | 0 | 0 | 0 | 0 | 0 | 0 | 0 | 0 | 0 | 0 | 0 | 0 | 0 | 0 | 0
0 | 0 | 0 | 0 | CAISO_Shed_DR_Tranche7 | 0 | 0 | 0 | 0 |  | New_Mexico_Wind | Wind | SW | 43.87% | 43.86% | 0.99985 | Wyoming_Wind | 0 | 0 | 0 | 0 |  | Wyoming_Wind | #N/A | 0 | 0 | 0 | 0 | 0 | 0 | 0 | 0 | 0 | 0 | 0 | 0 | 0 | 0 | 0 | 0
0 | 0 | 0 | 0 | CAISO_Shed_DR_Tranche8 | 0 | 0 | 0 | 0 |  | SW_Ext_Tx_Wind | Wind | SW | 36% | 36.02% | 1.0005 | Southern_Nevada_Wind | 0 | 0 | 0 | 0 |  | Southern_Nevada_Wind | Mountain_Pass_El_Dorado | 0 | 0 | 0 | 0 | 0 | 0 | 0 | 0 | 0 | 0 | 0 | 0 | 0 | 0 | 0 | 0
0 | 0 | 0 | 0 | Flexible_Load_Shift_CAISO | 0 | 0 | 0 | 0 |  | InState_Biomass | Biomass | CAISO | 85.53% | 100% | 1.1692 | Arizona_Wind | 0 | 0 | 0 | 0 |  | Arizona_Wind | #N/A | 0 | 0 | 0 | 0 | 0 | 0 | 0 | 0 | 0 | 0 | 0 | 0 | 0 | 0 | 0 | 0
0 | 0 | 0 | 0 | Hydrogen_Electrolysis_Load | 0 | 0 | 0 | 0 |  | Greater_Imperial_Geothermal | Geothermal | CAISO | 88.09% | 100% | 1.1352 | New_Mexico_Wind | 0 | 0 | 0 | 0 |  | New_Mexico_Wind | #N/A | 0 | 0 | 0 | 0 | 0 | 0 | 0 | 0 | 0 | 0 | 0 | 0 | 0 | 0 | 0 | 0
[10 empty] | Northern_California_Geothermal | Geothermal | CAISO | 80% | 100% | 1.25 | SW_Ext_Tx_Wind | 0 | 0 | 0 | 0 |  | SW_Ext_Tx_Wind | Riverside_East_Palm_Springs | 0 | 0 | 0 | 0 | 0 | 0 | 0 | 0 | 0 | 0 | 0 | 0 | 0 | 0 | 0 | 0
[10 empty] | Pacific_Northwest_Geothermal | Geothermal | NW | 84.33% | 100% | 1.1859 | InState_Biomass | 0 | 0 | 0 | 0 |  | InState_Biomass | None | 0 | 0 | 0 | 0 | 0 | 0 | 0 | 0 | 0 | 0 | 0 | 0 | 0 | 0 | 0 | 0
[10 empty] | Southern_Nevada_Geothermal | Geothermal | CAISO | 80% | 100% | 1.25 | Greater_Imperial_Geothermal | 0 | 0 | 0 | 0 |  | Greater_Imperial_Geothermal | Greater_Imperial | 0 | 0 | 0 | 0 | 0 | 0 | 0 | 0 | 0 | 0 | 0 | 0 | 0 | 0 | 0 | 0
[16 empty] | Northern_California_Geothermal | 0 | 0 | 0 | 0 |  | Northern_California_Geothermal | Northern_California | 0 | 0 | 0 | 0 | 0 | 0 | 0 | 0 | 0 | 0 | 0 | 0 | 0 | 0 | 0 | 0
[16 empty] | Pacific_Northwest_Geothermal | 0 | 0 | 0 | 0 |  | Pacific_Northwest_Geothermal | #N/A | 0 | 0 | 0 | 0 | 0 | 0 | 0 | 0 | 0 | 0 | 0 | 0 | 0 | 0 | 0 | 0
[16 empty] | Southern_Nevada_Geothermal | 0 | 0 | 0 | 0 |  | Southern_Nevada_Geothermal | Mountain_Pass_El_Dorado | 0 | 0 | 0 | 0 | 0 | 0 | 0 | 0 | 0 | 0 | 0 | 0 | 0 | 0 | 0 | 0
[22 empty] | In-State |  | 0 | 0 | 0 | 299.3711 | 0 | 0 | 0 | 3355.5661 | 0 | 0 | 0 | 3355.5661 | 0 | 0 | 0 | 3355.5661
[22 empty] | Out-Of-State |  | 0 | 0 | 0 | 0 | 0 | 0 | 0 | 21.5625 | 0 | 0 | 0 | 21.5625 | 0 | 0 | 0 | 21.5625
Note: Resources with #N/A as transmission zone were not made available to the model for this scenario
Selected Renewables by Location (Fully Deliverable)
FCDS Renewable Resource Summary by Location (MW)
[22 empty] | RESOLVE Resource | Tx Zone | 2015 | 2016 | 2017 | 2018 | 2019 | 2020 | 2021 | 2022 | 2023 | 2024 | 2025 | 2026 | 2027 | 2028 | 2029 | 2030
[22 empty] | Northern_California_Solar | Northern_California | 0 | 0 | 0 | 0 | 0 | 0 | 0 | 0 | 0 | 0 | 0 | 0 | 0 | 0 | 0 | 0
[22 empty] | Solano_Solar | Solano | 0 | 0 | 0 | 0 | 0 | 0 | 0 | 0 | 0 | 0 | 0 | 0 | 0 | 0 | 0 | 0
[22 empty] | Central_Valley_North_Los_Banos_Solar | Central_Valley_North_Los_Banos | 0 | 0 | 0 | 0 | 0 | 0 | 0 | 0 | 0 | 0 | 0 | 0 | 0 | 0 | 0 | 0
[22 empty] | Westlands_Solar | Westlands | 0 | 0 | 0 | 0 | 0 | 0 | 0 | 0 | 0 | 0 | 0 | 0 | 0 | 0 | 0 | 0
[22 empty] | Greater_Carrizo_Solar | Greater_Carrizo | 0 | 0 | 0 | 0 | 0 | 0 | 0 | 0 | 0 | 0 | 0 | 0 | 0 | 0 | 0 | 0
[22 empty] | Tehachapi_Solar | Tehachapi | 0 | 0 | 0 | 0 | 0 | 0 | 0 | 1013.2206 | 0 | 0 | 0 | 1013.2206 | 0 | 0 | 0 | 1013.2206
[22 empty] | Kramer_Inyokern_Solar | Kramer_Inyokern | 0 | 0 | 0 | 0 | 0 | 0 | 0 | 978.2831 | 0 | 0 | 0 | 978.2831 | 0 | 0 | 0 | 978.2831
[22 empty] | Mountain_Pass_El_Dorado_Solar | Mountain_Pass_El_Dorado | 0 | 0 | 0 | 0 | 0 | 0 | 0 | 62.0027 | 0 | 0 | 0 | 62.0027 | 0 | 0 | 0 | 62.0027
[22 empty] | Southern_California_Desert_Solar | Southern_California_Desert | 0 | 0 | 0 | 0 | 0 | 0 | 0 | 0 | 0 | 0 | 0 | 0 | 0 | 0 | 0 | 0
[22 empty] | Riverside_East_Palm_Springs_Solar | Riverside_East_Palm_Springs | 0 | 0 | 0 | 0 | 0 | 0 | 0 | 0 | 0 | 0 | 0 | 0 | 0 | 0 | 0 | 0
[22 empty] | Greater_Imperial_Solar | Greater_Imperial | 0 | 0 | 0 | 0 | 0 | 0 | 0 | 0 | 0 | 0 | 0 | 0 | 0 | 0 | 0 | 0
[22 empty] | Distributed_Solar | None | 0 | 0 | 0 | 0 | 0 | 0 | 0 | 0 | 0 | 0 | 0 | 0 | 0 | 0 | 0 | 0
[22 empty] | Baja_California_Solar | #N/A | 0 | 0 | 0 | 0 | 0 | 0 | 0 | 0 | 0 | 0 | 0 | 0 | 0 | 0 | 0 | 0
[22 empty] | Utah_Solar | #N/A | 0 | 0 | 0 | 0 | 0 | 0 | 0 | 0 | 0 | 0 | 0 | 0 | 0 | 0 | 0 | 0
[22 empty] | Southern_Nevada_Solar | Mountain_Pass_El_Dorado | 0 | 0 | 0 | 0 | 0 | 0 | 0 | 21.5625 | 0 | 0 | 0 | 21.5625 | 0 | 0 | 0 | 21.5625
[22 empty] | Arizona_Solar | #N/A | 0 | 0 | 0 | 0 | 0 | 0 | 0 | 0 | 0 | 0 | 0 | 0 | 0 | 0 | 0 | 0
[22 empty] | New_Mexico_Solar | #N/A | 0 | 0 | 0 | 0 | 0 | 0 | 0 | 0 | 0 | 0 | 0 | 0 | 0 | 0 | 0 | 0
[22 empty] | Northern_California_Wind | #N/A | 0 | 0 | 0 | 0 | 0 | 0 | 0 | 0 | 0 | 0 | 0 | 0 | 0 | 0 | 0 | 0
[22 empty] | Solano_Wind | Solano | 0 | 0 | 0 | 0 | 0 | 0 | 0 | 0 | 0 | 0 | 0 | 0 | 0 | 0 | 0 | 0
[22 empty] | Central_Valley_North_Los_Banos_Wind | Central_Valley_North_Los_Banos | 0 | 0 | 0 | 145.9997 | 0 | 0 | 0 | 145.9997 | 0 | 0 | 0 | 145.9997 | 0 | 0 | 0 | 145.9997
[22 empty] | Greater_Carrizo_Wind | Greater_Carrizo | 0 | 0 | 0 | 0 | 0 | 0 | 0 | 0 | 0 | 0 | 0 | 0 | 0 | 0 | 0 | 0
[22 empty] | Tehachapi_Wind | Tehachapi | 0 | 0 | 0 | 153.3714 | 0 | 0 | 0 | 153.3714 | 0 | 0 | 0 | 153.3714 | 0 | 0 | 0 | 153.3714
[22 empty] | Kramer_Inyokern_Wind | #N/A | 0 | 0 | 0 | 0 | 0 | 0 | 0 | 0 | 0 | 0 | 0 | 0 | 0 | 0 | 0 | 0
[22 empty] | Southern_California_Desert_Wind | #N/A | 0 | 0 | 0 | 0 | 0 | 0 | 0 | 0 | 0 | 0 | 0 | 0 | 0 | 0 | 0 | 0
[22 empty] | Riverside_East_Palm_Springs_Wind | Riverside_East_Palm_Springs | 0 | 0 | 0 | 0 | 0 | 0 | 0 | 0 | 0 | 0 | 0 | 0 | 0 | 0 | 0 | 0
[22 empty] | Greater_Imperial_Wind | #N/A | 0 | 0 | 0 | 0 | 0 | 0 | 0 | 0 | 0 | 0 | 0 | 0 | 0 | 0 | 0 | 0
[22 empty] | Distributed_Wind | None | 0 | 0 | 0 | 0 | 0 | 0 | 0 | 0 | 0 | 0 | 0 | 0 | 0 | 0 | 0 | 0
[22 empty] | Baja_California_Wind | #N/A | 0 | 0 | 0 | 0 | 0 | 0 | 0 | 0 | 0 | 0 | 0 | 0 | 0 | 0 | 0 | 0
[22 empty] | Pacific_Northwest_Wind | #N/A | 0 | 0 | 0 | 0 | 0 | 0 | 0 | 0 | 0 | 0 | 0 | 0 | 0 | 0 | 0 | 0
[22 empty] | NW_Ext_Tx_Wind | Northern_California | 0 | 0 | 0 | 0 | 0 | 0 | 0 | 0 | 0 | 0 | 0 | 0 | 0 | 0 | 0 | 0
[22 empty] | Idaho_Wind | #N/A | 0 | 0 | 0 | 0 | 0 | 0 | 0 | 0 | 0 | 0 | 0 | 0 | 0 | 0 | 0 | 0
[22 empty] | Utah_Wind | #N/A | 0 | 0 | 0 | 0 | 0 | 0 | 0 | 0 | 0 | 0 | 0 | 0 | 0 | 0 | 0 | 0
[22 empty] | Wyoming_Wind | #N/A | 0 | 0 | 0 | 0 | 0 | 0 | 0 | 0 | 0 | 0 | 0 | 0 | 0 | 0 | 0 | 0
[22 empty] | Southern_Nevada_Wind | Mountain_Pass_El_Dorado | 0 | 0 | 0 | 0 | 0 | 0 | 0 | 0 | 0 | 0 | 0 | 0 | 0 | 0 | 0 | 0
[22 empty] | Arizona_Wind | #N/A | 0 | 0 | 0 | 0 | 0 | 0 | 0 | 0 | 0 | 0 | 0 | 0 | 0 | 0 | 0 | 0
[22 empty] | New_Mexico_Wind | #N/A | 0 | 0 | 0 | 0 | 0 | 0 | 0 | 0 | 0 | 0 | 0 | 0 | 0 | 0 | 0 | 0
[22 empty] | SW_Ext_Tx_Wind | Riverside_East_Palm_Springs | 0 | 0 | 0 | 0 | 0 | 0 | 0 | 0 | 0 | 0 | 0 | 0 | 0 | 0 | 0 | 0
[22 empty] | InState_Biomass | None | 0 | 0 | 0 | 0 | 0 | 0 | 0 | 0 | 0 | 0 | 0 | 0 | 0 | 0 | 0 | 0
[22 empty] | Greater_Imperial_Geothermal | Greater_Imperial | 0 | 0 | 0 | 0 | 0 | 0 | 0 | 0 | 0 | 0 | 0 | 0 | 0 | 0 | 0 | 0
[22 empty] | Northern_California_Geothermal | Northern_California | 0 | 0 | 0 | 0 | 0 | 0 | 0 | 0 | 0 | 0 | 0 | 0 | 0 | 0 | 0 | 0
[22 empty] | Pacific_Northwest_Geothermal | #N/A | 0 | 0 | 0 | 0 | 0 | 0 | 0 | 0 | 0 | 0 | 0 | 0 | 0 | 0 | 0 | 0
[22 empty] | Southern_Nevada_Geothermal | Mountain_Pass_El_Dorado | 0 | 0 | 0 | 0 | 0 | 0 | 0 | 0 | 0 | 0 | 0 | 0 | 0 | 0 | 0 | 0
[22 empty] | In-State |  | 0 | 0 | 0 | 299.3711 | 0 | 0 | 0 | 2352.8776 | 0 | 0 | 0 | 2352.8776 | 0 | 0 | 0 | 2352.8776
[22 empty] | Out-Of-State |  | 0 | 0 | 0 | 0 | 0 | 0 | 0 | 21.5625 | 0 | 0 | 0 | 21.5625 | 0 | 0 | 0 | 21.5625
Note: Resources with #N/A as transmission zone were not made available to the model for this scenario
Selected Renewables by Location (Energy Only)
EO Renewable Resource Summary by Location (MW)
[22 empty] | RESOLVE Resource | Tx Zone | 2015 | 2016 | 2017 | 2018 | 2019 | 2020 | 2021 | 2022 | 2023 | 2024 | 2025 | 2026 | 2027 | 2028 | 2029 | 2030
[22 empty] | Northern_California_Solar | Northern_California | 0 | 0 | 0 | 0 | 0 | 0 | 0 | 0 | 0 | 0 | 0 | 0 | 0 | 0 | 0 | 0
[22 empty] | Solano_Solar | Solano | 0 | 0 | 0 | 0 | 0 | 0 | 0 | 0 | 0 | 0 | 0 | 0 | 0 | 0 | 0 | 0
[22 empty] | Central_Valley_North_Los_Banos_Solar | Central_Valley_North_Los_Banos | 0 | 0 | 0 | 0 | 0 | 0 | 0 | 0 | 0 | 0 | 0 | 0 | 0 | 0 | 0 | 0
[22 empty] | Westlands_Solar | Westlands | 0 | 0 | 0 | 0 | 0 | 0 | 0 | 0 | 0 | 0 | 0 | 0 | 0 | 0 | 0 | 0
[22 empty] | Greater_Carrizo_Solar | Greater_Carrizo | 0 | 0 | 0 | 0 | 0 | 0 | 0 | 0 | 0 | 0 | 0 | 0 | 0 | 0 | 0 | 0
[22 empty] | Tehachapi_Solar | Tehachapi | 0 | 0 | 0 | 0 | 0 | 0 | 0 | 0 | 0 | 0 | 0 | 0 | 0 | 0 | 0 | 0
[22 empty] | Kramer_Inyokern_Solar | Kramer_Inyokern | 0 | 0 | 0 | 0 | 0 | 0 | 0 | 1002.6885 | 0 | 0 | 0 | 1002.6885 | 0 | 0 | 0 | 1002.6885
[22 empty] | Mountain_Pass_El_Dorado_Solar | Mountain_Pass_El_Dorado | 0 | 0 | 0 | 0 | 0 | 0 | 0 | 0 | 0 | 0 | 0 | 0 | 0 | 0 | 0 | 0
[22 empty] | Southern_California_Desert_Solar | Southern_California_Desert | 0 | 0 | 0 | 0 | 0 | 0 | 0 | 0 | 0 | 0 | 0 | 0 | 0 | 0 | 0 | 0
[22 empty] | Riverside_East_Palm_Springs_Solar | Riverside_East_Palm_Springs | 0 | 0 | 0 | 0 | 0 | 0 | 0 | 0 | 0 | 0 | 0 | 0 | 0 | 0 | 0 | 0
[22 empty] | Greater_Imperial_Solar | Greater_Imperial | 0 | 0 | 0 | 0 | 0 | 0 | 0 | 0 | 0 | 0 | 0 | 0 | 0 | 0 | 0 | 0
[22 empty] | Distributed_Solar | None | 0 | 0 | 0 | 0 | 0 | 0 | 0 | 0 | 0 | 0 | 0 | 0 | 0 | 0 | 0 | 0
[22 empty] | Baja_California_Solar | #N/A | 0 | 0 | 0 | 0 | 0 | 0 | 0 | 0 | 0 | 0 | 0 | 0 | 0 | 0 | 0 | 0
[22 empty] | Utah_Solar | #N/A | 0 | 0 | 0 | 0 | 0 | 0 | 0 | 0 | 0 | 0 | 0 | 0 | 0 | 0 | 0 | 0
[22 empty] | Southern_Nevada_Solar | Mountain_Pass_El_Dorado | 0 | 0 | 0 | 0 | 0 | 0 | 0 | 0 | 0 | 0 | 0 | 0 | 0 | 0 | 0 | 0
[22 empty] | Arizona_Solar | #N/A | 0 | 0 | 0 | 0 | 0 | 0 | 0 | 0 | 0 | 0 | 0 | 0 | 0 | 0 | 0 | 0
[22 empty] | New_Mexico_Solar | #N/A | 0 | 0 | 0 | 0 | 0 | 0 | 0 | 0 | 0 | 0 | 0 | 0 | 0 | 0 | 0 | 0
[22 empty] | Northern_California_Wind | #N/A | 0 | 0 | 0 | 0 | 0 | 0 | 0 | 0 | 0 | 0 | 0 | 0 | 0 | 0 | 0 | 0
[22 empty] | Solano_Wind | Solano | 0 | 0 | 0 | 0 | 0 | 0 | 0 | 0 | 0 | 0 | 0 | 0 | 0 | 0 | 0 | 0
[22 empty] | Central_Valley_North_Los_Banos_Wind | Central_Valley_North_Los_Banos | 0 | 0 | 0 | 0 | 0 | 0 | 0 | 0 | 0 | 0 | 0 | 0 | 0 | 0 | 0 | 0
[22 empty] | Greater_Carrizo_Wind | Greater_Carrizo | 0 | 0 | 0 | 0 | 0 | 0 | 0 | 0 | 0 | 0 | 0 | 0 | 0 | 0 | 0 | 0
[22 empty] | Tehachapi_Wind | Tehachapi | 0 | 0 | 0 | 0 | 0 | 0 | 0 | 0 | 0 | 0 | 0 | 0 | 0 | 0 | 0 | 0
[22 empty] | Kramer_Inyokern_Wind | #N/A | 0 | 0 | 0 | 0 | 0 | 0 | 0 | 0 | 0 | 0 | 0 | 0 | 0 | 0 | 0 | 0
[22 empty] | Southern_California_Desert_Wind | #N/A | 0 | 0 | 0 | 0 | 0 | 0 | 0 | 0 | 0 | 0 | 0 | 0 | 0 | 0 | 0 | 0
[22 empty] | Riverside_East_Palm_Springs_Wind | Riverside_East_Palm_Springs | 0 | 0 | 0 | 0 | 0 | 0 | 0 | 0 | 0 | 0 | 0 | 0 | 0 | 0 | 0 | 0
[22 empty] | Greater_Imperial_Wind | #N/A | 0 | 0 | 0 | 0 | 0 | 0 | 0 | 0 | 0 | 0 | 0 | 0 | 0 | 0 | 0 | 0
[22 empty] | Distributed_Wind | None | 0 | 0 | 0 | 0 | 0 | 0 | 0 | 0 | 0 | 0 | 0 | 0 | 0 | 0 | 0 | 0
[22 empty] | Baja_California_Wind | #N/A | 0 | 0 | 0 | 0 | 0 | 0 | 0 | 0 | 0 | 0 | 0 | 0 | 0 | 0 | 0 | 0
[22 empty] | Pacific_Northwest_Wind | #N/A | 0 | 0 | 0 | 0 | 0 | 0 | 0 | 0 | 0 | 0 | 0 | 0 | 0 | 0 | 0 | 0
[22 empty] | NW_Ext_Tx_Wind | Northern_California | 0 | 0 | 0 | 0 | 0 | 0 | 0 | 0 | 0 | 0 | 0 | 0 | 0 | 0 | 0 | 0
[22 empty] | Idaho_Wind | #N/A | 0 | 0 | 0 | 0 | 0 | 0 | 0 | 0 | 0 | 0 | 0 | 0 | 0 | 0 | 0 | 0
[22 empty] | Utah_Wind | #N/A | 0 | 0 | 0 | 0 | 0 | 0 | 0 | 0 | 0 | 0 | 0 | 0 | 0 | 0 | 0 | 0
[22 empty] | Wyoming_Wind | #N/A | 0 | 0 | 0 | 0 | 0 | 0 | 0 | 0 | 0 | 0 | 0 | 0 | 0 | 0 | 0 | 0
[22 empty] | Southern_Nevada_Wind | Mountain_Pass_El_Dorado | 0 | 0 | 0 | 0 | 0 | 0 | 0 | 0 | 0 | 0 | 0 | 0 | 0 | 0 | 0 | 0
[22 empty] | Arizona_Wind | #N/A | 0 | 0 | 0 | 0 | 0 | 0 | 0 | 0 | 0 | 0 | 0 | 0 | 0 | 0 | 0 | 0
[22 empty] | New_Mexico_Wind | #N/A | 0 | 0 | 0 | 0 | 0 | 0 | 0 | 0 | 0 | 0 | 0 | 0 | 0 | 0 | 0 | 0
[22 empty] | SW_Ext_Tx_Wind | Riverside_East_Palm_Springs | 0 | 0 | 0 | 0 | 0 | 0 | 0 | 0 | 0 | 0 | 0 | 0 | 0 | 0 | 0 | 0
[22 empty] | InState_Biomass | None | 0 | 0 | 0 | 0 | 0 | 0 | 0 | 0 | 0 | 0 | 0 | 0 | 0 | 0 | 0 | 0
[22 empty] | Greater_Imperial_Geothermal | Greater_Imperial | 0 | 0 | 0 | 0 | 0 | 0 | 0 | 0 | 0 | 0 | 0 | 0 | 0 | 0 | 0 | 0
[22 empty] | Northern_California_Geothermal | Northern_California | 0 | 0 | 0 | 0 | 0 | 0 | 0 | 0 | 0 | 0 | 0 | 0 | 0 | 0 | 0 | 0
[22 empty] | Pacific_Northwest_Geothermal | #N/A | 0 | 0 | 0 | 0 | 0 | 0 | 0 | 0 | 0 | 0 | 0 | 0 | 0 | 0 | 0 | 0
[22 empty] | Southern_Nevada_Geothermal | Mountain_Pass_El_Dorado | 0 | 0 | 0 | 0 | 0 | 0 | 0 | 0 | 0 | 0 | 0 | 0 | 0 | 0 | 0 | 0
[22 empty] | In-State |  | 0 | 0 | 0 | 0 | 0 | 0 | 0 | 1002.6885 | 0 | 0 | 0 | 1002.6885 | 0 | 0 | 0 | 1002.6885
[22 empty] | Out-Of-State |  | 0 | 0 | 0 | 0 | 0 | 0 | 0 | 0 | 0 | 0 | 0 | 0 | 0 | 0 | 0 | 0
Note: Resources with #N/A as transmission zone were not made available to the model for this scenario
Note on N2: Author: This Cap Fac lookup table is copied from the RESOLVE UI: REN_Candidate tab
Note on E3: Author: These are the capacity values reported at the top-level RESOLVE Results Viewer tables (i.e. they are adjusted by the factors in column S of this worksheet).
Note on J3: Author: Caution: These capacity values reported by RESOLVE are based off of RESOLVE resource type average capacity factors to model annual energy production potential (i.e. before curtailment happens)

## CONV_CAISO_Gen_List
Conventional - CAISO Generator List | [21 empty] | User assumes early gas retirement after ,,,, years |  | 0
[22 empty] | User assumes early CHP retirement after … years |  | 0
| Count | 1099 | [19 empty] | First retirement year (end of year) |  | 2019
| SOURCE | RESOURCE_ID | LOCAL AREA | LOCAL SUB-AREA | GENERATOR NAME | TEPPC Common Case ID | TYPE (CAISO) | TYPE (TEPPC) | E3 TYPE | Pmax | NQC | Pmin | Start Cost | Heat Rate @ Pmax | Heat Rate @ Pmin | Ramp Rate Up | Ramp Rate Down | Storage Volume (MWh) | Include in RESOLVE? | Include in Class Characteristics | Online Date | Planned Retirement Date | Assumed Retirement Date | COUNT (repeats of RES_ID) | E3 TYPE no blanks | Found on REN_Existing_Resources Flag
| CAISO NQC List | 7STDRD_1_SOLAR1 | Kern | South Kern PP, Kern Oil | Shafter Solar |  | SOLAR | n/a |  | 20 | 17.56 | [7 empty] | 0 | 1 | 2015-06-04 |  | 2050-12-31 | 1 | RenExistRes | 1
| CAISO NQC List | ACACIA_6_SOLAR | Big Creek-Ventura | Big Creek | Antelope West Solar |  | SOLAR | n/a |  | 20 | 0 | [7 empty] | 0 | 1 | 2014-11-13 |  | 2050-12-31 | 1 | RenExistRes | 1
| CAISO NQC List | ADERA_1_SOLAR1 | Fresno |  | Adera Solar |  | SOLAR | n/a |  | 20 | 0 | [7 empty] | 0 | 1 | 2015-12-23 |  | 2050-12-31 | 1 | RenExistRes | 1
| CAISO NQC List | ADLIN_1_UNITS | NCNB | Eagle Rock, Fulton, Lakeville | GEYSERS AIDLIN AGGREGATE |  | GEOTHERMAL | n/a |  | 22 | 16 | [7 empty] | 0 | 1 | 1899-12-31 |  | 2050-12-31 | 1 | RenExistRes | 1
| CAISO NQC List | ADMEST_6_SOLAR | Fresno | Wilson, Herndon | Adams East |  | SOLAR | n/a |  | 19 | 0 | [7 empty] | 0 | 1 | 2014-12-13 |  | 2050-12-31 | 1 | RenExistRes | 1
| CAISO NQC List | ADOBEE_1_SOLAR | Kern | South Kern PP | Adobe Solar |  | SOLAR | n/a |  | 20 | 18.42 | [7 empty] | 0 | 1 | 2014-05-21 |  | 2050-12-31 | 1 | RenExistRes | 1
| CAISO NQC List | GLNARM_7_UNIT 1 | LA Basin | Western | GLEN ARM UNIT 1 | Glenarm_GT1 | PEAKER | CT-NatGas-Aero | CAISO_Peaker2 | 22.07 | 22.07 | 6.621 | 748.6847 | 18598.7698 | 48936.2328 | 115.4742 | 115.4742 |  | 1 | 1 | 1976-01-01 |  | 2050-12-31 | 1 | CAISO_Peaker2 | 0
| CAISO NQC List | GRNLF1_1_UNITS | Sierra | Bogue, Drum-Rio Oso, South of Table Mountain | GREENLEAF #1 COGEN AGGREGATE | GreenleafCC-Total | COGENERATION | CCWhole-NatGas-Aero | CAISO_CHP | 46.96 | 46.96 | 46.96 |  | 7606.0304 | 7606.0304 |  |  |  | 1 | 1 | 1989-01-11 |  | 2050-12-31 | 1 | CAISO_CHP | 0
| CAISO NQC List | AGUCAL_5_SOLAR1 | CAISO System |  | Agua Caliente Solar |  | SOLAR | n/a |  | 290 | 0 | [7 empty] | 0 | 1 | 2014-06-10 |  | 2050-12-31 | 1 | RenExistRes | 1
| CAISO NQC List | ALAMIT_7_UNIT 1 | LA Basin | Western | ALAMITOS GEN STA. UNIT 1 | Alamitos1 | THERMAL | ST-NatGas | CAISO_ST | 174.56 | 174.56 | 13.9648 | 13878.8267 | 10745.8368 | 18924.2944 | 174.56 | 174.56 |  | 1 | 1 | 1956-01-01 | 2020-12-31 | 2020-12-31 | 1 | CAISO_ST | 0
| CAISO NQC List | ALAMIT_7_UNIT 2 | LA Basin | Western | ALAMITOS GEN STA. UNIT 2 | Alamitos2 | THERMAL | ST-NatGas | CAISO_ST | 175 | 175 | 14.08 | 13993.32 | 10336.6907 | 19733.8984 | 175 | 175 |  | 1 | 1 | 1957-01-01 | 2020-12-31 | 2020-12-31 | 1 | CAISO_ST | 0
| CAISO NQC List | ALAMIT_7_UNIT 3 | LA Basin | Western | ALAMITOS GEN STA. UNIT 3 | Alamitos3 | THERMAL | ST-NatGas | CAISO_ST | 332.18 | 332.18 | 25.774 | 25615.2903 | 9468.6425 | 17133.4691 | 320.1735 | 320.1735 |  | 1 | 1 | 1961-01-01 | 2020-12-31 | 2020-12-31 | 1 | CAISO_ST | 0
| CAISO NQC List | ALAMIT_7_UNIT 4 | LA Basin | Western | ALAMITOS GEN STA. UNIT 4 | Alamitos4 | THERMAL | ST-NatGas | CAISO_ST | 335.67 | 335.67 | 25.6512 | 25493.2848 | 9414.2776 | 17685.6227 | 320.64 | 320.64 |  | 1 | 1 | 1962-01-01 | 2020-12-31 | 2020-12-31 | 1 | CAISO_ST | 0
| CAISO NQC List | ALAMIT_7_UNIT 5 | LA Basin | Western | ALAMITOS GEN STA. UNIT 5 | Alamitos5 | THERMAL | ST-NatGas | CAISO_ST | 497.97 | 497.97 | 39.5912 | 39347.4435 | 10248.6466 | 17899.7272 | 492.8363 | 492.8363 |  | 1 | 1 | 1999-01-01 | 2020-12-31 | 2020-12-31 | 1 | CAISO_ST | 0
| CAISO NQC List | ALAMIT_7_UNIT 6 | LA Basin | Western | ALAMITOS GEN STA. UNIT 6 | Alamitos6 | THERMAL | ST-NatGas | CAISO_ST | 495 | 495 | 38.48 | 38243.11 | 9431.9152 | 19209.0734 | 480 | 480 |  | 1 | 1 | 1966-01-01 | 2020-12-31 | 2020-12-31 | 1 | CAISO_ST | 0
| CAISO NQC List | ALAMO_6_UNIT | Big Creek-Ventura | Big Creek | ALAMO POWER PLANT |  | HYDRO | n/a | CAISO_Hydro | 17 | 15.07 | [7 empty] | 0 | 1 | 1986-01-01 |  | 2050-12-31 | 1 | CAISO_Hydro | 0
| CAISO NQC List | ALLGNY_6_HYDRO1 | Sierra | South of Table Mountain | Salmon Creek Hydroelectric Project |  | HYDRO | n/a | CAISO_Hydro | 0.52 | 0.15 | [7 empty] | 0 | 1 | 2014-12-03 |  | 2050-12-31 | 1 | CAISO_Hydro | 1
| CAISO NQC List | GLNARM_7_UNIT 2 | LA Basin | Western | GLEN ARM UNIT 2 | Glenarm_GT2 | PEAKER | CT-NatGas-Aero | CAISO_Peaker2 | 22.3 | 22.3 | 6.69 | 756.487 | 18598.7698 | 48936.2328 | 116.6776 | 116.6776 |  | 1 | 1 | 1976-01-01 |  | 2050-12-31 | 1 | CAISO_Peaker2 | 0
| CAISO NQC List | OGROVE_6_PL1X2 | San Diego-IV | San Diego | Orange Grove Energy Center | OrangeGrove1 | PEAKER | CT-NatGas-Industrial | CAISO_Peaker2 | 48 | 48 | 21.6 | 5241.1344 | 16186.9667 | 26399.8148 | 307.2 | 307.2 |  | 1 | 1 | 2010-06-17 |  | 2050-12-31 | 2 | CAISO_Peaker2 | 0
| CAISO NQC List | ALPSLR_1_NTHSLR | CAISO System |  | Alpaugh North, LLC |  | SOLAR | n/a |  | 20 | 20 | [7 empty] | 0 | 1 | 2013-03-08 |  | 2050-12-31 | 1 | RenExistRes | 1
| CAISO NQC List | ALPSLR_1_SPSSLR | CAISO System |  | Alpaugh 50 LLC |  | SOLAR | n/a |  | 50 | 50 | [7 empty] | 0 | 1 | 2013-03-08 |  | 2050-12-31 | 1 | RenExistRes | 1
| CAISO NQC List | ALT6DN_2_WIND7 | CAISO System |  | Alta 2012 Alta Wind 7 |  | WIND | n/a |  | 168 | 19.24 | [7 empty] | 0 | 1 | 2013-01-01 |  | 2050-12-31 | 1 | RenExistRes | 1
| CAISO NQC List | ALT6DS_2_WIND9 | CAISO System |  | CPC East Alta Wind IX |  | WIND | n/a |  | 132 | 14.14 | [7 empty] | 0 | 1 | 2013-01-01 |  | 2050-12-31 | 1 | RenExistRes | 1
| CAISO NQC List | ALTA3A_2_CPCE4 | CAISO System |  | CPC East - Alta Wind 4 |  | WIND | n/a |  | 102 | 9.77 | [7 empty] | 0 | 1 | 2011-03-12 |  | 2050-12-31 | 1 | RenExistRes | 1
| CAISO NQC List | ALTA3A_2_CPCE5 | CAISO System |  | CPC East - Alta Wind 5 |  | WIND | n/a |  | 168 | 16.7 | [7 empty] | 0 | 1 | 2011-04-21 |  | 2050-12-31 | 1 | RenExistRes | 1
| CAISO NQC List | ALTA3A_2_CPCE8 | CAISO System |  | CPC East - Alta Wind 8 |  | WIND | n/a |  | 150 | 15.19 | [7 empty] | 0 | 1 | 2012-02-01 |  | 2050-12-31 | 1 | RenExistRes | 1
| CAISO NQC List | ALTA4A_2_CPCW1 | CAISO System |  | CPC West - Alta Wind 1 |  | WIND | n/a |  | 150 | 25.08 | [7 empty] | 0 | 1 | 2010-12-29 |  | 2050-12-31 | 1 | RenExistRes | 1
| CAISO NQC List | ALTA4B_2_CPCW2 | CAISO System |  | CPC West - Alta Wind II |  | WIND | n/a |  | 150 | 16.38 | [7 empty] | 0 | 1 | 2010-12-29 |  | 2050-12-31 | 1 | RenExistRes | 1
| CAISO NQC List | ALTA4B_2_CPCW3 | CAISO System |  | CPC West - Alta 3 |  | WIND | n/a |  | 150 | 16.63 | [7 empty] | 0 | 1 | 2011-02-12 |  | 2050-12-31 | 1 | RenExistRes | 1
| CAISO NQC List | ALTA4B_2_CPCW6 | CAISO System |  | CPC West - Alta Wind 6 |  | WIND | n/a |  | 150 | 16.47 | [7 empty] | 0 | 1 | 2012-05-09 |  | 2050-12-31 | 1 | RenExistRes | 1
| CAISO NQC List | ALTA6B_2_WIND11 | CAISO System |  | Alta Wind 11 |  | WIND | n/a |  | 90 | 23.1 | [7 empty] | 0 | 1 | 1899-12-31 |  | 2050-12-31 | 1 | RenExistRes | 1
| CAISO NQC List | ALTA6E_2_WIND10 | CAISO System |  | Alta Wind 10 |  | WIND | n/a |  | 138 | 21.74 | [7 empty] | 0 | 1 | 1899-12-31 |  | 2050-12-31 | 1 | RenExistRes | 1
| CAISO NQC List | ALTWD_1_QF | LA Basin |  | Altwind |  | WIND | n/a |  | 47 | 8.29 | [7 empty] | 0 | 1 | 1985-12-18 |  | 2050-12-31 | 1 | RenExistRes | 1
| CAISO NQC List | OGROVE_6_PL1X2 | San Diego-IV | San Diego | Orange Grove Energy Center | OrangeGrove2 | PEAKER | CT-NatGas-Industrial | CAISO_Peaker2 | 48 | 48 | 21.6 | 5241.1344 | 16186.9667 | 26399.8148 | 307.2 | 307.2 |  | 1 | 1 | 2010-06-17 |  | 2050-12-31 | 2 | CAISO_Peaker2 | 0
| CAISO NQC List | INDIGO_1_UNIT 2 | LA Basin | Eastern | INDIGO PEAKER UNIT 2 | Indigo2 | PEAKER | CT-NatGas-Aero | CAISO_Peaker2 | 44.53 | 42 | 20.0385 | 1510.6001 | 16151.6627 | 26404.0187 | 158.3289 | 158.3289 |  | 1 | 1 | 2001-09-19 |  | 2050-12-31 | 1 | CAISO_Peaker2 | 0
| CAISO NQC List | INDIGO_1_UNIT 3 | LA Basin | Eastern | INDIGO PEAKER UNIT 3 | Indigo3 | PEAKER | CT-NatGas-Aero | CAISO_Peaker2 | 43.69 | 42 | 19.6605 | 1482.1046 | 16151.6627 | 26404.0187 | 155.3422 | 155.3422 |  | 1 | 1 | 2001-09-19 |  | 2050-12-31 | 1 | CAISO_Peaker2 | 0
| CAISO NQC List | MNDALY_7_UNIT 3 | Big Creek-Ventura | Ventura, S.Clara, Moorpark | MANDALAY GEN STA. UNIT 3 | Mandalay_3 | PEAKER | CT-NatGas-Industrial | CAISO_Peaker2 | 130 | 130 | 39 | 14194.74 | 15937.1525 | 19478.5429 | 120 | 120 |  | 1 | 1 | 1970-04-01 | 2020-12-31 | 2020-12-31 | 1 | CAISO_Peaker2 | 0
| CAISO NQC List | MKTRCK_1_UNIT 1 | CAISO System |  | MCKITTRICK LIMITED | McKittrick_Ltd | COGENERATION | CT-NatGas-Industrial | CAISO_Peaker2 | 47.49 | 45 | 47.0151 | 5185.447 | 15207.6453 | 15304.7225 | 131.2332 | 131.2332 |  | 1 | 1 | 1991-10-16 |  | 2050-12-31 | 1 | CAISO_Peaker2 | 0
| CAISO NQC List | ANTLPE_2_QF | CAISO System |  | ANTELOPE QFS |  | WIND | n/a |  | 206.5 | 26.53 | [7 empty] | 0 | 1 | 1982-01-01 |  | 2050-12-31 | 1 | RenExistRes | 1
| CAISO NQC List | APLHIL_1_SLABCK | Sierra | Placerville, South of Rio Oso, South of Palermo, South of Table Mountain | SLAB CREEK HYDRO |  | HYDRO | n/a |  | 1 | 0 | [7 empty] | 0 | 1 | 1899-12-31 |  | 2050-12-31 | 1 | Unclassified | 0
| CAISO NQC List | ARBWD_6_QF | CAISO System |  | Wind Resource II |  | WIND | n/a |  | 19.95 | 2.64 | [7 empty] | 0 | 1 | 1991-03-29 |  | 2050-12-31 | 1 | RenExistRes | 1
| CAISO NQC List | ARCOGN_2_UNITS | LA Basin | Western | WATSON COGENERATION | WatsonCogenCC-Total | COGENERATION | CCWhole-NatGas-Industrial | CAISO_CHP | 264.19 | 264.19 | 264.19 |  | 7606.0304 | 7606.0304 |  |  |  | 1 | 1 | 1987-12-04 |  | 2050-12-31 | 1 | CAISO_CHP | 0
| CAISO NQC List | ARVINN_6_ORION1 | CAISO System |  | Orion 1 Solar |  | SOLAR | n/a |  | 12 | 10.81 | [7 empty] | 0 | 1 | 2014-06-26 |  | 2050-12-31 | 1 | RenExistRes | 1
| CAISO NQC List | ARVINN_6_ORION2 | CAISO System |  | Orion 2 Solar |  | SOLAR | n/a |  | 8 | 7.17 | [7 empty] | 0 | 1 | 2014-06-26 |  | 2050-12-31 | 1 | RenExistRes | 1
| CAISO NQC List | ASTORA_2_SOLAR1 | CAISO System |  | Astoria 1 |  | SOLAR | n/a |  | 100 | 79.42 | [7 empty] | 0 | 1 | 2016-10-18 |  | 2050-12-31 | 1 | RenExistRes | 1
| CAISO NQC List | ASTORA_2_SOLAR2 | CAISO System |  | RE Astoria 2 |  | SOLAR | n/a |  | 75 | 60.26 | [7 empty] | 0 | 1 | 2016-10-31 |  | 2050-12-31 | 1 | RenExistRes | 1
| CAISO NQC List | ATWEL2_1_SOLAR1 | CAISO System |  | Atwell West |  | SOLAR | n/a |  | 20 | 17.74 | [7 empty] | 0 | 1 | 2015-06-11 |  | 2050-12-31 | 1 | RenExistRes | 1
| CAISO NQC List | ATWELL_1_SOLAR | CAISO System |  | Atwell Island PV Solar Generating Faci. |  | SOLAR | n/a |  | 20 | 13.85 | [7 empty] | 0 | 1 | 2013-03-08 |  | 2050-12-31 | 1 | RenExistRes | 1
| CAISO NQC List | AVENAL_6_AVPARK | Fresno | Wilson, Coalinga | Avenal Park Solar Project |  | SOLAR | n/a |  | 6 | 0 | [7 empty] | 0 | 1 | 2011-08-05 |  | 2050-12-31 | 1 | RenExistRes | 1
| CAISO NQC List | AVENAL_6_SANDDG | Fresno | Wilson, Coalinga | Sand Drag Solar Project |  | SOLAR | n/a |  | 19 | 0 | [7 empty] | 0 | 1 | 2011-08-05 |  | 2050-12-31 | 1 | RenExistRes | 1
| CAISO NQC List | AVENAL_6_SUNCTY | Fresno | Wilson, Coalinga | Sun City Solar Project |  | SOLAR | n/a |  | 20 | 0 | [7 empty] | 0 | 1 | 2011-08-05 |  | 2050-12-31 | 1 | RenExistRes | 1
| CAISO NQC List | AVSOLR_2_SOLAR | CAISO System |  | AV SOLAR RANCH 1 |  | SOLAR | n/a |  | 241.5 | 191.91 | [7 empty] | 0 | 1 | 2014-06-19 |  | 2050-12-31 | 1 | RenExistRes | 1
| CAISO NQC List | BALCHS_7_UNIT 1 | Fresno | Wilson, Herndon | BALCH 1 PH UNIT 1 |  | HYDRO | n/a | CAISO_Hydro | 33 | 33 | [7 empty] | 0 | 1 | 1927-01-01 |  | 2050-12-31 | 1 | CAISO_Hydro | 0
| CAISO NQC List | BALCHS_7_UNIT 2 | Fresno | Wilson, Herndon | BALCH 2 PH UNIT 2 |  | HYDRO | n/a | CAISO_Hydro | 52.5 | 52.5 | [7 empty] | 0 | 1 | 1958-01-01 |  | 2050-12-31 | 1 | CAISO_Hydro | 0
| CAISO NQC List | BALCHS_7_UNIT 3 | Fresno | Wilson, Herndon | BALCH 2 PH UNIT 3 |  | HYDRO | n/a | CAISO_Hydro | 54.6 | 52.5 | [7 empty] | 0 | 1 | 1958-01-01 |  | 2050-12-31 | 1 | CAISO_Hydro | 0
| CAISO NQC List | BANGOR_6_HYDRO | Sierra | South of Table Mountain | Virginia Ranch Dam Powerplant |  | HYDRO | n/a | CAISO_Hydro | 1 | 0.54 | [7 empty] | 0 | 1 | 2012-06-14 |  | 2050-12-31 | 1 | CAISO_Hydro | 0
| CAISO NQC List | BANKPP_2_NSPIN | Bay Area | Contra Costa | BANKPP_2_NSPIN |  | UNKNOWN | n/a |  | 0 | 127 | [7 empty] | 1 | 1 | 1899-12-31 |  | 2050-12-31 | 1 | Unclassified | 0
| CAISO NQC List | BARRE_2_QF | LA Basin | Western | BARRE QFS |  | VARIOUS | n/a |  | 0.2 | 0 | [7 empty] | 1 | 1 | 1994-01-01 |  | 2050-12-31 | 1 | RenExistRes | 1
| CAISO NQC List | GOLETA_6_ELLWOD | Big Creek-Ventura | Ventura, S.Clara, Moorpark | ELLWOOD ENERGY SUPPORT FACILITY | Ellwood_1 | PEAKER | CT-NatGas-Industrial | CAISO_Peaker2 | 54 | 54 | 16.2 | 5896.2764 | 15004.9675 | 18338.8227 | 77.1429 | 77.1429 |  | 1 | 1 | 1974-08-01 |  | 2050-12-31 | 1 | CAISO_Peaker2 | 0
| CAISO NQC List | BASICE_2_UNITS | CAISO System |  | CALPINE AMERICAN I COGEN. |  | COGENERATION | n/a | CAISO_CHP | 83.76 | 83.76 | 83.76 |  | 7606.0304 | 7606.0304 |  |  |  | 1 | 1 | 1989-03-14 |  | 2050-12-31 | 1 | CAISO_CHP | 0
| CAISO NQC List | HINSON_6_LBECH1 | LA Basin | Western | HINSON_6_LBECH1 | LongBeach_GT1 | PEAKER | CT-NatGas-Aero | CAISO_Peaker2 | 65 | 65 | 39 | 2205.008 | 13082.8571 | 13602.7619 | 297.1429 | 297.1429 |  | 1 | 1 | 2007-08-01 |  | 2050-12-31 | 1 | CAISO_Peaker2 | 0
| CAISO NQC List | BEARDS_7_UNIT 1 | Stockton | Tesla-Bellota, Stanislaus | Beardsley Hydro |  | HYDRO | n/a |  | 11.5 | 8.36 | [7 empty] | 0 | 1 | 1957-01-01 |  | 2050-12-31 | 1 | RenExistRes | 1
| CAISO NQC List | HINSON_6_LBECH2 | LA Basin | Western | HINSON_6_LBECH2 | LongBeach_GT2 | PEAKER | CT-NatGas-Aero | CAISO_Peaker2 | 65 | 65 | 39 | 2205.008 | 13082.8571 | 13602.7619 | 297.1429 | 297.1429 |  | 1 | 1 | 2007-08-01 |  | 2050-12-31 | 1 | CAISO_Peaker2 | 0
| CAISO NQC List | BELDEN_7_UNIT 1 | Sierra | South of Palermo, South of Table Mountain | BELDEN HYDRO |  | HYDRO | n/a | CAISO_Hydro | 119 | 119 | [7 empty] | 0 | 1 | 1969-01-01 |  | 2050-12-31 | 1 | CAISO_Hydro | 0
| CAISO NQC List | BIGCRK_2_EXESWD | Big Creek-Ventura | Big Creek, Rector, Vestal | BIG CREEK HYDRO PROJECT PSP |  | HYDRO | n/a | CAISO_Hydro | 820 | 800.6 | [7 empty] | 0 | 1 | 1913-01-01 |  | 2050-12-31 | 1 | CAISO_Hydro | 0
| CAISO NQC List | BIGCRK_7_DAM7 | Big Creek-Ventura |  |  |  | HYDRO | n/a | CAISO_Hydro | 0.3 | 0 | [7 empty] | 0 | 1 | 1986-01-01 |  | 2050-12-31 | 1 | CAISO_Hydro | 0
| CAISO NQC List | BIGCRK_7_MAMRES | Big Creek-Ventura |  |  |  | HYDRO | n/a | CAISO_Hydro | 1.25 | 0 | [7 empty] | 0 | 1 | 1899-12-31 |  | 2050-12-31 | 1 | CAISO_Hydro | 1
| CAISO NQC List | BIGSKY_2_SOLAR1 | Big Creek-Ventura |  | Antelope Big Sky Ranch Solar |  | SOLAR | n/a |  | 20 | 16.07 | [7 empty] | 0 | 1 | 2016-08-16 |  | 2050-12-31 | 1 | RenExistRes | 1
| CAISO NQC List | BIGSKY_2_SOLAR3 | Big Creek-Ventura |  | Big Sky Summer |  | UNKNOWN | n/a |  | 0 | 16.07 | [7 empty] | 1 | 1 | 1899-12-31 |  | 2050-12-31 | 1 | Unclassified | 0
| CAISO NQC List | BIOMAS_1_UNIT 1 | Sierra | Drum-Rio Oso, South of Palermo, South of Table Mountain | WOODLAND BIOMASS |  | BIOMASS | n/a |  | 28.8 | 24.31 | [7 empty] | 0 | 1 | 1989-08-31 |  | 2050-12-31 | 1 | RenExistRes | 1
| CAISO NQC List | BISHOP_1_ALAMO | CAISO System |  | BISHOP CREEK PLANT 2 AND 6 |  | HYDRO | n/a |  | 13.4 | 6.19 | [7 empty] | 0 | 1 | 1908-01-01 |  | 2050-12-31 | 1 | RenExistRes | 1
| CAISO NQC List | BISHOP_1_UNITS | CAISO System |  | BISHOP CREEK PLANT 3 AND 4 |  | HYDRO | n/a |  | 15.8 | 7.77 | [7 empty] | 0 | 1 | 1905-01-01 |  | 2050-12-31 | 1 | RenExistRes | 1
| CAISO NQC List | BKRFLD_2_SOLAR1 | Kern |  | Bakersfield 111 |  | SOLAR | n/a |  | 1.38 | 1.2 | [7 empty] | 0 | 1 | 2015-07-28 |  | 2050-12-31 | 1 | RenExistRes | 1
| CAISO NQC List | BLACK_7_UNIT 1 | CAISO System |  | JAMES B. BLACK 1 |  | HYDRO | n/a | CAISO_Hydro | 85 | 85 | [7 empty] | 0 | 1 | 1966-01-01 |  | 2050-12-31 | 1 | CAISO_Hydro | 0
| CAISO NQC List | BLACK_7_UNIT 2 | CAISO System |  | JAMES B. BLACK 2 |  | HYDRO | n/a | CAISO_Hydro | 84.1 | 84.1 | [7 empty] | 0 | 1 | 1965-01-01 |  | 2050-12-31 | 1 | CAISO_Hydro | 0
| CAISO NQC List | BLAST_1_WIND | LA Basin | Eastern | Mountain View IV Wind |  | WIND | n/a |  | 49 | 3.49 | [7 empty] | 0 | 1 | 2012-02-23 |  | 2050-12-31 | 1 | RenExistRes | 1
| CAISO NQC List | BLCKBT_2_STONEY | CAISO System |  | BLACK BUTTE HYDRO |  | HYDRO | n/a |  | 6.2 | 1.83 | [7 empty] | 0 | 1 | 1988-01-01 |  | 2050-12-31 | 1 | RenExistRes | 1
| CAISO NQC List | BLCKWL_6_SOLAR1 | CAISO System |  | Blackwell Solar |  | SOLAR | n/a |  | 12 | 10.82 | [7 empty] | 0 | 1 | 2015-04-16 |  | 2050-12-31 | 1 | RenExistRes | 1
| CAISO NQC List | BLKCRK_2_SOLAR1 | CAISO System |  | McCoy Solar |  | SOLAR | n/a |  | 250 | 192.79 | [7 empty] | 0 | 1 | 2016-06-14 |  | 2050-12-31 | 1 | RenExistRes | 1
| CAISO NQC List | BLM_2_UNITS | CAISO System |  | BLM EAST Facility |  | GEOTHERMAL | n/a |  | 72 | 44.22 | [7 empty] | 0 | 1 | 1988-12-05 |  | 2050-12-31 | 1 | RenExistRes | 1
| CAISO NQC List | BLYTHE_1_SOLAR1 | CAISO System |  | Blythe Solar 1 Project |  | SOLAR | n/a |  | 21 | 0 | [7 empty] | 0 | 1 | 2009-12-18 |  | 2050-12-31 | 1 | RenExistRes | 1
| CAISO NQC List | BNNIEN_7_ALTAPH | Sierra | Weimer, Placer, Drum-Rio Oso, South of Rio Oso, South of Palermo, South of Table Mountain | ALTA POWER HOUSE |  | HYDRO | n/a |  | 1 | 1 | [7 empty] | 0 | 1 | 1902-01-01 |  | 2050-12-31 | 1 | RenExistRes | 1
| CAISO NQC List | HINSON_6_LBECH3 | LA Basin | Western | HINSON_6_LBECH3 | LongBeach_GT3 | PEAKER | CT-NatGas-Aero | CAISO_Peaker2 | 65 | 65 | 39 | 2205.008 | 13082.8571 | 13602.7619 | 297.1429 | 297.1429 |  | 1 | 1 | 2007-08-01 |  | 2050-12-31 | 1 | CAISO_Peaker2 | 0
| CAISO NQC List | HINSON_6_LBECH4 | LA Basin | Western | HINSON_6_LBECH4 | LongBeach_GT4 | PEAKER | CT-NatGas-Aero | CAISO_Peaker2 | 65 | 65 | 39 | 2205.008 | 13082.8571 | 13602.7619 | 297.1429 | 297.1429 |  | 1 | 1 | 2007-08-01 |  | 2050-12-31 | 1 | CAISO_Peaker2 | 0
| CAISO NQC List | BOWMN_6_UNIT | Sierra | Drum-Rio Oso, South of Palermo, South of Table Mountain | BOWMAN |  | HYDRO | n/a | CAISO_Hydro | 6.25 | 1.98 | [7 empty] | 0 | 1 | 1986-08-18 |  | 2050-12-31 | 1 | CAISO_Hydro | 0
| CAISO NQC List | BRDGVL_7_BAKER | Humboldt |  | Baker Station Hydro |  | HYDRO | n/a | CAISO_Hydro | 1.49 | 0 | [7 empty] | 0 | 1 | 1987-12-10 |  | 2050-12-31 | 1 | CAISO_Hydro | 1
| CAISO NQC List | BRDSLD_2_HIWIND | Bay Area | Contra Costa | High Winds Energy Center |  | WIND | n/a |  | 162 | 37.71 | [7 empty] | 0 | 1 | 2003-12-23 |  | 2050-12-31 | 1 | RenExistRes | 1
| CAISO NQC List | BRDSLD_2_MTZUM2 | Bay Area | Contra Costa | NextEra Energy Montezuma Wind II |  | WIND | n/a |  | 78.2 | 23.38 | [7 empty] | 0 | 1 | 2012-02-01 |  | 2050-12-31 | 1 | RenExistRes | 1
| CAISO NQC List | BRDSLD_2_MTZUMA | Bay Area | Contra Costa | FPL Energy Montezuma Wind |  | WIND | n/a |  | 36.8 | 8.86 | [7 empty] | 0 | 1 | 2011-01-25 |  | 2050-12-31 | 1 | RenExistRes | 1
| CAISO NQC List | BRDSLD_2_SHILO1 | Bay Area | Contra Costa | Shiloh I Wind Project |  | WIND | n/a |  | 150 | 48.2 | [7 empty] | 0 | 1 | 2006-03-30 |  | 2050-12-31 | 1 | RenExistRes | 1
| CAISO NQC List | BRDSLD_2_SHILO2 | Bay Area | Contra Costa | SHILOH WIND PROJECT 2 |  | WIND | n/a |  | 150 | 40.62 | [7 empty] | 0 | 1 | 2009-01-27 |  | 2050-12-31 | 1 | RenExistRes | 1
| CAISO NQC List | BRDSLD_2_SHLO3A | Bay Area | Contra Costa | Shiloh III Wind Project, LLC |  | WIND | n/a |  | 102.5 | 23.03 | [7 empty] | 0 | 1 | 2011-12-22 |  | 2050-12-31 | 1 | RenExistRes | 1
| CAISO NQC List | BRDSLD_2_SHLO3B | Bay Area | Contra Costa | Shiloh IV Wind Project |  | WIND | n/a |  | 100 | 35.2 | [7 empty] | 0 | 1 | 2012-12-07 |  | 2050-12-31 | 1 | RenExistRes | 1
| CAISO NQC List | BRDWAY_7_UNIT 3 | LA Basin | Western | BROADWAY UNIT 3 | Broadway3 | THERMAL | ST-NatGas | CAISO_ST | 65 | 65 | 41.0599 | 4731.2557 | 10159.838 | 10496.7492 | 137.3239 | 137.3239 |  | 1 | 1 | 1965-01-01 | 2016-05-31 | 2016-05-31 | 1 | CAISO_ST | 0
| CAISO NQC List | BREGGO_6_DEGRSL | San Diego-IV | San Diego | Desert Green Solar Farm |  | SOLAR | n/a |  | 6.3 | 5.16 | [7 empty] | 0 | 1 | 2014-11-26 |  | 2050-12-31 | 1 | RenExistRes | 1
| CAISO NQC List | BREGGO_6_SOLAR | San Diego-IV | San Diego | NRG Borrego Solar One |  | SOLAR | n/a |  | 26 | 22.44 | [7 empty] | 0 | 1 | 2013-02-12 |  | 2050-12-31 | 1 | RenExistRes | 1
| CAISO NQC List | BRODIE_2_WIND | CAISO System |  | Coram Brodie Wind Project |  | WIND | n/a |  | 102 | 14.33 | [7 empty] | 0 | 1 | 2012-03-29 |  | 2050-12-31 | 1 | RenExistRes | 1
| CAISO NQC List | CORONS_6_CLRWTR | LA Basin | Eastern | Clearwater Power Plant | ClearwaterCC-Total | THERMAL | CCWhole-NatGas-Aero | CAISO_CCGT2 | 28 | 28 | 12.6 | 2344.9411 | 8790.1224 | 9926.9388 | 85.7143 | 85.7143 |  | 1 | 1 | 2005-02-28 |  | 2050-12-31 | 1 | CAISO_CCGT2 | 0
| CAISO NQC List | BUCKCK_2_HYDRO | Sierra |  | Lassen Station Hydro |  | HYDRO | n/a | CAISO_Hydro | 0.99 | 0.45 | [7 empty] | 0 | 1 | 1986-05-22 |  | 2050-12-31 | 1 | CAISO_Hydro | 1
| CAISO NQC List | BUCKCK_7_OAKFLT | Sierra | South of Palermo, South of Table Mountain | Oak Flat |  | HYDRO | n/a |  | 1.3 | 1.3 | [7 empty] | 0 | 1 | 1985-01-01 |  | 2050-12-31 | 1 | RenExistRes | 1
| CAISO NQC List | BUCKCK_7_PL1X2 | Sierra | South of Palermo, South of Table Mountain | BUCKS CREEK AGGREGATE |  | HYDRO | n/a | CAISO_Hydro | 59 | 58 | [7 empty] | 0 | 1 | 1928-01-01 |  | 2050-12-31 | 1 | CAISO_Hydro | 0
| CAISO NQC List | BUCKWD_1_NPALM1 | LA Basin | Eastern | North Palm Springs 1A |  | SOLAR | n/a |  | 2.4 | 1.36 | [7 empty] | 0 | 1 | 2012-04-02 |  | 2050-12-31 | 1 | RenExistRes | 1
| CAISO NQC List | BUCKWD_1_QF | LA Basin | Eastern | Buckwind Re-powering project |  | WIND | n/a |  | 16.5 | 2.64 | [7 empty] | 0 | 1 | 1984-12-13 |  | 2050-12-31 | 1 | Unclassified | 0
| CAISO NQC List | BUCKWD_7_WINTCV | LA Basin | Eastern | Wintec Energy, Ltd. |  | WIND | n/a |  | 1.32 | 0.16 | [7 empty] | 0 | 1 | 2003-12-30 |  | 2050-12-31 | 1 | RenExistRes | 1
| CAISO NQC List | BURNYF_2_UNIT 1 | CAISO System |  | Burney Forest Power |  | BIOMASS | n/a |  | 35.7 | 29.14 | [7 empty] | 0 | 1 | 1989-10-17 |  | 2050-12-31 | 1 | RenExistRes | 1
| CAISO NQC List | BUTTVL_7_UNIT 1 | CAISO System |  | BUTT VALLEY HYDRO |  | HYDRO | n/a | CAISO_Hydro | 40 | 40 | [7 empty] | 0 | 1 | 1958-01-01 |  | 2050-12-31 | 1 | CAISO_Hydro | 0
| CAISO NQC List | CABZON_1_WINDA1 | LA Basin | Eastern | Cabazon Wind Project |  | WIND | n/a |  | 41 | 8.9 | [7 empty] | 0 | 1 | 2002-08-31 |  | 2050-12-31 | 1 | Unclassified | 0
| CAISO NQC List | CALGEN_1_UNITS | CAISO System |  | COSO Finance Partners (Navy 1) |  | GEOTHERMAL | n/a |  | 92.2 | 53.83 | [7 empty] | 0 | 1 | 1987-07-13 |  | 2050-12-31 | 1 | RenExistRes | 1
| CAISO NQC List | AGRICO_7_UNIT | Fresno | Wilson, Herndon | Fresno Cogen | FresnoCogenCC-Total | COGENERATION | CCWhole-NatGas-Industrial | CAISO_CCGT2 | 50.6 | 50.5 | 27.83 | 4237.6439 | 8439.4879 | 9271.6508 | 7.9581 | 8.2896 |  | 1 | 1 | 2001-01-01 |  | 2050-12-31 | 1 | CAISO_CCGT2 | 0
| CAISO NQC List | CAMCHE_1_PL1X3 | Stockton | Tesla-Bellota | CAMANCHE UNITS 1, 2 & 3 AGGREGATE |  | HYDRO | n/a |  | 9.99 | 0.58 | [7 empty] | 0 | 1 | 1983-01-01 |  | 2050-12-31 | 1 | Unclassified | 0
| CAISO NQC List | CAMLOT_2_SOLAR1 | CAISO System |  | Camelot |  | SOLAR | n/a |  | 45 | 39.64 | [7 empty] | 0 | 1 | 2014-12-11 |  | 2050-12-31 | 1 | Unclassified | 0
| CAISO NQC List | CAMLOT_2_SOLAR2 | CAISO System |  | Columbia Two |  | SOLAR | n/a |  | 15 | 13.18 | [7 empty] | 0 | 1 | 2014-12-10 |  | 2050-12-31 | 1 | RenExistRes | 1
| CAISO NQC List | CAMPFW_7_FARWST | Sierra | South of Table Mountain | CAMP FAR WEST HYDRO |  | HYDRO | n/a | CAISO_Hydro | 8 | 2.9 | [7 empty] | 0 | 1 | 1985-01-01 |  | 2050-12-31 | 1 | CAISO_Hydro | 1
| CAISO NQC List | CANTUA_1_SOLAR | Fresno | Wilson | Cantua Solar Station |  | SOLAR | n/a |  | 20 | 13.52 | [7 empty] | 0 | 1 | 2012-07-25 |  | 2050-12-31 | 1 | RenExistRes | 1
| CAISO NQC List | CAPMAD_1_UNIT 1 | Fresno | Wilson | CAPCO MADERA Power Plant |  | BIOMASS | n/a |  | 24 | 4.29 | [7 empty] | 0 | 1 | 2001-05-16 |  | 2050-12-31 | 1 | Unclassified | 0
| CAISO NQC List | CAPWD_1_QF | LA Basin |  | Edom Hills Wind Farm |  | WIND | n/a |  | 19.55 | 3.45 | [7 empty] | 0 | 1 | 1985-03-15 |  | 2050-12-31 | 1 | RenExistRes | 1
| CAISO NQC List | CARBOU_7_PL2X3 | CAISO System |  | CARIBOU PH 1 UNIT 2 & 3 AGGREGATE |  | HYDRO | n/a | CAISO_Hydro | 49 | 48 | [7 empty] | 0 | 1 | 1921-01-01 |  | 2050-12-31 | 1 | CAISO_Hydro | 0
| CAISO NQC List | CARBOU_7_PL4X5 | CAISO System |  | CARIBOU PH 2 UNIT 4 & 5 AGGREGATE |  | HYDRO | n/a | CAISO_Hydro | 122 | 122 | [7 empty] | 0 | 1 | 1958-01-01 |  | 2050-12-31 | 1 | CAISO_Hydro | 0
| CAISO NQC List | CARBOU_7_UNIT 1 | CAISO System |  | CARIBOU PH 1 UNIT 1 |  | HYDRO | n/a | CAISO_Hydro | 24 | 24 | [7 empty] | 0 | 1 | 1921-01-01 |  | 2050-12-31 | 1 | CAISO_Hydro | 0
| CAISO NQC List | CATLNA_2_SOLAR | CAISO System |  | Catalina Solar - Phases 1 and 2 |  | SOLAR | n/a |  | 110 | 83.69 | [7 empty] | 0 | 1 | 1899-12-31 |  | 2050-12-31 | 1 | RenExistRes | 1
| CAISO NQC List | CATLNA_2_SOLAR2 | CAISO System |  | Catalina Solar 2 |  | SOLAR | n/a |  | 18 | 16.22 | [7 empty] | 0 | 1 | 2015-07-22 |  | 2050-12-31 | 1 | RenExistRes | 1
| CAISO NQC List | CAVLSR_2_BSOLAR | CAISO System |  | California Valley Solar Ranch-Phase B |  | SOLAR | n/a |  | 40 | 40 | [7 empty] | 0 | 1 | 2013-01-01 |  | 2050-12-31 | 1 | RenExistRes | 1
| CAISO NQC List | CAVLSR_2_RSOLAR | CAISO System |  | California Valley Solar Ranch-Phase A |  | SOLAR | n/a |  | 210 | 204.47 | [7 empty] | 0 | 1 | 2013-11-01 |  | 2050-12-31 | 1 | RenExistRes | 1
| CAISO NQC List | CAYTNO_2_VASCO | Bay Area | Contra Costa | Vasco Road |  | BIOMASS | n/a |  | 4.3 | 4.3 | [7 empty] | 0 | 1 | 2014-02-05 |  | 2050-12-31 | 1 | RenExistRes | 1
| CAISO NQC List | CBRLLO_6_PLSTP1 | San Diego-IV | San Diego | POINT LOMA SEWAGE TREATMENT PLANT |  | BIOMASS | n/a |  | 4.83 | 2.53 | [7 empty] | 0 | 1 | 1985-01-01 |  | 2050-12-31 | 1 | RenExistRes | 1
| CAISO NQC List | CCRITA_7_RPPCHF | San Diego-IV | San Diego | Rancho Penasquitos Hydro Facility |  | HYDRO | n/a |  | 5.25 | 2.17 | [7 empty] | 0 | 1 | 2007-01-23 |  | 2050-12-31 | 1 | RenExistRes | 1
| CAISO NQC List | CDWR07_2_GEN | CAISO System |  | CDWR07_2_GEN |  | UNKNOWN | n/a |  | 0 | 115.6 | [7 empty] | 1 | 1 | 1899-12-31 |  | 2050-12-31 | 1 | Unclassified | 0
| CAISO NQC List | CEDRCK_6_UNIT | CAISO System |  | Water Wheel Ranch |  | HYDRO | n/a | CAISO_Hydro | 0.98 | 0.07 | [7 empty] | 0 | 1 | 1984-03-22 |  | 2050-12-31 | 1 | CAISO_Hydro | 1
| CAISO NQC List | CENTER_2_QF | LA Basin | Western | CENTER QFS | Center_Area_Agg | COGENERATION | CT-NatGas-Industrial | CAISO_CHP | 17.4 | 17.4 | 17.4 |  | 7606.0304 | 7606.0304 |  |  |  | 1 | 1 | 1987-01-01 |  | 2050-12-31 | 1 | CAISO_CHP | 0
| CAISO NQC List | CENTER_2_RHONDO | LA Basin | Western | MWD Rio Hondo Hydroelectric Recovery Pla |  | HYDRO | n/a | CAISO_Hydro | 1.91 | 1.91 | [7 empty] | 0 | 1 | 1984-01-01 |  | 2050-12-31 | 1 | CAISO_Hydro | 0
| CAISO NQC List | CENTER_2_SOLAR1 | LA Basin |  | Pico Rivera |  | SOLAR | n/a |  | 0.9 | 0 | [7 empty] | 0 | 1 | 2015-11-20 |  | 2050-12-31 | 1 | RenExistRes | 1
| CAISO NQC List | OTAY_6_PL1X2 | San Diego-IV | San Diego | Chula Vista Energy Center, LLC | Chula_Vista | PEAKER | CT-NatGas-Aero | CAISO_Peaker2 | 35.5 | 35.5 | 10.65 | 1204.2734 | 12861.7418 | 17219.0958 | 129.0323 | 129.0323 |  | 1 | 1 | 2006-06-08 |  | 2050-12-31 | 1 | CAISO_Peaker2 | 0
| CAISO NQC List | GILRPP_1_PL1X2 | Bay Area | Llagas, South Bay-Moss Landing | GILROY ENERGY CENTER UNITS 1&2 AGGREGATE | GilroyEnergyPeaking1 | PEAKER | CT-NatGas-Aero | CAISO_Peaker2 | 47.7 | 47.7 | 14.31 | 1618.1369 | 12857.5139 | 16588.0232 | 76.4729 | 76.4729 |  | 1 | 1 | 2002-01-29 |  | 2050-12-31 | 2 | CAISO_Peaker2 | 0
| CAISO NQC List | GILRPP_1_PL1X2 | Bay Area | Llagas, South Bay-Moss Landing | GILROY ENERGY CENTER UNITS 1&2 AGGREGATE | GilroyEnergyPeaking2 | PEAKER | CT-NatGas-Aero | CAISO_Peaker2 | 47.7 | 47.7 | 14.31 | 1618.1369 | 12857.5139 | 16588.0232 | 76.4729 | 76.4729 |  | 1 | 1 | 2002-01-29 |  | 2050-12-31 | 2 | CAISO_Peaker2 | 0
| CAISO NQC List | GILRPP_1_PL3X4 | Bay Area | Llagas, South Bay-Moss Landing | GILROY ENERGY CENTER, UNIT #3 | GilroyEnergyPeaking3 | PEAKER | CT-NatGas-Aero | CAISO_Peaker2 | 46.2 | 46.2 | 13.86 | 1567.2521 | 12857.5139 | 16588.0232 | 74.0681 | 74.0681 |  | 1 | 1 | 2002-02-28 |  | 2050-12-31 | 1 | CAISO_Peaker2 | 0
| CAISO NQC List | LMBEPK_2_UNITA1 | Bay Area | Contra Costa | Lambie Energy Center, Unit #1 | Lambie_EC | PEAKER | CT-NatGas-Aero | CAISO_Peaker2 | 48 | 48 | 14.4 | 1628.3142 | 12856.6986 | 16553.0224 | 461.7235 | 461.7235 |  | 1 | 1 | 2003-01-06 |  | 2050-12-31 | 1 | CAISO_Peaker2 | 0
| CAISO NQC List | LMBEPK_2_UNITA3 | Bay Area | Contra Costa | Goose Haven Energy Center, Unit #1 | Goose_Haven | PEAKER | CT-NatGas-Aero | CAISO_Peaker2 | 48 | 48 | 14.4 | 1628.3142 | 12856.6986 | 16553.0224 | 153.9078 | 153.9078 |  | 1 | 1 | 2003-01-06 |  | 2050-12-31 | 1 | CAISO_Peaker2 | 0
| CAISO NQC List | CHEVCD_6_UNIT | CAISO System |  | CHEVRON USA (TAFT/CADET) |  | COGENERATION | n/a | CAISO_CHP | 1.29 | 1.29 | 1.29 |  | 7606.0304 | 7606.0304 |  |  |  | 1 | 1 | 1982-07-26 |  | 2050-12-31 | 1 | CAISO_CHP | 0
| CAISO NQC List | CHEVCO_6_UNIT 1 | Fresno | Wilson, Coalinga | CHEVRON USA (COALINGA) | Coalinga_25D1 | COGENERATION | CT-NatGas-Aero | CAISO_CHP | 0.5 | 0.5 | 0.5 |  | 7606.0304 | 7606.0304 |  |  |  | 1 | 1 | 1986-01-17 |  | 2050-12-31 | 2 | CAISO_CHP | 0
| CAISO NQC List | CHEVCO_6_UNIT 1 | Fresno | Wilson, Coalinga | CHEVRON USA (COALINGA) | Coalinga_6C1 | COGENERATION | CT-NatGas-Aero | CAISO_CHP | 0.5 | 0.5 | 0.5 |  | 7606.0304 | 7606.0304 |  |  |  | 1 | 1 | 1986-01-17 |  | 2050-12-31 | 2 | CAISO_CHP | 0
| CAISO NQC List | CHEVCO_6_UNIT 2 | Fresno | Wilson, Coalinga | AERA ENERGY LLC. (COALINGA) |  | COGENERATION | n/a | CAISO_CHP | 0.75 | 0.75 | 0.75 |  | 7606.0304 | 7606.0304 |  |  |  | 1 | 1 | 1988-06-03 |  | 2050-12-31 | 1 | CAISO_CHP | 0
| CAISO NQC List | CHEVCY_1_UNIT | CAISO System |  | CHEVRON USA (CYMRIC) | Cymric_31X1 | COGENERATION | CT-NatGas-Aero | CAISO_CHP | 0.64625 | 0.64625 | 0.64625 |  | 7606.0304 | 7606.0304 |  |  |  | 1 | 1 | 1982-10-15 |  | 2050-12-31 | 8 | CAISO_CHP | 0
| CAISO NQC List | CHEVCY_1_UNIT | CAISO System |  | CHEVRON USA (CYMRIC) | Cymric_31X2 | COGENERATION | CT-NatGas-Aero | CAISO_CHP | 0.64625 | 0.64625 | 0.64625 |  | 7606.0304 | 7606.0304 |  |  |  | 1 | 1 | 1982-10-15 |  | 2050-12-31 | 8 | CAISO_CHP | 0
| CAISO NQC List | CHEVCY_1_UNIT | CAISO System |  | CHEVRON USA (CYMRIC) | Cymric_36W1 | COGENERATION | CT-NatGas-Aero | CAISO_CHP | 0.64625 | 0.64625 | 0.64625 |  | 7606.0304 | 7606.0304 |  |  |  | 1 | 1 | 1982-10-15 |  | 2050-12-31 | 8 | CAISO_CHP | 0
| CAISO NQC List | CHEVCY_1_UNIT | CAISO System |  | CHEVRON USA (CYMRIC) | Cymric_36W2 | COGENERATION | CT-NatGas-Aero | CAISO_CHP | 0.64625 | 0.64625 | 0.64625 |  | 7606.0304 | 7606.0304 |  |  |  | 1 | 1 | 1982-10-15 |  | 2050-12-31 | 8 | CAISO_CHP | 0
| CAISO NQC List | CHEVCY_1_UNIT | CAISO System |  | CHEVRON USA (CYMRIC) | Cymric_36W3 | COGENERATION | CT-NatGas-Aero | CAISO_CHP | 0.64625 | 0.64625 | 0.64625 |  | 7606.0304 | 7606.0304 |  |  |  | 1 | 1 | 1982-10-15 |  | 2050-12-31 | 8 | CAISO_CHP | 0
| CAISO NQC List | CHEVCY_1_UNIT | CAISO System |  | CHEVRON USA (CYMRIC) | Cymric_36W4 | COGENERATION | CT-NatGas-Aero | CAISO_CHP | 0.64625 | 0.64625 | 0.64625 |  | 7606.0304 | 7606.0304 |  |  |  | 1 | 1 | 1982-10-15 |  | 2050-12-31 | 8 | CAISO_CHP | 0
| CAISO NQC List | CHEVCY_1_UNIT | CAISO System |  | CHEVRON USA (CYMRIC) | Cymric_6Z1 | COGENERATION | CT-NatGas-Aero | CAISO_CHP | 0.64625 | 0.64625 | 0.64625 |  | 7606.0304 | 7606.0304 |  |  |  | 1 | 1 | 1982-10-15 |  | 2050-12-31 | 8 | CAISO_CHP | 0
| CAISO NQC List | CHEVCY_1_UNIT | CAISO System |  | CHEVRON USA (CYMRIC) | Cymric_6Z2 | COGENERATION | CT-NatGas-Aero | CAISO_CHP | 0.64625 | 0.64625 | 0.64625 |  | 7606.0304 | 7606.0304 |  |  |  | 1 | 1 | 1982-10-15 |  | 2050-12-31 | 8 | CAISO_CHP | 0
| CAISO NQC List | CHEVMN_2_UNITS | LA Basin | Western | CHEVRON U.S.A. UNITS 1 & 2 AGGREGATE | ElSegndCogCC1-Total | COGENERATION | CCWhole-NatGas-Aero | CAISO_CHP | 3.9333 | 3.9333 | 3.9333 |  | 7606.0304 | 7606.0304 |  |  |  | 1 | 1 | 1987-12-29 |  | 2050-12-31 | 3 | CAISO_CHP | 0
| CAISO NQC List | CHEVMN_2_UNITS | LA Basin | Western | CHEVRON U.S.A. UNITS 1 & 2 AGGREGATE | ElSegndCogCC2-Total | COGENERATION | CCWhole-NatGas-Aero | CAISO_CHP | 3.9333 | 3.9333 | 3.9333 |  | 7606.0304 | 7606.0304 |  |  |  | 1 | 1 | 1987-12-29 |  | 2050-12-31 | 3 | CAISO_CHP | 0
| CAISO NQC List | CHEVMN_2_UNITS | LA Basin | Western | CHEVRON U.S.A. UNITS 1 & 2 AGGREGATE | ElSegndCogCC3-Total | COGENERATION | CCWhole-NatGas-Aero | CAISO_CHP | 3.9333 | 3.9333 | 3.9333 |  | 7606.0304 | 7606.0304 |  |  |  | 1 | 1 | 1987-12-29 |  | 2050-12-31 | 3 | CAISO_CHP | 0
| CAISO NQC List | CHICPK_7_UNIT 1 | Sierra | Placer, Drum-Rio Oso, South of Rio Oso, South of Palermo, South of Table Mountain | CHICAGO PARK 1, BEAR RIVER CA |  | HYDRO | n/a | CAISO_Hydro | 42 | 42 | [7 empty] | 0 | 1 | 1965-01-01 |  | 2050-12-31 | 1 | CAISO_Hydro | 0
| CAISO NQC List | CHILLS_1_SYCENG | San Diego-IV | San Diego | Sycamore Energy 1 |  | BIOMASS | n/a |  | 1.5 | 0.67 | [7 empty] | 0 | 1 | 2011-05-19 |  | 2050-12-31 | 1 | RenExistRes | 1
| CAISO NQC List | CHILLS_7_UNITA1 | San Diego-IV | San Diego | GAS RECOVERY SYS. (SYCAMORE CANYON) |  | BIOMASS | n/a |  | 2 | 1.52 | [7 empty] | 0 | 1 | 2004-07-14 |  | 2050-12-31 | 1 | RenExistRes | 1
| CAISO NQC List | CHINO_2_JURUPA | LA Basin | Eastern | Jurupa |  | SOLAR | n/a |  | 1.5 | 0 | [7 empty] | 0 | 1 | 2013-12-20 |  | 2050-12-31 | 1 | RenExistRes | 1
| CAISO NQC List | CHINO_2_QF | LA Basin | Eastern | CHINO QFS |  | VARIOUS | n/a |  | 21.8 | 5.09 | [7 empty] | 1 | 1 | 1987-01-01 |  | 2050-12-31 | 1 | RenExistRes | 1
| CAISO NQC List | CHINO_2_SASOLR | LA Basin |  | SS San Antonio West LLC |  | SOLAR | n/a |  | 1.5 | 0 | [7 empty] | 0 | 1 | 2013-12-20 |  | 2050-12-31 | 1 | RenExistRes | 1
| CAISO NQC List | CHINO_2_SOLAR | LA Basin | Eastern | Chino RT Solar 1 |  | SOLAR | n/a |  | 1 | 0.34 | [7 empty] | 0 | 1 | 2009-12-01 |  | 2050-12-31 | 1 | RenExistRes | 1
| CAISO NQC List | CHINO_2_SOLAR2 | LA Basin | Eastern | Kona Solar - Terra Francesca |  | SOLAR | n/a |  | 1.49 | 0 | [7 empty] | 0 | 1 | 2015-04-13 |  | 2050-12-31 | 1 | Unclassified | 0
| CAISO NQC List | CHINO_6_CIMGEN | LA Basin | Eastern | O.L.S. ENERGY COMPANY -- CHINO | OLSChinoCC-Total | COGENERATION | CCWhole-NatGas-Industrial | CAISO_CHP | 25.18 | 25.18 | 25.18 |  | 7606.0304 | 7606.0304 |  |  |  | 1 | 1 | 1987-12-24 |  | 2050-12-31 | 1 | CAISO_CHP | 0
| CAISO NQC List | CHINO_6_SMPPAP | LA Basin | Eastern | AltaGas Pomona Energy |  | COGENERATION | n/a |  | 44 | 22.78 | [7 empty] | 1 | 1 | 1985-11-18 |  | 2050-12-31 | 1 | Unclassified | 0
| CAISO NQC List | CHINO_7_MILIKN | LA Basin | Eastern | MN Milliken Genco LLC |  | BIOMASS | n/a |  | 1.9 | 1.19 | [7 empty] | 0 | 1 | 2003-07-17 |  | 2050-12-31 | 1 | RenExistRes | 1
| CAISO NQC List | CHWCHL_1_BIOMAS | Fresno | Wilson, Herndon | Chow II Biomass to Energy |  | BIOMASS | n/a |  | 10.8 | 7.6 | [7 empty] | 0 | 1 | 2008-05-08 |  | 2050-12-31 | 1 | RenExistRes | 1
| CAISO NQC List | CHWCHL_1_UNIT | Fresno | Wilson, Herndon | CHOW 2 PEAKER PLANT | Chowchilla2_01 | THERMAL | ICE-NatGas | CAISO_Reciprocating_Engine | 3.0375 | 3 | 0.18529 | 32.2005 | 11202.7201 | 13775.6874 | 47.9605 | 47.9605 |  | 1 | 1 | 2001-06-13 |  | 2050-12-31 | 16 | CAISO_Reciprocating_Engine | 0
| CAISO NQC List | CHWCHL_1_UNIT | Fresno | Wilson, Herndon | CHOW 2 PEAKER PLANT | Chowchilla2_02 | THERMAL | ICE-NatGas | CAISO_Reciprocating_Engine | 3.0375 | 3 | 0.18529 | 32.2005 | 11202.7201 | 13775.6874 | 47.9605 | 47.9605 |  | 1 | 1 | 2001-06-13 |  | 2050-12-31 | 16 | CAISO_Reciprocating_Engine | 0
| CAISO NQC List | CHWCHL_1_UNIT | Fresno | Wilson, Herndon | CHOW 2 PEAKER PLANT | Chowchilla2_03 | THERMAL | ICE-NatGas | CAISO_Reciprocating_Engine | 3.0375 | 3 | 0.18529 | 32.2005 | 11202.7201 | 13775.6874 | 47.9605 | 47.9605 |  | 1 | 1 | 2001-06-13 |  | 2050-12-31 | 16 | CAISO_Reciprocating_Engine | 0
| CAISO NQC List | CHWCHL_1_UNIT | Fresno | Wilson, Herndon | CHOW 2 PEAKER PLANT | Chowchilla2_04 | THERMAL | ICE-NatGas | CAISO_Reciprocating_Engine | 3.0375 | 3 | 0.18529 | 32.2005 | 11202.7201 | 13775.6874 | 47.9605 | 47.9605 |  | 1 | 1 | 2001-06-13 |  | 2050-12-31 | 16 | CAISO_Reciprocating_Engine | 0
| CAISO NQC List | CHWCHL_1_UNIT | Fresno | Wilson, Herndon | CHOW 2 PEAKER PLANT | Chowchilla2_05 | THERMAL | ICE-NatGas | CAISO_Reciprocating_Engine | 3.0375 | 3 | 0.18529 | 32.2005 | 11202.7201 | 13775.6874 | 47.9605 | 47.9605 |  | 1 | 1 | 2001-06-13 |  | 2050-12-31 | 16 | CAISO_Reciprocating_Engine | 0
| CAISO NQC List | CHWCHL_1_UNIT | Fresno | Wilson, Herndon | CHOW 2 PEAKER PLANT | Chowchilla2_06 | THERMAL | ICE-NatGas | CAISO_Reciprocating_Engine | 3.0375 | 3 | 0.18529 | 32.2005 | 11202.7201 | 13775.6874 | 47.9605 | 47.9605 |  | 1 | 1 | 2001-06-13 |  | 2050-12-31 | 16 | CAISO_Reciprocating_Engine | 0
| CAISO NQC List | CHWCHL_1_UNIT | Fresno | Wilson, Herndon | CHOW 2 PEAKER PLANT | Chowchilla2_07 | THERMAL | ICE-NatGas | CAISO_Reciprocating_Engine | 3.0375 | 3 | 0.18529 | 32.2005 | 11202.7201 | 13775.6874 | 47.9605 | 47.9605 |  | 1 | 1 | 2001-06-13 |  | 2050-12-31 | 16 | CAISO_Reciprocating_Engine | 0
| CAISO NQC List | CHWCHL_1_UNIT | Fresno | Wilson, Herndon | CHOW 2 PEAKER PLANT | Chowchilla2_08 | THERMAL | ICE-NatGas | CAISO_Reciprocating_Engine | 3.0375 | 3 | 0.18529 | 32.2005 | 11202.7201 | 13775.6874 | 47.9605 | 47.9605 |  | 1 | 1 | 2001-06-13 |  | 2050-12-31 | 16 | CAISO_Reciprocating_Engine | 0
| CAISO NQC List | CHWCHL_1_UNIT | Fresno | Wilson, Herndon | CHOW 2 PEAKER PLANT | Chowchilla2_09 | THERMAL | ICE-NatGas | CAISO_Reciprocating_Engine | 3.0375 | 3 | 0.18529 | 32.2005 | 11202.7201 | 13775.6874 | 47.9605 | 47.9605 |  | 1 | 1 | 2001-06-13 |  | 2050-12-31 | 16 | CAISO_Reciprocating_Engine | 0
| CAISO NQC List | CHWCHL_1_UNIT | Fresno | Wilson, Herndon | CHOW 2 PEAKER PLANT | Chowchilla2_10 | THERMAL | ICE-NatGas | CAISO_Reciprocating_Engine | 3.0375 | 3 | 0.18529 | 32.2005 | 11202.7201 | 13775.6874 | 47.9605 | 47.9605 |  | 1 | 1 | 2001-06-13 |  | 2050-12-31 | 16 | CAISO_Reciprocating_Engine | 0
| CAISO NQC List | CHWCHL_1_UNIT | Fresno | Wilson, Herndon | CHOW 2 PEAKER PLANT | Chowchilla2_11 | THERMAL | ICE-NatGas | CAISO_Reciprocating_Engine | 3.0375 | 3 | 0.18529 | 32.2005 | 11202.7201 | 13775.6874 | 47.9605 | 47.9605 |  | 1 | 1 | 2001-06-13 |  | 2050-12-31 | 16 | CAISO_Reciprocating_Engine | 0
| CAISO NQC List | CHWCHL_1_UNIT | Fresno | Wilson, Herndon | CHOW 2 PEAKER PLANT | Chowchilla2_12 | THERMAL | ICE-NatGas | CAISO_Reciprocating_Engine | 3.0375 | 3 | 0.18529 | 32.2005 | 11202.7201 | 13775.6874 | 47.9605 | 47.9605 |  | 1 | 1 | 2001-06-13 |  | 2050-12-31 | 16 | CAISO_Reciprocating_Engine | 0
| CAISO NQC List | CHWCHL_1_UNIT | Fresno | Wilson, Herndon | CHOW 2 PEAKER PLANT | Chowchilla2_13 | THERMAL | ICE-NatGas | CAISO_Reciprocating_Engine | 3.0375 | 3 | 0.18529 | 32.2005 | 11202.7201 | 13775.6874 | 47.9605 | 47.9605 |  | 1 | 1 | 2001-06-13 |  | 2050-12-31 | 16 | CAISO_Reciprocating_Engine | 0
| CAISO NQC List | CHWCHL_1_UNIT | Fresno | Wilson, Herndon | CHOW 2 PEAKER PLANT | Chowchilla2_14 | THERMAL | ICE-NatGas | CAISO_Reciprocating_Engine | 3.0375 | 3 | 0.18529 | 32.2005 | 11202.7201 | 13775.6874 | 47.9605 | 47.9605 |  | 1 | 1 | 2001-06-13 |  | 2050-12-31 | 16 | CAISO_Reciprocating_Engine | 0
| CAISO NQC List | CHWCHL_1_UNIT | Fresno | Wilson, Herndon | CHOW 2 PEAKER PLANT | Chowchilla2_15 | THERMAL | ICE-NatGas | CAISO_Reciprocating_Engine | 3.0375 | 3 | 0.18529 | 32.2005 | 11202.7201 | 13775.6874 | 47.9605 | 47.9605 |  | 1 | 1 | 2001-06-13 |  | 2050-12-31 | 16 | CAISO_Reciprocating_Engine | 0
| CAISO NQC List | CHWCHL_1_UNIT | Fresno | Wilson, Herndon | CHOW 2 PEAKER PLANT | Chowchilla2_16 | THERMAL | ICE-NatGas | CAISO_Reciprocating_Engine | 3.0375 | 3 | 0.18529 | 32.2005 | 11202.7201 | 13775.6874 | 47.9605 | 47.9605 |  | 1 | 1 | 2001-06-13 |  | 2050-12-31 | 16 | CAISO_Reciprocating_Engine | 0
| CAISO NQC List | CLOVDL_1_SOLAR | NCNB | Eagle Rock, Fulton, Lakeville | Cloverdale Solar I |  | SOLAR | n/a |  | 1.5 | 1.07 | [7 empty] | 0 | 1 | 2014-06-26 |  | 2050-12-31 | 1 | RenExistRes | 1
| CAISO NQC List | CLOVER_2_UNIT | CAISO System |  | Clover Creek |  | HYDRO | n/a | CAISO_Hydro | 0.99 | 0.45 | [7 empty] | 0 | 1 | 1986-02-21 |  | 2050-12-31 | 1 | CAISO_Hydro | 1
| CAISO NQC List | CLRKRD_6_LIMESD | CAISO System |  | Lime Saddle Hydro |  | HYDRO | n/a |  | 2 | 2 | [7 empty] | 0 | 1 | 1906-01-01 |  | 2050-12-31 | 1 | RenExistRes | 1
| CAISO NQC List | CLRMTK_1_QF | Bay Area | Oakland | SMALL QF AGGREGATION - OAKLAND |  | COGENERATION | n/a | CAISO_CHP | 0 | 0 | 0 |  | 7606.0304 | 7606.0304 |  |  |  | 1 | 1 | 1983-12-05 |  | 2050-12-31 | 1 | CAISO_CHP | 0
| CAISO NQC List | CNTNLA_2_SOLAR1 | San Diego-IV | None | Centinela Solar Energy I |  | SOLAR | n/a |  | 125 | 113.75 | [7 empty] | 0 | 1 | 2014-07-30 |  | 2050-12-31 | 1 | RenExistRes | 1
| CAISO NQC List | CNTNLA_2_SOLAR2 | San Diego-IV | None | Centinels Solar Energy 2 |  | SOLAR | n/a |  | 45.6 | 0 | [7 empty] | 0 | 1 | 2014-08-15 |  | 2050-12-31 | 1 | RenExistRes | 1
| CAISO NQC List | CNTRVL_6_UNIT | CAISO System |  | Centerville |  | HYDRO | n/a |  | 6.4 | 0 | [7 empty] | 0 | 1 | 1899-12-31 |  | 2050-12-31 | 1 | RenExistRes | 1
| CAISO NQC List | ELCAJN_7_GT1 | San Diego-IV | San Diego | EL CAJON | El_Cajon_GT | PEAKER | CT-NatGas-Industrial | CAISO_Peaker2 | 16.36 | 16 | 7.8528 | 2858.1644 | 12739.24 | 15354.6667 | 279.2107 | 279.2107 |  | 1 | 1 | 1968-01-01 |  | 2050-12-31 | 1 | CAISO_Peaker2 | 0
| CAISO NQC List | OAK C_7_UNIT 1 | Bay Area | Oakland | OAKLAND STATION C GT UNIT 1 | Oakland_Pwr1 | PEAKER | CT-OilDistillate | CAISO_Peaker2 | 55 | 55 | 16.5 | 1749.1646 | 12577.6999 | 15777.6893 | 81.2081 | 81.2081 |  | 1 | 1 | 1978-01-01 |  | 2050-12-31 | 1 | CAISO_Peaker2 | 0
| CAISO NQC List | OAK C_7_UNIT 2 | Bay Area | Oakland | OAKLAND STATION C GT UNIT 2 | Oakland_Pwr2 | PEAKER | CT-OilDistillate | CAISO_Peaker2 | 55 | 55 | 16.5 | 1749.1646 | 12577.6999 | 15777.6893 | 81.2081 | 81.2081 |  | 1 | 1 | 1978-01-01 |  | 2050-12-31 | 1 | CAISO_Peaker2 | 0
| CAISO NQC List | OAK C_7_UNIT 3 | Bay Area | Oakland | OAKLAND STATION C GT UNIT 3 | Oakland_Pwr3 | PEAKER | CT-OilDistillate | CAISO_Peaker2 | 55 | 55 | 16.5 | 1749.1646 | 12577.6999 | 15777.6893 | 81.2081 | 81.2081 |  | 1 | 1 | 1978-01-01 |  | 2050-12-31 | 1 | CAISO_Peaker2 | 0
| CAISO NQC List | COCOSB_6_SOLAR | Bay Area | Contra Costa | Oakley Solar Project |  | SOLAR | n/a |  | 1.5 | 0 | [7 empty] | 0 | 1 | 2013-06-12 |  | 2050-12-31 | 1 | RenExistRes | 1
| CAISO NQC List | COGNAT_1_UNIT | Stockton | Weber | Stockton Biomas |  | BIOMASS | n/a |  | 48 | 41.58 | [7 empty] | 0 | 1 | 2014-02-12 |  | 2050-12-31 | 1 | RenExistRes | 1
| CAISO NQC List | COLEMN_2_UNIT | CAISO System |  | Coleman |  | HYDRO | n/a |  | 13 | 13 | [7 empty] | 0 | 1 | 1979-01-01 |  | 2050-12-31 | 1 | RenExistRes | 1
| CAISO NQC List | COLGA1_6_SHELLW | Fresno | Wilson, Coalinga | COALINGA COGENERATION COMPANY | CoalingaCogen | COGENERATION | CT-NatGas-Aero | CAISO_CHP | 34.7 | 34.7 | 34.7 |  | 7606.0304 | 7606.0304 |  |  |  | 1 | 1 | 1991-10-17 |  | 2050-12-31 | 1 | CAISO_CHP | 0
| CAISO NQC List | COLGAT_7_UNIT 1 | Sierra | South of Table Mountain | Colgate Powerhouse Unit 1 |  | HYDRO | n/a | CAISO_Hydro | 176.72 | 161.65 | [7 empty] | 0 | 1 | 1969-01-01 |  | 2050-12-31 | 1 | CAISO_Hydro | 0
| CAISO NQC List | COLGAT_7_UNIT 2 | Sierra | South of Table Mountain | Colgate Powerhouse Unit 2 |  | HYDRO | n/a | CAISO_Hydro | 175.67 | 161.68 | [7 empty] | 0 | 1 | 1969-01-01 |  | 2050-12-31 | 1 | CAISO_Hydro | 0
| CAISO NQC List | ENCINA_7_GT1 | San Diego-IV | San Diego | ENCINA GAS TURBINE UNIT 1 | Encina_GT1 | PEAKER | CT-NatGas-Aero | CAISO_Peaker2 | 14.5 | 14.5 | 4.35 | 491.8864 | 12430.3395 | 15192.3499 | 128.8889 | 128.8889 |  | 1 | 1 | 1968-01-01 | 2017-12-31 | 2017-12-31 | 1 | CAISO_Peaker2 | 0
| CAISO NQC List | SCHLTE_1_PL1X3 | Stockton | Tesla-Bellota | Tracy Combined Cycle Power Plant | TracyCACC-Total | PEAKER | CCWhole-NatGas-Industrial | CAISO_CCGT2 | 332.28 | 299.4 | 182.754 | 27827.7555 | 8310.0774 | 9169.2316 | 147.7676 | 147.7676 |  | 1 | 1 | 2012-10-31 |  | 2050-12-31 | 1 | CAISO_CCGT2 | 0
| CAISO NQC List | COLVIL_7_PL1X2 | CAISO System |  | COLLIERVILLE HYDRO UNIT 1 & 2 AGGREGATE |  | HYDRO | n/a | CAISO_Hydro | 246.86 | 246.86 | [7 empty] | 0 | 1 | 1899-12-31 |  | 2050-12-31 | 1 | CAISO_Hydro | 0
| CAISO NQC List | CONTAN_1_UNIT | Bay Area | San Jose, South Bay-Moss Landing | Graphic Packaging Cogen |  | COGENERATION | n/a |  | 27.7 | 27.7 | [7 empty] | 1 | 1 | 1899-12-31 |  | 2050-12-31 | 1 | Unclassified | 0
| CAISO NQC List | CONTRL_1_CASAD1 | CAISO System |  | Mammoth G1 |  | GEOTHERMAL | n/a |  | 10 | 5.3 | [7 empty] | 0 | 1 | 1984-11-26 |  | 2050-12-31 | 1 | RenExistRes | 1
| CAISO NQC List | CONTRL_1_CASAD3 | CAISO System |  | Mammoth G3 |  | GEOTHERMAL | n/a |  | 14 | 6.4 | [7 empty] | 0 | 1 | 2013-04-01 |  | 2050-12-31 | 1 | RenExistRes | 1
| CAISO NQC List | CONTRL_1_LUNDY | CAISO System |  | LUNDY |  | HYDRO | n/a |  | 3 | 0.78 | [7 empty] | 0 | 1 | 1911-01-01 |  | 2050-12-31 | 1 | RenExistRes | 1
| CAISO NQC List | CONTRL_1_OXBOW | CAISO System |  | OXBOW GEOTHERMAL CORPORATION |  | GEOTHERMAL | n/a |  | 64.7 | 53.75 | [7 empty] | 0 | 1 | 1988-06-14 |  | 2050-12-31 | 1 | RenExistRes | 1
| CAISO NQC List | CONTRL_1_POOLE | CAISO System |  | POOLE HYDRO PLANT 1 |  | HYDRO | n/a |  | 10.9 | 2.98 | [7 empty] | 0 | 1 | 1924-01-01 |  | 2050-12-31 | 1 | RenExistRes | 1
| CAISO NQC List | CONTRL_1_QF | CAISO System |  | CONTROL QFS |  | VARIOUS | n/a |  | 31.4 | 5.06 | [7 empty] | 1 | 1 | 1982-01-01 |  | 2050-12-31 | 1 | RenExistRes | 1
| CAISO NQC List | CONTRL_1_RUSHCK | CAISO System |  | RUSH CREEK |  | HYDRO | n/a |  | 11.94 | 3.24 | [7 empty] | 0 | 1 | 1916-01-01 |  | 2050-12-31 | 1 | RenExistRes | 1
| CAISO NQC List | COPMT2_2_SOLAR2 | CAISO System |  | CMS2 |  | SOLAR | n/a |  | 155 | 77.06 | [7 empty] | 0 | 1 | 1899-12-31 |  | 2050-12-31 | 1 | RenExistRes | 1
| CAISO NQC List | COPMTN_2_CM10 | CAISO System |  | Copper Mountain 10 |  | SOLAR | n/a |  | 10 | 3.75 | [7 empty] | 0 | 1 | 2011-10-03 |  | 2050-12-31 | 1 | RenExistRes | 1
| CAISO NQC List | COPMTN_2_SOLAR1 | CAISO System |  | Copper Mountain 48 |  | SOLAR | n/a |  | 48 | 16.5 | [7 empty] | 0 | 1 | 2010-06-15 |  | 2050-12-31 | 1 | RenExistRes | 1
| CAISO NQC List | CORCAN_1_SOLAR1 | Fresno | Wilson, Herndon, Hanford | CID Solar |  | SOLAR | n/a |  | 20 | 0.345 | [7 empty] | 0 | 1 | 2015-01-09 |  | 2050-12-31 | 1 | RenExistRes | 1
| CAISO NQC List | CORCAN_1_SOLAR2 | Fresno | Wilson, Herndon, Hanford | Corcoran City |  | SOLAR | n/a |  | 11 | 0.193 | [7 empty] | 0 | 1 | 2015-05-23 |  | 2050-12-31 | 1 | RenExistRes | 1
| CAISO NQC List | CORONS_2_SOLAR | LA Basin | Eastern | Master Development Corona |  | SOLAR | n/a |  | 0.99 | 0 | [7 empty] | 0 | 1 | 2013-04-24 |  | 2050-12-31 | 1 | RenExistRes | 1
| CAISO NQC List | HARBGN_7_UNITS | LA Basin | Western | HARBOR COGEN COMBINED CYCLE | HarborCgnCC-Total | THERMAL | CCWhole-NatGas-Industrial | CAISO_CCGT2 | 109.01 | 100 | 59.9555 | 9129.3593 | 7744.4606 | 8508.1193 | 59.851 | 59.851 |  | 1 | 1 | 2001-06-14 |  | 2050-12-31 | 1 | CAISO_CCGT2 | 0
| CAISO NQC List | CORRAL_6_SJOAQN | CAISO System |  | Ameresco San Joaquin |  | BIOMASS | n/a |  | 4.3 | 3.35 | [7 empty] | 0 | 1 | 2014-04-24 |  | 2050-12-31 | 1 | RenExistRes | 1
| CAISO NQC List | COTTLE_2_FRNKNH | CAISO System |  | Frankenheimer Power Plant |  | HYDRO | n/a |  | 5.3 | 2.51 | [7 empty] | 0 | 1 | 1983-02-12 |  | 2050-12-31 | 1 | RenExistRes | 1
| CAISO NQC List | COVERD_2_QFUNTS | CAISO System |  | COVE ROAD HYDRO QF UNITS |  | HYDRO | n/a | CAISO_Hydro | 20.26 | 0 | [7 empty] | 0 | 1 | 1987-01-05 |  | 2050-12-31 | 1 | CAISO_Hydro | 1
| CAISO NQC List | COWCRK_2_UNIT | CAISO System |  | Cow Creek Hydro |  | HYDRO | n/a |  | 2 | 2 | [7 empty] | 0 | 1 | 1907-01-01 |  | 2050-12-31 | 1 | RenExistRes | 1
| CAISO NQC List | CPSTNO_7_PRMADS | San Diego-IV | San Diego | PRIMA DESCHECHA (CAPISTRANO) |  | BIOMASS | n/a |  | 6.1 | 5.38 | [7 empty] | 0 | 1 | 1999-01-01 |  | 2050-12-31 | 1 | RenExistRes | 1
| CAISO NQC List | CPVERD_2_SOLAR | San Diego-IV | None | Campo Verde Solar |  | SOLAR | n/a |  | 139 | 102.89 | [7 empty] | 0 | 1 | 2013-10-22 |  | 2050-12-31 | 1 | RenExistRes | 1
| CAISO NQC List | CRELMN_6_RAMON1 | San Diego-IV | San Diego | Ramona 1 |  | SOLAR | n/a |  | 2 | 1.74 | [7 empty] | 0 | 1 | 2013-12-31 |  | 2050-12-31 | 1 | RenExistRes | 1
| CAISO NQC List | CRELMN_6_RAMON2 | San Diego-IV | San Diego | Ramona 2 |  | SOLAR | n/a |  | 5 | 4.33 | [7 empty] | 0 | 1 | 2013-12-31 |  | 2050-12-31 | 1 | RenExistRes | 1
| CAISO NQC List | CRESSY_1_PARKER | Fresno | Wilson | PARKER POWERHOUSE |  | HYDRO | n/a |  | 2.83 | 0.67 | [7 empty] | 0 | 1 | 1981-09-23 |  | 2050-12-31 | 1 | RenExistRes | 1
| CAISO NQC List | CRESTA_7_PL1X2 | Sierra | South of Palermo, South of Table Mountain | CRESTA PH UNIT 1 & 2 AGGREGATE |  | HYDRO | n/a | CAISO_Hydro | 70.4 | 70 | [7 empty] | 0 | 1 | 1949-01-01 |  | 2050-12-31 | 1 | CAISO_Hydro | 0
| CAISO NQC List | CRNEVL_6_CRNVA | Fresno | Wilson, Borden | Crane Valley |  | HYDRO | n/a |  | 0.9 | 0.9 | [7 empty] | 0 | 1 | 1919-01-01 |  | 2050-12-31 | 1 | RenExistRes | 1
| CAISO NQC List | CRNEVL_6_SJQN 2 | Fresno | Wilson, Borden | SAN JOAQUIN 2 |  | HYDRO | n/a |  | 3.2 | 3.2 | [7 empty] | 0 | 1 | 1917-01-01 |  | 2050-12-31 | 1 | RenExistRes | 1
| CAISO NQC List | CRNEVL_6_SJQN 3 | Fresno | Wilson, Borden | SAN JOAQUIN 3 |  | HYDRO | n/a |  | 4.2 | 4.2 | [7 empty] | 0 | 1 | 1923-01-01 |  | 2050-12-31 | 1 | RenExistRes | 1
| CAISO NQC List | CROKET_7_UNIT | Bay Area | Pittsburg | CROCKETT COGEN | Crockett_Cogen | COGENERATION | CCWhole-NatGas-SingleShaft | CAISO_CHP | 232.78 | 232.78 | 232.78 |  | 7606.0304 | 7606.0304 |  |  |  | 1 | 1 | 1995-12-20 |  | 2050-12-31 | 1 | CAISO_CHP | 0
| CAISO NQC List | CRSTWD_6_KUMYAY | San Diego-IV | San Diego | Kumeyaay Wind Farm |  | WIND | n/a |  | 50 | 7.63 | [7 empty] | 0 | 1 | 2005-12-21 |  | 2050-12-31 | 1 | RenExistRes | 1
| CAISO NQC List | CRWCKS_1_SOLAR1 | Stockton |  | Crow Creek Solar 1 |  | SOLAR | n/a |  | 20 | 0 | [7 empty] | 0 | 1 | 2016-06-30 |  | 2050-12-31 | 1 | RenExistRes | 1
| CAISO NQC List | ANAHM_7_CT | LA Basin | Western | ANAHEIM COMBUSTION TURBINE | Anaheim_GT | PEAKER | CT-NatGas-Aero | CAISO_Peaker2 | 42.81 | 40.64 | 19.2645 | 1452.2518 | 12218.3122 | 13751.8595 | 139.2195 | 139.2195 |  | 1 | 1 | 1990-01-01 |  | 2050-12-31 | 1 | CAISO_Peaker2 | 0
| CAISO NQC List | INDIGO_1_UNIT 1 | LA Basin | Eastern | INDIGO PEAKER UNIT 1 | Indigo1 | PEAKER | CT-NatGas-Aero | CAISO_Peaker2 | 44 | 42 | 19.8 | 1492.6208 | 12188.4625 | 13386.7523 | 156.4444 | 156.4444 |  | 1 | 1 | 2001-09-19 |  | 2050-12-31 | 1 | CAISO_Peaker2 | 0
| CAISO NQC List | CHALK_1_UNIT | CAISO System |  | CHALK CLIFF LIMITED | Chalk_Cliff | COGENERATION | CT-NatGas-Aero | CAISO_Peaker2 | 47.49 | 46 | 47.0151 | 1611.0125 | 12035.3529 | 12100.3868 | 82.7412 | 82.7412 |  | 1 | 1 | 1990-03-20 |  | 2050-12-31 | 1 | CAISO_Peaker2 | 0
| CAISO NQC List | BEARMT_1_UNIT | Kern | South Kern PP, West Park | Bear Mountain Limited | BearMountain_CA | COGENERATION | CT-NatGas-Aero | CAISO_Peaker2 | 47.49 | 47 | 47.0151 | 1611.0128 | 11990.979 | 12055.5647 | 118.5103 | 118.1668 |  | 1 | 1 | 1995-04-03 |  | 2050-12-31 | 1 | CAISO_Peaker2 | 0
| CAISO NQC List | CSLR4S_2_SOLAR | San Diego-IV | None | Csolar IV South |  | SOLAR | n/a |  | 130 | 87.4 | [7 empty] | 0 | 1 | 2013-10-11 |  | 2050-12-31 | 1 | RenExistRes | 1
| CAISO NQC List | CSTOGA_6_LNDFIL | NCNB | Fulton, Lakeville | Clover Flat Land Fill Gas |  | BIOMASS | n/a |  | 0.85 | 0 | [7 empty] | 0 | 1 | 2014-06-25 |  | 2050-12-31 | 1 | RenExistRes | 1
| CAISO NQC List | CSTRVL_7_PL1X2 | CAISO System |  | Marina Land Fill Gas |  | BIOMASS | n/a |  | 4.53 | 4.14 | [7 empty] | 0 | 1 | 2007-09-01 |  | 2050-12-31 | 1 | RenExistRes | 1
| CAISO NQC List | CSTRVL_7_QFUNTS | CAISO System |  | Castroville QF Aggregate |  | THERMAL | n/a |  | 2 | 0.53 | [7 empty] | 1 | 1 | 2006-06-01 |  | 2050-12-31 | 1 | RenExistRes | 1
| CAISO NQC List | CTNWDP_1_QF | CAISO System |  | SMALL QF AGGREGATION - BURNEY |  | HYDRO | n/a |  | 0.5 | 0.02 | [7 empty] | 0 | 1 | 1982-01-01 |  | 2050-12-31 | 1 | RenExistRes | 1
| CAISO NQC List | CUMBIA_1_SOLAR | Bay Area | Pittsburg | Columbia Solar Energy |  | SOLAR | n/a |  | 19 | 15.27 | [7 empty] | 0 | 1 | 2015-10-21 |  | 2050-12-31 | 1 | RenExistRes | 1
| CAISO NQC List | DAVIS_1_SOLAR1 | Sierra | Drum-Rio Oso, South of Palermo, South of Table Mountain | Grasslands 3 |  | SOLAR | n/a |  | 1 | 0.9 | [7 empty] | 0 | 1 | 2013-07-01 |  | 2050-12-31 | 1 | RenExistRes | 1
| CAISO NQC List | DAVIS_1_SOLAR2 | Sierra | Drum-Rio Oso, South of Palermo, South of Table Mountain | Grasslands 4 |  | SOLAR | n/a |  | 1 | 0.95 | [7 empty] | 0 | 1 | 2013-08-05 |  | 2050-12-31 | 1 | RenExistRes | 1
| CAISO NQC List | DAVIS_7_MNMETH | Sierra | Drum-Rio Oso, South of Palermo, South of Table Mountain | MM Yolo Power LLC |  | BIOMASS | n/a |  | 4 | 1.96 | [7 empty] | 0 | 1 | 1997-01-01 |  | 2050-12-31 | 1 | RenExistRes | 1
| CAISO NQC List | DEADCK_1_UNIT | Sierra | Drum-Rio Oso, South of Table Mountain | DEADCK_1_UNIT |  | HYDRO | n/a | CAISO_Hydro | 2 | 0 | [7 empty] | 0 | 1 | 1990-01-29 |  | 2050-12-31 | 1 | CAISO_Hydro | 1
| CAISO NQC List | DEERCR_6_UNIT 1 | Sierra | Drum-Rio Oso, South of Palermo, South of Table Mountain | DEER CREEK |  | HYDRO | n/a |  | 7 | 7 | [7 empty] | 0 | 1 | 1908-01-01 |  | 2050-12-31 | 1 | RenExistRes | 1
| CAISO NQC List | DELAMO_2_SOLAR1 | LA Basin | Western | Golden Springs Building H |  | SOLAR | n/a |  | 1.5 | 0.75 | [7 empty] | 0 | 1 | 2015-04-22 |  | 2050-12-31 | 1 | RenExistRes | 1
| CAISO NQC List | DELAMO_2_SOLAR2 | LA Basin | Western | Golden Springs Building M |  | SOLAR | n/a |  | 1.75 | 1.11 | [7 empty] | 0 | 1 | 2015-04-01 |  | 2050-12-31 | 1 | RenExistRes | 1
| CAISO NQC List | DELAMO_2_SOLRC1 | LA Basin | Western | Golden Springs Building C1 |  | SOLAR | n/a |  | 1.16 | 0 | [7 empty] | 0 | 1 | 2012-02-10 |  | 2050-12-31 | 1 | RenExistRes | 1
| CAISO NQC List | DELAMO_2_SOLRD | LA Basin | Western | Golden Solar Building D |  | SOLAR | n/a |  | 1.25 | 0 | [7 empty] | 0 | 1 | 2012-04-02 |  | 2050-12-31 | 1 | RenExistRes | 1
| CAISO NQC List | DELSUR_6_CREST | Big Creek-Ventura |  |  |  | UNKNOWN | n/a |  | 0 | 0 | [7 empty] | 1 | 1 | 1899-12-31 |  | 2050-12-31 | 1 | Unclassified | 0
| CAISO NQC List | DELSUR_6_DRYFRB | Big Creek-Ventura | Big Creek | Dry Farm Ranch B |  | SOLAR | n/a |  | 5 | 4.37 | [7 empty] | 0 | 1 | 2014-11-21 |  | 2050-12-31 | 1 | RenExistRes | 1
| CAISO NQC List | DELSUR_6_SOLAR1 | Big Creek-Ventura | Big Creek | Summer Solar North |  | SOLAR | n/a |  | 6.5 | 5.39 | [7 empty] | 0 | 1 | 2015-06-03 |  | 2050-12-31 | 1 | RenExistRes | 1
| CAISO NQC List | DUANE_1_PL1X3 | Bay Area | San Jose, South Bay-Moss Landing | DONALD VON RAESFELD POWER PROJECT | DonVonRsfldCC-Total | THERMAL | CCWhole-NatGas-Industrial | CAISO_CCGT2 | 147.8 | 147.8 | 81.29 | 12377.9437 | 7724.4902 | 8486.2913 | 143.5881 | 143.5881 |  | 1 | 1 | 2005-03-24 |  | 2050-12-31 | 1 | CAISO_CCGT2 | 0
| CAISO NQC List | DEVERS_1_QF | LA Basin | Eastern | DEVERS QFS |  | WIND | n/a |  | 155 | 18.67 | [7 empty] | 0 | 1 | 1983-01-01 |  | 2050-12-31 | 1 | RenExistRes | 1
| CAISO NQC List | DEVERS_1_SEPV05 | LA Basin | Eastern | SEPV 5 |  | SOLAR | n/a |  | 2 | 0 | [7 empty] | 0 | 1 | 2012-05-10 |  | 2050-12-31 | 1 | RenExistRes | 1
| CAISO NQC List | DEVERS_1_SOLAR | LA Basin | Eastern | Cascade Solar |  | SOLAR | n/a |  | 18.5 | 0 | [7 empty] | 0 | 1 | 2013-11-30 |  | 2050-12-31 | 1 | RenExistRes | 1
| CAISO NQC List | DEVERS_1_SOLAR1 | LA Basin | Eastern | SEPV8 |  | SOLAR | n/a |  | 12 | 0 | [7 empty] | 0 | 1 | 2013-06-01 |  | 2050-12-31 | 1 | RenExistRes | 1
| CAISO NQC List | DEVERS_1_SOLAR2 | LA Basin | Eastern | SEPV9 |  | SOLAR | n/a |  | 9 | 0 | [7 empty] | 0 | 1 | 2013-06-01 |  | 2050-12-31 | 1 | RenExistRes | 1
| CAISO NQC List | DEXZEL_1_UNIT | Kern | South Kern PP, Kern Oil | Western Power and Steam Cogeneration |  | COGENERATION | n/a | CAISO_CHP | 13.52 | 13.52 | 13.52 |  | 7606.0304 | 7606.0304 |  |  |  | 1 | 1 | 1989-11-30 |  | 2050-12-31 | 1 | CAISO_CHP | 0
| CAISO NQC List | DIABLO_7_UNIT 1 | CAISO System |  | Diablo Canyon Unit 1 | DiabloCanyon1 | NUCLEAR | ST-Nuclear | CAISO_Nuclear | 1150 | 1140 | 901.7917 | 128515.0875 | 13097.4 | 13674.6865 | 207.9583 | 207.7667 |  | 1 | 1 | 1985-01-01 | 2024-12-31 | 2024-12-31 | 1 | CAISO_Nuclear | 0
| CAISO NQC List | DIABLO_7_UNIT 2 | CAISO System |  | Diablo Canyon Unit 2 | DiabloCanyon2 | NUCLEAR | ST-Nuclear | CAISO_Nuclear | 1150 | 1140 | 901.7917 | 128515.0875 | 13097.4 | 13674.6865 | 211.7917 | 211.9833 |  | 1 | 1 | 1986-01-01 | 2025-12-31 | 2025-12-31 | 1 | CAISO_Nuclear | 0
| CAISO NQC List | DINUBA_6_UNIT | Fresno | Wilson, Herndon, Reedley | DINUBA GENERATION PROJECT | Dinuba_1 | THERMAL | ST-NatGas | CAISO_ST | 12 | 7.59 | 3.6 | 954.09 | 13840.758 | 16706.251 | 10 | 9.87 |  | 1 | 1 | 2001-07-05 |  | 2050-12-31 | 1 | CAISO_ST | 1
| CAISO NQC List | DISCOV_1_CHEVRN | Kern | South Kern PP, Kern Oil | CHEVRON USA (EASTRIDGE) | Eastridge2 | COGENERATION | CT-NatGas-Aero | CAISO_CHP | 2.05 | 2.05 | 2.05 |  | 7606.0304 | 7606.0304 |  |  |  | 1 | 1 | 1988-06-13 |  | 2050-12-31 | 1 | CAISO_CHP | 0
| CAISO NQC List | DIVSON_6_NSQF | San Diego-IV | San Diego | DIVISION NAVAL STATION COGEN | DivisnNavalCC-Total | COGENERATION | CCWhole-NatGas-Aero | CAISO_CHP | 43.07 | 43.07 | 43.07 |  | 7606.0304 | 7606.0304 |  |  |  | 1 | 1 | 1989-01-01 |  | 2050-12-31 | 1 | CAISO_CHP | 0
| CAISO NQC List | DIXNLD_1_LNDFL | Bay Area |  | Zero Waste Energy Anaerobic Digestion & Compost Facility |  | BIOGAS | n/a |  | 1.6 | 1.3 | [7 empty] | 0 | 1 | 2015-11-13 |  | 2050-12-31 | 1 | Unclassified | 0
| CAISO NQC List | DMDVLY_1_UNITS | LA Basin | Eastern | DIAMOND VALLEY LAKE PUMP-GEN PLANT |  | HYDRO | n/a | CAISO_Hydro | 21 | 0 | [7 empty] | 0 | 1 | 2001-01-01 |  | 2050-12-31 | 1 | CAISO_Hydro | 0
| CAISO NQC List | DONNLS_7_UNIT | Stockton | Tesla-Bellota, Stanislaus | Donnells Hydro |  | HYDRO | n/a | CAISO_Hydro | 72 | 72 | [7 empty] | 0 | 1 | 1957-01-01 |  | 2050-12-31 | 1 | CAISO_Hydro | 0
| CAISO NQC List | DOSMGO_2_NSPIN | CAISO System |  | DOSMGO_2_NSPIN |  | UNKNOWN | n/a |  | 0 | 47.46 | [7 empty] | 1 | 1 | 1899-12-31 |  | 2050-12-31 | 1 | Unclassified | 0
| CAISO NQC List | YUBACT_1_SUNSWT | Sierra | Pease, Drum-Rio Oso, South of Table Mountain | YUBA CITY COGEN | Yuba_City_Cogen | COGENERATION | CT-NatGas-Aero | CAISO_CHP | 23.98 | 23.98 | 23.98 |  | 7606.0304 | 7606.0304 |  |  |  | 1 | 1 | 1990-12-27 |  | 2050-12-31 | 1 | CAISO_CHP | 0
| CAISO NQC List | LIVOAK_1_UNIT 1 | Kern | South Kern PP, Kern Oil | LIVE OAK LIMITED | LiveOakCogen | COGENERATION | CT-NatGas-Aero | CAISO_Peaker2 | 47.49 | 44.8 | 47.0151 | 1611.0128 | 11343.2214 | 11401.264 | 82.442 | 82.442 |  | 1 | 1 | 1991-03-16 |  | 2050-12-31 | 1 | CAISO_Peaker2 | 0
| CAISO NQC List | DRACKR_2_SOLAR1 | CAISO System |  | Dracker Solar Unit 1 |  | SOLAR | n/a |  | 110 | 88.38 | [7 empty] | 0 | 1 | 2016-05-02 |  | 2050-12-31 | 1 | RenExistRes | 1
| CAISO NQC List | DRACKR_2_SOLAR2 | CAISO System |  | Dracker Solar Unit 2 |  | SOLAR | n/a |  | 125 | 100.43 | [7 empty] | 0 | 1 | 2016-10-28 |  | 2050-12-31 | 1 | RenExistRes | 1
| CAISO NQC List | SIERRA_1_UNITS | Kern | South Kern PP | HIGH SIERRA LIMITED | HighSierra1 | COGENERATION | CT-NatGas-Aero | CAISO_Peaker2 | 26.215 | 26.1 | 25.9529 | 889.2963 | 11343.1409 | 11401.1827 | 85.2096 | 85.2096 |  | 1 | 1 | 1989-02-24 |  | 2050-12-31 | 2 | CAISO_Peaker2 | 0
| CAISO NQC List | SIERRA_1_UNITS | Kern | South Kern PP | HIGH SIERRA LIMITED | HighSierra2 | COGENERATION | CT-NatGas-Aero | CAISO_Peaker2 | 26.215 | 26.1 | 25.9529 | 889.2963 | 11343.1409 | 11401.1827 | 85.2096 | 85.2096 |  | 1 | 1 | 1989-02-24 |  | 2050-12-31 | 2 | CAISO_Peaker2 | 0
| CAISO NQC List | DOUBLC_1_UNITS | Kern | South Kern PP | DOUBLE "C" LIMITED | DoubleC1 | COGENERATION | CT-NatGas-Aero | CAISO_Peaker2 | 26.115 | 25.8 | 25.8539 | 885.9044 | 11343.1021 | 11401.1435 | 85.9481 | 85.7592 |  | 1 | 1 | 1989-03-14 |  | 2050-12-31 | 2 | CAISO_Peaker2 | 0
| CAISO NQC List | DOUBLC_1_UNITS | Kern | South Kern PP | DOUBLE "C" LIMITED | DoubleC2 | COGENERATION | CT-NatGas-Aero | CAISO_Peaker2 | 26.115 | 25.8 | 25.8539 | 885.9044 | 11343.1021 | 11401.1435 | 85.9481 | 85.7592 |  | 1 | 1 | 1989-03-14 |  | 2050-12-31 | 2 | CAISO_Peaker2 | 0
| CAISO NQC List | DRUM_7_PL1X2 | Sierra | Drum-Rio Oso, South of Palermo, South of Table Mountain | Drum PH 1 Units 1 & 2 Aggregate |  | HYDRO | n/a | CAISO_Hydro | 26 | 26 | [7 empty] | 0 | 1 | 1913-01-01 |  | 2050-12-31 | 1 | CAISO_Hydro | 0
| CAISO NQC List | DRUM_7_PL3X4 | Sierra | Drum-Rio Oso, South of Palermo, South of Table Mountain | Drum PH 1 Units 3 & 4 Aggregate |  | HYDRO | n/a | CAISO_Hydro | 28.9 | 28.9 | [7 empty] | 0 | 1 | 1922-01-01 |  | 2050-12-31 | 1 | CAISO_Hydro | 0
| CAISO NQC List | DRUM_7_UNIT 5 | Sierra | Drum-Rio Oso, South of Palermo, South of Table Mountain | DRUM PH 2 UNIT 5 |  | HYDRO | n/a | CAISO_Hydro | 50 | 50 | [7 empty] | 0 | 1 | 1965-01-01 |  | 2050-12-31 | 1 | CAISO_Hydro | 0
| CAISO NQC List | DSABLA_7_UNIT | CAISO System |  | De Sabla Hydro |  | HYDRO | n/a |  | 18.5 | 18.5 | [7 empty] | 0 | 1 | 1963-01-01 |  | 2050-12-31 | 1 | RenExistRes | 1
| CAISO NQC List | DSRTSL_2_SOLAR1 | CAISO System |  | Desert Stateline |  | SOLAR | n/a |  | 296.19 | 241.03 | [7 empty] | 0 | 1 | 2016-08-30 |  | 2050-12-31 | 1 | RenExistRes | 1
| CAISO NQC List | DSRTSN_2_SOLAR1 | CAISO System |  | Desert Sunlight 300 |  | SOLAR | n/a |  | 300 | 200.28 | [7 empty] | 0 | 1 | 2014-12-05 |  | 2050-12-31 | 1 | RenExistRes | 1
| CAISO NQC List | DSRTSN_2_SOLAR2 | CAISO System |  | Desert Sunlight 250 |  | SOLAR | n/a |  | 250 | 164 | [7 empty] | 0 | 1 | 2014-12-05 |  | 2050-12-31 | 1 | RenExistRes | 1
| CAISO NQC List | DTCHWD_2_BT3WND | CAISO System |  | Brookfield Tehachapi 3 |  | WIND | n/a |  | 4.5 | 0.79 | [7 empty] | 0 | 1 | 1986-04-22 |  | 2050-12-31 | 1 | Unclassified | 0
| CAISO NQC List | DTCHWD_2_BT4WND | CAISO System |  | Brookfield Tehachapi 4 |  | WIND | n/a |  | 6.52 | 1.15 | [7 empty] | 0 | 1 | 1986-04-22 |  | 2050-12-31 | 1 | Unclassified | 0
| CAISO NQC List | VERNON_6_MALBRG | LA Basin | Western | Malburg Generating Station | MalburgCC-Total | THERMAL | CCWhole-NatGas-Industrial | CAISO_CCGT2 | 134 | 134 | 81.8431 | 12462.1593 | 7699.8182 | 7836.0801 | 113.3846 | 113.0098 |  | 1 | 1 | 2005-10-17 |  | 2050-12-31 | 1 | CAISO_CCGT2 | 0
| CAISO NQC List | DUTCH1_7_UNIT 1 | Sierra | Placer, Drum-Rio Oso, South of Rio Oso, South of Palermo, South of Table Mountain | DUTCH FLAT 1 PH |  | HYDRO | n/a |  | 22 | 22 | [7 empty] | 0 | 1 | 1943-01-01 |  | 2050-12-31 | 1 | RenExistRes | 1
| CAISO NQC List | DUTCH2_7_UNIT 1 | Sierra | Drum-Rio Oso, South of Palermo, South of Table Mountain | DUTCH FLAT 2 PH |  | HYDRO | n/a |  | 26 | 26 | [7 empty] | 0 | 1 | 1965-01-01 |  | 2050-12-31 | 1 | RenExistRes | 1
| CAISO NQC List | DVLCYN_1_UNITS | LA Basin | Eastern | DEVIL CANYON HYDRO UNITS 1-4 AGGREGATE |  | HYDRO | n/a | CAISO_Hydro | 236.8 | 234.97 | [7 empty] | 0 | 1 | 1972-01-01 |  | 2050-12-31 | 1 | CAISO_Hydro | 0
| CAISO NQC List | EASTWD_7_UNIT | Big Creek-Ventura | Big Creek, Rector, Vestal | EASTWOOD PUMP-GEN |  | HYDRO | n/a | CAISO_PS | 200 | 199 | [7 empty] | 0 | 1 | 1987-01-01 |  | 2050-12-31 | 1 | CAISO_PS | 0
| CAISO NQC List | EDMONS_2_NSPIN | Big Creek-Ventura | Big Creek | EDMONS_2_NSPIN |  | UNKNOWN | n/a |  | 0 | 236 | [7 empty] | 1 | 1 | 1899-12-31 |  | 2050-12-31 | 1 | Unclassified | 0
| CAISO NQC List | EEKTMN_6_SOLAR1 | Fresno |  | EE Kettleman Land |  | SOLAR | n/a |  | 20 | 0 | [7 empty] | 0 | 1 | 2015-08-12 |  | 2050-12-31 | 1 | RenExistRes | 1
| CAISO NQC List | COLTON_6_AGUAM1 | LA Basin | Eastern | AGUA MANSA UNIT 1 (CITY OF COLTON) | Agua_Mansa | PEAKER | CT-NatGas-Aero | CAISO_Peaker2 | 43 | 43 | 12.9 | 1458.698 | 10704.1302 | 13616.4341 | 320 | 320 |  | 1 | 1 | 2003-06-27 |  | 2050-12-31 | 1 | CAISO_Peaker2 | 0
| CAISO NQC List | ELCAJN_6_UNITA1 | San Diego-IV | San Diego | Cuyamaca Peak Energy Plant |  | PEAKER | n/a | CAISO_Peaker1 | 45.42 | 45.42 | [7 empty] | 1 | 0 | 2002-05-29 |  | 2050-12-31 | 1 | CAISO_Peaker1 | 0
| CAISO NQC List | AGRICO_6_PL3N5 | Fresno | Wilson, Herndon | Fresno Peaker | FresnoPeakr_CT | COGENERATION | CT-NatGas-Aero | CAISO_Peaker2 | 22.69 | 20 | 10.2105 | 769.7174 | 10409.7576 | 11399.4613 | 160 | 160 |  | 1 | 1 | 2006-08-30 |  | 2050-12-31 | 1 | CAISO_Peaker2 | 0
| CAISO NQC List | ELCAP_1_SOLAR | Fresno | Wilson | 2097 Helton |  | SOLAR | n/a |  | 1.5 | 1.27 | [7 empty] | 0 | 1 | 2015-05-01 |  | 2050-12-31 | 1 | RenExistRes | 1
| CAISO NQC List | ELDORO_7_UNIT 1 | Sierra | Placerville, South of Rio Oso, South of Palermo, South of Table Mountain | El Dorado Unit 1 |  | HYDRO | n/a |  | 11 | 11 | [7 empty] | 0 | 1 | 2005-05-21 |  | 2050-12-31 | 1 | RenExistRes | 1
| CAISO NQC List | ELDORO_7_UNIT 2 | Sierra | Placerville, South of Rio Oso, South of Palermo, South of Table Mountain | El Dorado Unit 2 |  | HYDRO | n/a |  | 11 | 11 | [7 empty] | 0 | 1 | 2005-05-21 |  | 2050-12-31 | 1 | Unclassified | 0
| CAISO NQC List | ELECTR_7_PL1X3 | CAISO System |  | ELECTRA PH UNIT 1 & 2 AGGREGATE |  | HYDRO | n/a | CAISO_Hydro | 101.5 | 101.5 | [7 empty] | 0 | 1 | 1948-01-01 |  | 2050-12-31 | 1 | CAISO_Hydro | 0
| CAISO NQC List | ELKCRK_6_STONYG | CAISO System |  | STONEY GORGE HYDRO AGGREGATE |  | HYDRO | n/a | CAISO_Hydro | 4.9 | 2 | [7 empty] | 0 | 1 | 1986-01-01 |  | 2050-12-31 | 1 | CAISO_Hydro | 1
| CAISO NQC List | KINGCO_1_KINGBR | Fresno | Wilson, Herndon, Hanford | Kingsburg Cogen | KingsburgCgnCC-Total | COGENERATION | CCWhole-NatGas-Industrial | CAISO_CHP | 23.71 | 23.71 | 23.71 |  | 7606.0304 | 7606.0304 |  |  |  | 1 | 1 | 1990-12-05 |  | 2050-12-31 | 1 | CAISO_CHP | 0
| CAISO NQC List | ELLIS_2_QF | LA Basin | Western | ELLIS QFS |  | BIOMASS | n/a |  | 18.51 | 0.01 | [7 empty] | 0 | 1 | 1993-01-01 |  | 2050-12-31 | 1 | Unclassified | 0
| CAISO NQC List | ELNIDP_6_BIOMAS | Fresno | Wilson | El Nido Biomass to Energy |  | BIOMASS | n/a |  | 10.5 | 7.22 | [7 empty] | 0 | 1 | 2008-08-24 |  | 2050-12-31 | 1 | RenExistRes | 1
| CAISO NQC List | LGHTHP_6_ICEGEN | LA Basin | Western | CARSON COGENERATION | CarsonCC-Total | COGENERATION | CCWhole-NatGas-Aero | CAISO_CCGT1 | 48 | 48 | 47.52 | 4019.8989 | 7698.0802 | 7710.2931 | 21.5951 | 22.0859 |  | 1 | 0 | 1989-12-22 |  | 2050-12-31 | 1 | CAISO_CCGT1 | 1
| CAISO NQC List | ESCO_6_GLMQF | San Diego-IV | San Diego | Goal Line Cogen | GoalLineCC-Total | COGENERATION | CCWhole-NatGas-Industrial | CAISO_CHP | 36.41 | 36.41 | 36.41 |  | 7606.0304 | 7606.0304 |  |  |  | 1 | 1 | 1994-01-01 |  | 2050-12-31 | 1 | CAISO_CHP | 0
| CAISO NQC List | ENCINA_7_EA1 | San Diego-IV | San Diego | ENCINA UNIT 1 | Encina_ST1 | THERMAL | ST-NatGas | CAISO_ST | 106 | 106 | 8.5 | 8447.672 | 10996.8283 | 15690.9176 | 106 | 106 |  | 1 | 1 | 1954-01-01 | 2017-12-31 | 2017-12-31 | 1 | CAISO_ST | 0
| CAISO NQC List | ENCINA_7_EA2 | San Diego-IV | San Diego | ENCINA UNIT 2 | Encina_2 | THERMAL | ST-NatGas | CAISO_ST | 104 | 104 | 8.82 | 8765.702 | 10954.6634 | 14985.4273 | 103 | 103 |  | 1 | 1 | 1956-01-01 | 2017-12-31 | 2017-12-31 | 1 | CAISO_ST | 0
| CAISO NQC List | ENCINA_7_EA3 | San Diego-IV | San Diego | ENCINA UNIT 3 | Encina_3 | THERMAL | ST-NatGas | CAISO_ST | 110 | 110 | 8.82 | 8765.702 | 9803.6454 | 16530.3722 | 109 | 109 |  | 1 | 1 | 1958-01-01 | 2017-12-31 | 2017-12-31 | 1 | CAISO_ST | 0
| CAISO NQC List | ENCINA_7_EA4 | San Diego-IV | San Diego | ENCINA UNIT 4 | Encina_4 | THERMAL | ST-NatGas | CAISO_ST | 300 | 300 | 24.48 | 24329.29 | 10913.1721 | 14481.1806 | 299 | 299 |  | 1 | 1 | 1973-01-01 | 2017-12-31 | 2017-12-31 | 1 | CAISO_ST | 0
| CAISO NQC List | ENCINA_7_EA5 | San Diego-IV | San Diego | ENCINA UNIT 5 | Encina_5 | THERMAL | ST-NatGas | CAISO_ST | 330 | 330 | 27.648 | 27477.79 | 10747.4655 | 17096.7669 | 329 | 329 |  | 1 | 1 | 1978-01-01 | 2017-12-31 | 2017-12-31 | 1 | CAISO_ST | 0
| CAISO NQC List | ELCAJN_6_LM6K | San Diego-IV | San Diego | El Cajon Energy Center | El_Cajon_EC | PEAKER | CT-NatGas-Industrial | CAISO_Peaker2 | 48.1 | 48.1 | 21.645 | 5252.0535 | 10360.21 | 11700.0223 | 154.2285 | 154.2285 |  | 1 | 1 | 2010-06-16 |  | 2050-12-31 | 1 | CAISO_Peaker2 | 0
| CAISO NQC List | ENERSJ_2_WIND | San Diego-IV | None | ESJ Wind Energy |  | WIND | n/a |  | 155.1 | 23.33 | [7 empty] | 0 | 1 | 1899-12-31 |  | 2050-12-31 | 1 | RenExistRes | 1
| CAISO NQC List | ENWIND_2_WIND1 | CAISO System |  | Cameron Ridge |  | WIND | n/a |  | 47.1 | 7.72 | [7 empty] | 0 | 1 | 2014-12-10 |  | 2050-12-31 | 1 | RenExistRes | 1
| CAISO NQC List | ENWIND_2_WIND2 | CAISO System |  | Ridgetop I |  | WIND | n/a |  | 65 | 9.93 | [7 empty] | 0 | 1 | 1983-12-31 |  | 2050-12-31 | 1 | RenExistRes | 1
| CAISO NQC List | STIGCT_2_LODI | Sierra | South of Rio Oso, South of Palermo, South of Table Mountain | LODI STIG UNIT | LodiSTIG | PEAKER | CT-NatGas-Aero | CAISO_Peaker2 | 49.9 | 49.5 | 22.455 | 1692.7682 | 10357.3413 | 11575.9254 | 77.9688 | 77.9688 |  | 1 | 1 | 1996-01-01 |  | 2050-12-31 | 1 | CAISO_Peaker2 | 0
| CAISO NQC List | KNGCTY_6_UNITA1 | CAISO System |  | King City Energy Center, Unit #1 | KingCityPeaking | PEAKER | CT-NatGas-Aero | CAISO_Peaker2 | 44.6 | 44.6 | 20.07 | 1512.975 | 10354.9374 | 11558.7411 | 71.503 | 71.503 |  | 1 | 1 | 2002-01-14 |  | 2050-12-31 | 1 | CAISO_Peaker2 | 0
| CAISO NQC List | CALPIN_1_AGNEW | Bay Area | San Jose, South Bay-Moss Landing | Agnews Power Plant | AgnewsCC-Total | COGENERATION | CCWhole-NatGas-Aero | CAISO_CCGT1 | 28 | 28 | 27.72 | 2344.9413 | 7698.0707 | 7710.2836 | 11.4699 | 11.4361 |  | 1 | 0 | 1990-10-19 |  | 2050-12-31 | 1 | CAISO_CCGT1 | 0
| CAISO NQC List | ESQUON_6_LNDFIL | CAISO System |  | Neal Road Landfill Generating Facility |  | BIOMASS | n/a |  | 2.1 | 0 | [7 empty] | 0 | 1 | 2012-09-27 |  | 2050-12-31 | 1 | RenExistRes | 1
| CAISO NQC List | ETIWND_2_CHMPNE | LA Basin | Eastern | Champagne |  | SOLAR | n/a |  | 1 | 0 | [7 empty] | 0 | 1 | 2013-12-20 |  | 2050-12-31 | 1 | RenExistRes | 1
| CAISO NQC List | ETIWND_2_FONTNA | LA Basin | Eastern | FONTANALYTLE CREEK POWERHOUSE P |  | HYDRO | n/a |  | 2.56 | 0.21 | [7 empty] | 0 | 1 | 1904-01-01 |  | 2050-12-31 | 1 | RenExistRes | 1
| CAISO NQC List | ETIWND_2_RTS010 | LA Basin | Eastern | SPVP010 Fontana RT Solar |  | SOLAR | n/a |  | 1.5 | 0.86 | [7 empty] | 0 | 1 | 2013-01-08 |  | 2050-12-31 | 1 | RenExistRes | 1
| CAISO NQC List | ETIWND_2_RTS015 | LA Basin | Eastern | SPVP015 |  | SOLAR | n/a |  | 3 | 1.03 | [7 empty] | 0 | 1 | 2013-01-15 |  | 2050-12-31 | 1 | RenExistRes | 1
| CAISO NQC List | ETIWND_2_RTS017 | LA Basin | Eastern | SPVP017 |  | SOLAR | n/a |  | 3.5 | 1.41 | [7 empty] | 0 | 1 | 2013-06-17 |  | 2050-12-31 | 1 | RenExistRes | 1
| CAISO NQC List | ETIWND_2_RTS018 | LA Basin | Eastern | SPVP018 Fontana RT Solar |  | SOLAR | n/a |  | 1.5 | 0.58 | [7 empty] | 0 | 1 | 2012-11-24 |  | 2050-12-31 | 1 | RenExistRes | 1
| CAISO NQC List | ETIWND_2_RTS023 | LA Basin | Eastern | SPVP023 Fontana RT Solar |  | SOLAR | n/a |  | 2.5 | 1.43 | [7 empty] | 0 | 1 | 2013-01-16 |  | 2050-12-31 | 1 | RenExistRes | 1
| CAISO NQC List | ETIWND_2_RTS026 | LA Basin | Eastern | SPVP026 |  | SOLAR | n/a |  | 6 | 4.82 | [7 empty] | 0 | 1 | 2016-02-05 |  | 2050-12-31 | 1 | RenExistRes | 1
| CAISO NQC List | ETIWND_2_RTS027 | LA Basin | Eastern | SPVP027 |  | SOLAR | n/a |  | 2 | 1.57 | [7 empty] | 0 | 1 | 2013-06-17 |  | 2050-12-31 | 1 | RenExistRes | 1
| CAISO NQC List | ETIWND_2_SOLAR1 | LA Basin |  | Dedeaux Ontario |  | SOLAR | n/a |  | 1 | 0 | [7 empty] | 0 | 1 | 2016-03-23 |  | 2050-12-31 | 1 | Unclassified | 0
| CAISO NQC List | ETIWND_2_UNIT1 | LA Basin | Eastern | New-Indy Ontario, LLC |  | COGENERATION | n/a | CAISO_CHP | 19.71 | 19.71 | 19.71 |  | 7606.0304 | 7606.0304 |  |  |  | 1 | 1 | 1985-09-01 |  | 2050-12-31 | 1 | CAISO_CHP | 0
| CAISO NQC List | RVRVEW_1_UNITA1 | Bay Area | Contra Costa | Riverview Energy Center (GP Antioch) | Riverview_EC | PEAKER | CT-NatGas-Aero | CAISO_Peaker2 | 48.7 | 48.7 | 21.915 | 1652.0602 | 10354.9374 | 11558.7411 | 78.0762 | 78.0762 |  | 1 | 1 | 2003-05-02 |  | 2050-12-31 | 1 | CAISO_Peaker2 | 0
| CAISO NQC List | ETIWND_6_MWDETI | LA Basin | Eastern | ETIWANDA RECOVERY HYDRO |  | HYDRO | n/a |  | 24 | 0.89 | [7 empty] | 0 | 1 | 1994-01-01 |  | 2050-12-31 | 1 | RenExistRes | 1
| CAISO NQC List | ETIWND_7_MIDVLY | LA Basin | Eastern | MN Mid Valley Genco LLC |  | BIOMASS | n/a |  | 2.1 | 1.67 | [7 empty] | 0 | 1 | 2003-04-21 |  | 2050-12-31 | 1 | RenExistRes | 1
| CAISO NQC List | ETIWND_7_UNIT 3 | LA Basin | Eastern | ETIWANDA GEN STA. UNIT 3 | Etiwanda3 | THERMAL | ST-NatGas | CAISO_ST | 320 | 320 | 20 | 26476 | 9705 | 20730 | 320 | 320 |  | 1 | 1 | 1963-05-01 |  | 2050-12-31 | 1 | CAISO_ST | 0
| CAISO NQC List | ETIWND_7_UNIT 4 | LA Basin | Eastern | ETIWANDA GEN STA. UNIT 4 | Etiwanda4 | THERMAL | ST-NatGas | CAISO_ST | 320 | 320 | 20 | 26476 | 10130.375 | 19079 | 320 | 320 |  | 1 | 1 | 1963-10-01 |  | 2050-12-31 | 1 | CAISO_ST | 0
| CAISO NQC List | EXCHEC_7_UNIT 1 | Fresno | Wilson | EXCHEQUER HYDRO |  | HYDRO | n/a | CAISO_Hydro | 94.5 | 94.5 | [7 empty] | 0 | 1 | 1967-01-01 |  | 2050-12-31 | 1 | CAISO_Hydro | 0
| CAISO NQC List | FAIRHV_6_UNIT | Humboldt | None | FAIRHAVEN POWER CO. |  | BIOMASS | n/a |  | 19.9 | 13.58 | [7 empty] | 0 | 1 | 1986-09-15 |  | 2050-12-31 | 1 | RenExistRes | 1
| CAISO NQC List | FELLOW_7_QFUNTS | CAISO System |  | Fellow QF Aggregate |  | THERMAL | n/a | CAISO_CHP | 0.99 | 0.99 | 0.99 |  | 7606.0304 | 7606.0304 |  |  |  | 1 | 1 | 2006-06-01 |  | 2050-12-31 | 1 | CAISO_CHP | 0
| CAISO NQC List | FLOWD_2_WIND1 | CAISO System |  | Cameron Ridge 2 |  | WIND | n/a |  | 11.9 | 2.1 | [7 empty] | 0 | 1 | 2016-01-15 |  | 2050-12-31 | 1 | RenExistRes | 1
| CAISO NQC List | FLOWD2_2_FPLWND | CAISO System |  | DIABLO WINDS |  | WIND | n/a |  | 18.6 | 3.95 | [7 empty] | 0 | 1 | 2005-05-01 |  | 2050-12-31 | 1 | RenExistRes | 1
| CAISO NQC List | FLOWD2_2_UNIT 1 | CAISO System |  | SMALL QF AGGREGATION - LIVERMORE |  | WIND | n/a |  | 42.1 | 3.18 | [7 empty] | 0 | 1 | 1985-01-01 |  | 2050-12-31 | 1 | Unclassified | 0
| CAISO NQC List | FMEADO_6_HELLHL | Sierra | South of Rio Oso, South of Palermo, South of Table Mountain | FMEADO_6_HELLHL |  | HYDRO | n/a | CAISO_Hydro | 0.6 | 0.3 | [7 empty] | 0 | 1 | 1983-04-30 |  | 2050-12-31 | 1 | CAISO_Hydro | 0
| CAISO NQC List | FMEADO_7_UNIT | Sierra | South of Rio Oso, South of Palermo, South of Table Mountain | FRENCH MEADOWS HYDRO |  | HYDRO | n/a |  | 18 | 18 | [7 empty] | 0 | 1 | 1966-01-01 |  | 2050-12-31 | 1 | RenExistRes | 1
| CAISO NQC List | FORBST_7_UNIT 1 | Sierra | Drum-Rio Oso, South of Table Mountain | FORBESTOWN HYDRO |  | HYDRO | n/a | CAISO_Hydro | 37.5 | 37.5 | [7 empty] | 0 | 1 | 1963-01-01 |  | 2050-12-31 | 1 | CAISO_Hydro | 0
| CAISO NQC List | FORKBU_6_UNIT | CAISO System |  | HYPOWER, INC. (FORKS OF BUTTE) |  | HYDRO | n/a | CAISO_Hydro | 14.3 | 0 | [7 empty] | 0 | 1 | 1992-03-16 |  | 2050-12-31 | 1 | CAISO_Hydro | 1
| CAISO NQC List | FRESHW_1_SOLAR1 | Fresno |  | Corcoran 3 |  | SOLAR | n/a |  | 20 | 0 | [7 empty] | 0 | 1 | 2016-03-04 |  | 2050-12-31 | 1 | RenExistRes | 1
| CAISO NQC List | FRIANT_6_UNITS | Fresno | Wilson, Borden | FRIANT DAM |  | HYDRO | n/a |  | 25 | 11.29 | [7 empty] | 0 | 1 | 1985-04-16 |  | 2050-12-31 | 1 | RenExistRes | 1
| CAISO NQC List | FRITO_1_LAY | CAISO System |  | FRITO-LAY | Frito_Lay_Cogen | COGENERATION | CT-NatGas-Aero | CAISO_CHP | 3.52 | 3.52 | 3.52 |  | 7606.0304 | 7606.0304 |  |  |  | 1 | 1 | 1986-01-01 |  | 2050-12-31 | 1 | CAISO_CHP | 0
| CAISO NQC List | FROGTN_7_UTICA | Stockton | Tesla-Bellota, Stanislaus | FROGTN_7_UTICA |  | HYDRO | n/a |  | 6.2 | 0 | [7 empty] | 0 | 1 | 1899-12-31 |  | 2050-12-31 | 1 | RenExistRes | 1
| CAISO NQC List | FTSWRD_6_TRFORK | Humboldt | None | Three Forks Water Power Project |  | HYDRO | n/a | CAISO_Hydro | 1.63 | 0.104 | [7 empty] | 0 | 1 | 2011-11-01 |  | 2050-12-31 | 1 | CAISO_Hydro | 1
| CAISO NQC List | FTSWRD_7_QFUNTS | Humboldt | None | FTSWRD_7_QFUNTS |  | HYDRO | n/a | CAISO_Hydro | 1.6 | 0 | [7 empty] | 0 | 1 | 1899-12-31 |  | 2050-12-31 | 1 | CAISO_Hydro | 1
| CAISO NQC List | FULTON_1_QF | NCNB | Fulton, Lakeville | SMALL QF AGGREGATION - ZENIA |  | HYDRO | n/a | CAISO_Hydro | 1 | 0.01 | [7 empty] | 0 | 1 | 1983-01-01 |  | 2050-12-31 | 1 | CAISO_Hydro | 1
| CAISO NQC List | GARLND_2_GASLR | CAISO System |  | Garland B |  | SOLAR | n/a |  | 180 | 144.62 | [7 empty] | 0 | 1 | 2016-10-27 |  | 2050-12-31 | 1 | RenExistRes | 1
| CAISO NQC List | GARLND_2_GASLRA | CAISO System |  | Garland A |  | SOLAR | n/a |  | 20 | 16.07 | [7 empty] | 0 | 1 | 2016-09-23 |  | 2050-12-31 | 1 | RenExistRes | 1
| CAISO NQC List | GARNET_1_SOLAR | LA Basin | Eastern | North Palm Springs 4A |  | SOLAR | n/a |  | 4 | 0 | [7 empty] | 0 | 1 | 2012-11-02 |  | 2050-12-31 | 1 | RenExistRes | 1
| CAISO NQC List | GARNET_1_SOLAR2 | LA Basin | Eastern | Garnet Solar Power Generation Station 1 |  | SOLAR | n/a |  | 4 | 3.2 | [7 empty] | 0 | 1 | 2014-12-23 |  | 2050-12-31 | 1 | RenExistRes | 1
| CAISO NQC List | GARNET_1_UNITS | LA Basin | Eastern | GARNET GREEN POWER PROJECT AGGREGATE |  | WIND | n/a |  | 16.5 | 1.68 | [7 empty] | 0 | 1 | 1975-07-01 |  | 2050-12-31 | 1 | RenExistRes | 1
| CAISO NQC List | GARNET_1_WIND | LA Basin | Eastern | GARNET WIND ENERGY CENTER |  | WIND | n/a |  | 6.5 | 0.4 | [7 empty] | 0 | 1 | 2009-06-02 |  | 2050-12-31 | 1 | RenExistRes | 1
| CAISO NQC List | GARNET_1_WINDS | LA Basin | Eastern | Garnet Winds Aggregation |  | WIND | n/a |  | 22.5 | 3.48 | [7 empty] | 0 | 1 | 2011-02-21 |  | 2050-12-31 | 1 | Unclassified | 0
| CAISO NQC List | GARNET_1_WT3WND | LA Basin | Eastern | Wagner Wind |  | WIND | n/a |  | 6 | 0 | [7 empty] | 0 | 1 | 2012-12-24 |  | 2050-12-31 | 1 | RenExistRes | 1
| CAISO NQC List | GARNET_2_HYDRO | LA Basin |  | Whitewater Hydro |  | HYDRO | n/a | CAISO_Hydro | 1.1 | 0.45 | [7 empty] | 0 | 1 | 1986-04-11 |  | 2050-12-31 | 1 | CAISO_Hydro | 1
| CAISO NQC List | GARNET_2_WIND1 | LA Basin | Eastern | Phoenix |  | WIND | n/a |  | 11.2 | 1.83 | [7 empty] | 0 | 1 | 2015-01-26 |  | 2050-12-31 | 1 | RenExistRes | 1
| CAISO NQC List | GARNET_2_WIND2 | LA Basin |  | Karen Avenue Wind Farm |  | WIND | n/a |  | 11.7 | 1.76 | [7 empty] | 0 | 1 | 2015-08-01 |  | 2050-12-31 | 1 | RenExistRes | 1
| CAISO NQC List | GARNET_2_WIND3 | LA Basin |  | San Gorgonio East |  | WIND | n/a |  | 12.67 | 2.22 | [7 empty] | 0 | 1 | 1985-12-01 |  | 2050-12-31 | 1 | Unclassified | 0
| CAISO NQC List | GARNET_2_WIND4 | LA Basin | Eastern | Windustries |  | WIND | n/a |  | 9.8 | 1.73 | [7 empty] | 0 | 1 | 1985-11-24 |  | 2050-12-31 | 1 | RenExistRes | 1
| CAISO NQC List | GARNET_2_WIND5 | LA Basin |  | Eastwind |  | WIND | n/a |  | 3 | 0.53 | [7 empty] | 0 | 1 | 1985-01-07 |  | 2050-12-31 | 1 | RenExistRes | 1
| CAISO NQC List | GATES_2_SOLAR | CAISO System |  | Gates Solar Station |  | SOLAR | n/a |  | 20 | 15.09 | [7 empty] | 0 | 1 | 2013-06-24 |  | 2050-12-31 | 1 | RenExistRes | 1
| CAISO NQC List | GATES_2_WSOLAR | CAISO System |  | West Gates Solar Station |  | SOLAR | n/a |  | 10 | 7.46 | [7 empty] | 0 | 1 | 2013-06-24 |  | 2050-12-31 | 1 | RenExistRes | 1
| CAISO NQC List | LECEF_1_UNITS | Bay Area | San Jose, South Bay-Moss Landing | LOS ESTEROS ENERGY FACILITY AGGREGATE | LosEsterosCC-Total | PEAKER | CCWhole-NatGas-Aero | CAISO_CCGT2 | 294 | 303.6 | 147 | 24621.8844 | 7309.7875 | 8159.575 | 137.8125 | 137.8125 |  | 1 | 1 | 2013-07-31 |  | 2050-12-31 | 1 | CAISO_CCGT2 | 0
| CAISO NQC List | GENESI_2_STG | CAISO System |  | Genesis Station |  | SOLAR | n/a |  | 250 | 250 | [7 empty] | 0 | 1 | 2013-11-27 |  | 2050-12-31 | 1 | RenExistRes | 1
| CAISO NQC List | GEYS11_7_UNIT11 | NCNB | Eagle Rock, Fulton, Lakeville | GEYSERS UNIT 11 (HEALDSBURG) |  | GEOTHERMAL | n/a |  | 74.4 | 68 | [7 empty] | 0 | 1 | 1975-01-01 |  | 2050-12-31 | 1 | Unclassified | 0
| CAISO NQC List | GEYS12_7_UNIT12 | NCNB | Fulton, Lakeville | GEYSERS UNIT 12 (HEALDSBURG) |  | GEOTHERMAL | n/a |  | 57 | 50 | [7 empty] | 0 | 1 | 1979-01-01 |  | 2050-12-31 | 1 | Unclassified | 0
| CAISO NQC List | GEYS13_7_UNIT13 | NCNB | Lakeville | GEYSERS UNIT 13 (HEALDSBURG) |  | GEOTHERMAL | n/a |  | 95 | 56 | [7 empty] | 0 | 1 | 1980-01-01 |  | 2050-12-31 | 1 | Unclassified | 0
| CAISO NQC List | GEYS14_7_UNIT14 | NCNB | Fulton, Lakeville | GEYSERS UNIT 14 (HEALDSBURG) |  | GEOTHERMAL | n/a |  | 70 | 50 | [7 empty] | 0 | 1 | 1980-01-01 |  | 2050-12-31 | 1 | Unclassified | 0
| CAISO NQC List | GEYS16_7_UNIT16 | NCNB | Fulton, Lakeville | GEYSERS UNIT 16 (HEALDSBURG) |  | GEOTHERMAL | n/a |  | 85 | 49 | [7 empty] | 0 | 1 | 1985-01-01 |  | 2050-12-31 | 1 | Unclassified | 0
| CAISO NQC List | GEYS17_2_BOTRCK | NCNB |  | Bottle Rock Geothermal |  | GEOTHERMAL | n/a |  | 17 | 10.01 | [7 empty] | 0 | 1 | 2007-09-22 |  | 2050-12-31 | 1 | Unclassified | 0
| CAISO NQC List | GEYS17_7_UNIT17 | NCNB | Fulton, Lakeville | GEYSERS UNIT 17 (HEALDSBURG) |  | GEOTHERMAL | n/a |  | 60 | 56 | [7 empty] | 0 | 1 | 1982-01-01 |  | 2050-12-31 | 1 | Unclassified | 0
| CAISO NQC List | GEYS18_7_UNIT18 | NCNB | Lakeville | GEYSERS UNIT 18 (HEALDSBURG) |  | GEOTHERMAL | n/a |  | 72 | 45 | [7 empty] | 0 | 1 | 1983-01-01 |  | 2050-12-31 | 1 | Unclassified | 0
| CAISO NQC List | GEYS20_7_UNIT20 | NCNB | Lakeville | GEYSERS UNIT 20 (HEALDSBURG) |  | GEOTHERMAL | n/a |  | 62 | 40 | [7 empty] | 0 | 1 | 1985-01-01 |  | 2050-12-31 | 1 | Unclassified | 0
| CAISO NQC List | GIFFEN_6_SOLAR | CAISO System |  | Giffen Solar Station |  | SOLAR | n/a |  | 10 | 2.535 | [7 empty] | 0 | 1 | 2012-07-25 |  | 2050-12-31 | 1 | RenExistRes | 1
| CAISO NQC List | RUSCTY_2_UNITS | Bay Area | Ames | Russell City Energy Center | RussellCityCC-Total | THERMAL | CCWhole-NatGas-Industrial | CAISO_CCGT2 | 620 | 597.4 | 248 | 51923.7032 | 7200 | 7200 | 170.3817 | 170.855 |  | 1 | 1 | 2013-08-08 |  | 2050-12-31 | 1 | CAISO_CCGT2 | 0
| CAISO NQC List | WOLFSK_1_UNITA1 | CAISO System |  | Wolfskill Energy Center, Unit #1 | Wolfskill | PEAKER | CT-NatGas-Aero | CAISO_Peaker2 | 46.9 | 46 | 21.105 | 1590.9984 | 10354.9374 | 11558.7411 | 75.1904 | 75.1904 |  | 1 | 1 | 2003-03-22 |  | 2050-12-31 | 1 | CAISO_Peaker2 | 0
| CAISO NQC List | YUBACT_6_UNITA1 | Sierra | Pease, Drum-Rio Oso, South of Table Mountain | Yuba City Energy Center (Calpine) | Yuba_City_EC | PEAKER | CT-NatGas-Aero | CAISO_Peaker2 | 46 | 46 | 20.7 | 1560.4675 | 10354.9374 | 11558.7411 | 147.495 | 147.495 |  | 1 | 1 | 2002-07-26 |  | 2050-12-31 | 1 | CAISO_Peaker2 | 0
| CAISO NQC List | ALMEGT_1_UNIT 1 | Bay Area | Oakland | ALAMEDA GT UNIT 1 | Alameda1 | PEAKER | CT-NatGas-Aero | CAISO_Peaker2 | 23.8 | 23.8 | 10.71 | 807.3722 | 10354.931 | 11558.7269 | 149.9213 | 149.9213 |  | 1 | 1 | 1986-01-01 |  | 2050-12-31 | 1 | CAISO_Peaker2 | 0
| CAISO NQC List | GLDTWN_6_COLUM3 | CAISO System |  | Columbia 3 |  | SOLAR | n/a |  | 10 | 9.09 | [7 empty] | 0 | 1 | 2013-12-10 |  | 2050-12-31 | 1 | RenExistRes | 1
| CAISO NQC List | GLDTWN_6_SOLAR | CAISO System |  | Rio Grande |  | SOLAR | n/a |  | 5 | 4.12 | [7 empty] | 0 | 1 | 2013-11-18 |  | 2050-12-31 | 1 | RenExistRes | 1
| CAISO NQC List | LODI25_2_UNIT 1 | Stockton | Lockeford | LODI GAS TURBINE | Lodi_1 | PEAKER | CT-NatGas-Aero | CAISO_Peaker2 | 25.3 | 22.7 | 11.385 | 858.257 | 10354.931 | 11558.7269 | 159.3701 | 159.3701 |  | 1 | 1 | 1986-01-01 |  | 2050-12-31 | 1 | CAISO_Peaker2 | 0
| CAISO NQC List | GWFPWR_1_UNITS | Fresno | Wilson, Herndon, Hanford | HANFORD PEAKER PLANT | HanfordEnergy1 | PEAKER | CT-NatGas-Aero | CAISO_Peaker2 | 49.23 | 42.2 | 22.1535 | 1670.0395 | 10354.9308 | 11558.7266 | 82.05 | 82.05 |  | 1 | 1 | 2001-08-27 |  | 2050-12-31 | 2 | CAISO_Peaker2 | 0
| CAISO NQC List | GWFPWR_1_UNITS | Fresno | Wilson, Herndon, Hanford | HANFORD PEAKER PLANT | HanfordEnergy2 | PEAKER | CT-NatGas-Aero | CAISO_Peaker2 | 49.23 | 42.2 | 22.1535 | 1670.0395 | 10354.9308 | 11558.7266 | 82.05 | 82.05 |  | 1 | 1 | 2001-08-27 |  | 2050-12-31 | 2 | CAISO_Peaker2 | 0
| CAISO NQC List | PNOCHE_1_PL1X2 | Fresno | Wilson, Herndon | Panoche Peaker | PanochePeakerCT | PEAKER | CT-NatGas-Aero | CAISO_Peaker2 | 49.97 | 49.97 | 22.4865 | 1695.1425 | 10354.9236 | 11558.7105 | 163.1673 | 163.1673 |  | 1 | 1 | 2005-06-14 |  | 2050-12-31 | 1 | CAISO_Peaker2 | 0
| CAISO NQC List | GLOW_6_SOLAR | Big Creek-Ventura | Big Creek | Antelope Power Plant |  | SOLAR | n/a |  | 20 | 0 | [7 empty] | 0 | 1 | 2013-03-25 |  | 2050-12-31 | 1 | RenExistRes | 1
| CAISO NQC List | GOLDHL_1_QF | Sierra | Placerville, South of Rio Oso, South of Palermo, South of Table Mountain | SMALL QF AGGREGATION - PLACERVILLE |  | WIND | n/a |  | 1.25 | 0 | [7 empty] | 0 | 1 | 1992-11-18 |  | 2050-12-31 | 1 | Unclassified | 0
| CAISO NQC List | GOLETA_2_QF | Big Creek-Ventura | Ventura, S.Clara, Moorpark | GOLETA QFS |  | VARIOUS | n/a |  | 0.4 | 0.05 | [7 empty] | 1 | 1 | 1986-01-01 |  | 2050-12-31 | 1 | RenExistRes | 1
| CAISO NQC List | CSCGNR_1_UNIT 1 | Bay Area | San Jose, South Bay-Moss Landing | GIANERA PEAKER UNIT 1 | Gianera_1 | PEAKER | CT-NatGas-Aero | CAISO_Peaker2 | 24.75 | 24 | 11.1375 | 839.5992 | 10354.7407 | 11558.3266 | 160 | 160 |  | 1 | 1 | 1987-01-01 |  | 2050-12-31 | 1 | CAISO_Peaker2 | 0
| CAISO NQC List | GOLETA_6_EXGEN | Big Creek-Ventura | Ventura, S.Clara, Moorpark | EXXON COMPANY USA | SantaYnezCC-Total | COGENERATION | CCWhole-NatGas-Aero | CAISO_CHP | 3.66 | 3.66 | 3.66 |  | 7606.0304 | 7606.0304 |  |  |  | 1 | 1 | 1993-08-19 |  | 2050-12-31 | 1 | CAISO_CHP | 0
| CAISO NQC List | GOLETA_6_GAVOTA | Big Creek-Ventura | Ventura, S.Clara, Moorpark | Point Arguello Pipeline Company | GaviotaOil1 | COGENERATION | CT-NatGas-Aero | CAISO_CHP | 0.102 | 0.102 | 0.102 |  | 7606.0304 | 7606.0304 |  |  |  | 1 | 1 | 1987-01-01 |  | 2050-12-31 | 5 | CAISO_CHP | 0
| CAISO NQC List | GOLETA_6_GAVOTA | Big Creek-Ventura | Ventura, S.Clara, Moorpark | Point Arguello Pipeline Company | GaviotaOil2 | COGENERATION | CT-NatGas-Aero | CAISO_CHP | 0.102 | 0.102 | 0.102 |  | 7606.0304 | 7606.0304 |  |  |  | 1 | 1 | 1987-01-01 |  | 2050-12-31 | 5 | CAISO_CHP | 0
| CAISO NQC List | GOLETA_6_GAVOTA | Big Creek-Ventura | Ventura, S.Clara, Moorpark | Point Arguello Pipeline Company | GaviotaOil3 | COGENERATION | CT-NatGas-Aero | CAISO_CHP | 0.102 | 0.102 | 0.102 |  | 7606.0304 | 7606.0304 |  |  |  | 1 | 1 | 1987-01-01 |  | 2050-12-31 | 5 | CAISO_CHP | 0
| CAISO NQC List | GOLETA_6_GAVOTA | Big Creek-Ventura | Ventura, S.Clara, Moorpark | Point Arguello Pipeline Company | GaviotaOil4 | COGENERATION | CT-NatGas-Aero | CAISO_CHP | 0.102 | 0.102 | 0.102 |  | 7606.0304 | 7606.0304 |  |  |  | 1 | 1 | 1987-01-01 |  | 2050-12-31 | 5 | CAISO_CHP | 0
| CAISO NQC List | GOLETA_6_GAVOTA | Big Creek-Ventura | Ventura, S.Clara, Moorpark | Point Arguello Pipeline Company | GaviotaOil5 | COGENERATION | CT-NatGas-Aero | CAISO_CHP | 0.102 | 0.102 | 0.102 |  | 7606.0304 | 7606.0304 |  |  |  | 1 | 1 | 1987-01-01 |  | 2050-12-31 | 5 | CAISO_CHP | 0
| CAISO NQC List | GOLETA_6_TAJIGS | Big Creek-Ventura | Ventura, S.Clara, Moorpark | GOLETA_6_TAJIGS |  | BIOMASS | n/a |  | 3.1 | 2.93 | [7 empty] | 0 | 1 | 2000-08-05 |  | 2050-12-31 | 1 | RenExistRes | 1
| CAISO NQC List | GONZLS_6_UNIT | CAISO System |  | Johnson Canyon Landfill |  | BIOMASS | n/a |  | 1.42 | 1.29 | [7 empty] | 0 | 1 | 2013-07-08 |  | 2050-12-31 | 1 | RenExistRes | 1
| CAISO NQC List | GOOSLK_1_SOLAR1 | CAISO System |  | Goose Lake |  | SOLAR | n/a |  | 12 | 11 | [7 empty] | 0 | 1 | 2015-05-23 |  | 2050-12-31 | 1 | RenExistRes | 1
| CAISO NQC List | GRIDLY_6_SOLAR | Sierra | Pease, South of Table Mountain | GRIDLEY MAIN TWO |  | SOLAR | n/a |  | 2.5 | 0 | [7 empty] | 0 | 1 | 2013-04-01 |  | 2050-12-31 | 1 | RenExistRes | 1
| CAISO NQC List | GRIZLY_1_UNIT 1 | CAISO System |  | GRIZZLY HYDRO |  | HYDRO | n/a |  | 20 | 17.7 | [7 empty] | 0 | 1 | 1993-01-01 |  | 2050-12-31 | 1 | RenExistRes | 1
| CAISO NQC List | LAROA2_2_UNITA1 | San Diego-IV | None | LR2 | LaRosita2CC-Total | THERMAL | CCWhole-NatGas-Industrial | CAISO_CCGT2 | 322 | 322 | 177.1 | 26966.8254 | 7148.5793 | 7853.5896 | 143.5364 | 143.5364 |  | 1 | 1 | 2003-07-22 |  | 2050-12-31 | 1 | CAISO_CCGT2 | 0
| CAISO NQC List | GRNLF2_1_UNIT | Sierra | Pease, Drum-Rio Oso, South of Table Mountain | GREENLEAF II COGEN | Greenleaf2 | COGENERATION | CT-NatGas-Aero | CAISO_CHP | 33.87 | 33.87 | 33.87 |  | 7606.0304 | 7606.0304 |  |  |  | 1 | 1 | 1989-10-12 |  | 2050-12-31 | 1 | CAISO_CHP | 0
| CAISO NQC List | GRNVLY_7_SCLAND | CAISO System |  | SANTA CRUZ LANDFILL GENERATING PLANT |  | THERMAL | n/a |  | 3.04 | 3.04 | [7 empty] | 1 | 1 | 2006-02-02 |  | 2050-12-31 | 1 | RenExistRes | 1
| CAISO NQC List | GRSCRK_6_BGCKWW | Humboldt | None | BIG CREEK WATER WORKS - CEDAR FLAT |  | HYDRO | n/a | CAISO_Hydro | 5 | 0 | [7 empty] | 0 | 1 | 1987-01-01 |  | 2050-12-31 | 1 | CAISO_Hydro | 1
| CAISO NQC List | GRZZLY_1_BERKLY | Bay Area | None | PE - BERKELEY, INC. | PE-BerkeleyCC-Total | COGENERATION | CCWhole-NatGas-Industrial | CAISO_CHP | 23.4 | 23.4 | 23.4 |  | 7606.0304 | 7606.0304 |  |  |  | 1 | 1 | 1987-05-19 |  | 2050-12-31 | 1 | CAISO_CHP | 0
| CAISO NQC List | GUERNS_6_SOLAR | Fresno | Wilson | Guernsey Solar Station |  | SOLAR | n/a |  | 20 | 6.474 | [7 empty] | 0 | 1 | 2013-09-18 |  | 2050-12-31 | 1 | RenExistRes | 1
| CAISO NQC List | CSCGNR_1_UNIT 2 | Bay Area | San Jose, South Bay-Moss Landing | GIANERA PEAKER UNIT 2 | Gianera_2 | PEAKER | CT-NatGas-Aero | CAISO_Peaker2 | 24.75 | 24 | 11.1375 | 839.5992 | 10354.7407 | 11558.3266 | 160 | 160 |  | 1 | 1 | 1986-01-01 |  | 2050-12-31 | 1 | CAISO_Peaker2 | 0
| CAISO NQC List | ALMEGT_1_UNIT 2 | Bay Area | Oakland | ALAMEDA GT UNIT 2 | Alameda2 | PEAKER | CT-NatGas-Aero | CAISO_Peaker2 | 25.4 | 24.4 | 11.43 | 861.6493 | 10353.5689 | 11541.8209 | 160 | 160 |  | 1 | 1 | 1986-01-01 |  | 2050-12-31 | 1 | CAISO_Peaker2 | 0
| CAISO NQC List | GYS5X6_7_UNITS | NCNB | Eagle Rock, Fulton, Lakeville | GEYSERS UNITS 5 & 6 AGGREGATE |  | GEOTHERMAL | n/a |  | 85 | 85 | [7 empty] | 0 | 1 | 1971-01-01 |  | 2050-12-31 | 1 | RenExistRes | 1
| CAISO NQC List | GYS7X8_7_UNITS | NCNB | Eagle Rock, Fulton, Lakeville | GEYSERS UNITS 7 & 8 AGGREGATE |  | GEOTHERMAL | n/a |  | 82 | 76 | [7 empty] | 0 | 1 | 1972-01-01 |  | 2050-12-31 | 1 | Unclassified | 0
| CAISO NQC List | GYSRVL_7_WSPRNG | NCNB | Fulton, Lakeville | Sonoma CWA Warm Springs Hydro |  | HYDRO | n/a |  | 3.75 | 1.45 | [7 empty] | 0 | 1 | 1988-12-22 |  | 2050-12-31 | 1 | RenExistRes | 1
| CAISO NQC List | HAASPH_7_PL1X2 | Fresno | Wilson, Herndon | HAAS PH UNIT 1 & 2 AGGREGATE |  | HYDRO | n/a | CAISO_Hydro | 144 | 144 | [7 empty] | 0 | 1 | 1958-01-01 |  | 2050-12-31 | 1 | CAISO_Hydro | 0
| CAISO NQC List | HALSEY_6_UNIT | Sierra | Placer, Drum-Rio Oso, South of Rio Oso, South of Palermo, South of Table Mountain | HALSEY HYDRO |  | HYDRO | n/a |  | 13.5 | 13.5 | [7 empty] | 0 | 1 | 1916-01-01 |  | 2050-12-31 | 1 | RenExistRes | 1
| CAISO NQC List | LAROA1_2_UNITA1 | San Diego-IV | None | LR1 | LaRosita1CC-Total | THERMAL | CCWhole-NatGas-Industrial | CAISO_CCGT2 | 180 | 165 | 99 | 15074.6232 | 7111.5454 | 7919.0226 | 26.64 | 26.7264 |  | 1 | 1 | 2003-07-20 |  | 2050-12-31 | 1 | CAISO_CCGT2 | 0
| CAISO NQC List | HATCR1_7_UNIT | CAISO System |  | Hat Creek #1 |  | HYDRO | n/a |  | 8.5 | 8.5 | [7 empty] | 0 | 1 | 1921-01-01 |  | 2050-12-31 | 1 | RenExistRes | 1
| CAISO NQC List | HATCR2_7_UNIT | CAISO System |  | Hat Creek #2 |  | HYDRO | n/a |  | 8.5 | 8.5 | [7 empty] | 0 | 1 | 1921-01-01 |  | 2050-12-31 | 1 | Unclassified | 0
| CAISO NQC List | HATLOS_6_LSCRK | CAISO System |  | Lost Creek 1 & 2 Hydro Conversion |  | HYDRO | n/a | CAISO_Hydro | 1.7 | 0.73 | [7 empty] | 0 | 1 | 1989-06-15 |  | 2050-12-31 | 1 | CAISO_Hydro | 1
| CAISO NQC List | HATLOS_6_QFUNTS | CAISO System |  | HAT CREEK HYDRO QF UNITS |  | HYDRO | n/a | CAISO_Hydro | 2.75 | 1.14 | [7 empty] | 0 | 1 | 1989-06-15 |  | 2050-12-31 | 1 | CAISO_Hydro | 1
| CAISO NQC List | HATRDG_2_WIND | CAISO System |  | Hatchet Ridge Wind Farm |  | WIND | n/a |  | 102 | 36.84 | [7 empty] | 0 | 1 | 2010-11-19 |  | 2050-12-31 | 1 | RenExistRes | 1
| CAISO NQC List | HAYPRS_6_QFUNTS | Sierra | Drum-Rio Oso, South of Palermo, South of Table Mountain | HAYPRESS HYDRO QF UNITS |  | HYDRO | n/a |  | 18.75 | 0 | [7 empty] | 0 | 1 | 1989-04-11 |  | 2050-12-31 | 1 | RenExistRes | 1
| CAISO NQC List | HELMPG_7_UNIT 1 | Fresno | Wilson | HELMS PUMP-GEN UNIT 1 |  | HYDRO | n/a | CAISO_PS | 407 | 407 | [7 empty] | 0 | 1 | 1984-01-01 |  | 2050-12-31 | 1 | CAISO_PS | 0
| CAISO NQC List | HELMPG_7_UNIT 2 | Fresno | Wilson | HELMS PUMP-GEN UNIT 2 |  | HYDRO | n/a | CAISO_PS | 407 | 407 | [7 empty] | 0 | 1 | 1984-01-01 |  | 2050-12-31 | 1 | CAISO_PS | 0
| CAISO NQC List | HELMPG_7_UNIT 3 | Fresno | Wilson | HELMS PUMP-GEN UNIT 3 |  | HYDRO | n/a | CAISO_PS | 404 | 404 | [7 empty] | 0 | 1 | 1984-01-01 |  | 2050-12-31 | 1 | CAISO_PS | 0
| CAISO NQC List | HENRTA_6_SOLAR1 | Fresno |  | Lemoore 1 |  | SOLAR | n/a |  | 1.5 | 0 | [7 empty] | 0 | 1 | 2016-01-29 |  | 2050-12-31 | 1 | RenExistRes | 1
| CAISO NQC List | HENRTA_6_SOLAR2 | Fresno |  | Westside Solar Power |  | SOLAR | n/a |  | 2 | 0 | [7 empty] | 0 | 1 | 2016-05-07 |  | 2050-12-31 | 1 | Unclassified | 0
| CAISO NQC List | LMBEPK_2_UNITA2 | Bay Area | Contra Costa | Creed Energy Center, Unit #1 | Creed_Energy | PEAKER | CT-NatGas-Aero | CAISO_Peaker2 | 48 | 48 | 21.6 | 1628.3139 | 10353.0387 | 11541.1209 | 153.9078 | 153.9078 |  | 1 | 1 | 2003-01-06 |  | 2050-12-31 | 1 | CAISO_Peaker2 | 0
| CAISO NQC List | HENRTA_6_UNITA2 | Fresno | Wilson | GWF HENRIETTA PEAKER PLANT UNIT 2 | Henrietta2 | PEAKER | CT-NatGas-Aero | CAISO_Peaker2 | 49.42 | 45.23 | 22.239 | 1676.4847 | 10347.7788 | 11445.9382 | 80.6857 | 80.6857 |  | 1 | 1 | 2002-07-01 |  | 2050-12-31 | 1 | CAISO_Peaker2 | 0
| CAISO NQC List | HENRTS_1_SOLAR | Fresno |  | Henrietta Solar Project |  | SOLAR | n/a |  | 100 | 80.34 | [7 empty] | 0 | 1 | 2016-08-19 |  | 2050-12-31 | 1 | RenExistRes | 1
| CAISO NQC List | LODIEC_2_PL1X2 | Sierra | South of Rio Oso, South of Palermo, South of Table Mountain | Lodi Energy Center | LodiEnergyCC-Total | THERMAL | CCWhole-NatGas-Industrial | CAISO_CCGT1 | 302.58 | 280 | 136.161 | 25340.441 | 7083.2103 | 5873.4674 | 144.0857 | 144.0857 |  | 1 | 0 | 2012-11-27 |  | 2050-12-31 | 1 | CAISO_CCGT1 | 0
| CAISO NQC List | HIGGNS_1_COMBIE | Sierra | Drum-Rio Oso, South of Rio Oso, South of Palermo, South of Table Mountain | Combie South |  | HYDRO | n/a | CAISO_Hydro | 1.5 | 0 | [7 empty] | 0 | 1 | 1899-12-31 |  | 2050-12-31 | 1 | CAISO_Hydro | 1
| CAISO NQC List | HIGGNS_7_QFUNTS | Sierra | Drum-Rio Oso, South of Rio Oso, South of Palermo, South of Table Mountain | HIGGNS_7_QFUNTS |  | HYDRO | n/a | CAISO_Hydro | 2 | 0.23 | [7 empty] | 0 | 1 | 1899-12-31 |  | 2050-12-31 | 1 | CAISO_Hydro | 0
| CAISO NQC List | HILAND_7_YOLOWD | NCNB | Eagle Rock, Fulton, Lakeville | CLEAR LAKE UNIT 1 |  | HYDRO | n/a | CAISO_Hydro | 3.75 | 0 | [7 empty] | 0 | 1 | 1985-09-07 |  | 2050-12-31 | 1 | CAISO_Hydro | 0
| CAISO NQC List | HINSON_6_CARBGN | LA Basin | Western | BP WILMINGTON CALCINER | WilmingtonCalciner | COGENERATION | ST-WasteHeat | CAISO_CHP | 29.3 | 29.3 | 29.3 |  | 7606.0304 | 7606.0304 |  |  |  | 1 | 1 | 1982-01-01 |  | 2050-12-31 | 1 | CAISO_CHP | 0
| CAISO NQC List | ESCNDO_6_UNITB1 | San Diego-IV | San Diego | CalPeak Power Enterprise Unit 1 | EnterprisePeakr | PEAKER | CT-NatGas-Industrial | CAISO_Peaker2 | 48.04 | 48 | 21.618 | 5245.5019 | 10347.7407 | 11429.639 | 163.8891 | 163.8891 |  | 1 | 1 | 2001-10-23 |  | 2050-12-31 | 1 | CAISO_Peaker2 | 0
| CAISO NQC List | HENRTA_6_UNITA1 | Fresno | Wilson | GWF HENRIETTA PEAKER PLANT UNIT 1 | Henrietta1 | PEAKER | CT-NatGas-Aero | CAISO_Peaker2 | 49.98 | 45.33 | 22.491 | 1695.4817 | 10347.6546 | 11442.5999 | 81.6 | 81.6 |  | 1 | 1 | 2002-07-01 |  | 2050-12-31 | 1 | CAISO_Peaker2 | 0
| CAISO NQC List | ESCNDO_6_PL1X2 | San Diego-IV | San Diego | MMC Escondido Aggregate | MMC-Escondido | THERMAL | CT-NatGas-Industrial | CAISO_Peaker2 | 48.71 | 48.71 | 21.9195 | 5318.6595 | 10347.4135 | 11481.5737 | 177.0468 | 177.0468 |  | 1 | 1 | 2006-06-07 |  | 2050-12-31 | 1 | CAISO_Peaker2 | 0
| CAISO NQC List | PNOCHE_1_UNITA1 | Fresno | Wilson | CalPeak Power Panoche Unit 1 | CPeakPanochePkr | PEAKER | CT-NatGas-Aero | CAISO_Peaker2 | 52.01 | 48 | 23.4045 | 1764.3458 | 10303.282 | 11501.1151 | 169.8286 | 169.8286 |  | 1 | 1 | 2001-12-27 |  | 2050-12-31 | 1 | CAISO_Peaker2 | 0
| CAISO NQC List | HINSON_6_SERRGN | LA Basin | Western | CITY OF LONG BEACH |  | BIOMASS | n/a |  | 38.91 | 26.93 | [7 empty] | 0 | 1 | 1988-01-01 |  | 2050-12-31 | 1 | Unclassified | 0
| CAISO NQC List | HMLTBR_6_UNITS | CAISO System |  | HAMILTON BRANCH PH (AGGREGATE) |  | HYDRO | n/a |  | 4.9 | 4.9 | [7 empty] | 0 | 1 | 1921-01-01 |  | 2050-12-31 | 1 | RenExistRes | 1
| CAISO NQC List | HNTGBH_7_UNIT 1 | LA Basin | Western | HUNTINGTON BEACH GEN STA. UNIT 1 | HuntingtonBeach1 | THERMAL | ST-NatGas | CAISO_ST | 225.75 | 225.75 | 18.076 | 17964.7211 | 9750.5618 | 16140.6743 | 214.9524 | 214.9524 |  | 1 | 1 | 1958-06-01 | 2020-12-31 | 2020-12-31 | 1 | CAISO_ST | 0
| CAISO NQC List | HNTGBH_7_UNIT 2 | LA Basin | Western | HUNTINGTON BEACH GEN STA. UNIT 2 | HuntingtonBeach2 | THERMAL | ST-NatGas | CAISO_ST | 225.8 | 225.8 | 18.08 | 17968.7 | 9780.0972 | 16839.488 | 215 | 215 |  | 1 | 1 | 1958-12-01 | 2020-12-31 | 2020-12-31 | 1 | CAISO_ST | 0
| CAISO NQC List | HOLGAT_1_BORAX | CAISO System |  | U.S. Borax, Unit 1 | US_Borax_GEN1 | COGENERATION | CT-NatGas-Aero | CAISO_CHP | 15.62 | 15.62 | 15.62 |  | 7606.0304 | 7606.0304 |  |  |  | 1 | 1 | 1984-06-01 |  | 2050-12-31 | 1 | CAISO_CHP | 0
| CAISO NQC List | HOLSTR_1_SOLAR | CAISO System |  | San Benito Smart Park |  | SOLAR | n/a |  | 1.5 | 0 | [7 empty] | 0 | 1 | 2014-06-16 |  | 2050-12-31 | 1 | RenExistRes | 1
| CAISO NQC List | HOLSTR_1_SOLAR2 | CAISO System |  | Hollister Solar |  | SOLAR | n/a |  | 1.5 | 1.36 | [7 empty] | 0 | 1 | 2015-04-17 |  | 2050-12-31 | 1 | RenExistRes | 1
| CAISO NQC List | HUMBPP_1_UNITS3 | Humboldt | None | Humboldt Bay Generating Station 3 | HumboldtBayIC08 | THERMAL | ICE-NatGas | CAISO_Reciprocating_Engine | 21.6933 | 21.6667 | 5.4233 | 114.9855 | 8249.9808 | 10043.9233 | 60.0092 | 60.0092 |  | 1 | 1 | 2010-09-29 |  | 2050-12-31 | 3 | CAISO_Reciprocating_Engine | 0
| CAISO NQC List | HUMBPP_1_UNITS3 | Humboldt | None | Humboldt Bay Generating Station 3 | HumboldtBayIC09 | THERMAL | ICE-NatGas | CAISO_Reciprocating_Engine | 21.6933 | 21.6667 | 5.4233 | 114.9855 | 8249.9808 | 10043.9233 | 60.0092 | 60.0092 |  | 1 | 1 | 2010-09-29 |  | 2050-12-31 | 3 | CAISO_Reciprocating_Engine | 0
| CAISO NQC List | HUMBPP_1_UNITS3 | Humboldt | None | Humboldt Bay Generating Station 3 | HumboldtBayIC10 | THERMAL | ICE-NatGas | CAISO_Reciprocating_Engine | 21.6933 | 21.6667 | 5.4233 | 114.9855 | 8249.9808 | 10043.9233 | 60.0092 | 60.0092 |  | 1 | 1 | 2010-09-29 |  | 2050-12-31 | 3 | CAISO_Reciprocating_Engine | 0
| CAISO NQC List | HUMBPP_6_UNITS | Humboldt | None | Humboldt Bay Generating Station 1 | HumboldtBayIC01 | COGENERATION | ICE-NatGas | CAISO_Reciprocating_Engine | 13.9457 | 13.9457 | 3.4864 | 73.9193 | 8250.1475 | 10044.5902 | 68.5855 | 68.5855 |  | 1 | 1 | 2010-09-29 |  | 2050-12-31 | 7 | CAISO_Reciprocating_Engine | 0
| CAISO NQC List | HUMBPP_6_UNITS | Humboldt | None | Humboldt Bay Generating Station 1 | HumboldtBayIC02 | COGENERATION | ICE-NatGas | CAISO_Reciprocating_Engine | 13.9457 | 13.9457 | 3.4864 | 73.9193 | 8250.1475 | 10044.5902 | 68.5855 | 68.5855 |  | 1 | 1 | 2010-09-29 |  | 2050-12-31 | 7 | CAISO_Reciprocating_Engine | 0
| CAISO NQC List | HUMBPP_6_UNITS | Humboldt | None | Humboldt Bay Generating Station 1 | HumboldtBayIC03 | COGENERATION | ICE-NatGas | CAISO_Reciprocating_Engine | 13.9457 | 13.9457 | 3.4864 | 73.9193 | 8250.1475 | 10044.5902 | 68.5855 | 68.5855 |  | 1 | 1 | 2010-09-29 |  | 2050-12-31 | 7 | CAISO_Reciprocating_Engine | 0
| CAISO NQC List | HUMBPP_6_UNITS | Humboldt | None | Humboldt Bay Generating Station 1 | HumboldtBayIC04 | COGENERATION | ICE-NatGas | CAISO_Reciprocating_Engine | 13.9457 | 13.9457 | 3.4864 | 73.9193 | 8250.1475 | 10044.5902 | 68.5855 | 68.5855 |  | 1 | 1 | 2010-09-29 |  | 2050-12-31 | 7 | CAISO_Reciprocating_Engine | 0
| CAISO NQC List | HUMBPP_6_UNITS | Humboldt | None | Humboldt Bay Generating Station 1 | HumboldtBayIC05 | COGENERATION | ICE-NatGas | CAISO_Reciprocating_Engine | 13.9457 | 13.9457 | 3.4864 | 73.9193 | 8249.9511 | 10043.8043 | 51.4286 | 51.4286 |  | 1 | 1 | 2010-09-29 |  | 2050-12-31 | 7 | CAISO_Reciprocating_Engine | 0
| CAISO NQC List | HUMBPP_6_UNITS | Humboldt | None | Humboldt Bay Generating Station 1 | HumboldtBayIC06 | COGENERATION | ICE-NatGas | CAISO_Reciprocating_Engine | 13.9457 | 13.9457 | 3.4864 | 73.9193 | 8249.9511 | 10043.8043 | 51.4286 | 51.4286 |  | 1 | 1 | 2010-09-29 |  | 2050-12-31 | 7 | CAISO_Reciprocating_Engine | 0
| CAISO NQC List | HUMBPP_6_UNITS | Humboldt | None | Humboldt Bay Generating Station 1 | HumboldtBayIC07 | COGENERATION | ICE-NatGas | CAISO_Reciprocating_Engine | 13.9457 | 13.9457 | 3.4864 | 73.9193 | 8249.9511 | 10043.8043 | 51.4286 | 51.4286 |  | 1 | 1 | 2010-09-29 |  | 2050-12-31 | 7 | CAISO_Reciprocating_Engine | 0
| CAISO NQC List | HUMBSB_1_QF | Humboldt | None | SMALL QF AGGREGATION - TRINITY |  | HYDRO | n/a | CAISO_Hydro | 1.25 | 0 | [7 empty] | 0 | 1 | 1899-12-31 |  | 2050-12-31 | 1 | CAISO_Hydro | 0
| CAISO NQC List | HURON_6_SOLAR | Fresno | Wilson, Coalinga | Huron Solar Station |  | SOLAR | n/a |  | 20 | 13.58 | [7 empty] | 0 | 1 | 2012-08-30 |  | 2050-12-31 | 1 | RenExistRes | 1
| CAISO NQC List | HYTTHM_2_UNITS | CAISO System |  | HYATT-THERMALITO PUMP-GEN (AGGREGATE) |  | HYDRO | n/a | CAISO_Hydro | 933.1 | 501.66 | [7 empty] | 0 | 1 | 1968-01-01 |  | 2050-12-31 | 1 | CAISO_Hydro | 0
| CAISO NQC List | IGNACO_1_QF | NCNB | Lakeville | SMALL QF AGGREGATION - VALLEJO/DINSMORE |  | WIND | n/a |  | 0.5 | 0 | [7 empty] | 0 | 1 | 1985-01-01 |  | 2050-12-31 | 1 | Unclassified | 0
| CAISO NQC List | VACADX_1_UNITA1 | CAISO System |  | CalPeak Power Vaca Dixon Unit 1 | VacaDixonPeaker | PEAKER | CT-NatGas-Aero | CAISO_Peaker2 | 50.61 | 48 | 15.183 | 1716.8532 | 10297.1818 | 12585.5599 | 166.9953 | 166.9953 |  | 1 | 1 | 2002-06-21 |  | 2050-12-31 | 1 | CAISO_Peaker2 | 0
| CAISO NQC List | BORDER_6_UNITA1 | San Diego-IV | San Diego | CalPeak Power Border Unit 1 | BorderPeaker | PEAKER | CT-NatGas-Industrial | CAISO_Peaker2 | 51.25 | 48 | 23.0625 | 5596.0025 | 10287.4528 | 11420.643 | 164.1313 | 164.1313 |  | 1 | 1 | 2001-10-26 |  | 2050-12-31 | 1 | CAISO_Peaker2 | 0
| CAISO NQC List | PNCHPP_1_PL1X2 | Fresno | Wilson | Midway Peaking Aggregate | Starwood1 | PEAKER | CT-NatGas-Aero | CAISO_Peaker2 | 59.955 | 55.58 | 26.9797 | 2033.8657 | 10269.0469 | 15148.3899 | 205.8541 | 205.8541 |  | 1 | 1 | 2009-05-04 |  | 2050-12-31 | 2 | CAISO_Peaker2 | 0
| CAISO NQC List | INDVLY_1_UNITS | NCNB | Eagle Rock, Fulton, Lakeville | Indian Valley Hydro |  | HYDRO | n/a | CAISO_Hydro | 3.01 | 1.11 | [7 empty] | 0 | 1 | 1983-09-15 |  | 2050-12-31 | 1 | CAISO_Hydro | 1
| CAISO NQC List | BUCKBL_2_PL1X3 | CAISO System |  | Blythe Energy Center | BlytheCC-Total | THERMAL | CCWhole-NatGas-Industrial | CAISO_CCGT2 | 493.63 | 490 | 289.5911 | 44095.7234 | 7019.6869 | 7936.11 | 440.0359 | 440.0359 |  | 1 | 1 | 2010-06-11 |  | 2050-12-31 | 1 | CAISO_CCGT2 | 0
| CAISO NQC List | ELSEGN_2_UN1011 | LA Basin | Western | El Segundo Energy Center 5/6 | ElSegndEnrgCC1-Total | THERMAL | CCWhole-NatGas-Industrial | CAISO_CCGT2 | 263 | 263 | 144.65 | 22025.6963 | 6999.8127 | 7690.0412 | 127.3474 | 126.886 |  | 1 | 1 | 2013-06-29 |  | 2050-12-31 | 1 | CAISO_CCGT2 | 0
| CAISO NQC List | INSKIP_2_UNIT | CAISO System |  | INSKIP HYDRO |  | HYDRO | n/a |  | 8 | 8 | [7 empty] | 0 | 1 | 1979-01-01 |  | 2050-12-31 | 1 | RenExistRes | 1
| CAISO NQC List | INTKEP_2_UNITS | CAISO System |  | CCSF Hetch_Hetchy Hydro Aggregate |  | HYDRO | n/a | CAISO_Hydro | 405 | 307 | [7 empty] | 0 | 1 | 2006-07-01 |  | 2050-12-31 | 1 | CAISO_Hydro | 1
| CAISO NQC List | INTTRB_6_UNIT | Fresno | Wilson | Intl Wind Turb Research (Dinosaur Point) |  | WIND | n/a |  | 21.25 | 2.76 | [7 empty] | 0 | 1 | 1988-06-14 |  | 2050-12-31 | 1 | RenExistRes | 1
| CAISO NQC List | IVANPA_1_UNIT1 | CAISO System |  | Ivanpah 1 |  | SOLAR | n/a |  | 123.2 | 45.59 | [7 empty] | 0 | 1 | 2013-12-30 |  | 2050-12-31 | 1 | RenExistRes | 1
| CAISO NQC List | IVANPA_1_UNIT2 | CAISO System |  | Ivanpah 2 |  | SOLAR | n/a |  | 133 | 49.09 | [7 empty] | 0 | 1 | 2013-12-30 |  | 2050-12-31 | 1 | RenExistRes | 1
| CAISO NQC List | IVANPA_1_UNIT3 | CAISO System |  | Ivanpah 3 |  | SOLAR | n/a |  | 133 | 48.9 | [7 empty] | 0 | 1 | 2013-12-30 |  | 2050-12-31 | 1 | RenExistRes | 1
| CAISO NQC List | IVSLRP_2_SOLAR1 | San Diego-IV | None | Silver Ridge Mount Signal |  | SOLAR | n/a |  | 200 | 171.97 | [7 empty] | 0 | 1 | 2014-03-04 |  | 2050-12-31 | 1 | RenExistRes | 1
| CAISO NQC List | IVWEST_2_SOLAR1 | San Diego-IV |  | Imperial Valley West |  | SOLAR | n/a |  | 150 | 120.52 | [7 empty] | 0 | 1 | 2016-01-21 |  | 2050-12-31 | 1 | RenExistRes | 1
| CAISO NQC List | JAKVAL_6_UNITG1 | CAISO System |  | BUENA VISTA |  | BIOMASS | n/a |  | 17.84 | 13.86 | [7 empty] | 0 | 1 | 2013-01-03 |  | 2050-12-31 | 1 | RenExistRes | 1
| CAISO NQC List | JAWBNE_2_NSRWND | CAISO System |  | North Sky River Wind Project |  | WIND | n/a |  | 160 | 52.42 | [7 empty] | 0 | 1 | 2012-12-07 |  | 2050-12-31 | 1 | RenExistRes | 1
| CAISO NQC List | JAWBNE_2_SRWND | CAISO System |  | Sky River |  | WIND | n/a |  | 77 | 8.62 | [7 empty] | 0 | 1 | 2012-12-11 |  | 2050-12-31 | 1 | RenExistRes | 1
| CAISO NQC List | JAYNE_6_WLSLR | Fresno |  | Westlands Solar Farm PV 1 |  | SOLAR | n/a |  | 18 | 0 | [7 empty] | 0 | 1 | 2014-02-14 |  | 2050-12-31 | 1 | RenExistRes | 1
| CAISO NQC List | KANAKA_1_UNIT | Sierra | Drum-Rio Oso, South of Table Mountain | KANAKA |  | HYDRO | n/a | CAISO_Hydro | 2.5 | 0 | [7 empty] | 0 | 1 | 1989-02-13 |  | 2050-12-31 | 1 | CAISO_Hydro | 1
| CAISO NQC List | KANSAS_6_SOLAR | Fresno | Wilson | RE Kansas South |  | SOLAR | n/a |  | 20 | 0 | [7 empty] | 0 | 1 | 2013-06-06 |  | 2050-12-31 | 1 | RenExistRes | 1
| CAISO NQC List | KEARNY_7_KY3 | San Diego-IV | San Diego | KEARNY GT3 AGGREGATE |  | PEAKER | n/a | CAISO_Peaker2 | 61 | 61 | [7 empty] | 1 | 0 | 1969-01-01 |  | 2050-12-31 | 1 | CAISO_Peaker2 | 0
| CAISO NQC List | KEKAWK_6_UNIT | Humboldt | None | STS HYDROPOWER LTD. (KEKAWAKA) |  | HYDRO | n/a | CAISO_Hydro | 5.5 | 0 | [7 empty] | 0 | 1 | 1989-12-27 |  | 2050-12-31 | 1 | CAISO_Hydro | 1
| CAISO NQC List | PNCHPP_1_PL1X2 | Fresno | Wilson | Midway Peaking Aggregate | Starwood2 | PEAKER | CT-NatGas-Aero | CAISO_Peaker2 | 59.955 | 55.58 | 26.9797 | 2033.8657 | 10219.2208 | 15074.9256 | 205.8541 | 205.8541 |  | 1 | 1 | 2009-05-04 |  | 2050-12-31 | 2 | CAISO_Peaker2 | 0
| CAISO NQC List | RVSIDE_6_RERCU2 | LA Basin | Eastern | Riverside Energy Res. Ctr Unit 2 | RiversideERC2 | COGENERATION | CT-NatGas-Aero | CAISO_Peaker2 | 48.5 | 48.5 | 21.825 | 1645.275 | 10025.5304 | 14972.512 | 320 | 320 |  | 1 | 1 | 2006-06-01 |  | 2050-12-31 | 1 | CAISO_Peaker2 | 0
| CAISO NQC List | MNDALY_6_MCGRTH | Big Creek-Ventura | Ventura, S.Clara, Moorpark | McGrath Beach Peaker | McGrathPeaker | PEAKER | CT-NatGas-Aero | CAISO_Peaker1 | 47.2 | 47.2 | 28.32 | 1601.175 | 9982.18 | 10378.8128 | 196 | 196 |  | 1 | 1 | 2012-11-01 |  | 2050-12-31 | 1 | CAISO_Peaker1 | 0
| CAISO NQC List | BARRE_6_PEAKER | LA Basin | Western | Barre Peaker | BarrePeaker | PEAKER | CT-NatGas-Aero | CAISO_Peaker1 | 47 | 47 | 28.2 | 1594.3906 | 9982.163 | 10378.7844 | 306.9388 | 306.9388 |  | 1 | 1 | 2007-09-20 |  | 2050-12-31 | 1 | CAISO_Peaker1 | 0
| CAISO NQC List | KELYRG_6_UNIT | Sierra | Drum-Rio Oso, South of Table Mountain | KELLY RIDGE HYDRO |  | HYDRO | n/a |  | 11 | 11 | [7 empty] | 0 | 1 | 1963-01-01 |  | 2050-12-31 | 1 | RenExistRes | 1
| CAISO NQC List | KERKH1_7_UNIT 1 | Fresno | Wilson, Herndon | KERKHOFF PH 1 UNIT #1 |  | HYDRO | n/a |  | 13 | 13 | [7 empty] | 0 | 1 | 1920-01-01 |  | 2050-12-31 | 1 | RenExistRes | 1
| CAISO NQC List | KERKH1_7_UNIT 3 | Fresno | Wilson, Herndon | KERKHOFF PH 1 UNIT #3 |  | HYDRO | n/a |  | 12.8 | 12.8 | [7 empty] | 0 | 1 | 1920-01-01 |  | 2050-12-31 | 1 | Unclassified | 0
| CAISO NQC List | KERKH2_7_UNIT 1 | Fresno | Wilson, Herndon | KERKHOFF PH 2 UNIT #1 |  | HYDRO | n/a | CAISO_Hydro | 153.9 | 153.9 | [7 empty] | 0 | 1 | 1983-01-01 |  | 2050-12-31 | 1 | CAISO_Hydro | 0
| CAISO NQC List | KERMAN_6_SOLAR1 | Fresno |  | Fresno Solar South |  | SOLAR | n/a |  | 1.5 | 0 | [7 empty] | 0 | 1 | 2015-10-21 |  | 2050-12-31 | 1 | RenExistRes | 1
| CAISO NQC List | KERMAN_6_SOLAR2 | Fresno |  | Fresno Solar West |  | SOLAR | n/a |  | 1.5 | 0 | [7 empty] | 0 | 1 | 2015-10-20 |  | 2050-12-31 | 1 | RenExistRes | 1
| CAISO NQC List | CENTER_6_PEAKER | LA Basin | Western | Center Peaker | CenterPeaker | PEAKER | CT-NatGas-Aero | CAISO_Peaker1 | 47 | 47 | 28.2 | 1594.3906 | 9982.163 | 10378.7844 | 306.9388 | 306.9388 |  | 1 | 1 | 2007-09-20 |  | 2050-12-31 | 1 | CAISO_Peaker1 | 0
| CAISO NQC List | MIRLOM_6_PEAKER | LA Basin | Eastern | Mira Loma Peaker | MiraLomaPeaker | PEAKER | CT-NatGas-Aero | CAISO_Peaker1 | 46 | 46 | 27.6 | 1560.4674 | 9982.163 | 10378.7844 | 300.4082 | 300.4082 |  | 1 | 1 | 2007-09-20 |  | 2050-12-31 | 1 | CAISO_Peaker1 | 0
| CAISO NQC List | KERNRG_1_UNITS | CAISO System |  | South Belridge Cogen Facility | SouthBelridge1 | COGENERATION | CT-NatGas-Aero | CAISO_CHP | 0.0033333 | 0.0033333 | 0.0033333 |  | 7606.0304 | 7606.0304 |  |  |  | 1 | 1 | 1985-01-01 |  | 2050-12-31 | 3 | CAISO_CHP | 0
| CAISO NQC List | KERNRG_1_UNITS | CAISO System |  | South Belridge Cogen Facility | SouthBelridge2 | COGENERATION | CT-NatGas-Aero | CAISO_CHP | 0.0033333 | 0.0033333 | 0.0033333 |  | 7606.0304 | 7606.0304 |  |  |  | 1 | 1 | 1985-01-01 |  | 2050-12-31 | 3 | CAISO_CHP | 0
| CAISO NQC List | KERNRG_1_UNITS | CAISO System |  | South Belridge Cogen Facility | SouthBelridge3 | COGENERATION | CT-NatGas-Aero | CAISO_CHP | 0.0033333 | 0.0033333 | 0.0033333 |  | 7606.0304 | 7606.0304 |  |  |  | 1 | 1 | 1985-01-01 |  | 2050-12-31 | 3 | CAISO_CHP | 0
| CAISO NQC List | KERRGN_1_UNIT 1 | Big Creek-Ventura |  | KERN RIVER HYDRO UNITS 1-4 AGGREGATE |  | HYDRO | n/a |  | 25.6 | 6.99 | [7 empty] | 0 | 1 | 1907-01-01 |  | 2050-12-31 | 1 | RenExistRes | 1
| CAISO NQC List | KILARC_2_UNIT 1 | CAISO System |  | KILARC HYDRO |  | HYDRO | n/a |  | 3.2 | 3.2 | [7 empty] | 0 | 1 | 1904-01-01 |  | 2050-12-31 | 1 | RenExistRes | 1
| CAISO NQC List | ELSEGN_2_UN2021 | LA Basin | Western | El Segundo Energy Center 7/8 | ElSegndEnrgCC2-Total | THERMAL | CCWhole-NatGas-Industrial | CAISO_CCGT1 | 263.68 | 263.68 | 145.024 | 22082.6449 | 6999.8127 | 7690.0412 | 127.6766 | 127.214 |  | 1 | 1 | 2013-06-29 |  | 2050-12-31 | 1 | CAISO_CCGT1 | 0
| CAISO NQC List | KINGRV_7_UNIT 1 | Fresno | Wilson, Herndon | KINGS RIVER HYDRO UNIT 1 |  | HYDRO | n/a |  | 51.2 | 51.2 | [7 empty] | 0 | 1 | 1962-01-01 |  | 2050-12-31 | 1 | Unclassified | 0
| CAISO NQC List | KIRKER_7_KELCYN | Bay Area | Pittsburg | KELLER CANYON LANDFILL GEN FACILICITY |  | BIOMASS | n/a |  | 3.56 | 3.21 | [7 empty] | 0 | 1 | 2009-08-01 |  | 2050-12-31 | 1 | RenExistRes | 1
| CAISO NQC List | KNGBRD_2_SOLAR1 | CAISO System |  | Kingbird Solar A |  | SOLAR | n/a |  | 20 | 16.07 | [7 empty] | 0 | 1 | 2016-04-30 |  | 2050-12-31 | 1 | RenExistRes | 1
| CAISO NQC List | KNGBRD_2_SOLAR2 | CAISO System |  | Kingbird Solar B |  | SOLAR | n/a |  | 20 | 16.07 | [7 empty] | 0 | 1 | 2016-04-30 |  | 2050-12-31 | 1 | RenExistRes | 1
| CAISO NQC List | KNGBRG_1_KBSLR1 | Fresno | Wilson | Kingsburg1 |  | SOLAR | n/a |  | 1.5 | 0 | [7 empty] | 0 | 1 | 2013-12-06 |  | 2050-12-31 | 1 | RenExistRes | 1
| CAISO NQC List | KNGBRG_1_KBSLR2 | Fresno | Wilson | Kingsburg2 |  | SOLAR | n/a |  | 1.5 | 0 | [7 empty] | 0 | 1 | 2013-12-06 |  | 2050-12-31 | 1 | RenExistRes | 1
| CAISO NQC List | ETIWND_6_GRPLND | LA Basin | Eastern | Grapeland Peaker | GrapelandPeaker | PEAKER | CT-NatGas-Aero | CAISO_Peaker1 | 46 | 46 | 20.7 | 1560.4674 | 9977.982 | 10400.0159 | 300.4082 | 300.4082 |  | 1 | 1 | 2007-09-20 |  | 2050-12-31 | 1 | CAISO_Peaker1 | 0
| CAISO NQC List | KNTSTH_6_SOLAR | Fresno | Wilson | Kent South |  | SOLAR | n/a |  | 20 | 0 | [7 empty] | 0 | 1 | 2014-12-24 |  | 2050-12-31 | 1 | RenExistRes | 1
| CAISO NQC List | KRAMER_1_SEGS37 | CAISO System |  | LUZ SOLAR PARTNERS 3-7 AGGREGATE |  | SOLAR | n/a |  | 175 | 160.69 | [7 empty] | 0 | 1 | 1986-01-01 |  | 2050-12-31 | 1 | RenExistRes | 1
| CAISO NQC List | KRAMER_2_SEGS89 | CAISO System |  | LUZ SOLAR PARTNERS 8-9 AGGREGATE |  | SOLAR | n/a |  | 184 | 168.17 | [7 empty] | 0 | 1 | 1986-01-01 |  | 2050-12-31 | 1 | RenExistRes | 1
| CAISO NQC List | KRNCNY_6_UNIT | CAISO System |  | KERN CANYON |  | HYDRO | n/a |  | 11.5 | 11.5 | [7 empty] | 0 | 1 | 1921-01-01 |  | 2050-12-31 | 1 | RenExistRes | 1
| CAISO NQC List | LACIEN_2_VENICE | LA Basin | Western | MWD Venice Hydroelectric Recovery Plant |  | HYDRO | n/a | CAISO_Hydro | 9.95 | 0 | [7 empty] | 0 | 1 | 1982-01-01 |  | 2050-12-31 | 1 | CAISO_Hydro | 0
| CAISO NQC List | LAGBEL_6_QF | LA Basin | Western | LAGUNA BELL QFS |  | VARIOUS | n/a |  | 17.5 | 9.77 | [7 empty] | 1 | 1 | 1993-01-01 |  | 2050-12-31 | 1 | Unclassified | 0
| CAISO NQC List | LAKHDG_6_UNIT 1 | San Diego-IV | San Diego | Lake Hodges Pumped Storage-Unit1 |  | HYDRO | n/a | CAISO_PS | 20 | 20 | [7 empty] | 0 | 1 | 2011-09-08 |  | 2050-12-31 | 1 | CAISO_PS | 0
| CAISO NQC List | LAKHDG_6_UNIT 2 | San Diego-IV | San Diego | Lake Hodges Pumped Storage-Unit2 |  | HYDRO | n/a | CAISO_PS | 20.15 | 20 | [7 empty] | 0 | 1 | 2012-08-27 |  | 2050-12-31 | 1 | CAISO_PS | 0
| CAISO NQC List | LAMONT_1_SOLAR1 | Kern | South Kern PP | Regulus Solar |  | SOLAR | n/a |  | 60 | 52.75 | [7 empty] | 0 | 1 | 2014-11-11 |  | 2050-12-31 | 1 | RenExistRes | 1
| CAISO NQC List | LAMONT_1_SOLAR3 | Kern | South Kern PP | Woodmere Solar Farm |  | SOLAR | n/a |  | 14.99 | 12.04 | [7 empty] | 0 | 1 | 2015-12-23 |  | 2050-12-31 | 1 | RenExistRes | 1
| CAISO NQC List | LAMONT_1_SOLAR4 | Kern | South Kern PP | Hayworth Solar Farm |  | SOLAR | n/a |  | 26.66 | 21.42 | [7 empty] | 0 | 1 | 2015-12-23 |  | 2050-12-31 | 1 | RenExistRes | 1
| CAISO NQC List | LAMONT_1_SOLAR5 | Kern | South Kern PP | Redcrest Solar Farm |  | SOLAR | n/a |  | 16.66 | 13.39 | [7 empty] | 0 | 1 | 2015-10-30 |  | 2050-12-31 | 1 | RenExistRes | 1
| CAISO NQC List | LAPAC_6_UNIT | Humboldt | None | LOUISIANA PACIFIC SAMOA |  | THERMAL | n/a |  | 20 | 20 | [7 empty] | 1 | 1 | 1992-01-01 |  | 2050-12-31 | 1 | Unclassified | 0
| CAISO NQC List | OTMESA_2_PL1X3 | San Diego-IV | San Diego | OTAY MESA ENERGY CENTER | OtayMesaCC-Total | THERMAL | CCWhole-NatGas-Industrial | CAISO_CCGT1 | 603.68 | 603.6 | 334.5741 | 57046.4537 | 6973.7032 | 7207.6362 | 333.5085 | 333.1126 |  | 1 | 1 | 2009-10-03 |  | 2050-12-31 | 1 | CAISO_CCGT1 | 0
| CAISO NQC List | MOSSLD_2_PSP1 | Bay Area | South Bay-Moss Landing | MOSS LANDING POWER BLOCK 1 | MossLandingCC1-Total | THERMAL | CCWhole-NatGas-Industrial | CAISO_CCGT1 | 510 | 510 | 383.1655 | 55700.1638 | 6963.537 | 7207.933 | 308.2836 | 308.2836 |  | 1 | 1 | 2002-07-01 | 2017-12-31 | 2017-12-31 | 1 | CAISO_CCGT1 | 0
| CAISO NQC List | MOSSLD_2_PSP2 | Bay Area | South Bay-Moss Landing | MOSS LANDING POWER BLOCK 2 | MossLandingCC2-Total | THERMAL | CCWhole-NatGas-Industrial | CAISO_CCGT1 | 510 | 510 | 383.1655 | 55700.1638 | 6960.8299 | 7209.3943 | 308.2836 | 308.2836 |  | 1 | 1 | 2002-07-11 | 2017-12-31 | 2017-12-31 | 1 | CAISO_CCGT1 | 0
| CAISO NQC List | COLUSA_2_PL1X3 | CAISO System |  | Colusa Generating Station | ColusaCC-Total | THERMAL | CCWhole-NatGas-Industrial | CAISO_CCGT1 | 641 | 603.8 | 367.7012 | 57425.0744 | 6928.0365 | 7268.4344 | 316.4722 | 316.4722 |  | 1 | 1 | 2010-12-22 |  | 2050-12-31 | 1 | CAISO_CCGT1 | 0
| CAISO NQC List | RVSIDE_6_RERCU1 | LA Basin | Eastern | Riverside Energy Res. Ctr Unit 1 | RiversideERC1 | COGENERATION | CT-NatGas-Aero | CAISO_Peaker1 | 48.35 | 48.35 | 21.7575 | 1640.1865 | 9755.9703 | 14570.2673 | 319.0103 | 319.0103 |  | 1 | 1 | 2006-06-01 |  | 2050-12-31 | 1 | CAISO_Peaker1 | 0
| CAISO NQC List | LARKSP_6_UNIT 2 | San Diego-IV | San Diego | LARKSPUR PEAKER UNIT 2 | Larkspur2 | PEAKER | CT-NatGas-Industrial | CAISO_Peaker1 | 47.98 | 46 | 21.591 | 5238.9501 | 9736.2924 | 10868.2808 | 170.5956 | 170.5956 |  | 1 | 1 | 2001-09-13 |  | 2050-12-31 | 1 | CAISO_Peaker1 | 0
| CAISO NQC List | LMEC_1_PL1X3 | Bay Area | Pittsburg | Los Medanos Energy Center AGGREGATE | LosMedanosCC-Total | THERMAL | CCWhole-NatGas-Industrial | CAISO_CCGT1 | 561.29 | 556 | 367.7646 | 54139.7634 | 6919.0185 | 7175.8643 | 455.8991 | 456.0899 |  | 1 | 1 | 2001-06-09 |  | 2050-12-31 | 1 | CAISO_CCGT1 | 0
| CAISO NQC List | MRCHNT_2_PL1X3 | CAISO System |  | Desert Star Energy Center | DesertStarCC-Total | THERMAL | CCWhole-NatGas-Industrial | CAISO_CCGT1 | 494.58 | 419.25 | 300.9321 | 45822.601 | 6907.0635 | 7253.415 | 333.6538 | 334.0829 |  | 1 | 1 | 2012-06-18 |  | 2050-12-31 | 1 | CAISO_CCGT1 | 0
| CAISO NQC List | LASSEN_6_UNITS | CAISO System |  | LASSEN AREA QF AGGREGATION |  | THERMAL | n/a |  | 32 | 27.51 | [7 empty] | 1 | 1 | 2005-12-01 |  | 2050-12-31 | 1 | Unclassified | 0
| CAISO NQC List | LAWRNC_7_SUNYVL | Bay Area | None | City of Sunnyvale Unit 1 and 2 |  | BIOMASS | n/a |  | 0.3 | 0.16 | [7 empty] | 0 | 1 | 1999-01-01 |  | 2050-12-31 | 1 | Unclassified | 0
| CAISO NQC List | TERMEX_2_PL1X3 | San Diego-IV | None | TDM | TermoMexiCC-Total | THERMAL | CCWhole-NatGas-Industrial | CAISO_CCGT1 | 625 | 593 | 343.75 | 52342.4401 | 6900.5202 | 7580.9368 | 140.3443 | 140.3443 |  | 1 | 1 | 2003-07-30 |  | 2050-12-31 | 1 | CAISO_CCGT1 | 0
| CAISO NQC List | HIDSRT_2_UNITS | CAISO System |  | HIGH DESERT POWER PROJECT AGGREGATE | HighDesertCC-Total | THERMAL | CCWhole-NatGas-Industrial | CAISO_CCGT1 | 830 | 746 | 460.4321 | 76019.8879 | 6892.8644 | 7373.2325 | 278.1886 | 277.7638 |  | 1 | 1 | 2003-04-21 |  | 2050-12-31 | 1 | CAISO_CCGT1 | 0
| CAISO NQC List | LAPLMA_2_UNIT 1 | CAISO System |  | La Paloma Generating Plant Unit #1 | LaPaloma1 | THERMAL | CCWhole-NatGas-SingleShaft | CAISO_CCGT1 | 259.8 | 259.8 | 163.4917 | 22820.1412 | 6871.5394 | 7263.5889 | 415.7653 | 415.7653 |  | 1 | 1 | 2003-01-10 |  | 2050-12-31 | 1 | CAISO_CCGT1 | 0
| CAISO NQC List | LEPRFD_1_KANSAS | Fresno | Wilson, Hanford | Kansas |  | SOLAR | n/a |  | 20 | 4.5006 | [7 empty] | 0 | 1 | 2014-12-18 |  | 2050-12-31 | 1 | RenExistRes | 1
| CAISO NQC List | LAPLMA_2_UNIT 2 | CAISO System |  | La Paloma Generating Plant Unit #2 | LaPaloma2 | THERMAL | CCWhole-NatGas-SingleShaft | CAISO_CCGT1 | 260.2 | 260.2 | 165.1667 | 23053.9354 | 6871.5386 | 7254.4743 | 323.096 | 323.096 |  | 1 | 1 | 2003-03-05 |  | 2050-12-31 | 1 | CAISO_CCGT1 | 0
| CAISO NQC List | LHILLS_6_SOLAR1 | CAISO System |  | Lost Hills Solar |  | SOLAR | n/a |  | 20 | 18.06 | [7 empty] | 0 | 1 | 2015-04-02 |  | 2050-12-31 | 1 | RenExistRes | 1
| CAISO NQC List | LITLRK_6_SEPV01 | Big Creek-Ventura | Big Creek | Gestamp Solar 1 |  | SOLAR | n/a |  | 2 | 0 | [7 empty] | 0 | 1 | 2012-05-08 |  | 2050-12-31 | 1 | RenExistRes | 1
| CAISO NQC List | LITLRK_6_SOLAR1 | Big Creek-Ventura | Big Creek | Lancaster Little Rock C |  | SOLAR | n/a |  | 5 | 4.12 | [7 empty] | 0 | 1 | 2015-01-17 |  | 2050-12-31 | 1 | RenExistRes | 1
| CAISO NQC List | LITLRK_6_SOLAR2 | Big Creek-Ventura |  | Palmdale 18 |  | SOLAR | n/a |  | 2 | 1.61 | [7 empty] | 0 | 1 | 2016-01-13 |  | 2050-12-31 | 1 | RenExistRes | 1
| CAISO NQC List | LITLRK_6_SOLAR4 | Big Creek-Ventura | Big Creek | Little Rock Pham Solar |  | SOLAR | n/a |  | 3 | 2.41 | [7 empty] | 0 | 1 | 2016-03-22 |  | 2050-12-31 | 1 | RenExistRes | 1
| CAISO NQC List | LIVEOK_6_SOLAR | Sierra | Pease, South of Table Mountain | Harris |  | SOLAR | n/a |  | 1.25 | 0.87 | [7 empty] | 0 | 1 | 2014-11-27 |  | 2050-12-31 | 1 | RenExistRes | 1
| CAISO NQC List | RVSIDE_2_RERCU3 | LA Basin | Eastern | Riverside Energy Res. Ctr Unit 3 | RiversideERC3 | PEAKER | CT-NatGas-Aero | CAISO_Peaker1 | 49 | 48.5 | 22.05 | 1662.2364 | 9726.2924 | 14525.5481 | 316.7677 | 316.7677 |  | 1 | 1 | 2011-04-01 |  | 2050-12-31 | 1 | CAISO_Peaker1 | 0
| CAISO NQC List | MALAGA_1_PL1X2 | Fresno | Wilson, Herndon | Malaga Power Aggregate | KingsRiverGT2 | THERMAL | CT-NatGas-Aero | CAISO_Peaker1 | 48 | 48 | 21.6 | 1628.314 | 9722.9962 | 10823.8469 | 160 | 160 |  | 1 | 1 | 2005-09-19 |  | 2050-12-31 | 2 | CAISO_Peaker1 | 0
| CAISO NQC List | RVSIDE_2_RERCU4 | LA Basin | Eastern | Riverside Energy Res. Ctr Unit 4 | RiversideERC4 | PEAKER | CT-NatGas-Aero | CAISO_Peaker1 | 49 | 48.5 | 22.05 | 1662.2364 | 9626.4499 | 14376.5553 | 316.7677 | 316.7677 |  | 1 | 1 | 2011-04-01 |  | 2050-12-31 | 1 | CAISO_Peaker1 | 0
| CAISO NQC List | GLNARM_7_UNIT 3 | LA Basin | Western | GLEN ARM UNIT 3 | Glenarm_GT3 | PEAKER | CT-NatGas-Aero | CAISO_Peaker1 | 44.83 | 44.83 | 13.449 | 1520.7767 | 9602.9508 | 11736.9511 | 75.8224 | 75.8224 |  | 1 | 1 | 2004-01-08 |  | 2050-12-31 | 1 | CAISO_Peaker1 | 1
| CAISO NQC List | LAPLMA_2_UNIT 3 | CAISO System |  | La Paloma Generating Plant Unit #3 | LaPaloma3 | THERMAL | CCWhole-NatGas-SingleShaft | CAISO_CCGT1 | 256.15 | 256.15 | 165.4725 | 23096.6161 | 6871.537 | 7236.2451 | 427.2763 | 427.2763 |  | 1 | 1 | 2003-01-13 |  | 2050-12-31 | 1 | CAISO_CCGT1 | 0
| CAISO NQC List | LNCSTR_6_CREST | Big Creek-Ventura |  |  |  | SOLAR | n/a |  | 5.5 | 0 | [7 empty] | 0 | 1 | 2015-09-09 |  | 2050-12-31 | 1 | Unclassified | 0
| CAISO NQC List | LOCKFD_1_BEARCK | Stockton | Tesla-Bellota | Bear Creek Solar |  | SOLAR | n/a |  | 1.5 | 0 | [7 empty] | 0 | 1 | 2014-02-05 |  | 2050-12-31 | 1 | RenExistRes | 1
| CAISO NQC List | LOCKFD_1_KSOLAR | Stockton | Tesla-Bellota | Kettleman Solar |  | SOLAR | n/a |  | 1 | 0 | [7 empty] | 0 | 1 | 2014-03-14 |  | 2050-12-31 | 1 | RenExistRes | 1
| CAISO NQC List | MRGT_6_MMAREF | San Diego-IV | San Diego | Miramar Energy Facility | MiramarEnergy1 | PEAKER | CT-NatGas-Industrial | CAISO_Peaker1 | 48 | 48 | 21.6 | 5241.1344 | 9555.2901 | 10648.2398 | 94.561 | 94.561 |  | 1 | 1 | 2005-07-27 |  | 2050-12-31 | 1 | CAISO_Peaker1 | 0
| CAISO NQC List | METEC_2_PL1X3 | Bay Area | South Bay-Moss Landing | Metcalf Energy Center | MetcalfEnrgyCC-Total | THERMAL | CCWhole-NatGas-Industrial | CAISO_CCGT1 | 593.16 | 570 | 354.1957 | 57853.6396 | 6871.5357 | 7320.5505 | 370.3856 | 370.82 |  | 1 | 1 | 2005-05-27 |  | 2050-12-31 | 1 | CAISO_CCGT1 | 0
| CAISO NQC List | LOWGAP_1_SUPHR | Humboldt | None | Mill & Sulphur Creek Hydro |  | HYDRO | n/a | CAISO_Hydro | 0.99 | 0 | [7 empty] | 0 | 1 | 1988-02-23 |  | 2050-12-31 | 1 | CAISO_Hydro | 1
| CAISO NQC List | LOWGAP_7_QFUNTS | CAISO System |  | LOWGAP_7_QFUNTS |  | HYDRO | n/a | CAISO_Hydro | 2 | 0.21 | [7 empty] | 0 | 1 | 2007-03-01 |  | 2050-12-31 | 1 | CAISO_Hydro | 0
| CAISO NQC List | LARKSP_6_UNIT 1 | San Diego-IV | San Diego | LARKSPUR PEAKER UNIT 1 | Larkspur1 | PEAKER | CT-NatGas-Industrial | CAISO_Peaker1 | 46.1 | 46 | 20.745 | 5033.6723 | 9547.2985 | 10657.3417 | 163.9111 | 163.9111 |  | 1 | 1 | 2001-09-13 |  | 2050-12-31 | 1 | CAISO_Peaker1 | 0
| CAISO NQC List | MRGT_6_MEF2 | San Diego-IV | San Diego | Miramar Energy Facility II | MiramarEnergy2 | PEAKER | CT-NatGas-Industrial | CAISO_Peaker1 | 47.9 | 47.9 | 21.555 | 5230.2155 | 9421.6682 | 15369.8182 | 154.8283 | 154.8283 |  | 1 | 1 | 2009-08-07 |  | 2050-12-31 | 1 | CAISO_Peaker1 | 0
| CAISO NQC List | MALCHQ_7_UNIT 1 | CAISO System |  | MALACHA HYDRO L.P. |  | HYDRO | n/a | CAISO_Hydro | 32.5 | 0 | [7 empty] | 0 | 1 | 1988-12-07 |  | 2050-12-31 | 1 | CAISO_Hydro | 1
| CAISO NQC List | MANZNA_2_WIND | CAISO System |  | Manzana Wind |  | WIND | n/a |  | 189 | 33.55 | [7 empty] | 0 | 1 | 2012-12-20 |  | 2050-12-31 | 1 | RenExistRes | 1
| CAISO NQC List | MARCPW_6_SOLAR1 | CAISO System |  | Maricopa West Solar PV |  | SOLAR | n/a |  | 20 | 16.07 | [7 empty] | 0 | 1 | 2015-12-12 |  | 2050-12-31 | 1 | RenExistRes | 1
| CAISO NQC List | MARTIN_1_SUNSET | Bay Area | None | Sunset Reservoir - North Basin |  | SOLAR | n/a |  | 4.5 | 1.94 | [7 empty] | 0 | 1 | 2010-10-29 |  | 2050-12-31 | 1 | RenExistRes | 1
| CAISO NQC List | MCARTH_6_FRIVRB | CAISO System |  | Fall River Mills Project B |  | SOLAR | n/a |  | 1.5 | 0 | [7 empty] | 0 | 1 | 2014-03-05 |  | 2050-12-31 | 1 | Unclassified | 0
| CAISO NQC List | MCCALL_1_QF | Fresno | Wilson, Herndon | SMALL QF AGGREGATION - FRESNO |  | HYDRO | n/a | CAISO_Hydro | 2.5 | 0.44 | [7 empty] | 0 | 1 | 1990-01-01 |  | 2050-12-31 | 1 | CAISO_Hydro | 1
| CAISO NQC List | MCSWAN_6_UNITS | Fresno | Wilson | MC SWAIN HYDRO |  | HYDRO | n/a |  | 10 | 10 | [7 empty] | 0 | 1 | 1967-01-01 |  | 2050-12-31 | 1 | Unclassified | 0
| CAISO NQC List | MDFKRL_2_PROJCT | Sierra | South of Rio Oso, South of Palermo, South of Table Mountain | MIDDLE FORK AND RALSTON PSP |  | HYDRO | n/a |  | 218.39 | 218.39 | [7 empty] | 0 | 1 | 1966-01-01 |  | 2050-12-31 | 1 | Unclassified | 0
| CAISO NQC List | MENBIO_6_RENEW1 | Fresno | Wilson, Herndon | CalRENEW - 1(A) |  | SOLAR | n/a |  | 5 | 4.02 | [7 empty] | 0 | 1 | 2010-04-30 |  | 2050-12-31 | 1 | RenExistRes | 1
| CAISO NQC List | MENBIO_6_UNIT | Fresno | Wilson | MENDOTA BIOMASS POWER |  | BIOMASS | n/a |  | 25 | 19.24 | [7 empty] | 0 | 1 | 1989-06-29 |  | 2050-12-31 | 1 | RenExistRes | 1
| CAISO NQC List | MERCED_1_SOLAR1 | Fresno | Wilson | Mission Solar |  | SOLAR | n/a |  | 1.5 | 0 | [7 empty] | 0 | 1 | 2015-05-23 |  | 2050-12-31 | 1 | RenExistRes | 1
| CAISO NQC List | MERCED_1_SOLAR2 | Fresno | Wilson | Merced Solar |  | SOLAR | n/a |  | 1.5 | 0 | [7 empty] | 0 | 1 | 2015-05-12 |  | 2050-12-31 | 1 | RenExistRes | 1
| CAISO NQC List | MERCFL_6_UNIT | Fresno | Wilson | MERCED FALLS |  | HYDRO | n/a |  | 3.5 | 3.5 | [7 empty] | 0 | 1 | 1930-01-01 |  | 2050-12-31 | 1 | RenExistRes | 1
| CAISO NQC List | MESAP_1_QF | CAISO System |  | SMALL QF AGGREGATION - SAN LUIS OBISPO |  | HYDRO | n/a | CAISO_Hydro | 1 | 0 | [7 empty] | 0 | 1 | 1899-12-31 |  | 2050-12-31 | 1 | CAISO_Hydro | 0
| CAISO NQC List | MESAS_2_QF | LA Basin | Western | MESA QFS |  | VARIOUS | n/a |  | 2.9 | 0 | [7 empty] | 1 | 1 | 1983-01-01 |  | 2050-12-31 | 1 | RenExistRes | 1
| CAISO NQC List | METCLF_1_QF | Bay Area | None | SMALL QF AGGREGATION - SANTA CLARA WD |  | HYDRO | n/a | CAISO_Hydro | 1.25 | 0 | [7 empty] | 0 | 1 | 1899-12-31 |  | 2050-12-31 | 1 | CAISO_Hydro | 1
| CAISO NQC List | LEBECS_2_UNITS | Big Creek-Ventura | Big Creek | Pastoria Energy Facility | PastoriaCC1-Total | THERMAL | CCWhole-NatGas-Industrial | CAISO_CCGT1 | 399.735 | 375 | 252.3383 | 36260.9176 | 6871.5356 | 7260.29 | 340.7305 | 340.5642 |  | 1 | 1 | 2005-05-04 |  | 2050-12-31 | 2 | CAISO_CCGT1 | 0
| CAISO NQC List | MIDSET_1_UNIT 1 | CAISO System |  | MIDSET COGEN. CO. | Mid_Set_Cogen | COGENERATION | CT-NatGas-Industrial | CAISO_CHP | 32.6 | 32.6 | 32.6 |  | 7606.0304 | 7606.0304 |  |  |  | 1 | 1 | 1989-03-16 |  | 2050-12-31 | 1 | CAISO_CHP | 0
| CAISO NQC List | MIDWD_2_WIND1 | CAISO System |  | Windland Refresh 2 |  | WIND | n/a |  | 7.81 | 1.38 | [7 empty] | 0 | 1 | 1985-12-27 |  | 2050-12-31 | 1 | RenExistRes | 1
| CAISO NQC List | MIDWD_2_WIND2 | CAISO System |  | Coram Energy |  | WIND | n/a |  | 3 | 0.53 | [7 empty] | 0 | 1 | 1985-12-06 |  | 2050-12-31 | 1 | RenExistRes | 1
| CAISO NQC List | MIDWD_6_WNDLND | CAISO System |  | Windland Refresh 1 |  | WIND | n/a |  | 7.45 | 1.24 | [7 empty] | 0 | 1 | 2014-06-03 |  | 2050-12-31 | 1 | RenExistRes | 1
| CAISO NQC List | MIDWD_7_CORAMB | CAISO System |  | CELLC 7.5 MW Tehachapi Project |  | WIND | n/a |  | 7.5 | 1.28 | [7 empty] | 0 | 1 | 1983-12-01 |  | 2050-12-31 | 1 | RenExistRes | 1
| CAISO NQC List | MIRLOM_2_CORONA | LA Basin | Eastern | MWD Corona Hydroelectric Recovery Plant |  | HYDRO | n/a | CAISO_Hydro | 2.85 | 2.3 | [7 empty] | 0 | 1 | 1987-01-01 |  | 2050-12-31 | 1 | CAISO_Hydro | 0
| CAISO NQC List | MIRLOM_2_ONTARO | LA Basin | Eastern | Ontario RT Solar |  | SOLAR | n/a |  | 5.5 | 2.25 | [7 empty] | 0 | 1 | 2011-08-25 |  | 2050-12-31 | 1 | RenExistRes | 1
| CAISO NQC List | MIRLOM_2_RTS032 | LA Basin | Eastern | SPVP032 |  | SOLAR | n/a |  | 1.5 | 0.3 | [7 empty] | 0 | 1 | 2013-06-17 |  | 2050-12-31 | 1 | RenExistRes | 1
| CAISO NQC List | MIRLOM_2_RTS033 | LA Basin | Eastern | SPVP033 |  | SOLAR | n/a |  | 1 | 0.46 | [7 empty] | 0 | 1 | 2013-08-05 |  | 2050-12-31 | 1 | RenExistRes | 1
| CAISO NQC List | MIRLOM_2_TEMESC | LA Basin | Eastern | MWD Temescal Hydroelectric Recovery Plan |  | HYDRO | n/a | CAISO_Hydro | 2.85 | 2.6 | [7 empty] | 0 | 1 | 1987-01-01 |  | 2050-12-31 | 1 | CAISO_Hydro | 0
| CAISO NQC List | MIRLOM_6_DELGEN | LA Basin | Eastern | CORONA ENERGY PARTNERS LTD. | Corona_Cogen | COGENERATION | CT-NatGas-Aero | CAISO_CHP | 25.93 | 25.93 | 25.93 |  | 7606.0304 | 7606.0304 |  |  |  | 1 | 1 | 1988-05-21 |  | 2050-12-31 | 1 | CAISO_CHP | 0
| CAISO NQC List | SENTNL_2_CTG1 | LA Basin | Eastern | Sentinel Unit 1 | SentinelEnergyCTG1 | THERMAL | CT-NatGas-Industrial | CAISO_Peaker1 | 92.09 | 91 | 41.4405 | 10055.3357 | 9371.5836 | 13280.9636 | 277.223 | 277.223 |  | 1 | 1 | 2013-05-06 |  | 2050-12-31 | 1 | CAISO_Peaker1 | 0
| CAISO NQC List | MIRLOM_7_MWDLKM | LA Basin | Eastern | Lake Mathews Hydroelectric Recovery Plan |  | HYDRO | n/a | CAISO_Hydro | 5 | 4.8 | [7 empty] | 0 | 1 | 1980-01-01 |  | 2050-12-31 | 1 | CAISO_Hydro | 0
| CAISO NQC List | MISSIX_1_QF | Bay Area | None | SMALL QF AGGREGATION - SAB FRABCUSCI |  | COGENERATION | n/a | CAISO_CHP | 0.01 | 0.01 | 0.01 |  | 7606.0304 | 7606.0304 |  |  |  | 1 | 1 | 1987-01-01 |  | 2050-12-31 | 1 | CAISO_CHP | 0
| CAISO NQC List | SENTNL_2_CTG2 | LA Basin | Eastern | Sentinel Unit 2 | SentinelEnergyCTG2 | THERMAL | CT-NatGas-Industrial | CAISO_Peaker1 | 92.4 | 91 | 41.58 | 10089.1847 | 9371.5836 | 13280.9636 | 278.1562 | 278.1562 |  | 1 | 1 | 2013-05-06 |  | 2050-12-31 | 1 | CAISO_Peaker1 | 0
| CAISO NQC List | MLPTAS_7_QFUNTS | Bay Area | San Jose, South Bay-Moss Landing | MLPTAS_7_QFUNTS |  | BIOMASS | n/a |  | 2.3 | 0.01 | [7 empty] | 0 | 1 | 1899-12-31 |  | 2050-12-31 | 1 | Unclassified | 0
| CAISO NQC List | SENTNL_2_CTG3 | LA Basin | Eastern | Sentinel Unit 3 | SentinelEnergyCTG3 | THERMAL | CT-NatGas-Industrial | CAISO_Peaker1 | 92.36 | 91 | 41.562 | 10084.8171 | 9371.5836 | 13280.9636 | 278.0357 | 278.0357 |  | 1 | 1 | 2013-05-06 |  | 2050-12-31 | 1 | CAISO_Peaker1 | 0
| CAISO NQC List | MNDALY_7_UNIT 1 | Big Creek-Ventura | Ventura, S.Clara, Moorpark | MANDALAY GEN STA. UNIT 1 | Mandalay_1 | THERMAL | ST-NatGas | CAISO_ST | 215 | 215 | 17.2 | 17094.11 | 9453.6767 | 15294.2593 | 215 | 215 |  | 1 | 1 | 1959-01-01 | 2020-12-31 | 2020-12-31 | 1 | CAISO_ST | 0
| CAISO NQC List | MNDALY_7_UNIT 2 | Big Creek-Ventura | Ventura, S.Clara, Moorpark | MANDALAY GEN STA. UNIT 2 | Mandalay_2 | THERMAL | ST-NatGas | CAISO_ST | 215.29 | 215.29 | 17.2232 | 17117.1672 | 9408.9372 | 14348.6151 | 215.29 | 215.29 |  | 1 | 1 | 1959-01-01 | 2020-12-31 | 2020-12-31 | 1 | CAISO_ST | 0
| CAISO NQC List | SENTNL_2_CTG4 | LA Basin | Eastern | Sentinel Unit 4 | SentinelEnergyCTG4 | THERMAL | CT-NatGas-Industrial | CAISO_Peaker1 | 91.98 | 91 | 41.391 | 10043.3248 | 9371.5836 | 13280.9636 | 276.8918 | 276.8918 |  | 1 | 1 | 2013-05-06 |  | 2050-12-31 | 1 | CAISO_Peaker1 | 0
| CAISO NQC List | MNDOTA_1_SOLAR1 | Fresno | Wilson | North Star Solar 1 |  | SOLAR | n/a |  | 60 | 50.9 | [7 empty] | 0 | 1 | 2015-06-20 |  | 2050-12-31 | 1 | RenExistRes | 1
| CAISO NQC List | MNDOTA_1_SOLAR2 | Fresno |  | Citizen Solar B |  | SOLAR | n/a |  | 5 | 0 | [7 empty] | 0 | 1 | 2015-12-11 |  | 2050-12-31 | 1 | RenExistRes | 1
| CAISO NQC List | MOJAVE_1_SIPHON | LA Basin | Eastern | MOJAVE SIPHON POWER PLANT |  | HYDRO | n/a | CAISO_Hydro | 12.58 | 12.58 | [7 empty] | 0 | 1 | 1996-01-01 |  | 2050-12-31 | 1 | CAISO_Hydro | 0
| CAISO NQC List | MOJAVW_2_SOLAR | CAISO System |  | Mojave West |  | SOLAR | n/a |  | 20 | 16.07 | [7 empty] | 0 | 1 | 2016-06-15 |  | 2050-12-31 | 1 | RenExistRes | 1
| CAISO NQC List | MONLTH_6_BOREL | CAISO System |  | BOREL HYDRO UNITS 1-3 AGGREGATE |  | HYDRO | n/a |  | 11 | 0 | [7 empty] | 0 | 1 | 1904-01-01 |  | 2050-12-31 | 1 | RenExistRes | 1
| CAISO NQC List | MONTPH_7_UNITS | NCNB | Fulton, Lakeville | MONTICELLO HYDRO AGGREGATE |  | HYDRO | n/a |  | 12.5 | 12.5 | [7 empty] | 0 | 1 | 1974-01-01 |  | 2050-12-31 | 1 | RenExistRes | 1
| CAISO NQC List | MOORPK_2_CALABS | Big Creek-Ventura | Ventura, Moorpark | Calabasas Gas-to-Energy Facility |  | BIOGAS | n/a |  | 6.96 | 4.9 | [7 empty] | 0 | 1 | 2010-09-20 |  | 2050-12-31 | 1 | RenExistRes | 1
| CAISO NQC List | MOORPK_6_QF | Big Creek-Ventura | Ventura, Moorpark | MOORPARK QFS |  | VARIOUS | n/a |  | 34.8 | 26.07 | [7 empty] | 1 | 1 | 1976-01-01 |  | 2050-12-31 | 1 | RenExistRes | 1
| CAISO NQC List | MOORPK_7_UNITA1 | Big Creek-Ventura | Ventura, Moorpark | WEME- Simi Valley Landfill |  | BIOMASS | n/a |  | 2.49 | 2.12 | [7 empty] | 0 | 1 | 2004-05-02 |  | 2050-12-31 | 1 | RenExistRes | 1
| CAISO NQC List | MOSSLD_1_QF | Bay Area |  | SMALL QF AGGREGATION - SANTA CRUZ |  | BIOMASS | n/a |  | 1 | 0 | [7 empty] | 0 | 1 | 1985-01-01 |  | 2050-12-31 | 1 | Unclassified | 0
| CAISO NQC List | LAPLMA_2_UNIT 4 | CAISO System |  | LA PALOMA GENERATING PLANT, UNIT #4 | LaPaloma4 | THERMAL | CCWhole-NatGas-SingleShaft | CAISO_CCGT1 | 259.54 | 259.54 | 164.001 | 22891.2355 | 6871.535 | 7259.243 | 397.8116 | 397.8116 |  | 1 | 1 | 2003-03-05 |  | 2050-12-31 | 1 | CAISO_CCGT1 | 0
| CAISO NQC List | ELKHIL_2_PL1X3 | CAISO System |  | ELK HILLS COMBINED CYCLE (AGGREGATE) | ElkHillsCC-Total | THERMAL | CCWhole-NatGas-Industrial | CAISO_CCGT1 | 551.7 | 425 | 324.242 | 49371.9693 | 6871.5333 | 7338.4097 | 161.832 | 161.4117 |  | 1 | 1 | 2003-07-24 |  | 2050-12-31 | 1 | CAISO_CCGT1 | 0
| CAISO NQC List | MOSSLD_7_UNIT 6 | Bay Area | South Bay-Moss Landing | MOSS LANDING UNIT 6 | MossLanding6 | THERMAL | ST-NatGas | CAISO_ST | 754 | 754 | 54.93 | 55814.27 | 8629.5006 | 14747.0219 | 740 | 740.1 |  | 1 | 1 | 1967-01-01 | 2017-12-31 | 2017-12-31 | 1 | CAISO_ST | 0
| CAISO NQC List | MOSSLD_7_UNIT 7 | Bay Area | South Bay-Moss Landing | MOSS LANDING UNIT 7 | MossLanding7 | THERMAL | ST-NatGas | CAISO_ST | 755 | 755 | 54.93 | 55814.27 | 8642.0907 | 16107.4014 | 750 | 750 |  | 1 | 1 | 1968-01-01 | 2017-12-31 | 2017-12-31 | 1 | CAISO_ST | 0
| CAISO NQC List | LEBECS_2_UNITS | Big Creek-Ventura | Big Creek | Pastoria Energy Facility | PastoriaCC2-Total | THERMAL | CCWhole-NatGas-Industrial | CAISO_CCGT1 | 399.735 | 375 | 247.3455 | 35543.4492 | 6871.5333 | 7281.5683 | 674.45 | 674.121 |  | 1 | 1 | 2005-05-04 |  | 2050-12-31 | 2 | CAISO_CCGT1 | 0
| CAISO NQC List | SENTNL_2_CTG5 | LA Basin | Eastern | Sentinel Unit 5 | SentinelEnergyCTG5 | THERMAL | CT-NatGas-Industrial | CAISO_Peaker1 | 91.83 | 91 | 41.3235 | 10026.9462 | 9371.5836 | 13280.9636 | 276.4403 | 276.4403 |  | 1 | 1 | 2013-05-06 |  | 2050-12-31 | 1 | CAISO_Peaker1 | 0
| CAISO NQC List | SENTNL_2_CTG6 | LA Basin | Eastern | Sentinel Unit 6 | SentinelEnergyCTG6 | THERMAL | CT-NatGas-Industrial | CAISO_Peaker1 | 92.16 | 91 | 41.472 | 10062.979 | 9371.5836 | 13280.9636 | 277.4337 | 277.4337 |  | 1 | 1 | 2013-05-06 |  | 2050-12-31 | 1 | CAISO_Peaker1 | 0
| CAISO NQC List | MRGT_7_UNITS | San Diego-IV | San Diego | MIRAMAR COMBUSTION TURBINE AGGREGATE |  | PEAKER | n/a | CAISO_Peaker2 | 36 | 36 | [7 empty] | 1 | 1 | 1972-01-01 |  | 2050-12-31 | 1 | CAISO_Peaker2 | 0
| CAISO NQC List | MRLSDS_6_SOLAR1 | CAISO System |  | Morelos Solar |  | SOLAR | n/a |  | 15 | 12.05 | [7 empty] | 0 | 1 | 2015-11-25 |  | 2050-12-31 | 1 | RenExistRes | 1
| CAISO NQC List | MSHGTS_6_MMARLF | San Diego-IV | San Diego | MIRAMAR LANDFILL |  | BIOMASS | n/a |  | 5 | 3.7 | [7 empty] | 0 | 1 | 2003-05-21 |  | 2050-12-31 | 1 | RenExistRes | 1
| CAISO NQC List | MSOLAR_2_SOLAR1 | CAISO System |  | Mesquite Solar 1 |  | SOLAR | n/a |  | 165 | 108.71 | [7 empty] | 0 | 1 | 2014-01-01 |  | 2050-12-31 | 1 | RenExistRes | 1
| CAISO NQC List | MSSION_2_QF | San Diego-IV | San Diego | SMALL QF AGGREGATION - SAN DIEGO |  | VARIOUS | n/a |  | 50 | 0.65 | [7 empty] | 1 | 1 | 1980-01-01 |  | 2050-12-31 | 1 | RenExistRes | 1
| CAISO NQC List | MSTANG_2_SOLAR | Fresno |  | Mustang |  | SOLAR | n/a |  | 30 | 24.1 | [7 empty] | 0 | 1 | 2016-07-12 |  | 2050-12-31 | 1 | RenExistRes | 1
| CAISO NQC List | MSTANG_2_SOLAR3 | Fresno |  | Mustang 3 |  | SOLAR | n/a |  | 40 | 32.14 | [7 empty] | 0 | 1 | 2016-05-03 |  | 2050-12-31 | 1 | RenExistRes | 1
| CAISO NQC List | MSTANG_2_SOLAR4 | Fresno |  | Mustang 4 |  | SOLAR | n/a |  | 60 | 24.1 | [7 empty] | 0 | 1 | 2016-06-09 |  | 2050-12-31 | 1 | RenExistRes | 1
| CAISO NQC List | MTNPOS_1_UNIT | Kern | South Kern PP, Kern Oil | MT.POSO COGENERATION CO. | MtPosoCogen | COGENERATION | Bio-ST | CAISO_CHP | 31.12 | 31.12 | 31.12 |  | 7606.0304 | 7606.0304 |  |  |  | 1 | 1 | 1989-04-01 |  | 2050-12-31 | 1 | CAISO_CHP | 1
| CAISO NQC List | MTWIND_1_UNIT 1 | LA Basin | Eastern | Mountain View Power Project I |  | WIND | n/a |  | 44.4 | 6.49 | [7 empty] | 0 | 1 | 2001-03-24 |  | 2050-12-31 | 1 | RenExistRes | 1
| CAISO NQC List | MTWIND_1_UNIT 2 | LA Basin | Eastern | Mountain View Power Project II |  | WIND | n/a |  | 22.2 | 2.95 | [7 empty] | 0 | 1 | 2001-09-17 |  | 2050-12-31 | 1 | Unclassified | 0
| CAISO NQC List | MTWIND_1_UNIT 3 | LA Basin | Eastern | Mountain View Power Project III |  | WIND | n/a |  | 22.44 | 2.41 | [7 empty] | 0 | 1 | 2003-12-15 |  | 2050-12-31 | 1 | RenExistRes | 1
| CAISO NQC List | NAROW1_2_UNIT | Sierra | South of Table Mountain | NARROWS PH 1 UNIT |  | HYDRO | n/a |  | 12 | 12 | [7 empty] | 0 | 1 | 1942-01-01 |  | 2050-12-31 | 1 | RenExistRes | 1
| CAISO NQC List | NAROW2_2_UNIT | Sierra | South of Table Mountain | Narrows Powerhouse Unit 2 |  | HYDRO | n/a |  | 55 | 28.51 | [7 empty] | 0 | 1 | 1969-01-01 |  | 2050-12-31 | 1 | Unclassified | 0
| CAISO NQC List | NAVYII_2_UNITS | CAISO System |  | COSO POWER DEVELOPER (NAVY II) AGGREGATE |  | GEOTHERMAL | n/a |  | 99 | 39.3 | [7 empty] | 0 | 1 | 1989-12-23 |  | 2050-12-31 | 1 | Unclassified | 0
| CAISO NQC List | NCPA_7_GP1UN1 | NCNB | Lakeville | NCPA GEO PLANT 1 UNIT 1 |  | GEOTHERMAL | n/a |  | 38.85 | 31 | [7 empty] | 0 | 1 | 1983-01-01 |  | 2050-12-31 | 1 | RenExistRes | 1
| CAISO NQC List | NCPA_7_GP1UN2 | NCNB | Lakeville | NCPA GEO PLANT 1 UNIT 2 |  | GEOTHERMAL | n/a |  | 34 | 28 | [7 empty] | 0 | 1 | 1983-01-01 |  | 2050-12-31 | 1 | Unclassified | 0
| CAISO NQC List | NCPA_7_GP2UN3 | NCNB | Fulton, Lakeville | NCPA GEO PLANT 2 UNIT 3 |  | GEOTHERMAL | n/a |  | 42.42 | 0 | [7 empty] | 0 | 1 | 1985-01-01 |  | 2050-12-31 | 1 | RenExistRes | 1
| CAISO NQC List | NCPA_7_GP2UN4 | NCNB | Fulton, Lakeville | NCPA GEO PLANT 2 UNIT 4 |  | GEOTHERMAL | n/a |  | 52.73 | 52.73 | [7 empty] | 0 | 1 | 1986-01-01 |  | 2050-12-31 | 1 | Unclassified | 0
| CAISO NQC List | NEENCH_6_SOLAR | Big Creek-Ventura | Big Creek | Alpine Solar |  | SOLAR | n/a |  | 66 | 51.71 | [7 empty] | 0 | 1 | 2013-01-18 |  | 2050-12-31 | 1 | RenExistRes | 1
| CAISO NQC List | NEWARK_1_QF | Bay Area | None | NEWARK 1 QF |  | WIND | n/a |  | 1.1 | 0.02 | [7 empty] | 0 | 1 | 1899-12-31 |  | 2050-12-31 | 1 | Unclassified | 0
| CAISO NQC List | NHOGAN_6_UNITS | CAISO System |  | NEW HOGAN PH AGGREGATE |  | HYDRO | n/a |  | 4 | 0.26 | [7 empty] | 0 | 1 | 1986-04-15 |  | 2050-12-31 | 1 | Unclassified | 0
| CAISO NQC List | NIMTG_6_NIQF | San Diego-IV | San Diego | NORTH ISLAND QF | NorthIslandCC-Total | COGENERATION | CCWhole-NatGas-Industrial | CAISO_CHP | 34.98 | 34.98 | 34.98 |  | 7606.0304 | 7606.0304 |  |  |  | 1 | 1 | 1989-01-01 |  | 2050-12-31 | 1 | CAISO_CHP | 0
| CAISO NQC List | NWCSTL_7_UNIT 1 | Sierra | Placer, Drum-Rio Oso, South of Rio Oso, South of Palermo, South of Table Mountain | NEWCASTLE HYDRO |  | HYDRO | n/a |  | 12 | 12 | [7 empty] | 0 | 1 | 1986-01-01 |  | 2050-12-31 | 1 | RenExistRes | 1
| CAISO NQC List | NZWIND_2_WDSTR5 | CAISO System |  | Windstream 6111 |  | WIND | n/a |  | 6.31 | 1.11 | [7 empty] | 0 | 1 | 1986-01-24 |  | 2050-12-31 | 1 | Unclassified | 0
| CAISO NQC List | NZWIND_6_CALWND | CAISO System |  | Wind Resource I |  | WIND | n/a |  | 9 | 1.01 | [7 empty] | 0 | 1 | 2012-03-24 |  | 2050-12-31 | 1 | RenExistRes | 1
| CAISO NQC List | NZWIND_6_WDSTR | CAISO System |  | Windstream 6039 |  | WIND | n/a |  | 6.2 | 0.72 | [7 empty] | 0 | 1 | 1984-02-01 |  | 2050-12-31 | 1 | Unclassified | 0
| CAISO NQC List | NZWIND_6_WDSTR2 | CAISO System |  | Windstream 6040 |  | WIND | n/a |  | 6.9 | 0.97 | [7 empty] | 0 | 1 | 1984-09-01 |  | 2050-12-31 | 1 | RenExistRes | 1
| CAISO NQC List | NZWIND_6_WDSTR3 | CAISO System |  | Windstream 6041 |  | WIND | n/a |  | 6 | 0.82 | [7 empty] | 0 | 1 | 1984-12-01 |  | 2050-12-31 | 1 | RenExistRes | 1
| CAISO NQC List | NZWIND_6_WDSTR4 | CAISO System |  |  |  | WIND | n/a |  | 6.77 | 1.19 | [7 empty] | 0 | 1 | 1985-10-17 |  | 2050-12-31 | 1 | RenExistRes | 1
| CAISO NQC List | OAK C_1_EBMUD | Bay Area | Oakland | MWWTP PGS 1 - ENGINES |  | THERMAL | n/a |  | 6.9 | 1.51 | [7 empty] | 1 | 1 | 1991-10-21 |  | 2050-12-31 | 1 | Unclassified | 0
| CAISO NQC List | SENTNL_2_CTG7 | LA Basin | Eastern | Sentinel Unit 7 | SentinelEnergyCTG7 | THERMAL | CT-NatGas-Industrial | CAISO_Peaker1 | 91.84 | 91 | 41.328 | 10028.0381 | 9371.5836 | 13280.9636 | 276.4704 | 276.4704 |  | 1 | 1 | 2013-05-06 |  | 2050-12-31 | 1 | CAISO_Peaker1 | 0
| CAISO NQC List | SENTNL_2_CTG8 | LA Basin | Eastern | Sentinel Unit 8 | SentinelEnergyCTG8 | THERMAL | CT-NatGas-Industrial | CAISO_Peaker1 | 91.56 | 91 | 41.202 | 9997.4648 | 9371.5836 | 13280.9636 | 275.6275 | 275.6275 |  | 1 | 1 | 2013-05-06 |  | 2050-12-31 | 1 | CAISO_Peaker1 | 0
| CAISO NQC List | PNCHEG_2_PL1X4 | CAISO System |  | PANOCHE ENERGY CENTER (Aggregated) | PanocheEC1 | PEAKER | CT-NatGas-Aero | CAISO_Peaker1 | 100.25 | 95.24 | 45.1125 | 10946.3253 | 9371.5815 | 13280.9588 | 371.2963 | 371.2963 |  | 1 | 1 | 2009-05-28 |  | 2050-12-31 | 4 | CAISO_Peaker1 | 0
| CAISO NQC List | OAKWD_6_ZEPHWD | CAISO System |  | Zephyr Park |  | WIND | n/a |  | 3.5 | 0.53 | [7 empty] | 0 | 1 | 2014-02-07 |  | 2050-12-31 | 1 | RenExistRes | 1
| CAISO NQC List | OASIS_6_CREST | Big Creek-Ventura |  |  |  | UNKNOWN | n/a |  | 0 | 0 | [7 empty] | 1 | 1 | 1899-12-31 |  | 2050-12-31 | 1 | Unclassified | 0
| CAISO NQC List | OASIS_6_SOLAR1 | Big Creek-Ventura |  | Morgan Lancaster I Generating Facility |  | SOLAR | n/a |  | 1.5 | 0 | [7 empty] | 0 | 1 | 2015-12-09 |  | 2050-12-31 | 1 | RenExistRes | 1
| CAISO NQC List | OASIS_6_SOLAR2 | Big Creek-Ventura | Big Creek | Oasis Solar |  | SOLAR | n/a |  | 20 | 16.07 | [7 empty] | 0 | 1 | 2016-01-19 |  | 2050-12-31 | 1 | RenExistRes | 1
| CAISO NQC List | OCTILO_5_WIND | San Diego-IV | None | Ocotillo Wind Energy Facility |  | WIND | n/a |  | 265 | 16.34 | [7 empty] | 0 | 1 | 2013-07-30 |  | 2050-12-31 | 1 | RenExistRes | 1
| CAISO NQC List | PNCHEG_2_PL1X4 | CAISO System |  | PANOCHE ENERGY CENTER (Aggregated) | PanocheEC2 | PEAKER | CT-NatGas-Aero | CAISO_Peaker1 | 100.25 | 95.24 | 45.1125 | 10946.3253 | 9371.5815 | 13280.9588 | 371.2963 | 371.2963 |  | 1 | 1 | 2009-05-28 |  | 2050-12-31 | 4 | CAISO_Peaker1 | 0
| CAISO NQC List | PNCHEG_2_PL1X4 | CAISO System |  | PANOCHE ENERGY CENTER (Aggregated) | PanocheEC3 | PEAKER | CT-NatGas-Aero | CAISO_Peaker1 | 100.25 | 95.24 | 45.1125 | 10946.3253 | 9371.5815 | 13280.9588 | 371.2963 | 371.2963 |  | 1 | 1 | 2009-05-28 |  | 2050-12-31 | 4 | CAISO_Peaker1 | 0
| CAISO NQC List | OILFLD_7_QFUNTS | CAISO System |  | Nacimiento Hydroelectric Plant |  | HYDRO | n/a | CAISO_Hydro | 3.8 | 0.11 | [7 empty] | 0 | 1 | 1899-12-31 |  | 2050-12-31 | 1 | CAISO_Hydro | 0
| CAISO NQC List | OLDRIV_6_BIOGAS | Kern | South Kern PP | Bidart Old River 1 |  | BIOMASS | n/a |  | 2 | 1.38 | [7 empty] | 0 | 1 | 2014-03-10 |  | 2050-12-31 | 1 | RenExistRes | 1
| CAISO NQC List | OLDRV1_6_SOLAR | Kern | South Kern PP | Old River One |  | SOLAR | n/a |  | 20 | 16.67 | [7 empty] | 0 | 1 | 2014-12-30 |  | 2050-12-31 | 1 | RenExistRes | 1
| CAISO NQC List | OLINDA_2_COYCRK | LA Basin | Western | MWD Coyote Creek Hydroelectric Recovery |  | HYDRO | n/a | CAISO_Hydro | 3.13 | 3.13 | [7 empty] | 0 | 1 | 1979-02-21 |  | 2050-12-31 | 1 | CAISO_Hydro | 0
| CAISO NQC List | OLINDA_2_LNDFL2 | LA Basin | Western | Brea Power II | Brea2CC-Total | THERMAL | CCWhole-NatGas-Aero | CAISO_CHP | 20.61 | 20.61 | 20.61 |  | 7606.0304 | 7606.0304 |  |  |  | 1 | 1 | 2012-11-01 |  | 2050-12-31 | 1 | CAISO_CHP | 1
| CAISO NQC List | OLINDA_2_QF | LA Basin | Western | OLINDA QFS |  | HYDRO | n/a | CAISO_Hydro | 13.3 | 0.06 | [7 empty] | 0 | 1 | 1984-01-01 |  | 2050-12-31 | 1 | CAISO_Hydro | 1
| CAISO NQC List | OLINDA_7_LNDFIL | LA Basin | Western | OLINDA_7_LNDFIL |  | BIOMASS | n/a |  | 5.6 | 0.05 | [7 empty] | 0 | 1 | 2002-05-01 |  | 2050-12-31 | 1 | Unclassified | 0
| CAISO NQC List | OLIVEP_1_SOLAR | CAISO System |  | White River Solar |  | SOLAR | n/a |  | 20 | 19.8 | [7 empty] | 0 | 1 | 2013-06-22 |  | 2050-12-31 | 1 | RenExistRes | 1
| CAISO NQC List | OLIVEP_1_SOLAR2 | CAISO System |  | White River West |  | SOLAR | n/a |  | 19.75 | 17.19 | [7 empty] | 0 | 1 | 2014-10-01 |  | 2050-12-31 | 1 | RenExistRes | 1
| CAISO NQC List | OLSEN_2_UNIT | CAISO System |  | OLSEN POWER PARTNERS |  | HYDRO | n/a |  | 5.8 | 0 | [7 empty] | 0 | 1 | 1990-01-03 |  | 2050-12-31 | 1 | RenExistRes | 1
| CAISO NQC List | PNCHEG_2_PL1X4 | CAISO System |  | PANOCHE ENERGY CENTER (Aggregated) | PanocheEC4 | PEAKER | CT-NatGas-Aero | CAISO_Peaker1 | 100.25 | 95.24 | 45.1125 | 10946.3253 | 9371.5815 | 13280.9588 | 371.2963 | 371.2963 |  | 1 | 1 | 2009-05-28 |  | 2050-12-31 | 4 | CAISO_Peaker1 | 0
| CAISO NQC List | WALCRK_2_CTG1 | LA Basin | Western | Walnut Creek Energy Park Unit 1 | WalnutCreekEPark1 | THERMAL | CT-NatGas-Industrial | CAISO_Peaker1 | 96.43 | 96 | 43.3935 | 10529.2206 | 9337.6667 | 13285.037 | 308.576 | 308.576 |  | 1 | 1 | 2013-03-21 |  | 2050-12-31 | 1 | CAISO_Peaker1 | 0
| CAISO NQC List | WALCRK_2_CTG2 | LA Basin | Western | Walnut Creek Energy Park Unit 2 | WalnutCreekEPark2 | THERMAL | CT-NatGas-Industrial | CAISO_Peaker1 | 96.91 | 96 | 43.6095 | 10581.632 | 9337.6667 | 13285.037 | 310.112 | 310.112 |  | 1 | 1 | 2013-03-21 |  | 2050-12-31 | 1 | CAISO_Peaker1 | 0
| CAISO NQC List | WALCRK_2_CTG3 | LA Basin | Western | Walnut Creek Energy Park Unit 3 | WalnutCreekEPark3 | THERMAL | CT-NatGas-Industrial | CAISO_Peaker1 | 96.65 | 96 | 43.4925 | 10553.2425 | 9337.6667 | 13285.037 | 309.28 | 309.28 |  | 1 | 1 | 2013-03-21 |  | 2050-12-31 | 1 | CAISO_Peaker1 | 0
| CAISO NQC List | ONLLPP_6_UNITS | Fresno | Wilson | O'NEILL PUMP-GEN (AGGREGATE) |  | HYDRO | n/a | CAISO_Hydro | 14 | 0.37 | [7 empty] | 0 | 1 | 1967-01-01 |  | 2050-12-31 | 1 | CAISO_Hydro | 0
| CAISO NQC List | ORLND_6_HIGHLI | CAISO System |  | High Line Canal Hydro |  | HYDRO | n/a | CAISO_Hydro | 0.5 | 0.12 | [7 empty] | 0 | 1 | 2014-06-11 |  | 2050-12-31 | 1 | CAISO_Hydro | 0
| CAISO NQC List | ORLND_6_SOLAR1 | CAISO System |  | Enerparc California 2 |  | SOLAR | n/a |  | 1.5 | 1.21 | [7 empty] | 0 | 1 | 2016-03-23 |  | 2050-12-31 | 1 | Unclassified | 0
| CAISO NQC List | ORMOND_7_UNIT 1 | Big Creek-Ventura | Ventura, Moorpark | ORMOND BEACH GEN STA. UNIT 1 | Ormond_Beach_1 | THERMAL | ST-NatGas | CAISO_ST | 741.27 | 741.27 | 60.0219 | 59652.3578 | 9255.6174 | 17642.3293 | 741.27 | 741.5401 |  | 1 | 1 | 1971-01-01 | 2020-12-31 | 2020-12-31 | 1 | CAISO_ST | 0
| CAISO NQC List | ORMOND_7_UNIT 2 | Big Creek-Ventura | Ventura, Moorpark | ORMOND BEACH GEN STA. UNIT 2 | Ormond_Beach_2 | THERMAL | ST-NatGas | CAISO_ST | 775 | 775 | 60 | 59630.63 | 9032.0966 | 15304.1187 | 750 | 750 |  | 1 | 1 | 1971-01-01 | 2020-12-31 | 2020-12-31 | 1 | CAISO_ST | 0
| CAISO NQC List | OROVIL_6_UNIT | Sierra | Drum-Rio Oso, South of Table Mountain | Oroville Cogeneration, LP | OrovilleCogen1 | COGENERATION | ICE-NatGas | CAISO_Reciprocating_Engine | 1.0714 | 1.0714 | 0.32143 | 11.3582 | 8316.8 | 9350 | 191.3265 | 191.3265 |  | 1 | 1 | 1989-12-18 |  | 2050-12-31 | 7 | CAISO_Reciprocating_Engine | 0
| CAISO NQC List | OROVIL_6_UNIT | Sierra | Drum-Rio Oso, South of Table Mountain | Oroville Cogeneration, LP | OrovilleCogen2 | COGENERATION | ICE-NatGas | CAISO_Reciprocating_Engine | 1.0714 | 1.0714 | 0.26786 | 11.3582 | 8710.5 | 11220 | 191.3265 | 191.3265 |  | 1 | 1 | 1989-12-18 |  | 2050-12-31 | 7 | CAISO_Reciprocating_Engine | 0
| CAISO NQC List | OROVIL_6_UNIT | Sierra | Drum-Rio Oso, South of Table Mountain | Oroville Cogeneration, LP | OrovilleCogen3 | COGENERATION | ICE-NatGas | CAISO_Reciprocating_Engine | 1.0714 | 1.0714 | 0.26786 | 11.3582 | 8710.5 | 11220 | 191.3265 | 191.3265 |  | 1 | 1 | 1989-12-18 |  | 2050-12-31 | 7 | CAISO_Reciprocating_Engine | 0
| CAISO NQC List | OROVIL_6_UNIT | Sierra | Drum-Rio Oso, South of Table Mountain | Oroville Cogeneration, LP | OrovilleCogen4 | COGENERATION | ICE-NatGas | CAISO_Reciprocating_Engine | 1.0714 | 1.0714 | 0.26786 | 11.3582 | 8710.5 | 11220 | 191.3265 | 191.3265 |  | 1 | 1 | 1989-12-18 |  | 2050-12-31 | 7 | CAISO_Reciprocating_Engine | 0
| CAISO NQC List | OROVIL_6_UNIT | Sierra | Drum-Rio Oso, South of Table Mountain | Oroville Cogeneration, LP | OrovilleCogen5 | COGENERATION | ICE-NatGas | CAISO_Reciprocating_Engine | 1.0714 | 1.0714 | 0.26786 | 11.3582 | 8710.5 | 11220 | 191.3265 | 191.3265 |  | 1 | 1 | 1989-12-18 |  | 2050-12-31 | 7 | CAISO_Reciprocating_Engine | 0
| CAISO NQC List | OROVIL_6_UNIT | Sierra | Drum-Rio Oso, South of Table Mountain | Oroville Cogeneration, LP | OrovilleCogen6 | COGENERATION | ICE-NatGas | CAISO_Reciprocating_Engine | 1.0714 | 1.0714 | 0.26786 | 11.3582 | 8710.5 | 11220 | 191.3265 | 191.3265 |  | 1 | 1 | 1989-12-18 |  | 2050-12-31 | 7 | CAISO_Reciprocating_Engine | 0
| CAISO NQC List | OROVIL_6_UNIT | Sierra | Drum-Rio Oso, South of Table Mountain | Oroville Cogeneration, LP | OrovilleCogen7 | COGENERATION | ICE-NatGas | CAISO_Reciprocating_Engine | 1.0714 | 1.0714 | 0.26786 | 11.3582 | 8710.5 | 11220 | 191.3265 | 191.3265 |  | 1 | 1 | 1989-12-18 |  | 2050-12-31 | 7 | CAISO_Reciprocating_Engine | 0
| CAISO NQC List | OSO_6_NSPIN | Big Creek-Ventura | Big Creek | OSO_6_NSPIN |  | UNKNOWN | n/a |  | 0 | 18 | [7 empty] | 1 | 1 | 1899-12-31 |  | 2050-12-31 | 1 | Unclassified | 0
| CAISO NQC List | OTAY_6_LNDFL5 | San Diego-IV | San Diego | Otay 5 |  | BIOMASS | n/a |  | 1.5 | 0 | [7 empty] | 0 | 1 | 2014-03-14 |  | 2050-12-31 | 1 | RenExistRes | 1
| CAISO NQC List | OTAY_6_LNDFL6 | San Diego-IV | San Diego | Otay 6 |  | BIOMASS | n/a |  | 1.5 | 0 | [7 empty] | 0 | 1 | 2014-03-14 |  | 2050-12-31 | 1 | RenExistRes | 1
| CAISO NQC List | WALCRK_2_CTG4 | LA Basin | Western | Walnut Creek Energy Park Unit 4 | WalnutCreekEPark4 | THERMAL | CT-NatGas-Industrial | CAISO_Peaker1 | 96.49 | 96 | 43.4205 | 10535.772 | 9337.6667 | 13285.037 | 308.768 | 308.768 |  | 1 | 1 | 2013-03-29 |  | 2050-12-31 | 1 | CAISO_Peaker1 | 0
| CAISO NQC List | OTAY_6_UNITB1 | San Diego-IV | San Diego | OTAY LANDFILL UNITS AGGREGATE |  | BIOMASS | n/a |  | 3 | 2.38 | [7 empty] | 0 | 1 | 1987-01-01 |  | 2050-12-31 | 1 | RenExistRes | 1
| CAISO NQC List | OTAY_7_UNITC1 | San Diego-IV | San Diego | Otay 3 |  | BIOMASS | n/a |  | 3.3 | 1.78 | [7 empty] | 0 | 1 | 2007-03-08 |  | 2050-12-31 | 1 | RenExistRes | 1
| CAISO NQC List | GATWAY_2_PL1X3 | Bay Area | Contra Costa | GATEWAY GENERATING STATION | GatewayCC-Total | THERMAL | CCWhole-NatGas-Industrial | CAISO_CCGT1 | 562.5 | 555.9 | 305.9155 | 51757.1386 | 6871.533 | 7429.744 | 264.5767 | 264.5767 |  | 1 | 1 | 2009-01-04 |  | 2050-12-31 | 1 | CAISO_CCGT1 | 0
| CAISO NQC List | OXBOW_6_DRUM | Sierra | Weimer, Drum-Rio Oso, South of Palermo, South of Table Mountain | OXBOW HYDRO |  | HYDRO | n/a |  | 6 | 6 | [7 empty] | 0 | 1 | 1966-01-01 |  | 2050-12-31 | 1 | Unclassified | 0
| CAISO NQC List | OXMTN_6_LNDFIL | Bay Area | Ames | Ox Mountain Landfill Generating Plant |  | BIOMASS | n/a |  | 10.62 | 10.14 | [7 empty] | 0 | 1 | 2009-04-01 |  | 2050-12-31 | 1 | RenExistRes | 1
| CAISO NQC List | PACLUM_6_UNIT | Humboldt | None | PACIFIC LUMBER (HUMBOLDT) |  | BIOMASS | n/a |  | 28.8 | 13.65 | [7 empty] | 0 | 1 | 1986-03-22 |  | 2050-12-31 | 1 | RenExistRes | 1
| CAISO NQC List | PADUA_2_ONTARO | LA Basin | Eastern | ONTARIO/SIERRA HYDRO PSP |  | HYDRO | n/a | CAISO_Hydro | 1.92 | 0.12 | [7 empty] | 0 | 1 | 1902-01-01 |  | 2050-12-31 | 1 | CAISO_Hydro | 1
| CAISO NQC List | PADUA_2_SOLAR1 | LA Basin | Eastern | Kona Solar - Rancho DC #1 |  | SOLAR | n/a |  | 1.75 | 0 | [7 empty] | 0 | 1 | 2015-06-02 |  | 2050-12-31 | 1 | RenExistRes | 1
| CAISO NQC List | PADUA_6_MWDSDM | LA Basin | Eastern | San Dimas Hydroelectric Recovery Plant |  | HYDRO | n/a | CAISO_Hydro | 9.9 | 5 | [7 empty] | 0 | 1 | 1981-01-01 |  | 2050-12-31 | 1 | CAISO_Hydro | 0
| CAISO NQC List | PADUA_6_QF | LA Basin | Eastern | PADUA QFS |  | HYDRO | n/a | CAISO_Hydro | 30.1 | 0.31 | [7 empty] | 0 | 1 | 1984-01-01 |  | 2050-12-31 | 1 | CAISO_Hydro | 1
| CAISO NQC List | PADUA_7_SDIMAS | LA Basin | Eastern | San Dimas Wash Hydro |  | HYDRO | n/a | CAISO_Hydro | 1.05 | 1.05 | [7 empty] | 0 | 1 | 1986-01-28 |  | 2050-12-31 | 1 | CAISO_Hydro | 1
| CAISO NQC List | PALALT_7_COBUG | Bay Area | None | Cooperatively Owned Back Up Generator |  | PEAKER | n/a |  | 4.5 | 4.5 | [7 empty] | 1 | 1 | 2007-10-15 |  | 2050-12-31 | 1 | Unclassified | 0
| CAISO NQC List | DELTA_2_PL1X4 | Bay Area | Pittsburg | DELTA ENERGY CENTER AGGREGATE | DeltaEnergyCC-Total | THERMAL | CCWhole-NatGas-Industrial | CAISO_CCGT1 | 880 | 813 | 576.511 | 90409.8338 | 6871.5322 | 7221.8843 | 456.5336 | 456.5336 |  | 1 | 1 | 2002-06-17 |  | 2050-12-31 | 1 | CAISO_CCGT1 | 0
| CAISO NQC List | PANDOL_6_UNIT | Big Creek-Ventura | Big Creek, Vestal | Covanta Delano, Inc. |  | BIOMASS | n/a |  | 49 | 46.64 | [7 empty] | 0 | 1 | 1990-01-01 |  | 2050-12-31 | 1 | RenExistRes | 1
| CAISO NQC List | PANSEA_1_PANARO | LA Basin | Eastern | Mesa Wind Project |  | WIND | n/a |  | 30 | 0.18 | [7 empty] | 0 | 1 | 1998-12-31 |  | 2050-12-31 | 1 | RenExistRes | 1
| CAISO NQC List | PARDEB_6_UNITS | CAISO System |  | Pardee Power House |  | HYDRO | n/a | CAISO_Hydro | 30 | 6.98 | [7 empty] | 0 | 1 | 1930-01-01 |  | 2050-12-31 | 1 | CAISO_Hydro | 0
| CAISO NQC List | PEABDY_2_LNDFIL | CAISO System |  | G2 Energy Hay Road Power Plant |  | BIOMASS | n/a |  | 1.6 | 1.42 | [7 empty] | 0 | 1 | 2013-07-09 |  | 2050-12-31 | 1 | RenExistRes | 1
| CAISO NQC List | PEABDY_2_LNDFL1 | CAISO System |  | Potrero Hills Energy |  | BIOGAS | n/a |  | 8 | 6.48 | [7 empty] | 0 | 1 | 2016-04-07 |  | 2050-12-31 | 1 | RenExistRes | 1
| CAISO NQC List | PEARBL_2_NSPIN | CAISO System |  | PEARBL_2_NSPIN |  | UNKNOWN | n/a |  | 0 | 46 | [7 empty] | 1 | 1 | 1899-12-31 |  | 2050-12-31 | 1 | Unclassified | 0
| CAISO NQC List | PEORIA_1_SOLAR | Stockton | Tesla-Bellota, Stanislaus | Sonora 1 |  | SOLAR | n/a |  | 1.5 | 1.35 | [7 empty] | 0 | 1 | 2013-12-23 |  | 2050-12-31 | 1 | RenExistRes | 1
| CAISO NQC List | PGCC_1_PDRP01 | CAISO System |  | PDR-F PGCC |  | UNKNOWN | n/a |  | 0 | 0.35 | [7 empty] | 1 | 1 | 1899-12-31 |  | 2050-12-31 | 1 | Unclassified | 0
| CAISO NQC List | PGCC_1_PDRP02 | CAISO System |  | PGCC_1_PDRP02 |  | UNKNOWN | n/a |  | 0 | 0.1 | [7 empty] | 1 | 1 | 1899-12-31 |  | 2050-12-31 | 1 | Unclassified | 0
| CAISO NQC List | PGEB_2_PDRP01 | CAISO System |  | PDR-B PGEB |  | UNKNOWN | n/a |  | 0 | 0.78 | [7 empty] | 1 | 1 | 1899-12-31 |  | 2050-12-31 | 1 | Unclassified | 0
| CAISO NQC List | PGEB_2_PDRP02 | CAISO System |  | PDR-C PGEB |  | UNKNOWN | n/a |  | 0 | 0.1 | [7 empty] | 1 | 1 | 1899-12-31 |  | 2050-12-31 | 1 | Unclassified | 0
| CAISO NQC List | PGEB_2_PDRP03 | CAISO System |  | PDR-A PGEB |  | UNKNOWN | n/a |  | 0 | 0 | [7 empty] | 1 | 1 | 1899-12-31 |  | 2050-12-31 | 1 | Unclassified | 0
| CAISO NQC List | PGEB_2_PDRP04 | CAISO System |  | PGEB_2_PDRP04 |  | UNKNOWN | n/a |  | 0 | 0.45 | [7 empty] | 1 | 1 | 1899-12-31 |  | 2050-12-31 | 1 | Unclassified | 0
| CAISO NQC List | PGF1_2_PDRP01 | CAISO System |  | PDR-F PGF1 |  | UNKNOWN | n/a |  | 0 | 3.85 | [7 empty] | 1 | 1 | 1899-12-31 |  | 2050-12-31 | 1 | Unclassified | 0
| CAISO NQC List | PGF1_2_PDRP02 | CAISO System |  | PDR-D PGF1 LEDF |  | UNKNOWN | n/a |  | 0 | 1.5 | [7 empty] | 1 | 1 | 1899-12-31 |  | 2050-12-31 | 1 | Unclassified | 0
| CAISO NQC List | PGF1_2_PDRP03 | CAISO System |  | PGF1_2_PDRP03 |  | UNKNOWN | n/a |  | 0 | 0.35 | [7 empty] | 1 | 1 | 1899-12-31 |  | 2050-12-31 | 1 | Unclassified | 0
| CAISO NQC List | PGFG_1_PDRP01 | CAISO System |  | PDR-F PGFG SEL1 |  | UNKNOWN | n/a |  | 0 | 0.1 | [7 empty] | 1 | 1 | 1899-12-31 |  | 2050-12-31 | 1 | Unclassified | 0
| CAISO NQC List | PGFG_1_PDRP02 | CAISO System |  | PDR-F PGFG SEL1 |  | UNKNOWN | n/a |  | 0 | 0.2 | [7 empty] | 1 | 1 | 1899-12-31 |  | 2050-12-31 | 1 | Unclassified | 0
| CAISO NQC List | PGLP_2_PDRP02 | CAISO System |  | PGLP_2_PDRP02 |  | UNKNOWN | n/a |  | 0 | 0.2 | [7 empty] | 1 | 1 | 1899-12-31 |  | 2050-12-31 | 1 | Unclassified | 0
| CAISO NQC List | PGNV_1_PDRP01 | CAISO System |  | PGNV_1_PDRP01 |  | UNKNOWN | n/a |  | 0 | 0.15 | [7 empty] | 1 | 1 | 1899-12-31 |  | 2050-12-31 | 1 | Unclassified | 0
| CAISO NQC List | PGP2_2_PDRP01 | CAISO System |  | PDR-C PGP2 |  | UNKNOWN | n/a |  | 0 | 0.1 | [7 empty] | 1 | 1 | 1899-12-31 |  | 2050-12-31 | 1 | Unclassified | 0
| CAISO NQC List | PGP2_2_PDRP04 | CAISO System |  | PDR-F PGP2 |  | UNKNOWN | n/a |  | 0 | 0.15 | [7 empty] | 1 | 1 | 1899-12-31 |  | 2050-12-31 | 1 | Unclassified | 0
| CAISO NQC List | PGP2_2_PDRP05 | CAISO System |  | PGP2_2_PDRP05 |  | UNKNOWN | n/a |  | 0 | 0.45 | [7 empty] | 1 | 1 | 1899-12-31 |  | 2050-12-31 | 1 | Unclassified | 0
| CAISO NQC List | PGSA_2_PDRP01 | CAISO System |  | PDR-F PGSA SEES |  | UNKNOWN | n/a |  | 0 | 0.2 | [7 empty] | 1 | 1 | 1899-12-31 |  | 2050-12-31 | 1 | Unclassified | 0
| CAISO NQC List | PGSA_2_PDRP02 | CAISO System |  | PDR-D PGSA |  | UNKNOWN | n/a |  | 0 | 1.5 | [7 empty] | 1 | 1 | 1899-12-31 |  | 2050-12-31 | 1 | Unclassified | 0
| CAISO NQC List | PGSA_2_PDRP03 | CAISO System |  | PGSA_2_PDRP03 |  | UNKNOWN | n/a |  | 0 | 0.2 | [7 empty] | 1 | 1 | 1899-12-31 |  | 2050-12-31 | 1 | Unclassified | 0
| CAISO NQC List | PGSB_1_PDRP02 | CAISO System |  | PDR-C PGSB |  | UNKNOWN | n/a |  | 0 | 0.1 | [7 empty] | 1 | 1 | 1899-12-31 |  | 2050-12-31 | 1 | Unclassified | 0
| CAISO NQC List | PGSB_1_PDRP03 | CAISO System |  | PDR-F PGSB SEL1 |  | UNKNOWN | n/a |  | 0 | 0.13 | [7 empty] | 1 | 1 | 1899-12-31 |  | 2050-12-31 | 1 | Unclassified | 0
| CAISO NQC List | PGSB_1_PDRP04 | CAISO System |  | PGSB_1_PDRP04 |  | UNKNOWN | n/a |  | 0 | 0.2 | [7 empty] | 1 | 1 | 1899-12-31 |  | 2050-12-31 | 1 | Unclassified | 0
| CAISO NQC List | PGSB_1_PDRP05 | CAISO System |  | PDR-F PGSB SEES |  | UNKNOWN | n/a |  | 0 | 0.96 | [7 empty] | 1 | 1 | 1899-12-31 |  | 2050-12-31 | 1 | Unclassified | 0
| CAISO NQC List | PGSB_1_PDRP06 | CAISO System |  | PDR-F PGSB |  | UNKNOWN | n/a |  | 0 | 0.96 | [7 empty] | 1 | 1 | 1899-12-31 |  | 2050-12-31 | 1 | Unclassified | 0
| CAISO NQC List | PGSB_1_PDRP07 | CAISO System |  | PDR-B PGSB |  | UNKNOWN | n/a |  | 0 | 0.14 | [7 empty] | 1 | 1 | 1899-12-31 |  | 2050-12-31 | 1 | Unclassified | 0
| CAISO NQC List | PGSF_2_PDRP01 | CAISO System |  | PDR-F PGSF SEES |  | UNKNOWN | n/a |  | 0 | 0.55 | [7 empty] | 1 | 1 | 1899-12-31 |  | 2050-12-31 | 1 | Unclassified | 0
| CAISO NQC List | PGSF_2_PDRP02 | CAISO System |  | PDR-F PGSF |  | UNKNOWN | n/a |  | 0 | 0.33 | [7 empty] | 1 | 1 | 1899-12-31 |  | 2050-12-31 | 1 | Unclassified | 0
| CAISO NQC List | PGST_2_PDRP01 | CAISO System |  | PGST_2_PDRP01 |  | UNKNOWN | n/a |  | 0 | 0.12 | [7 empty] | 1 | 1 | 1899-12-31 |  | 2050-12-31 | 1 | Unclassified | 0
| CAISO NQC List | PHOENX_1_UNIT | Stockton | Tesla-Bellota, Stanislaus | PHOENIX PH |  | HYDRO | n/a |  | 2 | 2 | [7 empty] | 0 | 1 | 1940-01-01 |  | 2050-12-31 | 1 | RenExistRes | 1
| CAISO NQC List | PINFLT_7_UNITS | Fresno | Wilson, Herndon | PINE FLAT HYDRO AGGREGATE |  | HYDRO | n/a | CAISO_Hydro | 210 | 210 | [7 empty] | 0 | 1 | 1984-01-01 |  | 2050-12-31 | 1 | CAISO_Hydro | 0
| CAISO NQC List | PIT1_6_FRIVRA | CAISO System |  | Fall River Mills Project A |  | SOLAR | n/a |  | 1.5 | 0 | [7 empty] | 0 | 1 | 2014-03-05 |  | 2050-12-31 | 1 | Unclassified | 0
| CAISO NQC List | PIT1_7_UNIT 1 | CAISO System |  | PIT PH 1 UNIT 1 |  | HYDRO | n/a | CAISO_Hydro | 32 | 32 | [7 empty] | 0 | 1 | 1922-01-01 |  | 2050-12-31 | 1 | CAISO_Hydro | 0
| CAISO NQC List | PIT1_7_UNIT 2 | CAISO System |  | PIT PH 1 UNIT 2 |  | HYDRO | n/a | CAISO_Hydro | 32 | 32 | [7 empty] | 0 | 1 | 1922-01-01 |  | 2050-12-31 | 1 | CAISO_Hydro | 0
| CAISO NQC List | PIT3_7_PL1X3 | CAISO System |  | PIT PH 3 UNITS 1, 2 & 3 AGGREGATE |  | HYDRO | n/a | CAISO_Hydro | 70.6 | 70.6 | [7 empty] | 0 | 1 | 1925-01-01 |  | 2050-12-31 | 1 | CAISO_Hydro | 0
| CAISO NQC List | PIT4_7_PL1X2 | CAISO System |  | PIT PH 4 UNITS 1 & 2 AGGREGATE |  | HYDRO | n/a | CAISO_Hydro | 95 | 95 | [7 empty] | 0 | 1 | 1955-01-01 |  | 2050-12-31 | 1 | CAISO_Hydro | 0
| CAISO NQC List | PIT5_7_PL1X2 | CAISO System |  | PIT PH 5 UNITS 1 & 2 AGGREGATE |  | HYDRO | n/a | CAISO_Hydro | 82 | 82 | [7 empty] | 0 | 1 | 1944-01-01 |  | 2050-12-31 | 1 | CAISO_Hydro | 0
| CAISO NQC List | PIT5_7_PL3X4 | CAISO System |  | PIT PH 5 UNITS 3 & 4 AGGREGATE |  | HYDRO | n/a | CAISO_Hydro | 82 | 82 | [7 empty] | 0 | 1 | 1944-01-01 |  | 2050-12-31 | 1 | CAISO_Hydro | 0
| CAISO NQC List | PIT5_7_QFUNTS | CAISO System |  | PIT 5 HYDRO QF UNITS |  | HYDRO | n/a | CAISO_Hydro | 3.75 | 0.16 | [7 empty] | 0 | 1 | 1987-08-15 |  | 2050-12-31 | 1 | CAISO_Hydro | 1
| CAISO NQC List | PIT6_7_UNIT 1 | CAISO System |  | PIT PH 6 UNIT 1 |  | HYDRO | n/a | CAISO_Hydro | 39 | 39 | [7 empty] | 0 | 1 | 1965-01-01 |  | 2050-12-31 | 1 | CAISO_Hydro | 0
| CAISO NQC List | PIT6_7_UNIT 2 | CAISO System |  | PIT PH 6 UNIT 2 |  | HYDRO | n/a | CAISO_Hydro | 40 | 40 | [7 empty] | 0 | 1 | 1965-01-01 |  | 2050-12-31 | 1 | CAISO_Hydro | 0
| CAISO NQC List | PIT7_7_UNIT 1 | CAISO System |  | PIT PH 7 UNIT 1 |  | HYDRO | n/a | CAISO_Hydro | 55.7 | 54 | [7 empty] | 0 | 1 | 1965-01-01 |  | 2050-12-31 | 1 | CAISO_Hydro | 0
| CAISO NQC List | PIT7_7_UNIT 2 | CAISO System |  | PIT PH 7 UNIT 2 |  | HYDRO | n/a | CAISO_Hydro | 54.6 | 54 | [7 empty] | 0 | 1 | 1965-01-01 |  | 2050-12-31 | 1 | CAISO_Hydro | 0
| CAISO NQC List | PITTSP_7_UNIT 5 | Bay Area | Pittsburg | PITTSBURG UNIT 5 | PittsburgPwr5 | THERMAL | ST-NatGas | CAISO_ST | 312 | 312 | 24.96 | 24806.34 | 9687.4919 | 13685.7726 | 316.875 | 316.875 |  | 1 | 1 | 1960-01-01 | 2017-12-31 | 2017-12-31 | 1 | CAISO_ST | 0
| CAISO NQC List | PITTSP_7_UNIT 6 | Bay Area | Pittsburg | PITTSBURG UNIT 6 | PittsburgPwr6 | THERMAL | ST-NatGas | CAISO_ST | 317 | 317 | 25.3601 | 25203.9575 | 10428.4056 | 20513.7712 | 312.124 | 312.124 |  | 1 | 1 | 1961-01-01 | 2017-12-31 | 2017-12-31 | 1 | CAISO_ST | 0
| CAISO NQC List | PITTSP_7_UNIT 7 | Bay Area | Pittsburg | PITTSBURG UNIT 7 | PittsburgPwr7 | THERMAL | ST-NatGas | CAISO_ST | 530 | 530 | 42.4 | 42138.975 | 9914.2662 | 20064.5616 | 528.5112 | 528.5112 |  | 1 | 1 | 1972-01-01 | 2017-12-31 | 2017-12-31 | 1 | CAISO_ST | 0
| CAISO NQC List | PLACVL_1_CHILIB | Sierra | Placerville, South of Rio Oso, South of Palermo, South of Table Mountain | Chili Bar Hydro |  | HYDRO | n/a |  | 8.4 | 8.4 | [7 empty] | 0 | 1 | 1965-01-01 |  | 2050-12-31 | 1 | RenExistRes | 1
| CAISO NQC List | PLACVL_1_RCKCRE | Sierra | Placerville, South of Rio Oso, South of Palermo, South of Table Mountain | PLACER UNIT (ROCK CREEK) |  | HYDRO | n/a | CAISO_Hydro | 5 | 0 | [7 empty] | 0 | 1 | 1986-04-24 |  | 2050-12-31 | 1 | CAISO_Hydro | 1
| CAISO NQC List | PLAINV_6_BSOLAR | Big Creek-Ventura | Big Creek | Western Antelope Blue Sky Ranch A |  | SOLAR | n/a |  | 20 | 0 | [7 empty] | 0 | 1 | 2014-11-07 |  | 2050-12-31 | 1 | RenExistRes | 1
| CAISO NQC List | PLAINV_6_SOLAR3 | Big Creek-Ventura |  | Sierra Solar Greenworks |  | SOLAR | n/a |  | 20 | 0 | [7 empty] | 0 | 1 | 2015-11-30 |  | 2050-12-31 | 1 | RenExistRes | 1
| CAISO NQC List | PLAINV_6_SOLARC | Big Creek-Ventura |  | Central Antelope Dry Ranch C |  | SOLAR | n/a |  | 20 | 0 | [7 empty] | 0 | 1 | 2016-05-06 |  | 2050-12-31 | 1 | RenExistRes | 1
| CAISO NQC List | PLSNTG_7_LNCLND | Sierra | Drum-Rio Oso, South of Rio Oso, South of Palermo, South of Table Mountain | Lincoln Landfill Power Plant |  | BIOMASS | n/a |  | 4.98 | 3.2 | [7 empty] | 0 | 1 | 1985-01-01 |  | 2050-12-31 | 1 | RenExistRes | 1
| CAISO NQC List | PMDLET_6_SOLAR1 | Big Creek-Ventura |  | SEPV Palmdale East |  | SOLAR | n/a |  | 10 | 8.2 | [7 empty] | 0 | 1 | 2015-07-31 |  | 2050-12-31 | 1 | RenExistRes | 1
| CAISO NQC List | PMPJCK_1_SOLAR1 | CAISO System |  | Pumpjack Solar I |  | SOLAR | n/a |  | 19.48 | 16.68 | [7 empty] | 0 | 1 | 2015-01-27 |  | 2050-12-31 | 1 | RenExistRes | 1
| CAISO NQC List | WALCRK_2_CTG5 | LA Basin | Western | Walnut Creek Energy Park Unit 5 | WalnutCreekEPark5 | THERMAL | CT-NatGas-Industrial | CAISO_Peaker1 | 96.65 | 96.65 | 43.4925 | 10553.2425 | 9337.6667 | 13285.037 | 309.28 | 309.28 |  | 1 | 1 | 2013-04-30 |  | 2050-12-31 | 1 | CAISO_Peaker1 | 0
| CAISO NQC List | GLNARM_7_UNIT 4 | LA Basin | Western | GLEN ARM UNIT 4 | Glenarm_GT4 | PEAKER | CT-NatGas-Aero | CAISO_Peaker1 | 42.42 | 42.42 | 12.726 | 1439.0218 | 9305.1798 | 11373.0131 | 71.7463 | 71.7463 |  | 1 | 1 | 2004-01-08 |  | 2050-12-31 | 1 | CAISO_Peaker1 | 0
| CAISO NQC List | COCOPP_2_CTG1 | Bay Area | Contra Costa | Marsh Landing 1 | MarshLanding1 | THERMAL | CT-NatGas-Industrial | CAISO_Peaker1 | 204.2 | 200.8 | 91.89 | 22296.6547 | 9286.5167 | 13291.1481 | 363.0222 | 363.0222 |  | 1 | 1 | 2013-05-01 |  | 2050-12-31 | 1 | CAISO_Peaker1 | 0
| CAISO NQC List | COCOPP_2_CTG2 | Bay Area | Contra Costa | Marsh Landing 2 | MarshLanding2 | THERMAL | CT-NatGas-Industrial | CAISO_Peaker1 | 202.7 | 199.9 | 91.215 | 22132.8693 | 9286.5167 | 13291.1481 | 360.3556 | 360.3556 |  | 1 | 1 | 2013-05-01 |  | 2050-12-31 | 1 | CAISO_Peaker1 | 0
| CAISO NQC List | COCOPP_2_CTG3 | Bay Area | Contra Costa | Marsh Landing 3 | MarshLanding3 | THERMAL | CT-NatGas-Industrial | CAISO_Peaker1 | 208.96 | 199.5 | 94.032 | 22816.4004 | 9286.5167 | 13291.1481 | 371.4844 | 371.4844 |  | 1 | 1 | 2013-05-01 |  | 2050-12-31 | 1 | CAISO_Peaker1 | 0
| CAISO NQC List | COCOPP_2_CTG4 | Bay Area | Contra Costa | Marsh Landing 4 | MarshLanding4 | THERMAL | CT-NatGas-Industrial | CAISO_Peaker1 | 204.29 | 201.4 | 91.9305 | 22306.4818 | 9286.5167 | 13291.1481 | 363.1822 | 363.1822 |  | 1 | 1 | 2013-05-01 |  | 2050-12-31 | 1 | CAISO_Peaker1 | 0
| CAISO NQC List | KELSO_2_UNITS | Bay Area | Contra Costa | Mariposa Energy | Mariposa1 | PEAKER | CT-NatGas-Aero | CAISO_Peaker1 | 49 | 47.45 | 22.05 | 1662.2371 | 8944.9705 | 13331.4899 | 314.2285 | 314.2285 |  | 1 | 1 | 2012-10-01 |  | 2050-12-31 | 4 | CAISO_Peaker1 | 0
| CAISO NQC List | KELSO_2_UNITS | Bay Area | Contra Costa | Mariposa Energy | Mariposa2 | PEAKER | CT-NatGas-Aero | CAISO_Peaker1 | 49 | 47.45 | 22.05 | 1662.2371 | 8944.9705 | 13331.4899 | 314.2285 | 314.2285 |  | 1 | 1 | 2012-10-01 |  | 2050-12-31 | 4 | CAISO_Peaker1 | 0
| CAISO NQC List | POEPH_7_UNIT 1 | Sierra | South of Palermo, South of Table Mountain | POE HYDRO UNIT 1 |  | HYDRO | n/a | CAISO_Hydro | 69 | 60 | [7 empty] | 0 | 1 | 1958-01-01 |  | 2050-12-31 | 1 | CAISO_Hydro | 0
| CAISO NQC List | POEPH_7_UNIT 2 | Sierra | South of Palermo, South of Table Mountain | POE HYDRO UNIT 2 |  | HYDRO | n/a | CAISO_Hydro | 68.5 | 60 | [7 empty] | 0 | 1 | 1958-01-01 |  | 2050-12-31 | 1 | CAISO_Hydro | 0
| CAISO NQC List | POTTER_6_UNITS | NCNB | Eagle Rock, Fulton, Lakeville | Potter Valley |  | HYDRO | n/a |  | 10.1 | 10.1 | [7 empty] | 0 | 1 | 1910-01-01 |  | 2050-12-31 | 1 | Unclassified | 0
| CAISO NQC List | POTTER_7_VECINO | NCNB | Eagle Rock, Fulton, Lakeville | Vecino Vineyards LLC |  | HYDRO | n/a | CAISO_Hydro | 1.25 | 0 | [7 empty] | 0 | 1 | 1990-03-27 |  | 2050-12-31 | 1 | CAISO_Hydro | 0
| CAISO NQC List | PRIMM_2_SOLAR1 | CAISO System |  | Silver State South |  | SOLAR | n/a |  | 250 | 200.86 | [7 empty] | 0 | 1 | 2016-08-23 |  | 2050-12-31 | 1 | RenExistRes | 1
| CAISO NQC List | PSWEET_1_STCRUZ | CAISO System |  | Santa Cruz Energy LLC |  | BIOMASS | n/a |  | 1.6 | 0 | [7 empty] | 0 | 1 | 2010-02-06 |  | 2050-12-31 | 1 | RenExistRes | 1
| CAISO NQC List | PSWEET_7_QFUNTS | CAISO System |  | PSWEET_7_QFUNTS |  | BIOGAS | n/a |  | 1 | 0 | [7 empty] | 0 | 1 | 1899-12-31 |  | 2050-12-31 | 1 | Unclassified | 0
| CAISO NQC List | PTLOMA_6_NTCCGN | San Diego-IV | San Diego | AEI MCRD STEAM TURBINE | NTC-MCRD-CC-Total | COGENERATION | CCWhole-NatGas-Industrial | CAISO_CHP | 2.07 | 2.07 | 2.07 |  | 7606.0304 | 7606.0304 |  |  |  | 1 | 1 | 1989-01-01 |  | 2050-12-31 | 1 | CAISO_CHP | 0
| CAISO NQC List | PTLOMA_6_NTCQF | San Diego-IV | San Diego | NTC/MCRD COGENERATION | NTC-MCRD-CC-Total | COGENERATION | CCWhole-NatGas-Industrial | CAISO_CHP | 19.74 | 19.74 | 19.74 |  | 7606.0304 | 7606.0304 |  |  |  | 1 | 1 | 1989-01-01 |  | 2050-12-31 | 1 | CAISO_CHP | 0
| CAISO NQC List | PUTHCR_1_SOLAR1 | CAISO System |  | Putah Creek Solar Farm |  | SOLAR | n/a |  | 1.98 | 1.63 | [7 empty] | 0 | 1 | 2014-12-19 |  | 2050-12-31 | 1 | RenExistRes | 1
| CAISO NQC List | PWEST_1_UNIT | LA Basin | Western | PACIFIC WEST 1 WIND GENERATION |  | WIND | n/a |  | 2.1 | 0.2 | [7 empty] | 0 | 1 | 1899-12-31 |  | 2050-12-31 | 1 | RenExistRes | 1
| CAISO NQC List | RCKCRK_7_UNIT 1 | Sierra | South of Palermo, South of Table Mountain | ROCK CREEK HYDRO UNIT 1 |  | HYDRO | n/a |  | 57 | 57 | [7 empty] | 0 | 1 | 1950-01-01 |  | 2050-12-31 | 1 | Unclassified | 0
| CAISO NQC List | RCKCRK_7_UNIT 2 | Sierra | South of Palermo, South of Table Mountain | ROCK CREEK HYDRO UNIT 2 |  | HYDRO | n/a |  | 56.9 | 56.9 | [7 empty] | 0 | 1 | 1950-01-01 |  | 2050-12-31 | 1 | RenExistRes | 1
| CAISO NQC List | RDWAY_1_CREST | CAISO System |  |  |  | UNKNOWN | n/a |  | 0 | 0 | [7 empty] | 1 | 1 | 1899-12-31 |  | 2050-12-31 | 1 | Unclassified | 0
| CAISO NQC List | RECTOR_2_KAWEAH | Big Creek-Ventura | Big Creek, Rector, Vestal | KAWEAH PH 2 & 3 PSP AGGREGATE |  | HYDRO | n/a |  | 6.55 | 0.01 | [7 empty] | 0 | 1 | 1913-01-01 |  | 2050-12-31 | 1 | Unclassified | 0
| CAISO NQC List | RECTOR_2_KAWH 1 | Big Creek-Ventura | Big Creek, Rector, Vestal | KAWEAH PH 1 UNIT 1 |  | HYDRO | n/a |  | 2.25 | 0.13 | [7 empty] | 0 | 1 | 1929-01-01 |  | 2050-12-31 | 1 | RenExistRes | 1
| CAISO NQC List | RECTOR_2_QF | Big Creek-Ventura | Big Creek, Rector, Vestal | RECTOR QFS |  | HYDRO | n/a | CAISO_Hydro | 19.5 | 0 | [7 empty] | 0 | 1 | 1984-01-01 |  | 2050-12-31 | 1 | CAISO_Hydro | 1
| CAISO NQC List | RECTOR_7_TULARE | Big Creek-Ventura | Big Creek, Rector, Vestal | RECTOR_7_TULARE |  | BIOMASS | n/a |  | 1.6 | 0 | [7 empty] | 0 | 1 | 1998-05-08 |  | 2050-12-31 | 1 | Unclassified | 0
| CAISO NQC List | REDBLF_6_UNIT | CAISO System |  | RED BLUFF PEAKER PLANT | Red_Bluff_IC1 | PEAKER | ICE-NatGas | CAISO_Reciprocating_Engine | 2.75 | 2.75 | 0.17875 | 29.1527 | 10300.759 | 10838.6854 | 75.8621 | 75.8621 |  | 1 | 1 | 2001-08-11 |  | 2050-12-31 | 16 | CAISO_Reciprocating_Engine | 0
| CAISO NQC List | REDBLF_6_UNIT | CAISO System |  | RED BLUFF PEAKER PLANT | Red_Bluff_IC10 | PEAKER | ICE-NatGas | CAISO_Reciprocating_Engine | 2.75 | 2.75 | 0.17875 | 29.1527 | 10300.759 | 10838.6854 | 75.8621 | 75.8621 |  | 1 | 1 | 2001-08-11 |  | 2050-12-31 | 16 | CAISO_Reciprocating_Engine | 0
| CAISO NQC List | REDBLF_6_UNIT | CAISO System |  | RED BLUFF PEAKER PLANT | Red_Bluff_IC11 | PEAKER | ICE-NatGas | CAISO_Reciprocating_Engine | 2.75 | 2.75 | 0.17875 | 29.1527 | 10300.759 | 10838.6854 | 75.8621 | 75.8621 |  | 1 | 1 | 2001-08-11 |  | 2050-12-31 | 16 | CAISO_Reciprocating_Engine | 0
| CAISO NQC List | REDBLF_6_UNIT | CAISO System |  | RED BLUFF PEAKER PLANT | Red_Bluff_IC12 | PEAKER | ICE-NatGas | CAISO_Reciprocating_Engine | 2.75 | 2.75 | 0.17875 | 29.1527 | 10300.759 | 10838.6854 | 75.8621 | 75.8621 |  | 1 | 1 | 2001-08-11 |  | 2050-12-31 | 16 | CAISO_Reciprocating_Engine | 0
| CAISO NQC List | REDBLF_6_UNIT | CAISO System |  | RED BLUFF PEAKER PLANT | Red_Bluff_IC13 | PEAKER | ICE-NatGas | CAISO_Reciprocating_Engine | 2.75 | 2.75 | 0.17875 | 29.1527 | 10300.759 | 10838.6854 | 75.8621 | 75.8621 |  | 1 | 1 | 2001-08-11 |  | 2050-12-31 | 16 | CAISO_Reciprocating_Engine | 0
| CAISO NQC List | REDBLF_6_UNIT | CAISO System |  | RED BLUFF PEAKER PLANT | Red_Bluff_IC14 | PEAKER | ICE-NatGas | CAISO_Reciprocating_Engine | 2.75 | 2.75 | 0.17875 | 29.1527 | 10300.759 | 10838.6854 | 75.8621 | 75.8621 |  | 1 | 1 | 2001-08-11 |  | 2050-12-31 | 16 | CAISO_Reciprocating_Engine | 0
| CAISO NQC List | REDBLF_6_UNIT | CAISO System |  | RED BLUFF PEAKER PLANT | Red_Bluff_IC15 | PEAKER | ICE-NatGas | CAISO_Reciprocating_Engine | 2.75 | 2.75 | 0.17875 | 29.1527 | 10300.759 | 10838.6854 | 75.8621 | 75.8621 |  | 1 | 1 | 2001-08-11 |  | 2050-12-31 | 16 | CAISO_Reciprocating_Engine | 0
| CAISO NQC List | REDBLF_6_UNIT | CAISO System |  | RED BLUFF PEAKER PLANT | Red_Bluff_IC16 | PEAKER | ICE-NatGas | CAISO_Reciprocating_Engine | 2.75 | 2.75 | 0.17875 | 29.1527 | 10300.759 | 10838.6854 | 75.8621 | 75.8621 |  | 1 | 1 | 2001-08-11 |  | 2050-12-31 | 16 | CAISO_Reciprocating_Engine | 0
| CAISO NQC List | REDBLF_6_UNIT | CAISO System |  | RED BLUFF PEAKER PLANT | Red_Bluff_IC2 | PEAKER | ICE-NatGas | CAISO_Reciprocating_Engine | 2.75 | 2.75 | 0.17875 | 29.1527 | 10300.759 | 10838.6854 | 75.8621 | 75.8621 |  | 1 | 1 | 2001-08-11 |  | 2050-12-31 | 16 | CAISO_Reciprocating_Engine | 0
| CAISO NQC List | REDBLF_6_UNIT | CAISO System |  | RED BLUFF PEAKER PLANT | Red_Bluff_IC3 | PEAKER | ICE-NatGas | CAISO_Reciprocating_Engine | 2.75 | 2.75 | 0.17875 | 29.1527 | 10300.759 | 10838.6854 | 75.8621 | 75.8621 |  | 1 | 1 | 2001-08-11 |  | 2050-12-31 | 16 | CAISO_Reciprocating_Engine | 0
| CAISO NQC List | REDBLF_6_UNIT | CAISO System |  | RED BLUFF PEAKER PLANT | Red_Bluff_IC4 | PEAKER | ICE-NatGas | CAISO_Reciprocating_Engine | 2.75 | 2.75 | 0.17875 | 29.1527 | 10300.759 | 10838.6854 | 75.8621 | 75.8621 |  | 1 | 1 | 2001-08-11 |  | 2050-12-31 | 16 | CAISO_Reciprocating_Engine | 0
| CAISO NQC List | REDBLF_6_UNIT | CAISO System |  | RED BLUFF PEAKER PLANT | Red_Bluff_IC5 | PEAKER | ICE-NatGas | CAISO_Reciprocating_Engine | 2.75 | 2.75 | 0.17875 | 29.1527 | 10300.759 | 10838.6854 | 75.8621 | 75.8621 |  | 1 | 1 | 2001-08-11 |  | 2050-12-31 | 16 | CAISO_Reciprocating_Engine | 0
| CAISO NQC List | REDBLF_6_UNIT | CAISO System |  | RED BLUFF PEAKER PLANT | Red_Bluff_IC6 | PEAKER | ICE-NatGas | CAISO_Reciprocating_Engine | 2.75 | 2.75 | 0.17875 | 29.1527 | 10300.759 | 10838.6854 | 75.8621 | 75.8621 |  | 1 | 1 | 2001-08-11 |  | 2050-12-31 | 16 | CAISO_Reciprocating_Engine | 0
| CAISO NQC List | REDBLF_6_UNIT | CAISO System |  | RED BLUFF PEAKER PLANT | Red_Bluff_IC7 | PEAKER | ICE-NatGas | CAISO_Reciprocating_Engine | 2.75 | 2.75 | 0.17875 | 29.1527 | 10300.759 | 10838.6854 | 75.8621 | 75.8621 |  | 1 | 1 | 2001-08-11 |  | 2050-12-31 | 16 | CAISO_Reciprocating_Engine | 0
| CAISO NQC List | REDBLF_6_UNIT | CAISO System |  | RED BLUFF PEAKER PLANT | Red_Bluff_IC8 | PEAKER | ICE-NatGas | CAISO_Reciprocating_Engine | 2.75 | 2.75 | 0.17875 | 29.1527 | 10300.759 | 10838.6854 | 75.8621 | 75.8621 |  | 1 | 1 | 2001-08-11 |  | 2050-12-31 | 16 | CAISO_Reciprocating_Engine | 0
| CAISO NQC List | REDBLF_6_UNIT | CAISO System |  | RED BLUFF PEAKER PLANT | Red_Bluff_IC9 | PEAKER | ICE-NatGas | CAISO_Reciprocating_Engine | 2.75 | 2.75 | 0.17875 | 29.1527 | 10300.759 | 10838.6854 | 75.8621 | 75.8621 |  | 1 | 1 | 2001-08-11 |  | 2050-12-31 | 16 | CAISO_Reciprocating_Engine | 0
| CAISO NQC List | REDOND_7_UNIT 5 | LA Basin | Western | REDONDO GEN STA. UNIT 5 | RedondoBeach5 | THERMAL | ST-NatGas | CAISO_ST | 178.87 | 178.87 | 14.1519 | 14064.7821 | 10450.5508 | 18744.1386 | 484.1974 | 484.066 |  | 1 | 1 | 1954-01-01 | 2020-12-31 | 2020-12-31 | 1 | CAISO_ST | 0
| CAISO NQC List | REDOND_7_UNIT 6 | LA Basin | Western | REDONDO GEN STA. UNIT 6 | RedondoBeach6 | THERMAL | ST-NatGas | CAISO_ST | 175 | 175 | 14 | 13913.81 | 10830.1952 | 25726.5919 | 175 | 175 |  | 1 | 1 | 1957-01-01 | 2020-12-31 | 2020-12-31 | 1 | CAISO_ST | 0
| CAISO NQC List | REDOND_7_UNIT 7 | LA Basin | Western | REDONDO GEN STA. UNIT 7 | RedondoBeach7 | THERMAL | ST-NatGas | CAISO_ST | 505.96 | 505.96 | 39.4135 | 39170.8187 | 9574.0725 | 15862.75 | 492.6682 | 492.6682 |  | 1 | 1 | 1967-01-01 | 2020-12-31 | 2020-12-31 | 1 | CAISO_ST | 0
| CAISO NQC List | REDOND_7_UNIT 8 | LA Basin | Western | REDONDO GEN STA. UNIT 8 | RedondoBeach8 | THERMAL | ST-NatGas | CAISO_ST | 495.9 | 495.9 | 39.3889 | 39146.4045 | 9882.6658 | 16295.8927 | 492.3612 | 492.3612 |  | 1 | 1 | 1967-01-01 | 2020-12-31 | 2020-12-31 | 1 | CAISO_ST | 0
| CAISO NQC List | REEDLY_6_SOLAR | Fresno | Wilson, Herndon, Reedley | Terzian |  | SOLAR | n/a |  | 1.23 | 0 | [7 empty] | 0 | 1 | 2014-06-17 |  | 2050-12-31 | 1 | RenExistRes | 1
| CAISO NQC List | RENWD_1_QF | LA Basin | Eastern | Renwind re-powering project |  | WIND | n/a |  | 10 | 3.45 | [7 empty] | 0 | 1 | 1899-12-31 |  | 2050-12-31 | 1 | Unclassified | 0
| CAISO NQC List | RHONDO_2_QF | LA Basin | Western | RIO HONDO QFS |  | VARIOUS | n/a |  | 5.1 | 0.21 | [7 empty] | 1 | 1 | 1987-01-01 |  | 2050-12-31 | 1 | RenExistRes | 1
| CAISO NQC List | RHONDO_6_PUENTE | LA Basin | Western | Puente Hills GTE Facility Phase II |  | BIOGAS | n/a |  | 4 | 0 | [7 empty] | 0 | 1 | 2007-12-07 |  | 2050-12-31 | 1 | RenExistRes | 1
| CAISO NQC List | RICHMN_7_BAYENV | Bay Area | None | BAY ENVIRONMENTAL (NOVE POWER) |  | BIOMASS | n/a |  | 2.5 | 2 | [7 empty] | 0 | 1 | 1985-01-01 |  | 2050-12-31 | 1 | RenExistRes | 1
| CAISO NQC List | RIOBRV_6_UNIT 1 | CAISO System |  | KERN HYDRO (OLCESE) |  | HYDRO | n/a | CAISO_Hydro | 18.4 | 0.2 | [7 empty] | 0 | 1 | 1989-05-18 |  | 2050-12-31 | 1 | CAISO_Hydro | 1
| CAISO NQC List | RIOOSO_1_QF | Sierra | Drum-Rio Oso, South of Palermo, South of Table Mountain | SMALL QF AGGREGATION - GRASS VALLEY |  | HYDRO | n/a | CAISO_Hydro | 1.7 | 0.92 | [7 empty] | 0 | 1 | 1984-01-01 |  | 2050-12-31 | 1 | CAISO_Hydro | 1
| CAISO NQC List | ROLLIN_6_UNIT | Sierra | Weimer, Drum-Rio Oso, South of Palermo, South of Table Mountain | ROLLINS HYDRO |  | HYDRO | n/a |  | 13.5 | 13.5 | [7 empty] | 0 | 1 | 1980-01-01 |  | 2050-12-31 | 1 | Unclassified | 0
| CAISO NQC List | ROSMDW_2_WIND1 | CAISO System |  | Pacific Wind - Phase 1 |  | WIND | n/a |  | 140 | 28.91 | [7 empty] | 0 | 1 | 1899-12-31 |  | 2050-12-31 | 1 | RenExistRes | 1
| CAISO NQC List | RSMSLR_6_SOLAR1 | Big Creek-Ventura | Big Creek | Rosamond One |  | SOLAR | n/a |  | 20 | 20 | [7 empty] | 0 | 1 | 2013-12-20 |  | 2050-12-31 | 1 | RenExistRes | 1
| CAISO NQC List | RSMSLR_6_SOLAR2 | Big Creek-Ventura | Big Creek | Rosamond Two |  | SOLAR | n/a |  | 20 | 17.54 | [7 empty] | 0 | 1 | 2013-12-20 |  | 2050-12-31 | 1 | RenExistRes | 1
| CAISO NQC List | RTREE_2_WIND1 | CAISO System |  | Rising Tree 1 |  | WIND | n/a |  | 79.2 | 14.6 | [7 empty] | 0 | 1 | 2015-01-12 |  | 2050-12-31 | 1 | RenExistRes | 1
| CAISO NQC List | RTREE_2_WIND2 | CAISO System |  | Rising Tree 2 |  | WIND | n/a |  | 19.8 | 3.43 | [7 empty] | 0 | 1 | 2015-01-12 |  | 2050-12-31 | 1 | RenExistRes | 1
| CAISO NQC List | RTREE_2_WIND3 | CAISO System |  | Rising Tree 3 |  | WIND | n/a |  | 99 | 18.33 | [7 empty] | 0 | 1 | 2015-06-25 |  | 2050-12-31 | 1 | RenExistRes | 1
| CAISO NQC List | SUNRIS_2_PL1X3 | CAISO System |  | Sunrise Power Project AGGREGATE II | SunriseCC-Total | THERMAL | CCWhole-NatGas-Industrial | CAISO_CCGT1 | 586.02 | 586.02 | 331.0968 | 54517.0428 | 6871.5314 | 7383.9481 | 295.6982 | 296.1283 |  | 1 | 1 | 2001-06-07 |  | 2050-12-31 | 1 | CAISO_CCGT1 | 0
| CAISO NQC List | KELSO_2_UNITS | Bay Area | Contra Costa | Mariposa Energy | Mariposa3 | PEAKER | CT-NatGas-Aero | CAISO_Peaker1 | 49 | 47.45 | 22.05 | 1662.2371 | 8944.9705 | 13331.4899 | 314.2285 | 314.2285 |  | 1 | 1 | 2012-10-01 |  | 2050-12-31 | 4 | CAISO_Peaker1 | 0
| CAISO NQC List | KELSO_2_UNITS | Bay Area | Contra Costa | Mariposa Energy | Mariposa4 | PEAKER | CT-NatGas-Aero | CAISO_Peaker1 | 49 | 47.45 | 22.05 | 1662.2371 | 8944.9705 | 13331.4899 | 314.2285 | 314.2285 |  | 1 | 1 | 2012-10-01 |  | 2050-12-31 | 4 | CAISO_Peaker1 | 0
| CAISO NQC List | ANAHM_2_CANYN1 | LA Basin | Western | CANYON POWER PLANT UNIT 1 | Canyon_Pwr1 | PEAKER | CT-NatGas-Aero | CAISO_Peaker1 | 49.4 | 49.4 | 22.23 | 1675.8057 | 8936.5061 | 13332.5152 | 319.3535 | 319.3535 |  | 1 | 1 | 2011-09-16 |  | 2050-12-31 | 1 | CAISO_Peaker1 | 0
| CAISO NQC List | ANAHM_2_CANYN2 | LA Basin | Western | CANYON POWER PLANT UNIT 2 | Canyon_Pwr2 | PEAKER | CT-NatGas-Aero | CAISO_Peaker1 | 49.4 | 48 | 22.23 | 1675.8057 | 8936.5061 | 13332.5152 | 319.3535 | 319.3535 |  | 1 | 1 | 2011-09-16 |  | 2050-12-31 | 1 | CAISO_Peaker1 | 0
| CAISO NQC List | ANAHM_2_CANYN3 | LA Basin | Western | CANYON POWER PLANT UNIT 3 | Canyon_Pwr3 | PEAKER | CT-NatGas-Aero | CAISO_Peaker1 | 49.4 | 48 | 22.23 | 1675.8057 | 8936.5061 | 13332.5152 | 319.3535 | 319.3535 |  | 1 | 1 | 2011-07-30 |  | 2050-12-31 | 1 | CAISO_Peaker1 | 0
| CAISO NQC List | RVSIDE_6_SOLAR1 | LA Basin | Eastern | Tequesquite Landfill Solar Project |  | SOLAR | n/a |  | 7.5 | 6.03 | [7 empty] | 0 | 1 | 2015-09-09 |  | 2050-12-31 | 1 | RenExistRes | 1
| CAISO NQC List | ANAHM_2_CANYN4 | LA Basin | Western | CANYON POWER PLANT UNIT 4 | Canyon_Pwr4 | PEAKER | CT-NatGas-Aero | CAISO_Peaker1 | 49.4 | 49.4 | 22.23 | 1675.8057 | 8936.5061 | 13332.5152 | 319.3535 | 319.3535 |  | 1 | 1 | 2011-07-30 |  | 2050-12-31 | 1 | CAISO_Peaker1 | 0
| CAISO NQC List | VESTAL_2_WELLHD | Big Creek-Ventura | Big Creek, Vestal | Wellhead Power Delano | Wellhead | THERMAL | CT-NatGas-Aero | CAISO_Peaker1 | 49 | 49 | 22.05 | 1662.237 | 8936.5051 | 13332.5129 | 360 | 360 |  | 1 | 1 | 2013-01-16 |  | 2050-12-31 | 1 | CAISO_Peaker1 | 0
| CAISO NQC List | BOGUE_1_UNITA1 | Sierra | Bogue, Drum-Rio Oso, South of Table Mountain | Feather River Energy Center, Unit #1 | Feather_River | PEAKER | CT-NatGas-Aero | CAISO_Peaker1 | 46.3 | 45 | 20.835 | 1570.6445 | 8913.5629 | 13335.2032 | 308.976 | 309.3471 |  | 1 | 1 | 2002-12-23 |  | 2050-12-31 | 1 | CAISO_Peaker1 | 0
| CAISO NQC List | BDGRCK_1_UNITS | Kern | South Kern PP | BADGER CREEK LIMITED | Badger_Creek | COGENERATION | CT-NatGas-Industrial | CAISO_Peaker1 | 47.49 | 44 | 47.0151 | 5185.4477 | 8783.1309 | 8815.3141 | 73.8542 | 73.8542 |  | 1 | 1 | 1991-04-01 |  | 2050-12-31 | 1 | CAISO_Peaker1 | 0
| CAISO NQC List | S_RITA_6_SOLAR1 | Fresno | Wilson | Sun Harvest Solar |  | SOLAR | n/a |  | 1.5 | 0 | [7 empty] | 0 | 1 | 2015-05-28 |  | 2050-12-31 | 1 | RenExistRes | 1
| CAISO NQC List | SALIRV_2_UNIT | CAISO System |  | SALINAS RIVER COGEN CO. | SalinasRiverCgn | COGENERATION | CT-NatGas-Industrial | CAISO_CHP | 32.17 | 32.17 | 32.17 |  | 7606.0304 | 7606.0304 |  |  |  | 1 | 1 | 1991-10-11 |  | 2050-12-31 | 1 | CAISO_CHP | 0
| CAISO NQC List | SALTSP_7_UNITS | CAISO System |  | SALT SPRINGS HYDRO AGGREGATE |  | HYDRO | n/a | CAISO_Hydro | 46 | 46 | [7 empty] | 0 | 1 | 1931-01-01 |  | 2050-12-31 | 1 | CAISO_Hydro | 0
| CAISO NQC List | SAMPSN_6_KELCO1 | San Diego-IV | San Diego | KELCO QUALIFYING FACILITY | C_P_Kelco1 | COGENERATION | CT-NatGas-Industrial | CAISO_CHP | 2.13 | 2.13 | 2.13 |  | 7606.0304 | 7606.0304 |  |  |  | 1 | 1 | 2014-03-05 |  | 2050-12-31 | 3 | CAISO_CHP | 0
| CAISO NQC List | SAMPSN_6_KELCO1 | San Diego-IV | San Diego | KELCO QUALIFYING FACILITY | C_P_Kelco2 | COGENERATION | CT-NatGas-Industrial | CAISO_CHP | 2.13 | 2.13 | 2.13 |  | 7606.0304 | 7606.0304 |  |  |  | 1 | 1 | 2014-03-05 |  | 2050-12-31 | 3 | CAISO_CHP | 0
| CAISO NQC List | SAMPSN_6_KELCO1 | San Diego-IV | San Diego | KELCO QUALIFYING FACILITY | C_P_Kelco3 | COGENERATION | CT-NatGas-Industrial | CAISO_CHP | 2.13 | 2.13 | 2.13 |  | 7606.0304 | 7606.0304 |  |  |  | 1 | 1 | 2014-03-05 |  | 2050-12-31 | 3 | CAISO_CHP | 0
| CAISO NQC List | SANDLT_2_SUNITS | CAISO System |  | Mojave Solar |  | SOLAR | n/a |  | 275 | 222.58 | [7 empty] | 0 | 1 | 2014-12-04 |  | 2050-12-31 | 1 | RenExistRes | 1
| CAISO NQC List | SANITR_6_UNITS | LA Basin |  |  |  | BIOGAS | n/a |  | 8 | 1.2 | [7 empty] | 0 | 1 | 1899-12-31 |  | 2050-12-31 | 1 | Unclassified | 0
| CAISO NQC List | SANLOB_1_LNDFIL | CAISO System |  | Cold Canyon |  | BIOMASS | n/a |  | 1.5 | 0 | [7 empty] | 0 | 1 | 2013-07-18 |  | 2050-12-31 | 1 | RenExistRes | 1
| CAISO NQC List | SANTFG_7_UNITS | NCNB | Lakeville | GEYSERS CALISTOGA AGGREGATE |  | GEOTHERMAL | n/a |  | 92.1 | 63 | [7 empty] | 0 | 1 | 1984-03-14 |  | 2050-12-31 | 1 | Unclassified | 0
| CAISO NQC List | SANTGO_2_LNDFL1 | LA Basin |  | Bowerman Power |  | BIOGAS | n/a |  | 19.6 | 15.88 | [7 empty] | 0 | 1 | 2016-04-27 |  | 2050-12-31 | 1 | Unclassified | 0
| CAISO NQC List | SANWD_1_QF | LA Basin | Eastern | San Gorgonio Farms Wind Farm |  | WIND | n/a |  | 31 | 3.4 | [7 empty] | 0 | 1 | 1983-03-01 |  | 2050-12-31 | 1 | Unclassified | 0
| CAISO NQC List | SARGNT_2_UNIT | CAISO System |  | SARGENT CANYON COGEN. COMPANY | Sargent_Canyon | COGENERATION | CT-NatGas-Industrial | CAISO_CHP | 32.25 | 32.25 | 32.25 |  | 7606.0304 | 7606.0304 |  |  |  | 1 | 1 | 1991-10-07 |  | 2050-12-31 | 1 | CAISO_CHP | 0
| CAISO NQC List | SAUGUS_2_TOLAND | Big Creek-Ventura | Big Creek | Toland Landfill gas to Energy Project |  | BIOMASS | n/a |  | 1.57 | 0 | [7 empty] | 0 | 1 | 2009-08-25 |  | 2050-12-31 | 1 | RenExistRes | 1
| CAISO NQC List | SAUGUS_6_MWDFTH | Big Creek-Ventura | Big Creek | Foothill Hydroelectric Recovery Plant |  | HYDRO | n/a |  | 9.1 | 7.4 | [7 empty] | 0 | 1 | 1981-01-01 |  | 2050-12-31 | 1 | Unclassified | 0
| CAISO NQC List | SAUGUS_6_PTCHGN | Big Creek-Ventura | Big Creek | COUNTY OF LOS ANGELES -- PITCHLE | PitchesHnrRanch | COGENERATION | CT-NatGas-Aero | CAISO_CHP | 19.3 | 19.3 | 19.3 |  | 7606.0304 | 7606.0304 |  |  |  | 1 | 1 | 1988-07-14 |  | 2050-12-31 | 1 | CAISO_CHP | 0
| CAISO NQC List | SAUGUS_6_QF | Big Creek-Ventura | Big Creek | SAUGUS QFS |  | HYDRO | n/a | CAISO_Hydro | 8.9 | 0.63 | [7 empty] | 0 | 1 | 1987-01-01 |  | 2050-12-31 | 1 | CAISO_Hydro | 1
| CAISO NQC List | SAUGUS_7_CHIQCN | Big Creek-Ventura | Big Creek | Chiquita Canyon Landfill Fac |  | BIOMASS | n/a |  | 8 | 4.71 | [7 empty] | 0 | 1 | 2010-11-23 |  | 2050-12-31 | 1 | RenExistRes | 1
| CAISO NQC List | SAUGUS_7_LOPEZ | Big Creek-Ventura | Big Creek | MM Lopez Energy |  | BIOMASS | n/a |  | 6.1 | 5.34 | [7 empty] | 0 | 1 | 1999-01-05 |  | 2050-12-31 | 1 | RenExistRes | 1
| CAISO NQC List | SBERDO_2_PSP3 | LA Basin | Eastern | Mountainview Gen Sta. Unit 3 | MtnviewCC3-Total | THERMAL | CCWhole-NatGas-Industrial | CAISO_CCGT1 | 525 | 484.5 | 278.2569 | 43566.4831 | 6857.1083 | 7242.1607 | 212.6825 | 212.6825 |  | 1 | 1 | 2005-12-10 |  | 2050-12-31 | 1 | CAISO_CCGT1 | 0
| CAISO NQC List | SBERDO_2_PSP4 | LA Basin | Eastern | Mountainview Gen Sta. Unit 4 | MtnviewCC4-Total | THERMAL | CCWhole-NatGas-Industrial | CAISO_CCGT1 | 525 | 484.5 | 337.7517 | 52881.5255 | 6829.5586 | 7083.5579 | 212.6825 | 212.6825 |  | 1 | 1 | 2006-01-19 |  | 2050-12-31 | 1 | CAISO_CCGT1 | 0
| CAISO NQC List | SBERDO_2_QF | LA Basin | Eastern | SAN BERADINO QFS |  | COGENERATION | n/a | CAISO_CHP | 0.12 | 0.12 | 0.12 |  | 7606.0304 | 7606.0304 |  |  |  | 1 | 1 | 1989-01-01 |  | 2050-12-31 | 1 | CAISO_CHP | 0
| CAISO NQC List | SBERDO_2_REDLND | LA Basin | Eastern | Redlands RT Solar |  | SOLAR | n/a |  | 2 | 0.64 | [7 empty] | 0 | 1 | 2011-03-23 |  | 2050-12-31 | 1 | RenExistRes | 1
| CAISO NQC List | SBERDO_2_RTS005 | LA Basin | Eastern | SPVP005 Redlands RT Solar |  | SOLAR | n/a |  | 2.5 | 1.15 | [7 empty] | 0 | 1 | 2012-11-24 |  | 2050-12-31 | 1 | RenExistRes | 1
| CAISO NQC List | SBERDO_2_RTS007 | LA Basin | Eastern | SPVP007 Redlands RT Solar |  | SOLAR | n/a |  | 2.5 | 1.03 | [7 empty] | 0 | 1 | 2012-11-24 |  | 2050-12-31 | 1 | RenExistRes | 1
| CAISO NQC List | SBERDO_2_RTS011 | LA Basin | Eastern | SPVP011 |  | SOLAR | n/a |  | 3.5 | 0.91 | [7 empty] | 0 | 1 | 2013-06-17 |  | 2050-12-31 | 1 | RenExistRes | 1
| CAISO NQC List | SBERDO_2_RTS013 | LA Basin | Eastern | SPVP013 |  | SOLAR | n/a |  | 3.5 | 0.87 | [7 empty] | 0 | 1 | 2013-06-11 |  | 2050-12-31 | 1 | RenExistRes | 1
| CAISO NQC List | SBERDO_2_RTS016 | LA Basin | Eastern | SPVP016 Redlands RT Solar |  | SOLAR | n/a |  | 1.5 | 0.46 | [7 empty] | 0 | 1 | 2011-08-02 |  | 2050-12-31 | 1 | RenExistRes | 1
| CAISO NQC List | SBERDO_2_RTS048 | LA Basin | Eastern | SPVP048 |  | SOLAR | n/a |  | 5 | 0 | [7 empty] | 0 | 1 | 2013-09-01 |  | 2050-12-31 | 1 | RenExistRes | 1
| CAISO NQC List | SBERDO_2_SNTANA | LA Basin | Eastern | SANTA ANA PSP |  | HYDRO | n/a |  | 6.95 | 0 | [7 empty] | 0 | 1 | 1899-12-31 |  | 2050-12-31 | 1 | RenExistRes | 1
| CAISO NQC List | SBERDO_6_MILLCK | LA Basin | Eastern | MILL CREEK PSP |  | HYDRO | n/a |  | 3.93 | 0.73 | [7 empty] | 0 | 1 | 1899-12-31 |  | 2050-12-31 | 1 | RenExistRes | 1
| CAISO NQC List | SCEC_1_PDRP26 | CAISO System |  | PDR-F SCEC |  | UNKNOWN | n/a |  | 0 | 2.34 | [7 empty] | 1 | 1 | 1899-12-31 |  | 2050-12-31 | 1 | Unclassified | 0
| CAISO NQC List | SCEC_1_PDRP27 | CAISO System |  | PDR-D SCEC LNE1 |  | UNKNOWN | n/a |  | 0 | 1.5 | [7 empty] | 1 | 1 | 1899-12-31 |  | 2050-12-31 | 1 | Unclassified | 0
| CAISO NQC List | SCEC_1_PDRP28 | CAISO System |  | PDR-C SCEC |  | UNKNOWN | n/a |  | 0 | 0.4 | [7 empty] | 1 | 1 | 1899-12-31 |  | 2050-12-31 | 1 | Unclassified | 0
| CAISO NQC List | SCEC_1_PDRP29 | CAISO System |  | PDR-B SCEC |  | UNKNOWN | n/a |  | 0 | 0.35 | [7 empty] | 1 | 1 | 1899-12-31 |  | 2050-12-31 | 1 | Unclassified | 0
| CAISO NQC List | SCEC_1_PDRP30 | CAISO System |  | SCEC_1_PDRP30 |  | UNKNOWN | n/a |  | 0 | 0.6 | [7 empty] | 1 | 1 | 1899-12-31 |  | 2050-12-31 | 1 | Unclassified | 0
| CAISO NQC List | SCEC_1_PDRP31 | CAISO System |  | SCEC_1_PDRP31 |  | UNKNOWN | n/a |  | 0 | 0.2 | [7 empty] | 1 | 1 | 1899-12-31 |  | 2050-12-31 | 1 | Unclassified | 0
| CAISO NQC List | SCEC_1_PDRP32 | CAISO System |  | SCEC_1_PDRP32 |  | UNKNOWN | n/a |  | 0 | 0.55 | [7 empty] | 1 | 1 | 1899-12-31 |  | 2050-12-31 | 1 | Unclassified | 0
| CAISO NQC List | SCEC_1_PDRP33 | CAISO System |  | PDR-A SCEC |  | UNKNOWN | n/a |  | 0 | 0.16 | [7 empty] | 1 | 1 | 1899-12-31 |  | 2050-12-31 | 1 | Unclassified | 0
| CAISO NQC List | SCEN_6_PDRP01 | CAISO System |  | SCEN_6_PDRP01 |  | UNKNOWN | n/a |  | 0 | 0.2 | [7 empty] | 1 | 1 | 1899-12-31 |  | 2050-12-31 | 1 | Unclassified | 0
| CAISO NQC List | SCEW_2_PDRP15 | CAISO System |  | PDR-F SCEW |  | UNKNOWN | n/a |  | 0 | 1.4 | [7 empty] | 1 | 1 | 1899-12-31 |  | 2050-12-31 | 1 | Unclassified | 0
| CAISO NQC List | SCEW_2_PDRP16 | CAISO System |  | PDR-D SCEW LNE1 |  | UNKNOWN | n/a |  | 0 | 1.5 | [7 empty] | 1 | 1 | 1899-12-31 |  | 2050-12-31 | 1 | Unclassified | 0
| CAISO NQC List | SCEW_2_PDRP17 | CAISO System |  | PDR-E SCEW |  | UNKNOWN | n/a |  | 0 | 0.1 | [7 empty] | 1 | 1 | 1899-12-31 |  | 2050-12-31 | 1 | Unclassified | 0
| CAISO NQC List | SCEW_2_PDRP18 | CAISO System |  | PDR-C SCEW |  | UNKNOWN | n/a |  | 0 | 0.4 | [7 empty] | 1 | 1 | 1899-12-31 |  | 2050-12-31 | 1 | Unclassified | 0
| CAISO NQC List | SCEW_2_PDRP19 | CAISO System |  | SCEW_2_PDRP19 |  | UNKNOWN | n/a |  | 0 | 0.8 | [7 empty] | 1 | 1 | 1899-12-31 |  | 2050-12-31 | 1 | Unclassified | 0
| CAISO NQC List | SCEW_2_PDRP20 | CAISO System |  | SCEW_2_PDRP20 |  | UNKNOWN | n/a |  | 0 | 0.6 | [7 empty] | 1 | 1 | 1899-12-31 |  | 2050-12-31 | 1 | Unclassified | 0
| CAISO NQC List | SCEW_2_PDRP21 | CAISO System |  | PDR-A SCEW |  | UNKNOWN | n/a |  | 0 | 0.14 | [7 empty] | 1 | 1 | 1899-12-31 |  | 2050-12-31 | 1 | Unclassified | 0
| CAISO NQC List | SCHD_1_PDRP01 | CAISO System |  | PDR-F SCHD |  | UNKNOWN | n/a |  | 0 | 1.08 | [7 empty] | 1 | 1 | 1899-12-31 |  | 2050-12-31 | 1 | Unclassified | 0
| CAISO NQC List | SCHD_1_PDRP11 | CAISO System |  | SCHD_1_PDRP11 |  | UNKNOWN | n/a |  | 0 | 0.6 | [7 empty] | 1 | 1 | 1899-12-31 |  | 2050-12-31 | 1 | Unclassified | 0
| CAISO NQC List | SCHD_1_PDRP12 | CAISO System |  | SCHD_1_PDRP12 |  | UNKNOWN | n/a |  | 0 | 0.55 | [7 empty] | 1 | 1 | 1899-12-31 |  | 2050-12-31 | 1 | Unclassified | 0
| CAISO NQC List | PALOMR_2_PL1X3 | San Diego-IV | San Diego | Palomar Energy Center | PalomarCC-Total | THERMAL | CCWhole-NatGas-Industrial | CAISO_CCGT1 | 575 | 565.61 | 305.1897 | 50982.6512 | 6797.1036 | 7351.7935 | 226.1121 | 226.5214 |  | 1 | 1 | 2006-03-31 |  | 2050-12-31 | 1 | CAISO_CCGT1 | 0
| CAISO NQC List | SCHNDR_1_FIVPTS | Fresno | Wilson, Coalinga | Five Points Solar Station |  | SOLAR | n/a |  | 15 | 6.37 | [7 empty] | 0 | 1 | 2011-10-07 |  | 2050-12-31 | 1 | RenExistRes | 1
| CAISO NQC List | SCHNDR_1_WSTSDE | Fresno | Wilson, Coalinga | Westside Solar Station |  | SOLAR | n/a |  | 15 | 9.26 | [7 empty] | 0 | 1 | 2011-09-13 |  | 2050-12-31 | 1 | RenExistRes | 1
| CAISO NQC List | SCLD_1_PDRP10 | CAISO System |  | SCLD_1_PDRP10 |  | UNKNOWN | n/a |  | 0 | 0.2 | [7 empty] | 1 | 1 | 1899-12-31 |  | 2050-12-31 | 1 | Unclassified | 0
| CAISO NQC List | SCNW_6_PDRP01 | CAISO System |  | PDR-F SCNW |  | UNKNOWN | n/a |  | 0 | 0.45 | [7 empty] | 1 | 1 | 1899-12-31 |  | 2050-12-31 | 1 | Unclassified | 0
| CAISO NQC List | SCNW_6_PDRP02 | CAISO System |  | PDR-G SCNW |  | UNKNOWN | n/a |  | 0 | 1 | [7 empty] | 1 | 1 | 1899-12-31 |  | 2050-12-31 | 1 | Unclassified | 0
| CAISO NQC List | SCNW_6_PDRP10 | CAISO System |  | SCNW_6_PDRP10 |  | UNKNOWN | n/a |  | 0 | 0.6 | [7 empty] | 1 | 1 | 1899-12-31 |  | 2050-12-31 | 1 | Unclassified | 0
| CAISO NQC List | SCNW_6_PDRP11 | CAISO System |  | SCNW_6_PDRP11 |  | UNKNOWN | n/a |  | 0 | 0.45 | [7 empty] | 1 | 1 | 1899-12-31 |  | 2050-12-31 | 1 | Unclassified | 0
| CAISO NQC List | SCNW_6_PDRP12 | CAISO System |  | SCNW_6_PDRP12 |  | UNKNOWN | n/a |  | 0 | 0.2 | [7 empty] | 1 | 1 | 1899-12-31 |  | 2050-12-31 | 1 | Unclassified | 0
| CAISO NQC List | SDG1_1_PDRP01 | CAISO System |  | PDR-E SDG1 |  | UNKNOWN | n/a |  | 0 | 0.28 | [7 empty] | 1 | 1 | 1899-12-31 |  | 2050-12-31 | 1 | Unclassified | 0
| CAISO NQC List | SDG1_1_PDRP02 | CAISO System |  | PDR-H SDG1-1 |  | UNKNOWN | n/a |  | 0 | 0.3 | [7 empty] | 1 | 1 | 1899-12-31 |  | 2050-12-31 | 1 | Unclassified | 0
| CAISO NQC List | SDG1_1_PDRP03 | CAISO System |  | PDR-H SDG1-2 |  | UNKNOWN | n/a |  | 0 | 0.2 | [7 empty] | 1 | 1 | 1899-12-31 |  | 2050-12-31 | 1 | Unclassified | 0
| CAISO NQC List | SDG1_1_PDRP04 | CAISO System |  | SDG1_1_PDRP04 |  | UNKNOWN | n/a |  | 0 | 0.1 | [7 empty] | 1 | 1 | 1899-12-31 |  | 2050-12-31 | 1 | Unclassified | 0
| CAISO NQC List | SDG1_1_PDRP05 | CAISO System |  | SDG1_1_PDRP05 |  | UNKNOWN | n/a |  | 0 | 0.35 | [7 empty] | 1 | 1 | 1899-12-31 |  | 2050-12-31 | 1 | Unclassified | 0
| CAISO NQC List | SDG1_1_PDRP06 | CAISO System |  | SDG1_1_PDRP06 |  | UNKNOWN | n/a |  | 0 | 0.3 | [7 empty] | 1 | 1 | 1899-12-31 |  | 2050-12-31 | 1 | Unclassified | 0
| CAISO NQC List | SDG1_1_PDRP07 | CAISO System |  | SDG1_1_PDRP07 |  | UNKNOWN | n/a |  | 0 | 0.3 | [7 empty] | 1 | 1 | 1899-12-31 |  | 2050-12-31 | 1 | Unclassified | 0
| CAISO NQC List | SDG1_1_PDRP08 | CAISO System |  | SDG1_1_PDRP08 |  | UNKNOWN | n/a |  | 0 | 0.35 | [7 empty] | 1 | 1 | 1899-12-31 |  | 2050-12-31 | 1 | Unclassified | 0
| CAISO NQC List | SDG1_1_PDRP09 | CAISO System |  | SDG1_1_PDRP09 |  | UNKNOWN | n/a |  | 0 | 0.45 | [7 empty] | 1 | 1 | 1899-12-31 |  | 2050-12-31 | 1 | Unclassified | 0
| CAISO NQC List | SDG1_1_PDRP11 | CAISO System |  | PDR-C SDG1 |  | UNKNOWN | n/a |  | 0 | 0.3 | [7 empty] | 1 | 1 | 1899-12-31 |  | 2050-12-31 | 1 | Unclassified | 0
| CAISO NQC List | SEARLS_7_ARGUS | CAISO System |  | NORTH AMERICAN ARGUS | Argus_Cogen8 | COGENERATION | ST-Coal | CAISO_CHP | 3.765 | 3.765 | 3.765 |  | 7606.0304 | 7606.0304 |  |  |  | 1 | 1 | 1983-04-01 |  | 2050-12-31 | 2 | CAISO_CHP | 0
| CAISO NQC List | SEARLS_7_ARGUS | CAISO System |  | NORTH AMERICAN ARGUS | Argus_Cogen9 | COGENERATION | ST-Coal | CAISO_CHP | 3.765 | 3.765 | 3.765 |  | 7606.0304 | 7606.0304 |  |  |  | 1 | 1 | 1983-04-01 |  | 2050-12-31 | 2 | CAISO_CHP | 0
| CAISO Other | PIOPIC_2_CTG1 | San Diego-IV | San Diego | Pio Pico Unit 1 | PioPicoEnergyCenter1 | UNKNOWN | CT-NatGas-Aero | CAISO_Peaker1 | 0 | 102.67 | 0 | 0 | 8667.6762 | 11784.8899 | 0 | 0 |  | 1 | 0 | 2014-05-01 |  | 2050-12-31 | 1 | CAISO_Peaker1 | 0
| CAISO Other | PIOPIC_2_CTG2 | San Diego-IV | San Diego | Pio Pico Unit 2 | PioPicoEnergyCenter2 | UNKNOWN | CT-NatGas-Aero | CAISO_Peaker1 | 0 | 102.67 | 0 | 0 | 8667.6762 | 11784.8899 | 0 | 0 |  | 1 | 0 | 2014-05-01 |  | 2050-12-31 | 1 | CAISO_Peaker1 | 0
| CAISO Other | PIOPIC_2_CTG3 | San Diego-IV | San Diego | Pio Pico Unit 3 | PioPicoEnergyCenter3 | UNKNOWN | CT-NatGas-Aero | CAISO_Peaker1 | 0 | 102.67 | 0 | 0 | 8667.6762 | 11784.8899 | 0 | 0 |  | 1 | 0 | 2014-05-01 |  | 2050-12-31 | 1 | CAISO_Peaker1 | 0
| CAISO NQC List | RVSIDE_6_SPRING | LA Basin | Eastern | SPRINGS GENERATION PROJECT AGGREGATE | Springs1 | PEAKER | CT-NatGas-Aero | CAISO_Peaker1 | 9 | 9 | 4.05 | 305.3088 | 8599.4186 | 13372.4287 | 130.9091 | 130.9091 |  | 1 | 1 | 2002-06-13 |  | 2050-12-31 | 4 | CAISO_Peaker1 | 0
| CAISO NQC List | RVSIDE_6_SPRING | LA Basin | Eastern | SPRINGS GENERATION PROJECT AGGREGATE | Springs2 | PEAKER | CT-NatGas-Aero | CAISO_Peaker1 | 9 | 9 | 4.05 | 305.3088 | 8599.4186 | 13372.4287 | 130.9091 | 130.9091 |  | 1 | 1 | 2002-06-13 |  | 2050-12-31 | 4 | CAISO_Peaker1 | 0
| CAISO NQC List | RVSIDE_6_SPRING | LA Basin | Eastern | SPRINGS GENERATION PROJECT AGGREGATE | Springs3 | PEAKER | CT-NatGas-Aero | CAISO_Peaker1 | 9 | 9 | 4.05 | 305.3088 | 8599.4186 | 13372.4287 | 130.9091 | 130.9091 |  | 1 | 1 | 2002-06-13 |  | 2050-12-31 | 4 | CAISO_Peaker1 | 0
| CAISO NQC List | RVSIDE_6_SPRING | LA Basin | Eastern | SPRINGS GENERATION PROJECT AGGREGATE | Springs4 | PEAKER | CT-NatGas-Aero | CAISO_Peaker1 | 9 | 9 | 4.05 | 305.3088 | 8599.4186 | 13372.4287 | 130.9091 | 130.9091 |  | 1 | 1 | 2002-06-13 |  | 2050-12-31 | 4 | CAISO_Peaker1 | 0
| CAISO NQC List | DREWS_6_PL1X4 | LA Basin | Eastern | DREWS UNIT AGGREGATE | Drews1 | PEAKER | CT-NatGas-Aero | CAISO_Peaker1 | 10.35 | 9 | 4.6575 | 351.1051 | 8595.2988 | 13372.8767 | 66.5357 | 66.5357 |  | 1 | 1 | 2001-08-14 |  | 2050-12-31 | 4 | CAISO_Peaker1 | 0
| CAISO NQC List | SGREGY_6_SANGER | Fresno | Wilson | DYNAMIS COGEN | AlgonquinCC-Total | COGENERATION | CCWhole-NatGas-Aero | CAISO_CHP | 24.067 | 24.067 | 24.067 |  | 7606.0304 | 7606.0304 |  |  |  | 1 | 1 | 1990-12-11 |  | 2050-12-31 | 1 | CAISO_CHP | 0
| CAISO NQC List | SHUTLE_6_CREST | Big Creek-Ventura |  |  |  | UNKNOWN | n/a |  | 0 | 0 | [7 empty] | 1 | 1 | 1899-12-31 |  | 2050-12-31 | 1 | Unclassified | 0
| CAISO NQC List | DREWS_6_PL1X4 | LA Basin | Eastern | DREWS UNIT AGGREGATE | Drews2 | PEAKER | CT-NatGas-Aero | CAISO_Peaker1 | 10.35 | 9 | 4.6575 | 351.1051 | 8595.2988 | 13372.8767 | 66.5357 | 66.5357 |  | 1 | 1 | 2001-08-14 |  | 2050-12-31 | 4 | CAISO_Peaker1 | 0
| CAISO NQC List | DREWS_6_PL1X4 | LA Basin | Eastern | DREWS UNIT AGGREGATE | Drews3 | PEAKER | CT-NatGas-Aero | CAISO_Peaker1 | 10.35 | 9 | 4.6575 | 351.1051 | 8595.2988 | 13372.8767 | 66.5357 | 66.5357 |  | 1 | 1 | 2001-08-14 |  | 2050-12-31 | 4 | CAISO_Peaker1 | 0
| CAISO NQC List | SISQUC_1_SMARIA | CAISO System |  | Santa Maria II LFG Power Plant |  | BIOMASS | n/a |  | 1.42 | 0.9 | [7 empty] | 0 | 1 | 2010-09-27 |  | 2050-12-31 | 1 | RenExistRes | 1
| CAISO NQC List | SKERN_6_SOLAR1 | Kern | South Kern PP | South Kern Solar PV Plant |  | SOLAR | n/a |  | 20 | 14.73 | [7 empty] | 0 | 1 | 2015-04-07 |  | 2050-12-31 | 1 | RenExistRes | 1
| CAISO NQC List | SLST13_2_SOLAR1 | CAISO System |  | Quinto Solar PV Project |  | SOLAR | n/a |  | 107.6 | 86.45 | [7 empty] | 0 | 1 | 2015-11-30 |  | 2050-12-31 | 1 | RenExistRes | 1
| CAISO NQC List | SLSTR1_2_SOLAR1 | CAISO System |  | Solar Star 1 |  | SOLAR | n/a |  | 310 | 263.34 | [7 empty] | 0 | 1 | 2015-06-25 |  | 2050-12-31 | 1 | RenExistRes | 1
| CAISO NQC List | SLSTR2_2_SOLAR2 | CAISO System |  | Solar Star 2 |  | SOLAR | n/a |  | 276 | 232.89 | [7 empty] | 0 | 1 | 2015-06-19 |  | 2050-12-31 | 1 | RenExistRes | 1
| CAISO NQC List | SLUISP_2_UNITS | CAISO System |  | SAN LUIS (GIANELLI) PUMP-GEN (AGGREGATE) |  | HYDRO | n/a | CAISO_PS | 374.43 | 40.71 | [7 empty] | 0 | 1 | 1967-01-01 |  | 2050-12-31 | 1 | CAISO_PS | 0
| CAISO NQC List | SLYCRK_1_UNIT 1 | Sierra | Drum-Rio Oso, South of Table Mountain | SLY CREEK HYDRO |  | HYDRO | n/a |  | 13 | 13 | [7 empty] | 0 | 1 | 1983-01-01 |  | 2050-12-31 | 1 | Unclassified | 0
| CAISO NQC List | DREWS_6_PL1X4 | LA Basin | Eastern | DREWS UNIT AGGREGATE | Drews4 | PEAKER | CT-NatGas-Aero | CAISO_Peaker1 | 10.35 | 9 | 4.6575 | 351.1051 | 8595.2988 | 13372.8767 | 66.5357 | 66.5357 |  | 1 | 1 | 2001-08-14 |  | 2050-12-31 | 4 | CAISO_Peaker1 | 0
| CAISO NQC List | SMRCOS_6_LNDFIL | San Diego-IV | San Diego | San Marcos Energy |  | BIOMASS | n/a |  | 1.5 | 1.28 | [7 empty] | 0 | 1 | 2011-05-20 |  | 2050-12-31 | 1 | RenExistRes | 1
| CAISO NQC List | SMUDGO_7_UNIT 1 | NCNB | Lakeville | SONOMA POWER PLANT |  | GEOTHERMAL | n/a |  | 53 | 37 | [7 empty] | 0 | 1 | 1983-01-01 |  | 2050-12-31 | 1 | Unclassified | 0
| CAISO NQC List | SNCLRA_2_SPRHYD | Big Creek-Ventura |  | Springville Hydroelectric Generator |  | HYDRO | n/a | CAISO_Hydro | 1 | 0.45 | [7 empty] | 0 | 1 | 1994-03-17 |  | 2050-12-31 | 1 | CAISO_Hydro | 0
| CAISO NQC List | SNCLRA_2_UNIT1 | Big Creek-Ventura |  | New Indy Oxnard | OxnardPaperMill | COGENERATION | CT-NatGas-Aero | CAISO_CHP | 16.31 | 16.31 | 16.31 |  | 7606.0304 | 7606.0304 |  |  |  | 1 | 1 | 1986-03-14 |  | 2050-12-31 | 1 | CAISO_CHP | 0
| CAISO NQC List | SNCLRA_6_OXGEN | Big Creek-Ventura | Ventura, S.Clara, Moorpark | E.F. OXNARD INCORPORATED | EF_Oxnard | COGENERATION | CT-NatGas-Aero | CAISO_CHP | 33.5 | 33.5 | 33.5 |  | 7606.0304 | 7606.0304 |  |  |  | 1 | 1 | 1990-04-13 |  | 2050-12-31 | 1 | CAISO_CHP | 0
| CAISO NQC List | SNCLRA_6_PROCGN | Big Creek-Ventura | Ventura, S.Clara, Moorpark | PROCTER AND GAMBLE OXNARD II | Oxnard_GEN2 | COGENERATION | CT-NatGas-Aero | CAISO_CHP | 44.52 | 44.52 | 44.52 |  | 7606.0304 | 7606.0304 |  |  |  | 1 | 1 | 1998-11-17 |  | 2050-12-31 | 1 | CAISO_CHP | 0
| CAISO NQC List | SNCLRA_6_QF | Big Creek-Ventura | Ventura, S.Clara, Moorpark | SANTA CLARA QFS |  | VARIOUS | n/a |  | 12.9 | 0 | [7 empty] | 1 | 1 | 1987-01-01 |  | 2050-12-31 | 1 | RenExistRes | 1
| CAISO NQC List | SNCLRA_6_WILLMT | Big Creek-Ventura | Ventura, S.Clara, Moorpark | WILLIAMETTE |  | UNKNOWN | n/a |  | 0 | 13.61 | [7 empty] | 1 | 1 | 1899-12-31 |  | 2050-12-31 | 1 | Unclassified | 0
| CAISO NQC List | SNDBAR_7_UNIT 1 | Stockton | Tesla-Bellota, Stanislaus | SAND BAR HYDRO |  | HYDRO | n/a |  | 18.6 | 4.19 | [7 empty] | 0 | 1 | 1986-05-19 |  | 2050-12-31 | 1 | RenExistRes | 1
| CAISO NQC List | SNMALF_6_UNITS | NCNB | Fulton, Lakeville | Sonoma County Landfill |  | BIOMASS | n/a |  | 7.5 | 3.29 | [7 empty] | 0 | 1 | 1993-04-30 |  | 2050-12-31 | 1 | RenExistRes | 1
| CAISO NQC List | SOUTH_2_UNIT | CAISO System |  | SOUTH HYDRO |  | HYDRO | n/a | CAISO_Hydro | 7.1 | 7.1 | [7 empty] | 0 | 1 | 1979-01-01 |  | 2050-12-31 | 1 | CAISO_Hydro | 1
| CAISO NQC List | SPAULD_6_UNIT 3 | Sierra | Drum-Rio Oso, South of Palermo, South of Table Mountain | SPAULDING HYDRO PH 3 UNIT |  | HYDRO | n/a |  | 6.5 | 6.5 | [7 empty] | 0 | 1 | 1928-01-01 |  | 2050-12-31 | 1 | RenExistRes | 1
| CAISO NQC List | SPAULD_6_UNIT12 | Sierra | Drum-Rio Oso, South of Palermo, South of Table Mountain | SPAULDING HYDRO PH 1 & 2 AGGREGATE |  | HYDRO | n/a |  | 11.4 | 11.4 | [7 empty] | 0 | 1 | 1929-01-01 |  | 2050-12-31 | 1 | Unclassified | 0
| CAISO NQC List | SPBURN_2_UNIT 1 | CAISO System |  | Burney Biomass |  | BIOMASS | n/a |  | 22 | 12.98 | [7 empty] | 0 | 1 | 1986-01-01 |  | 2050-12-31 | 1 | RenExistRes | 1
| CAISO NQC List | SPBURN_7_SNOWMT | CAISO System |  | SPBURN_7_SNOWMT |  | HYDRO | n/a | CAISO_Hydro | 3 | 0 | [7 empty] | 0 | 1 | 1990-03-28 |  | 2050-12-31 | 1 | CAISO_Hydro | 1
| CAISO NQC List | SPI LI_2_UNIT 1 | Sierra | Drum-Rio Oso, South of Rio Oso, South of Palermo, South of Table Mountain | Lincoln Biomass |  | BIOMASS | n/a |  | 17.2 | 9.79 | [7 empty] | 0 | 1 | 1986-06-03 |  | 2050-12-31 | 1 | RenExistRes | 1
| CAISO NQC List | SPIAND_1_ANDSN2 | CAISO System |  | SPI Anderson 2 |  | BIOMASS | n/a |  | 27.15 | 21.99 | [7 empty] | 0 | 1 | 2015-09-09 |  | 2050-12-31 | 1 | RenExistRes | 1
| CAISO NQC List | SPICER_1_UNITS | CAISO System |  | SPICER HYDRO UNITS 1-3 AGGREGATE |  | HYDRO | n/a |  | 6 | 6 | [7 empty] | 0 | 1 | 1990-01-01 |  | 2050-12-31 | 1 | Unclassified | 0
| CAISO NQC List | SPIFBD_1_PL1X2 | Stockton | Tesla-Bellota, Stanislaus | SIERRA PACIFIC IND. (SONORA) |  | BIOMASS | n/a |  | 7.5 | 1.53 | [7 empty] | 0 | 1 | 2001-05-29 |  | 2050-12-31 | 1 | RenExistRes | 1
| CAISO NQC List | SPQUIN_6_SRPCQU | CAISO System |  | Quincy Biomass |  | BIOMASS | n/a |  | 22 | 17.97 | [7 empty] | 0 | 1 | 1983-01-14 |  | 2050-12-31 | 1 | RenExistRes | 1
| CAISO NQC List | SPRGAP_1_UNIT 1 | Stockton | Tesla-Bellota, Stanislaus | SPRING GAP HYDRO |  | HYDRO | n/a |  | 7 | 7 | [7 empty] | 0 | 1 | 1921-01-01 |  | 2050-12-31 | 1 | RenExistRes | 1
| CAISO NQC List | SPRGVL_2_QF | Big Creek-Ventura | Big Creek, Rector, Vestal | SPRINGVILLE QFS |  | VARIOUS | n/a |  | 2.3 | 0.12 | [7 empty] | 1 | 1 | 1909-01-01 |  | 2050-12-31 | 1 | RenExistRes | 1
| CAISO NQC List | SPRGVL_2_TULE | Big Creek-Ventura | Big Creek, Rector, Vestal | TULE RIVER HYDRO PLANT (PG&E) |  | HYDRO | n/a |  | 6.4 | 6.4 | [7 empty] | 0 | 1 | 1914-01-01 |  | 2050-12-31 | 1 | RenExistRes | 1
| CAISO NQC List | SPRGVL_2_TULESC | Big Creek-Ventura | Big Creek, Rector, Vestal | TULE RIVER HYDRO PLANT (SCE) |  | HYDRO | n/a |  | 2.5 | 0 | [7 empty] | 0 | 1 | 1909-01-01 |  | 2050-12-31 | 1 | RenExistRes | 1
| CAISO NQC List | SRINTL_6_UNIT | Bay Area | None | SRI INTERNATIONAL | SRI_Int_Cgn | COGENERATION | CT-NatGas-Aero | CAISO_CHP | 0.52 | 0.52 | 0.52 |  | 7606.0304 | 7606.0304 |  |  |  | 1 | 1 | 1987-03-10 |  | 2050-12-31 | 1 | CAISO_CHP | 0
| CAISO NQC List | STANIS_7_UNIT 1 | Stockton | Tesla-Bellota, Stanislaus | STANISLAUS HYDRO |  | HYDRO | n/a | CAISO_Hydro | 91 | 91 | [7 empty] | 0 | 1 | 1963-01-01 |  | 2050-12-31 | 1 | CAISO_Hydro | 0
| CAISO NQC List | STAUFF_1_UNIT | Bay Area | None | RHODIA INC. (RHONE-POULENC) | MartinezRegen | COGENERATION | ST-Other | CAISO_CHP | 0.07 | 0.07 | 0.07 |  | 7606.0304 | 7606.0304 |  |  |  | 1 | 1 | 1977-06-01 |  | 2050-12-31 | 1 | CAISO_CHP | 0
| CAISO NQC List | CENTRY_6_PL1X4 | LA Basin | Eastern | CENTURY GENERATING PLANT (AGGREGATE) | Century1 | PEAKER | CT-NatGas-Aero | CAISO_Peaker1 | 10.35 | 9 | 4.6575 | 351.1051 | 8595.0646 | 13372.3562 | 69.3209 | 69.3209 |  | 1 | 1 | 2001-09-17 |  | 2050-12-31 | 4 | CAISO_Peaker1 | 0
| CAISO NQC List | STNRES_1_UNIT | Stockton | Tesla-Bellota | Covanta Stanislaus |  | BIOMASS | n/a |  | 19.9 | 18.23 | [7 empty] | 0 | 1 | 1988-09-06 |  | 2050-12-31 | 1 | RenExistRes | 1
| CAISO NQC List | STOILS_1_UNITS | Bay Area | Pittsburg | Chevron Richmond Refinery | RichmondCgn2 | COGENERATION | ST-NatGas | CAISO_CHP | 0 | 0 | 0 |  | 7606.0304 | 7606.0304 |  |  |  | 1 | 1 | 1992-08-31 |  | 2050-12-31 | 2 | CAISO_CHP | 0
| CAISO NQC List | STOILS_1_UNITS | Bay Area | Pittsburg | Chevron Richmond Refinery | RichmondCgn1 | COGENERATION | ST-NatGas | CAISO_CHP | 0 | 0 | 0 |  | 7606.0304 | 7606.0304 |  |  |  | 1 | 1 | 1992-08-31 |  | 2050-12-31 | 2 | CAISO_CHP | 0
| CAISO NQC List | STOREY_2_MDRCH2 | Fresno |  | Madera-Chowchilla Two |  | HYDRO | n/a | CAISO_Hydro | 0.52 | 0.25 | [7 empty] | 0 | 1 | 1986-04-11 |  | 2050-12-31 | 1 | CAISO_Hydro | 1
| CAISO NQC List | STOREY_2_MDRCH3 | Fresno |  | Madera-Chowchilla Three |  | HYDRO | n/a | CAISO_Hydro | 0.42 | 0.19 | [7 empty] | 0 | 1 | 1986-04-16 |  | 2050-12-31 | 1 | CAISO_Hydro | 1
| CAISO NQC List | STOREY_7_MDRCHW | Fresno | Wilson | Madera Canal Site 980 |  | HYDRO | n/a | CAISO_Hydro | 1.84 | 0 | [7 empty] | 0 | 1 | 1985-02-02 |  | 2050-12-31 | 1 | CAISO_Hydro | 1
| CAISO NQC List | STROUD_6_SOLAR | Fresno | Wilson, Herndon | Stroud Solar Station |  | SOLAR | n/a |  | 20 | 5.12 | [7 empty] | 0 | 1 | 2011-10-04 |  | 2050-12-31 | 1 | RenExistRes | 1
| CAISO NQC List | INLDEM_5_UNIT 2 | LA Basin | Eastern | Inland Empire Energy Center, Unit 2 | InlandEmpireEC2 | THERMAL | CCWhole-NatGas-SingleShaft | CAISO_CCGT1 | 366.32 | 335 | 222.9448 | 33947.555 | 6509.9929 | 7073.792 | 260.2273 | 150.1311 |  | 1 | 1 | 2010-06-08 |  | 2050-12-31 | 1 | CAISO_CCGT1 | 0
| CAISO NQC List | CENTRY_6_PL1X4 | LA Basin | Eastern | CENTURY GENERATING PLANT (AGGREGATE) | Century2 | PEAKER | CT-NatGas-Aero | CAISO_Peaker1 | 10.35 | 9 | 4.6575 | 351.1051 | 8595.0646 | 13372.3562 | 69.3209 | 69.3209 |  | 1 | 1 | 2001-09-17 |  | 2050-12-31 | 4 | CAISO_Peaker1 | 0
| CAISO NQC List | CENTRY_6_PL1X4 | LA Basin | Eastern | CENTURY GENERATING PLANT (AGGREGATE) | Century3 | PEAKER | CT-NatGas-Aero | CAISO_Peaker1 | 10.35 | 9 | 4.6575 | 351.1051 | 8595.0646 | 13372.3562 | 69.3209 | 69.3209 |  | 1 | 1 | 2001-09-17 |  | 2050-12-31 | 4 | CAISO_Peaker1 | 0
| CAISO NQC List | CENTRY_6_PL1X4 | LA Basin | Eastern | CENTURY GENERATING PLANT (AGGREGATE) | Century4 | PEAKER | CT-NatGas-Aero | CAISO_Peaker1 | 10.35 | 9 | 4.6575 | 351.1051 | 8595.0646 | 13372.3562 | 69.3209 | 69.3209 |  | 1 | 1 | 2001-09-17 |  | 2050-12-31 | 4 | CAISO_Peaker1 | 0
| CAISO NQC List | SUNSHN_2_LNDFL | Big Creek-Ventura | Big Creek | Sunshine Gas Producers |  | THERMAL | n/a |  | 20 | 16.55 | [7 empty] | 1 | 1 | 2014-09-01 |  | 2050-12-31 | 1 | RenExistRes | 1
| CAISO NQC List | SUTTER_2_PL1X3 | CAISO System |  | SUTTER POWER PLANT AGGREGATE | SutterEnergyCC-Total | PSEUDO TIE | CCWhole-NatGas-Industrial | CAISO_CCGT1 | 525 | 500 | 288.8409 | 51593.0286 | 6907.3756 | 7349.6746 | 388.4225 | 388.81 |  | 1 | 1 | 2001-05-04 |  | 2050-12-31 | 1 | CAISO_CCGT1 | 0
| CAISO NQC List | SYCAMR_2_UNIT 1 | Big Creek-Ventura | Big Creek | Sycamore Cogeneration Unit 1 | Sycamore_CgnAB | COGENERATION | CT-NatGas-Industrial | CAISO_CHP | 66.33 | 66.33 | 66.33 |  | 7606.0304 | 7606.0304 |  |  |  | 1 | 1 | 1987-01-01 |  | 2050-12-31 | 1 | CAISO_CHP | 0
| CAISO NQC List | MALAGA_1_PL1X2 | Fresno | Wilson, Herndon | Malaga Power Aggregate | KingsRiverGT1 | THERMAL | CT-NatGas-Aero | CAISO_Peaker1 | 48 | 48 | 21.6 | 1628.314 | 8122.3907 | 9042.0592 | 160 | 160 |  | 1 | 1 | 2005-09-19 |  | 2050-12-31 | 2 | CAISO_Peaker1 | 0
| CAISO NQC List | SYCAMR_2_UNIT 3 | Big Creek-Ventura | Big Creek | Sycamore Cogeneration Unit 3 | Sycamore_CgnCG | COGENERATION | CT-NatGas-Industrial | CAISO_CHP | 67.26 | 67.26 | 67.26 |  | 7606.0304 | 7606.0304 |  |  |  | 1 | 1 | 1987-01-01 |  | 2050-12-31 | 1 | CAISO_CHP | 0
| CAISO NQC List | VERNON_6_GONZL2 | LA Basin | Western | H. Gonzales Unit #2 | H._Gonzales_G2 | PEAKER | CT-NatGas-Aero | CAISO_Peaker1 | 5.75 | 5.75 | 1.725 | 195.0584 | 7867.5864 | 8370.6215 | 58.4746 | 58.4746 |  | 1 | 1 | 1987-01-01 |  | 2050-12-31 | 1 | CAISO_Peaker1 | 0
| CAISO NQC List | TANHIL_6_SOLART | CAISO System |  | BERRY PETROLEUM COGEN 18 AGGREGATE | BerryTanneHills18-1 | COGENERATION | CT-NatGas-Aero | CAISO_CHP | 3.115 | 3.115 | 3.115 |  | 7606.0304 | 7606.0304 |  |  |  | 1 | 1 | 1986-01-01 |  | 2050-12-31 | 2 | CAISO_CHP | 0
| CAISO NQC List | TANHIL_6_SOLART | CAISO System |  | BERRY PETROLEUM COGEN 18 AGGREGATE | BerryTanneHills18-2 | COGENERATION | CT-NatGas-Aero | CAISO_CHP | 3.115 | 3.115 | 3.115 |  | 7606.0304 | 7606.0304 |  |  |  | 1 | 1 | 1986-01-01 |  | 2050-12-31 | 2 | CAISO_CHP | 0
| CAISO NQC List | TBLMTN_6_QF | CAISO System |  | SMALL QF AGGREGATION - PARADISE |  | HYDRO | n/a | CAISO_Hydro | 3.6 | 0.27 | [7 empty] | 0 | 1 | 1983-01-01 |  | 2050-12-31 | 1 | CAISO_Hydro | 1
| CAISO NQC List | TEHAPI_2_WIND1 | CAISO System |  |  |  | WIND | n/a |  | 16.9 | 2.98 | [7 empty] | 0 | 1 | 1985-11-13 |  | 2050-12-31 | 1 | Unclassified | 0
| CAISO NQC List | TEHAPI_2_WIND2 | CAISO System |  |  |  | WIND | n/a |  | 21.68 | 3.83 | [7 empty] | 0 | 1 | 1986-12-05 |  | 2050-12-31 | 1 | Unclassified | 0
| CAISO NQC List | TENGEN_2_PL1X2 | Big Creek-Ventura | Big Creek | Berry Cogen 42 | BerryPlaceritaCogen1 | COGENERATION | CT-NatGas-Aero | CAISO_CHP | 18.4 | 18.4 | 18.4 |  | 7606.0304 | 7606.0304 |  |  |  | 1 | 1 | 1990-03-06 |  | 2050-12-31 | 2 | CAISO_CHP | 0
| CAISO NQC List | TENGEN_2_PL1X2 | Big Creek-Ventura | Big Creek | Berry Cogen 42 | BerryPlaceritaCogen2 | COGENERATION | CT-NatGas-Aero | CAISO_CHP | 18.4 | 18.4 | 18.4 |  | 7606.0304 | 7606.0304 |  |  |  | 1 | 1 | 1990-03-06 |  | 2050-12-31 | 2 | CAISO_CHP | 0
| CAISO NQC List | INLDEM_5_UNIT 1 | LA Basin | Eastern | Inland Empire Energy Center, Unit 1 | InlandEmpireEC1 | THERMAL | CCWhole-NatGas-SingleShaft | CAISO_CCGT1 | 376.2 | 335 | 222.8685 | 33935.9414 | 6469.2384 | 6954.0684 | 260.1383 | 150.0798 |  | 1 | 1 | 2009-06-29 |  | 2050-12-31 | 1 | CAISO_CCGT1 | 0
| CAISO NQC List | TESLA_1_QF | CAISO System |  | SMALL QF AGGREGATION - STOCKTON |  | HYDRO | n/a | CAISO_Hydro | 2 | 0.35 | [7 empty] | 0 | 1 | 1982-01-01 |  | 2050-12-31 | 1 | CAISO_Hydro | 1
| CAISO NQC List | THMENG_1_UNIT 1 | CAISO System |  | Tracy Biomass |  | BIOMASS | n/a |  | 18.5 | 9.51 | [7 empty] | 0 | 1 | 1990-04-26 |  | 2050-12-31 | 1 | RenExistRes | 1
| CAISO NQC List | TIDWTR_2_UNITS | Bay Area | Pittsburg | MARTINEZ COGEN LIMITED PARTNERSHIP | MartinezCC-Total | COGENERATION | CCWhole-NatGas-Aero | CAISO_CHP | 13.68 | 13.68 | 13.68 |  | 7606.0304 | 7606.0304 |  |  |  | 1 | 1 | 1987-02-23 |  | 2050-12-31 | 1 | CAISO_CHP | 0
| CAISO NQC List | TIFFNY_1_DILLON | LA Basin | Western | TIFFNY_1_DILLON |  | WIND | n/a |  | 45 | 4.96 | [7 empty] | 0 | 1 | 2008-04-18 |  | 2050-12-31 | 1 | RenExistRes | 1
| CAISO NQC List | TIGRCK_7_UNITS | CAISO System |  | TIGER CREEK HYDRO AGGREGATE |  | HYDRO | n/a | CAISO_Hydro | 62 | 62 | [7 empty] | 0 | 1 | 1931-01-01 |  | 2050-12-31 | 1 | CAISO_Hydro | 0
| CAISO NQC List | TKOPWR_6_HYDRO | CAISO System |  | Bear Creek Hydroelectric Project |  | HYDRO | n/a | CAISO_Hydro | 2.83 | 1.28 | [7 empty] | 0 | 1 | 1986-01-15 |  | 2050-12-31 | 1 | CAISO_Hydro | 1
| CAISO NQC List | TMPLTN_2_SOLAR | CAISO System |  | Vintner Solar |  | SOLAR | n/a |  | 1.5 | 1.5 | [7 empty] | 0 | 1 | 2014-03-05 |  | 2050-12-31 | 1 | RenExistRes | 1
| CAISO NQC List | TOADTW_6_UNIT | CAISO System |  | TOAD TOWN |  | HYDRO | n/a |  | 1.5 | 1.5 | [7 empty] | 0 | 1 | 1986-01-01 |  | 2050-12-31 | 1 | RenExistRes | 1
| CAISO NQC List | TOPAZ_2_SOLAR | CAISO System |  | Topaz Solar Farms |  | SOLAR | n/a |  | 550 | 440.49 | [7 empty] | 0 | 1 | 2014-10-27 |  | 2050-12-31 | 1 | RenExistRes | 1
| CAISO NQC List | TRNQLT_2_SOLAR | Fresno |  | Tranquillity |  | SOLAR | n/a |  | 200 | 160.69 | [7 empty] | 0 | 1 | 2016-07-28 |  | 2050-12-31 | 1 | Unclassified | 0
| CAISO NQC List | TRNSWD_1_QF | LA Basin | Eastern | FPL Energy C Wind |  | WIND | n/a |  | 38.97 | 7.42 | [7 empty] | 0 | 1 | 1984-12-03 |  | 2050-12-31 | 1 | RenExistRes | 1
| CAISO NQC List | TULLCK_7_UNITS | Stockton | Tesla-Bellota | Tullock Hydro |  | HYDRO | n/a |  | 25.9 | 14.55 | [7 empty] | 0 | 1 | 1958-01-01 |  | 2050-12-31 | 1 | Unclassified | 0
| CAISO NQC List | TUPMAN_1_BIOGAS | CAISO System |  | ABEC Bidart - Stockdale |  | BIOMASS | n/a |  | 0.6 | 0.6 | [7 empty] | 0 | 1 | 2013-03-20 |  | 2050-12-31 | 1 | RenExistRes | 1
| CAISO NQC List | TWISSL_6_SOLAR | CAISO System |  | Nickel 1 ("NLH1") |  | SOLAR | n/a |  | 1.5 | 1 | [7 empty] | 0 | 1 | 2012-11-27 |  | 2050-12-31 | 1 | RenExistRes | 1
| CAISO NQC List | TWISSL_6_SOLAR1 | CAISO System |  | Coronal Lost Hills |  | SOLAR | n/a |  | 20 | 17.6 | [7 empty] | 0 | 1 | 2015-05-15 |  | 2050-12-31 | 1 | RenExistRes | 1
| CAISO NQC List | TX-ELK_6_SOLAR1 | CAISO System |  | Castor Solar Project |  | SOLAR | n/a |  | 1.5 | 0 | [7 empty] | 0 | 1 | 2016-04-02 |  | 2050-12-31 | 1 | RenExistRes | 1
| CAISO NQC List | TXMCKT_6_UNIT | CAISO System |  | McKittrick Cogen | McKittrick1_RP | COGENERATION | CT-NatGas-Aero | CAISO_CHP | 0.6 | 0.6 | 0.6 |  | 7606.0304 | 7606.0304 |  |  |  | 1 | 1 | 1994-10-01 |  | 2050-12-31 | 2 | CAISO_CHP | 0
| CAISO NQC List | TXMCKT_6_UNIT | CAISO System |  | McKittrick Cogen | McKittrick2_RP | COGENERATION | CT-NatGas-Aero | CAISO_CHP | 0.6 | 0.6 | 0.6 |  | 7606.0304 | 7606.0304 |  |  |  | 1 | 1 | 1994-10-01 |  | 2050-12-31 | 2 | CAISO_CHP | 0
| CAISO NQC List | UKIAH_7_LAKEMN | NCNB | Eagle Rock, Fulton, Lakeville | UKIAH LAKE MENDOCINO HYDRO |  | HYDRO | n/a |  | 3.5 | 1.7 | [7 empty] | 0 | 1 | 2007-07-02 |  | 2050-12-31 | 1 | RenExistRes | 1
| CAISO NQC List | ULTPCH_1_UNIT 1 | Stockton | Tesla-Bellota, Stanislaus | OGDEN POWER PACIFIC (CHINESE STATION) |  | BIOMASS | n/a |  | 22 | 16.19 | [7 empty] | 0 | 1 | 1986-06-04 |  | 2050-12-31 | 1 | RenExistRes | 1
| CAISO NQC List | ULTPFR_1_UNIT 1 | Fresno | Wilson, Herndon | RIO BRAVO FRESNO (AKA ULTRAPOWER) |  | BIOMASS | n/a |  | 30.5 | 23.92 | [7 empty] | 0 | 1 | 1988-07-20 |  | 2050-12-31 | 1 | RenExistRes | 1
| CAISO NQC List | ULTRCK_2_UNIT | Sierra | Drum-Rio Oso, South of Rio Oso, South of Palermo, South of Table Mountain | Rio Bravo Rocklin |  | BIOMASS | n/a |  | 28.8 | 21.81 | [7 empty] | 0 | 1 | 1989-06-09 |  | 2050-12-31 | 1 | RenExistRes | 1
| CAISO NQC List | UNCHEM_1_UNIT | Bay Area | Pittsburg | CONTRA COSTA CARBON PLANT | Phillips_Carbon | COGENERATION | ST-Coal | CAISO_CHP | 10.95 | 10.95 | 10.95 |  | 7606.0304 | 7606.0304 |  |  |  | 1 | 1 | 1983-01-01 |  | 2050-12-31 | 1 | CAISO_CHP | 0
| CAISO NQC List | UNOCAL_1_UNITS | Bay Area | Pittsburg | TOSCO (RODEO PLANT) | Phillips_RodeoC | COGENERATION | CT-NatGas-Aero | CAISO_CHP | 0.27333 | 0.27333 | 0.27333 |  | 7606.0304 | 7606.0304 |  |  |  | 1 | 1 | 1987-05-21 |  | 2050-12-31 | 3 | CAISO_CHP | 0
| CAISO NQC List | UNOCAL_1_UNITS | Bay Area | Pittsburg | TOSCO (RODEO PLANT) | Phillips_RodeoB | COGENERATION | CT-NatGas-Aero | CAISO_CHP | 0.27333 | 0.27333 | 0.27333 |  | 7606.0304 | 7606.0304 |  |  |  | 1 | 1 | 1987-05-21 |  | 2050-12-31 | 3 | CAISO_CHP | 0
| CAISO NQC List | UNOCAL_1_UNITS | Bay Area | Pittsburg | TOSCO (RODEO PLANT) | Phillips_RodeoA | COGENERATION | CT-NatGas-Aero | CAISO_CHP | 0.27333 | 0.27333 | 0.27333 |  | 7606.0304 | 7606.0304 |  |  |  | 1 | 1 | 1987-05-21 |  | 2050-12-31 | 3 | CAISO_CHP | 0
| CAISO NQC List | UNVRSY_1_UNIT 1 | CAISO System |  | Berry Cogen 38 - Unit 1 |  | COGENERATION | n/a | CAISO_CHP | 34.91 | 34.91 | 34.91 |  | 7606.0304 | 7606.0304 |  |  |  | 1 | 1 | 1986-01-01 |  | 2050-12-31 | 1 | CAISO_CHP | 0
| CAISO NQC List | USWND2_1_WIND1 | CAISO System |  | Golden Hills A |  | WIND | n/a |  | 42.96 | 7.58 | [7 empty] | 0 | 1 | 2015-12-18 |  | 2050-12-31 | 1 | RenExistRes | 1
| CAISO NQC List | USWND2_1_WIND2 | CAISO System |  | Golden Hills B |  | WIND | n/a |  | 42.96 | 7.58 | [7 empty] | 0 | 1 | 2015-12-18 |  | 2050-12-31 | 1 | RenExistRes | 1
| CAISO NQC List | USWND4_2_UNITS | CAISO System |  | US WIND POWER#4(RALPH) |  | WIND | n/a |  | 80.2 | 8.08 | [7 empty] | 0 | 1 | 1987-01-01 |  | 2050-12-31 | 1 | RenExistRes | 1
| CAISO NQC List | USWNDR_2_SMUD | Bay Area | Contra Costa | SOLANO WIND FARM |  | WIND | n/a |  | 102.18 | 22.43 | [7 empty] | 0 | 1 | 1994-01-01 |  | 2050-12-31 | 1 | RenExistRes | 1
| CAISO NQC List | USWNDR_2_SMUD2 | Bay Area | Contra Costa | Solano Wind Project Phase 3 |  | WIND | n/a |  | 127.8 | 43.15 | [7 empty] | 0 | 1 | 2012-04-18 |  | 2050-12-31 | 1 | RenExistRes | 1
| CAISO NQC List | USWNDR_2_UNITS | Bay Area | Contra Costa | US WIND POWER(RUSSELL) |  | WIND | n/a |  | 59.6 | 4 | [7 empty] | 0 | 1 | 1994-01-01 |  | 2050-12-31 | 1 | RenExistRes | 1
| CAISO NQC List | USWPJR_2_UNITS | Bay Area | Contra Costa | Vasco Wind |  | WIND | n/a |  | 78.2 | 17.35 | [7 empty] | 0 | 1 | 1988-01-01 |  | 2050-12-31 | 1 | RenExistRes | 1
| CAISO NQC List | VACADX_1_NAS | CAISO System |  | VACA-DIXON BATTERY |  | STORAGE | n/a |  | 1.85 | 0 | [7 empty] | 1 | 1 | 2013-09-06 |  | 2050-12-31 | 1 | Unclassified | 0
| CAISO NQC List | VACADX_1_SOLAR | CAISO System |  | Vaca-Dixon Solar Station |  | SOLAR | n/a |  | 2.5 | 1.52 | [7 empty] | 0 | 1 | 2009-12-23 |  | 2050-12-31 | 1 | Unclassified | 0
| CAISO NQC List | VERNON_6_GONZL1 | LA Basin | Western | H. Gonzales Unit #1 | H._Gonzales_G1 | PEAKER | CT-NatGas-Aero | CAISO_Peaker1 | 5.75 | 5.75 | 1.725 | 195.0584 | 7867.5304 | 8370.4348 | 60 | 60 |  | 1 | 1 | 1987-01-01 |  | 2050-12-31 | 1 | CAISO_Peaker1 | 0
| CAISO NQC List | VALLEY_5_PERRIS | LA Basin | Eastern | MWD Perris Hydroelectric Recovery Plant |  | HYDRO | n/a | CAISO_Hydro | 7.94 | 7.94 | [7 empty] | 0 | 1 | 1983-01-01 |  | 2050-12-31 | 1 | CAISO_Hydro | 1
| CAISO NQC List | VALLEY_5_REDMTN | LA Basin | Eastern | MWD Red Mountain Hydroelectric Recovery |  | HYDRO | n/a | CAISO_Hydro | 5.9 | 3.7 | [7 empty] | 0 | 1 | 1985-01-01 |  | 2050-12-31 | 1 | CAISO_Hydro | 0
| CAISO NQC List | VALLEY_5_RTS044 | LA Basin | Eastern | SPVP044 |  | SOLAR | n/a |  | 8 | 3.37 | [7 empty] | 0 | 1 | 2012-12-30 |  | 2050-12-31 | 1 | RenExistRes | 1
| CAISO NQC List | VALLEY_5_SOLAR1 | LA Basin | Eastern | Kona Solar - Meridian #1 |  | SOLAR | n/a |  | 1.49 | 0 | [7 empty] | 0 | 1 | 2015-04-13 |  | 2050-12-31 | 1 | Unclassified | 0
| CAISO NQC List | VALLEY_5_SOLAR2 | LA Basin | Eastern | AP North Lake Solar |  | SOLAR | n/a |  | 20 | 16.65 | [7 empty] | 0 | 1 | 2015-08-11 |  | 2050-12-31 | 1 | RenExistRes | 1
| CAISO NQC List | VALLEY_7_BADLND | LA Basin | Eastern | VALLEY_7_BADLND |  | BIOMASS | n/a |  | 1.3 | 0.44 | [7 empty] | 0 | 1 | 2001-08-07 |  | 2050-12-31 | 1 | RenExistRes | 1
| CAISO NQC List | VALLEY_7_UNITA1 | LA Basin | Eastern | WM Energy, El Sobrante Landfill |  | BIOMASS | n/a |  | 3.74 | 2.56 | [7 empty] | 0 | 1 | 2004-04-26 |  | 2050-12-31 | 1 | RenExistRes | 1
| CAISO NQC List | VEDDER_1_SEKERN | Kern | South Kern PP, Kern Oil | TEXACO EXPLORATION & PROD (SE KERN RIVER | SEKernRiverCgn1 | COGENERATION | CT-NatGas-Aero | CAISO_CHP | 12.47 | 12.47 | 12.47 |  | 7606.0304 | 7606.0304 |  |  |  | 1 | 1 | 1989-01-31 |  | 2050-12-31 | 1 | CAISO_CHP | 0
| CAISO NQC List | VEGA_6_SOLAR1 | Fresno | Wilson | Vega Solar |  | SOLAR | n/a |  | 20 | 0 | [7 empty] | 0 | 1 | 2015-03-23 |  | 2050-12-31 | 1 | RenExistRes | 1
| CAISO NQC List | VENWD_1_WIND1 | LA Basin |  | Windpark Unlimited 1 |  | WIND | n/a |  | 9.43 | 1.66 | [7 empty] | 0 | 1 | 1985-12-31 |  | 2050-12-31 | 1 | Unclassified | 0
| CAISO NQC List | VENWD_1_WIND2 | LA Basin |  | Windpark Unlimited 2 |  | WIND | n/a |  | 16.05 | 2.83 | [7 empty] | 0 | 1 | 1985-12-31 |  | 2050-12-31 | 1 | Unclassified | 0
| CAISO NQC List | VENWD_1_WIND3 | LA Basin |  | Painted Hills Wind Park |  | WIND | n/a |  | 19.04 | 3.36 | [7 empty] | 0 | 1 | 1985-12-01 |  | 2050-12-31 | 1 | Unclassified | 0
| CAISO NQC List | KERNFT_1_UNITS | Kern | South Kern PP | KERN FRONT LIMITED | Kern_Front_KF1 | COGENERATION | CT-NatGas-Aero | CAISO_CHP | 26.05 | 26.05 | 26.05 |  | 7606.0304 | 7606.0304 |  |  |  | 1 | 1 | 1989-01-07 |  | 2050-12-31 | 2 | CAISO_CHP | 0
| CAISO NQC List | KERNFT_1_UNITS | Kern | South Kern PP | KERN FRONT LIMITED | Kern_Front_KF2 | COGENERATION | CT-NatGas-Aero | CAISO_CHP | 26.05 | 26.05 | 26.05 |  | 7606.0304 | 7606.0304 |  |  |  | 1 | 1 | 1989-01-07 |  | 2050-12-31 | 2 | CAISO_CHP | 0
| CAISO NQC List | GILROY_1_UNIT | Bay Area | Llagas, South Bay-Moss Landing | GILROY COGEN AGGREGATE | GilroyCC-Total | COGENERATION | CCWhole-NatGas-Industrial | CAISO_CCGT1 | 120 | 105 | 60.4154 | 10049.7514 | 6389.4187 | 6909.1953 | 44.5714 | 45 |  | 1 | 1 | 1987-01-01 |  | 2050-12-31 | 1 | CAISO_CCGT1 | 0
| CAISO NQC List | VESTAL_2_KERN | Big Creek-Ventura | Big Creek, Vestal | KERN RIVER PH 3 UNITS 1 & 2 AGGREGATE |  | HYDRO | n/a | CAISO_Hydro | 36.8 | 0.39 | [7 empty] | 0 | 1 | 1907-01-01 |  | 2050-12-31 | 1 | CAISO_Hydro | 0
| CAISO NQC List | VESTAL_2_RTS042 | Big Creek-Ventura | Big Creek, Vestal | SPVP042 Porterville Solar |  | SOLAR | n/a |  | 5 | 0 | [7 empty] | 0 | 1 | 2012-11-24 |  | 2050-12-31 | 1 | RenExistRes | 1
| CAISO NQC List | VESTAL_2_UNIT1 | Big Creek-Ventura |  | CALGREN PIXLEY |  | THERMAL | n/a |  | 11.2 | 2.93 | [7 empty] | 1 | 1 | 2016-06-30 |  | 2050-12-31 | 1 | Unclassified | 0
| CAISO NQC List | CSCCOG_1_UNIT 1 | Bay Area | San Jose, South Bay-Moss Landing | SANTA CLARA CO-GEN | Santa_ClaraCgn1 | COGENERATION | CT-NatGas-Aero | CAISO_Peaker1 | 3.5 | 3 | 1.575 | 118.7312 | 6719.8821 | 5580.6268 | 53.8462 | 53.8462 |  | 1 | 0 | 1981-01-01 |  | 2050-12-31 | 2 | CAISO_Peaker1 | 0
| CAISO NQC List | VESTAL_6_QF | Big Creek-Ventura | Big Creek, Vestal | VESTAL QFS |  | HYDRO | n/a |  | 18.6 | 0.26 | [7 empty] | 0 | 1 | 1989-01-01 |  | 2050-12-31 | 1 | RenExistRes | 1
| CAISO NQC List | VICTOR_1_CREST | CAISO System |  |  |  | UNKNOWN | n/a |  | 0 | 0 | [7 empty] | 1 | 1 | 1899-12-31 |  | 2050-12-31 | 1 | Unclassified | 0
| CAISO NQC List | VICTOR_1_EXSLRA | CAISO System |  | Expressway Solar A |  | SOLAR | n/a |  | 2 | 0 | [7 empty] | 0 | 1 | 2014-05-07 |  | 2050-12-31 | 1 | RenExistRes | 1
| CAISO NQC List | VICTOR_1_EXSLRB | CAISO System |  | Expressway Solar B |  | SOLAR | n/a |  | 2 | 0 | [7 empty] | 0 | 1 | 2014-05-07 |  | 2050-12-31 | 1 | RenExistRes | 1
| CAISO NQC List | VICTOR_1_LVSLR1 | CAISO System |  | Lone Valley Solar Park 1 |  | SOLAR | n/a |  | 10 | 0 | [7 empty] | 0 | 1 | 2014-11-19 |  | 2050-12-31 | 1 | RenExistRes | 1
| CAISO NQC List | VICTOR_1_LVSLR2 | CAISO System |  | Lone Valley Solar Park 2 |  | SOLAR | n/a |  | 20 | 0 | [7 empty] | 0 | 1 | 2014-11-22 |  | 2050-12-31 | 1 | RenExistRes | 1
| CAISO NQC List | VICTOR_1_SLRHES | CAISO System |  | Sunedison - Hesperia |  | SOLAR | n/a |  | 1.5 | 0 | [7 empty] | 0 | 1 | 2014-08-08 |  | 2050-12-31 | 1 | RenExistRes | 1
| CAISO NQC List | VICTOR_1_SOLAR1 | CAISO System |  | Victor Phelan Solar One |  | SOLAR | n/a |  | 17.5 | 0 | [7 empty] | 0 | 1 | 2013-11-18 |  | 2050-12-31 | 1 | RenExistRes | 1
| CAISO NQC List | VICTOR_1_SOLAR2 | CAISO System |  | Alamo Solar |  | SOLAR | n/a |  | 20 | 0 | [7 empty] | 0 | 1 | 2015-05-15 |  | 2050-12-31 | 1 | RenExistRes | 1
| CAISO NQC List | VICTOR_1_SOLAR3 | CAISO System |  | Adelanto Solar 2 |  | SOLAR | n/a |  | 7 | 6.11 | [7 empty] | 0 | 1 | 2015-07-01 |  | 2050-12-31 | 1 | RenExistRes | 1
| CAISO NQC List | VICTOR_1_SOLAR4 | CAISO System |  | Adelanto Solar Project |  | SOLAR | n/a |  | 20 | 0 | [7 empty] | 0 | 1 | 2015-09-03 |  | 2050-12-31 | 1 | RenExistRes | 1
| CAISO NQC List | VICTOR_1_VDRYFA | CAISO System |  | Victor Dry Farm Ranch A |  | SOLAR | n/a |  | 5 | 0 | [7 empty] | 0 | 1 | 2015-06-12 |  | 2050-12-31 | 1 | RenExistRes | 1
| CAISO NQC List | VICTOR_1_VDRYFB | CAISO System |  | Victor Dry Farm Ranch B |  | SOLAR | n/a |  | 5 | 0 | [7 empty] | 0 | 1 | 2015-06-12 |  | 2050-12-31 | 1 | RenExistRes | 1
| CAISO NQC List | VILLPK_2_VALLYV | LA Basin | Western | MWD Valley View Hydroelectric Recovery P |  | HYDRO | n/a | CAISO_Hydro | 4.1 | 4.1 | [7 empty] | 0 | 1 | 1985-01-01 |  | 2050-12-31 | 1 | CAISO_Hydro | 0
| CAISO NQC List | VILLPK_6_MWDYOR | LA Basin | Western | Yorba Linda Hydroelectric Recovery Plant |  | HYDRO | n/a | CAISO_Hydro | 5.1 | 4.2 | [7 empty] | 0 | 1 | 1981-01-01 |  | 2050-12-31 | 1 | CAISO_Hydro | 0
| CAISO NQC List | VINCNT_2_QF | CAISO System |  | VINCENT QFS |  | WIND | n/a |  | 238.9 | 14.12 | [7 empty] | 0 | 1 | 1985-01-01 |  | 2050-12-31 | 1 | RenExistRes | 1
| CAISO NQC List | VINCNT_2_WESTWD | CAISO System |  | Oasis Power Plant |  | WIND | n/a |  | 60 | 4.57 | [7 empty] | 0 | 1 | 2005-03-31 |  | 2050-12-31 | 1 | RenExistRes | 1
| CAISO NQC List | VISTA_2_RIALTO | LA Basin | Eastern | Rialto RT Solar |  | SOLAR | n/a |  | 1 | 0.25 | [7 empty] | 0 | 1 | 2011-03-01 |  | 2050-12-31 | 1 | RenExistRes | 1
| CAISO NQC List | VISTA_2_RTS028 | LA Basin | Eastern | SPVP028 |  | SOLAR | n/a |  | 3.5 | 2.29 | [7 empty] | 0 | 1 | 2013-08-08 |  | 2050-12-31 | 1 | RenExistRes | 1
| CAISO NQC List | VISTA_6_QF | LA Basin | Eastern | VISTA QFS |  | VARIOUS | n/a |  | 0.6 | 0.06 | [7 empty] | 1 | 1 | 1983-01-01 |  | 2050-12-31 | 1 | RenExistRes | 1
| CAISO NQC List | VLCNTR_6_VCSLR1 | San Diego-IV | San Diego | Valley Center 1 |  | SOLAR | n/a |  | 2.5 | 2.17 | [7 empty] | 0 | 1 | 2013-12-31 |  | 2050-12-31 | 1 | Unclassified | 0
| CAISO NQC List | VLCNTR_6_VCSLR2 | San Diego-IV | San Diego | Valley Center 2 |  | SOLAR | n/a |  | 5 | 4.78 | [7 empty] | 0 | 1 | 2013-12-31 |  | 2050-12-31 | 1 | RenExistRes | 1
| CAISO NQC List | VLYHOM_7_SSJID | Stockton | Tesla-Bellota, Stanislaus | Woodward Power Plant |  | HYDRO | n/a |  | 3 | 0.74 | [7 empty] | 0 | 1 | 1982-04-16 |  | 2050-12-31 | 1 | RenExistRes | 1
| CAISO NQC List | VOLTA_2_UNIT 1 | CAISO System |  | VOLTA HYDRO UNIT 1 |  | HYDRO | n/a |  | 9.1 | 9.1 | [7 empty] | 0 | 1 | 1980-01-01 |  | 2050-12-31 | 1 | RenExistRes | 1
| CAISO NQC List | VOLTA_2_UNIT 2 | CAISO System |  | Volta Hydro Unit 2 |  | HYDRO | n/a |  | 1 | 1 | [7 empty] | 0 | 1 | 1981-01-01 |  | 2050-12-31 | 1 | RenExistRes | 1
| CAISO NQC List | VOLTA_6_BAILCK | CAISO System |  |  |  | HYDRO | n/a | CAISO_Hydro | 0.63 | 0 | [7 empty] | 0 | 1 | 1982-05-26 |  | 2050-12-31 | 1 | CAISO_Hydro | 0
| CAISO NQC List | VOLTA_6_DIGHYD | CAISO System |  | Digger Creek Ranch Hydro |  | HYDRO | n/a | CAISO_Hydro | 0.6 | 0.26 | [7 empty] | 0 | 1 | 2014-07-02 |  | 2050-12-31 | 1 | CAISO_Hydro | 1
| CAISO NQC List | VOLTA_7_QFUNTS | CAISO System |  | VOLTA_7_QFUNTS |  | HYDRO | n/a | CAISO_Hydro | 1.5 | 0.13 | [7 empty] | 0 | 1 | 2007-03-01 |  | 2050-12-31 | 1 | CAISO_Hydro | 1
| CAISO NQC List | WADHAM_6_UNIT | CAISO System |  | Wadham Energy LP |  | BIOMASS | n/a |  | 32 | 22.39 | [7 empty] | 0 | 1 | 1989-03-24 |  | 2050-12-31 | 1 | RenExistRes | 1
| CAISO NQC List | CSCCOG_1_UNIT 1 | Bay Area | San Jose, South Bay-Moss Landing | SANTA CLARA CO-GEN | Santa_ClaraCgn2 | COGENERATION | CT-NatGas-Aero | CAISO_Peaker1 | 3.5 | 3 | 1.575 | 118.7312 | 6719.8821 | 5580.6268 | 53.8462 | 53.8462 |  | 1 | 0 | 1981-01-01 |  | 2050-12-31 | 2 | CAISO_Peaker1 | 0
| CAISO NQC List | SUNSET_2_UNITS | CAISO System |  | MIDWAY SUNSET COGENERATION PLANT | MidwaySunsetA | COGENERATION | CT-NatGas-Industrial | CAISO_Peaker1 | 82.6667 | 78.8 | 81.84 | 9026.3988 | 5596.4477 | 5598.3794 | 158.9744 | 158.9744 |  | 1 | 0 | 1989-12-18 |  | 2050-12-31 | 3 | CAISO_Peaker1 | 0
| CAISO NQC List | SUNSET_2_UNITS | CAISO System |  | MIDWAY SUNSET COGENERATION PLANT | MidwaySunsetB | COGENERATION | CT-NatGas-Industrial | CAISO_Peaker1 | 82.6667 | 78.8 | 81.84 | 9026.3988 | 5596.4477 | 5598.3794 | 158.9744 | 158.9744 |  | 1 | 0 | 1989-12-18 |  | 2050-12-31 | 3 | CAISO_Peaker1 | 0
| CAISO NQC List | SUNSET_2_UNITS | CAISO System |  | MIDWAY SUNSET COGENERATION PLANT | MidwaySunsetC | COGENERATION | CT-NatGas-Industrial | CAISO_Peaker1 | 82.6667 | 78.8 | 81.84 | 9026.3988 | 5596.4477 | 5598.3794 | 158.9744 | 158.9744 |  | 1 | 0 | 1989-12-18 |  | 2050-12-31 | 3 | CAISO_Peaker1 | 0
| CAISO NQC List | SYCAMR_2_UNIT 2 | Big Creek-Ventura | Big Creek | Sycamore Cogeneration Unit 2 | Sycamore_CgnBG | COGENERATION | CT-NatGas-Industrial | CAISO_Peaker1 | 85 | 85 | 84.15 | 9281.1737 | 5596.3159 | 5600.3786 | 43.0667 | 42.5 |  | 1 | 0 | 1987-01-01 |  | 2050-12-31 | 1 | CAISO_Peaker1 | 0
| CAISO NQC List | WALNUT_2_SOLAR | LA Basin | Western | Industry MetroLink PV 1 |  | SOLAR | n/a |  | 1.5 | 0 | [7 empty] | 0 | 1 | 2012-04-03 |  | 2050-12-31 | 1 | RenExistRes | 1
| CAISO NQC List | WALNUT_6_HILLGEN | LA Basin | Western | L.A. COUNTY SANITATION DISTRICT |  | BIOMASS | n/a |  | 53.22 | 45.28 | [7 empty] | 0 | 1 | 1986-01-01 |  | 2050-12-31 | 1 | RenExistRes | 1
| CAISO NQC List | WALNUT_7_WCOVCT | LA Basin | Western | WALNUT_7_WCOVCT |  | BIOMASS | n/a |  | 4.5 | 3.45 | [7 empty] | 0 | 1 | 1996-10-05 |  | 2050-12-31 | 1 | Unclassified | 0
| CAISO NQC List | WALNUT_7_WCOVST | LA Basin | Western | WALNUT_7_WCOVST |  | BIOMASS | n/a |  | 6.5 | 5.12 | [7 empty] | 0 | 1 | 1996-10-05 |  | 2050-12-31 | 1 | RenExistRes | 1
| CAISO NQC List | WARNE_2_UNIT | Big Creek-Ventura | Big Creek | WARNE HYDRO AGGREGATE |  | HYDRO | n/a | CAISO_Hydro | 76 | 76 | [7 empty] | 0 | 1 | 1982-01-01 |  | 2050-12-31 | 1 | CAISO_Hydro | 0
| CAISO NQC List | WAUKNA_1_SOLAR | Fresno | Wilson, Herndon, Hanford | Corcoran Solar |  | SOLAR | n/a |  | 20 | 0.398 | [7 empty] | 0 | 1 | 2013-08-14 |  | 2050-12-31 | 1 | RenExistRes | 1
| CAISO NQC List | WAUKNA_1_SOLAR2 | Fresno | Wilson, Herndon, Hanford | Corcoran 2 |  | SOLAR | n/a |  | 19.75 | 17.43 | [7 empty] | 0 | 1 | 2015-05-20 |  | 2050-12-31 | 1 | RenExistRes | 1
| CAISO NQC List | WDLEAF_7_UNIT 1 | Sierra | Drum-Rio Oso, South of Table Mountain | WOODLEAF HYDRO |  | HYDRO | n/a | CAISO_Hydro | 60 | 60 | [7 empty] | 0 | 1 | 1963-01-01 |  | 2050-12-31 | 1 | CAISO_Hydro | 0
| CAISO NQC List | WEBER_6_FORWRD | Stockton | Weber | Forward |  | BIOMASS |  |  | 4.2 | 4.2 | [7 empty] | 0 | 1 | 2014-02-05 |  | 2050-12-31 | 1 | RenExistRes | 1
| CAISO NQC List | WESTPT_2_UNIT | CAISO System |  | West Point Hydro Plant |  | HYDRO |  |  | 14 | 14 | [7 empty] | 0 | 1 | 1948-01-01 |  | 2050-12-31 | 1 | RenExistRes | 1
| CAISO NQC List | WFRESN_1_SOLAR | Fresno | Wilson | Joya Del Sol |  | SOLAR |  |  | 1.5 | 0 | [7 empty] | 0 | 1 | 2012-12-21 |  | 2050-12-31 | 1 | RenExistRes | 1
| CAISO NQC List | WHEATL_6_LNDFIL | Sierra | South of Table Mountain | G2 ENERGY, OSTROM ROAD LLC |  | BIOMASS |  |  | 3 | 3.2 | [7 empty] | 0 | 1 | 2009-01-08 |  | 2050-12-31 | 1 | RenExistRes | 1
| CAISO NQC List | WHTWTR_1_WINDA1 | LA Basin | Eastern | Whitewater Hill Wind Project |  | WIND |  |  | 61.5 | 5.22 | [7 empty] | 0 | 1 | 2002-08-31 |  | 2050-12-31 | 1 | RenExistRes | 1
| CAISO NQC List | WISE_1_UNIT 1 | Sierra | Placer, Drum-Rio Oso, South of Rio Oso, South of Palermo, South of Table Mountain | Wise Hydro Unit 1 |  | HYDRO |  |  | 14.5 | 14.5 | [7 empty] | 0 | 1 | 1917-01-01 |  | 2050-12-31 | 1 | RenExistRes | 1
| CAISO NQC List | WISE_1_UNIT 2 | Sierra | Placer, Drum-Rio Oso, South of Rio Oso, South of Palermo, South of Table Mountain | WISE HYDRO UNIT 2 |  | HYDRO |  |  | 3.2 | 3.2 | [7 empty] | 0 | 1 | 1986-01-01 |  | 2050-12-31 | 1 | Unclassified | 0
| CAISO NQC List | WISHON_6_UNITS | Fresno | Wilson, Borden | Wishon/San Joaquin #1-A AGGREGATE |  | HYDRO |  |  | 18.4 | 18.4 | [7 empty] | 0 | 1 | 1910-01-01 |  | 2050-12-31 | 1 | Unclassified | 0
| CAISO NQC List | WLDWD_1_SOLAR1 | CAISO System |  | Wildwood Solar I |  | SOLAR |  |  | 20 | 16.36 | [7 empty] | 0 | 1 | 2015-02-19 |  | 2050-12-31 | 1 | RenExistRes | 1
| CAISO NQC List | WNDMAS_2_UNIT 1 | Bay Area | Contra Costa | BUENA VISTA ENERGY, LLC |  | WIND |  |  | 38 | 3.52 | [7 empty] | 0 | 1 | 1983-12-24 |  | 2050-12-31 | 1 | RenExistRes | 1
| CAISO NQC List | WNDSTR_2_WIND | CAISO System |  | Windstar |  | WIND |  |  | 120 | 19.51 | [7 empty] | 0 | 1 | 2012-01-28 |  | 2050-12-31 | 1 | RenExistRes | 1
| CAISO NQC List | SYCAMR_2_UNIT 4 | Big Creek-Ventura | Big Creek | Sycamore Cogeneration Unit 4 | Sycamore_CgnDG | COGENERATION |  | CAISO_Peaker1 | 85 | 85 | 84.15 | 9281.1737 | 5596.3159 | 5600.3786 | 43.0667 | 42.5 |  | 1 | 0 | 1987-01-01 |  | 2050-12-31 | 1 | CAISO_Peaker1 | 0
| CAISO NQC List | WRGHTP_7_AMENGY | Fresno | Wilson | SMALL QF AGGREGATION - LOS BANOS |  | HYDRO |  | CAISO_Hydro | 2.5 | 0.14 | [7 empty] | 0 | 1 | 1986-02-01 |  | 2050-12-31 | 1 | CAISO_Hydro | 0
| CAISO NQC List | WSENGY_1_UNIT 1 | CAISO System |  | WHEELABRATOR SHASTA UNITS 1-3 AGGREGATE |  | BIOMASS |  |  | 63 | 47.87 | [7 empty] | 0 | 1 | 1987-10-30 |  | 2050-12-31 | 1 | RenExistRes | 1
| CAISO NQC List | OMAR_2_UNIT 1 | Big Creek-Ventura | Big Creek | KERN RIVER COGENERATION CO. UNIT 1 | KernRiverCgn1 | COGENERATION |  | CAISO_Peaker1 | 78 | 74.3 | 60.06 | 8516.8434 | 5595.9911 | 5729.1587 | 51.2571 | 50.7 |  | 1 | 0 | 1985-05-01 |  | 2050-12-31 | 1 | CAISO_Peaker1 | 0
| CAISO NQC List | OMAR_2_UNIT 2 | Big Creek-Ventura | Big Creek | KERN RIVER COGENERATION CO. UNIT 2 | KernRiverCgn2 | COGENERATION |  | CAISO_Peaker1 | 78.11 | 75.9 | 60.1447 | 8528.8543 | 5595.9911 | 5729.1587 | 51.3294 | 50.7715 |  | 1 | 0 | 1985-05-01 |  | 2050-12-31 | 1 | CAISO_Peaker1 | 0
| CAISO NQC List | ZOND_6_UNIT | Bay Area | Contra Costa | ZOND WINDSYSTEMS INC. |  | WIND |  |  | 17.1 | 1.52 | [7 empty] | 0 | 1 | 1985-12-30 |  | 2050-12-31 | 1 | RenExistRes | 1
| CAISO NQC List | OMAR_2_UNIT 3 | Big Creek-Ventura | Big Creek | KERN RIVER COGENERATION CO. UNIT 3 | KernRiverCgn3 | COGENERATION |  | CAISO_Peaker1 | 81.41 | 78.4 | 62.6857 | 8889.1823 | 5595.9911 | 5729.1587 | 53.498 | 52.9165 |  | 1 | 0 | 1985-05-01 |  | 2050-12-31 | 1 | CAISO_Peaker1 | 0
| CAISO NQC List | OMAR_2_UNIT 4 | Big Creek-Ventura | Big Creek | KERN RIVER COGENERATION CO. UNIT 4 | KernRiverCgn4 | COGENERATION |  | CAISO_Peaker1 | 81.44 | 77.25 | 62.7088 | 8892.458 | 5595.9911 | 5729.1587 | 53.5177 | 52.936 |  | 1 | 0 | 1985-05-01 |  | 2050-12-31 | 1 | CAISO_Peaker1 | 0
| CAISO NQC List | SMPRIP_1_SMPSON | CAISO System |  | Ripon Cogeneration Unit 1 | Ripon_Mill_GEN1 | COGENERATION |  | CAISO_Peaker1 | 46.05 | 45.6 | 45.5895 | 5028.2133 | 3091.5856 | 3014.9119 | 64.7452 | 64.7452 |  | 1 | 0 | 1988-04-19 |  | 2050-12-31 | 1 | CAISO_Peaker1 | 0
| TEPPC 2026 Common Case | n/a (Palo Verde) | External |  | Palo_Verde_1 (CAISO Share) | Palo_Verde_1 | NUCLEAR |  | CAISO_Nuclear | 207.3487 | 207.3487 | 103.6743 | 24179.137 | 10543.8323 | 10543.8323 | 39.75 | 39.75 |  | 1 | 1 | 1986-01-01 |  | 2050-12-31 | 4 | CAISO_Nuclear | 0
| TEPPC 2026 Common Case | n/a (Palo Verde) | External |  | Palo_Verde_2 (CAISO Share) | Palo_Verde_2 | NUCLEAR |  | CAISO_Nuclear | 207.3487 | 207.3487 | 103.6743 | 24179.137 | 10543.8323 | 10543.8323 | 39.75 | 39.75 |  | 1 | 1 | 1986-09-01 |  | 2050-12-31 | 4 | CAISO_Nuclear | 0
| TEPPC 2026 Common Case | n/a (Palo Verde) | External |  | Palo_Verde_3 (CAISO Share) | Palo_Verde_3 | NUCLEAR |  | CAISO_Nuclear | 207.3487 | 207.3487 | 103.6743 | 24179.137 | 10543.8323 | 10543.8323 | 39.75 | 39.75 |  | 1 | 1 | 1988-01-01 |  | 2050-12-31 | 4 | CAISO_Nuclear | 0
| TEPPC 2026 Common Case | n/a (Hoover share) | External |  | Hoover (CAISO Share) |  | HYDRO |  | CAISO_Hydro | 796.848 | 796.848 | [9 empty] | 1899-12-31 |  | 2050-12-31 | 4 | CAISO_Hydro | 0
| CAISO Other | TBD (Glenarm5) | LA Basin | Western | GLENARM UNIT 5 | Glenarm_GT5 | UNKNOWN |  | CAISO_Peaker2 | 65 | 65 | 19.5 | 1468.9698 | 9673.0317 | 18601.0023 | 73.2394 | 73.2394 |  | 1 | 1 | 2016-06-01 |  | 2050-12-31 | 6 | CAISO_Peaker2 | 0
| A.14-11-018 | TBD (Puente) | Big Creek-Ventura |  | Puente Power Project |  | UNKNOWN |  | CAISO_Peaker1 | 0 | 0 | [7 empty] | 1 | 0 | 2020-01-01 |  | 2050-12-31 | 6 | CAISO_Peaker1 | 0
| D.15-11-04 | TBD (Alamitos) | LA Basin | Western | Alamitos |  | UNKNOWN |  | CAISO_CCGT1 | 640 | 640 | [7 empty] | 1 | 0 | 2020-01-01 |  | 2050-12-31 | 6 | CAISO_CCGT1 | 0
| D.15-11-04 | TBD (HuntingtonBeach) | LA Basin | Western | Huntington Beach |  | UNKNOWN |  | CAISO_CCGT1 | 644 | 644 | [7 empty] | 1 | 0 | 2020-01-01 |  | 2050-12-31 | 6 | CAISO_CCGT1 | 0
| D.15-11-04 | TBD (Stanton) | LA Basin |  | Stanton Peaker Facility |  | UNKNOWN |  | CAISO_Peaker1 | 98 | 98 | [7 empty] | 1 | 0 | 2020-01-01 |  | 2050-12-31 | 6 | CAISO_Peaker1 | 0
| D.15-11-041 | TBD (Encina) | San Diego-IV | San Diego | Encina Gas Peaker |  | UNKNOWN |  | CAISO_Peaker1 | 500 | 500 | [7 empty] | 1 | 0 | 2018-01-01 |  | 2050-12-31 | 6 | CAISO_Peaker1 | 0
Note on K1100: Author: Puente is removed from the baseline for downstream modeling even though it was assumed as part of the Reference System Plan.

## REN_Existing_Resources
Existing Renewable Resources
[22 empty] | Existing | 100%
|  | Count | 1351 | [18 empty] | New | 84%
| ID | Project ID | Project Name | CAISO ID | Offtaker | State | County | Electrical Area (CREZ) | Technology | Subtechnology | New/Existing | Contract Start Date | Contract End Date | Eligible for Recontr? | Contract Capacity | Annual Energy | Capacity Factor | Physical Balancing Authority | Contracting LSE | RESOLVE Zone | RESOLVE Type | RESOLVE Tx Zone | Risk Adjustment (based on col L) | Assumed End Date | Found on CONV_CAISO_Gen_List Flag | Risk Adj Annual Energy
| 1 | PG10009 | Monterey Regional Water | CSTRVL_7_QFUNTS | PG&E | CA | Monterey | Monterey County (Partial) | Biogas | Distributed | Existing | 1988-08-26 | 2099-12-31 | 1 | 1.74 | 0.24 | 1.575% | CAISO | CAISO | CAISO | Biomass | None | 1 | 2099-12-31 | 1 | 0.24
| 2 | PG10015 | City Of Watsonville |  | PG&E | CA | Santa Cruz | Santa Cruz County | Biogas | Distributed | Existing | 1993-01-23 | 2023-01-22 | 1 | 0.55 | 0.07 | 1.453% | CAISO | CAISO | CAISO | Biomass | None | 1 | 2099-12-31 | 0 | 0.07
| 3 | PG10020 | Clover Flat LFG | CSTOGA_6_LNDFIL | PG&E | CA | Napa | Sacramento River Valley | Biogas | Distributed | Existing | 2014-07-07 | 2024-07-06 | 1 | 0.848 | 5.747 | 77.36% | CAISO | CAISO | CAISO | Biomass | Northern_California | 1 | 2099-12-31 | 1 | 5.747
| 4 | PG1013 | Gas Recovery Sys. (American Cyn) |  | PG&E | CA | Napa | Sacramento River Valley | Biogas | Distributed | Existing | 1986-02-04 | 2016-02-03 | 1 | 1.5 | 7.785 | 59.25% | CAISO | CAISO | CAISO | Biomass | Northern_California | 1 | 2099-12-31 | 0 | 7.785
| 5 | PG1016 | Gas Recovery Sys. (Newby Island 2) |  | PG&E | CA | Santa Clara | Santa Clara County | Biogas | Distributed | Existing | 1984-09-01 | 2014-08-02 | 1 | 4.2 | 25.952 | 70.54% | CAISO | CAISO | CAISO | Biomass | None | 1 | 2099-12-31 | 0 | 25.952
| 6 | PG1024 | Waste Management Renewable Energy | USWND4_2_UNITS | PG&E | CA | Alameda | Solano | Biogas | Distributed | Existing | 1989-05-04 | 2099-12-31 | 1 | 13.2 | 44.407 | 38.4% | CAISO | CAISO | CAISO | Biomass | Solano | 1 | 2099-12-31 | 1 | 44.407
| 7 | PG1025 | Toro SLO Landfill | SANLOB_1_LNDFIL | PG&E | CA | San Luis Obispo | Cuyama | Biogas | Distributed | Existing | 2013-07-21 | 2033-07-20 | 1 | 1.5 | 11.2 | 85.24% | CAISO | CAISO | CAISO | Biomass | Greater_Carrizo | 1 | 2099-12-31 | 1 | 11.2
| 8 | PG1029 | Blake's Landing - 80kW Generator |  | PG&E | CA | Marin | Marin County | Biogas | Distributed | Existing | 2010-11-02 | 2020-11-01 | 1 | 0.08 | 0.6 | 85.62% | CAISO | CAISO | CAISO | Biomass | None | 1 | 2099-12-31 | 0 | 0.6
| 9 | PG1030 | Castelanelli Bros. Biogas |  | PG&E | CA | San Joaquin | Solano | Biogas | Distributed | Existing | 2009-06-17 | 2019-06-16 | 1 | 0.3 | 1.3 | 49.47% | CAISO | CAISO | CAISO | Biomass | Solano | 1 | 2099-12-31 | 0 | 1.3
| 10 | PG1031 | Santa Maria II | SISQUC_1_SMARIA | PG&E | CA | Santa Barbara | Santa Barbara | Biogas | Distributed | Existing | 2010-09-13 | 2025-09-12 | 1 | 1.42 | 12.439 | 100% | CAISO | CAISO | CAISO | Biomass | Greater_Carrizo | 1 | 2099-12-31 | 1 | 12.439
| 11 | PG1034 | ABEC Bidart-Old River LLC | OLDRIV_6_BIOGAS | PG&E | CA | Kern | Westlands | Biogas | Distributed | Existing | 2014-03-10 | 2029-03-09 | 1 | 1.84 | 12.95 | 80.34% | CAISO | CAISO | CAISO | Biomass | Westlands | 1 | 2099-12-31 | 1 | 12.95
| 12 | PG1035 | ABEC Bidart-Stockdale LLC | TUPMAN_1_BIOGAS | PG&E | CA | Kern | Westlands | Biogas | Distributed | Existing | 2013-04-06 | 2023-09-11 | 1 | 0.6 | 1.4 | 26.64% | CAISO | CAISO | CAISO | Biomass | Westlands | 1 | 2099-12-31 | 1 | 1.4
| 13 | PG1046 | Potrero Hills Landfill | PEABDY_2_LNDFL1 | PG&E | CA | Solano | Solano | Biogas | Distributed | Existing | 2016-04-13 | 2041-04-12 | 1 | 8 | 56.1 | 80.05% | CAISO | CAISO | CAISO | Biomass | Solano | 1 | 2099-12-31 | 1 | 56.1
| 14 | PG1049 | Sunshine Landfill | SUNSHN_2_LNDFL | PG&E | CA | Los Angeles | Tehachapi | Biogas | Distributed | Existing | 2014-09-01 | 2034-08-31 | 1 | 18.96 | 132.87 | 80% | CAISO | CAISO | CAISO | Biomass | Tehachapi | 1 | 2099-12-31 | 1 | 132.87
| 15 | PG2000 | Eel River Power LLC | PACLUM_6_UNIT | PG&E | CA | Humboldt | Humboldt County | Biomass | Large | Existing | 2011-10-01 | 2099-12-31 | 1 | 28.8 | 113.674 | 45.06% | CAISO | CAISO | CAISO | Biomass | None | 1 | 2099-12-31 | 1 | 113.674
| 16 | PG20008 | Sierra Pacific Ind. (Burney) | SPBURN_2_UNIT 1 | PG&E | CA | Shasta | Round Mountain - B | Biomass | Large | Existing | 1987-01-01 | 2015-09-08 | 0 | 20 | 85.089 | 48.57% | CAISO | CAISO | CAISO | Biomass | Northern_California | 1 | 2015-09-08 | 1 | 85.089
| 17 | PG20009 | Sierra Pacific Ind. (Quincy) | SPQUIN_6_SRPCQU | PG&E | CA | Plumas | Plumas County | Biomass | Large | Existing | 1987-03-05 | 2015-09-08 | 0 | 20 | 130.721 | 74.61% | CAISO | CAISO | CAISO | Biomass | None | 1 | 2015-09-08 | 1 | 130.721
| 18 | PG2001 | Burney Forest Products | BURNYF_2_UNIT 1 | PG&E | CA | Shasta | Round Mountain - B | Biomass | Large | Existing | 1990-01-03 | 2020-01-02 | 1 | 31 | 212.555 | 78.27% | CAISO | CAISO | CAISO | Biomass | Northern_California | 1 | 2099-12-31 | 1 | 212.555
| 19 | PG20011 | Sierra Pacific Ind. (Lincoln) | SPI LI_2_UNIT 1 | PG&E | CA | Placer | Placer County (Partial) | Biomass | Large | Existing | 1987-01-28 | 2015-09-08 | 0 | 7.5 | 61.766 | 94.01% | CAISO | CAISO | CAISO | Biomass | None | 1 | 2015-09-08 | 1 | 61.766
| 20 | PG20012 | Sierra Pacific Ind. (Anderson) | SPIAND_1_ANDSN2 | PG&E | CA | Shasta | Round Mountain - B | Biomass | Large | Existing | 1998-02-01 | 2015-09-08 | 0 | 5 | 1.661 | 3.792% | CAISO | CAISO | CAISO | Biomass | Northern_California | 1 | 2015-09-08 | 1 | 1.661
| 21 | PG20015 | Sierra Pacific Ind.(Sonora) | SPIFBD_1_PL1X2 | PG&E | CA | Tuolumne | Tuolumne County | Biomass | Large | Existing | 2009-01-01 | 2015-09-08 | 0 | 7.5 | 12.113 | 18.44% | CAISO | CAISO | CAISO | Biomass | None | 1 | 2015-09-08 | 1 | 12.113
| 22 | PG2002 | Collins Pine | COLPIN_6_COLLNS | PG&E | CA | Plumas | Plumas County | Biomass | Large | Existing | 1986-05-13 | 2016-05-12 | 1 | 12 | 27.909 | 26.55% | CAISO | CAISO | CAISO | Biomass | None | 1 | 2099-12-31 | 0 | 27.909
| 23 | PG2003 | Covanta Mendota L. P. | MENBIO_6_UNIT | PG&E | CA | Fresno | Westlands | Biomass | Large | Existing | 1990-01-15 | 2015-01-14 | 1 | 25 | 169.974 | 77.61% | CAISO | CAISO | CAISO | Biomass | Westlands | 1 | 2099-12-31 | 1 | 169.974
| 24 | PG2004 | DG Fairhaven Power, LLC | FAIRHV_6_UNIT | PG&E | CA | Humboldt | Humboldt County | Biomass | Large | Existing | 1987-02-03 | 2017-02-02 | 1 | 17.25 | 102.661 | 67.94% | CAISO | CAISO | CAISO | Biomass | None | 1 | 2099-12-31 | 1 | 102.661
| 25 | PG2006 | Woodland Biomass | BIOMAS_1_UNIT 1 | PG&E | CA | Yolo | Sacramento River Valley | Biomass | Large | Existing | 2010-03-01 | 2020-02-29 | 1 | 25 | 175 | 79.91% | CAISO | CAISO | CAISO | Biomass | Northern_California | 1 | 2099-12-31 | 1 | 175
| 26 | PG2007 | HL Power |  | PG&E | CA | Lassen | Lassen North | Biomass | Large | Existing | 1989-09-16 | 2019-09-15 | 1 | 32 | 166.019 | 59.22% | CAISO | CAISO | CAISO | Biomass | Northern_California | 1 | 2099-12-31 | 0 | 166.019
| 27 | PG2012 | Pacific-Ultrapower Chinese Station | ULTPCH_1_UNIT 1 | PG&E | CA | Tuolumne | Tuolumne County | Biomass | Large | Existing | 1987-01-24 | 2017-01-23 | 1 | 22 | 127.398 | 66.11% | CAISO | CAISO | CAISO | Biomass | None | 1 | 2099-12-31 | 1 | 127.398
| 28 | PG2014 | Rio Bravo Fresno | ULTPFR_1_UNIT 1 | PG&E | CA | Fresno | Westlands | Biomass | Large | Existing | 1989-02-13 | 2019-02-12 | 1 | 26.5 | 170.282 | 73.35% | CAISO | CAISO | CAISO | Biomass | Westlands | 1 | 2099-12-31 | 1 | 170.282
| 29 | PG2015 | Rio Bravo Rocklin | ULTRCK_2_UNIT | PG&E | CA | Placer | Placer County (Partial) | Biomass | Large | Existing | 1990-03-17 | 2020-03-16 | 1 | 25 | 168.097 | 76.76% | CAISO | CAISO | CAISO | Biomass | None | 1 | 2099-12-31 | 1 | 168.097
| 30 | PG2022 | Thermal Energy Dev. Corp. | THMENG_1_UNIT 1 | PG&E | CA | San Joaquin | Solano | Biomass | Large | Existing | 1990-05-31 | 2020-05-30 | 1 | 21 | 142.518 | 77.47% | CAISO | CAISO | CAISO | Biomass | Solano | 1 | 2099-12-31 | 1 | 142.518
| 31 | PG2025 | Wheelabrator Shasta | WSENGY_1_UNIT 1 | PG&E | CA | Shasta | Round Mountain - B | Biomass | Large | Existing | 1988-05-01 | 2018-04-30 | 1 | 54.9 | 388.822 | 80.85% | CAISO | CAISO | CAISO | Biomass | Northern_California | 1 | 2099-12-31 | 1 | 388.822
| 32 | PG2026 | Wadham Energy LP | WADHAM_6_UNIT | PG&E | CA | Colusa | Sacramento River Valley | Biomass | Large | Existing | 2008-06-01 | 2018-05-31 | 1 | 26.5 | 141 | 60.74% | CAISO | CAISO | CAISO | Biomass | Northern_California | 1 | 2099-12-31 | 1 | 141
| 33 | PG2027 | Sierra Pacific Industries (SPI) REC Purchase Amended & Restated |  | PG&E | CA | Multiple | NonCREZ | Biomass | Large | Existing | 2013-02-15 | 2018-02-14 | 1 | 0 | 100 | 0% | CAISO | CAISO | CAISO | Biomass | - | 1 | 2099-12-31 | 0 | 100
| 34 | PG2029 | Mt. Poso | MTNPOS_1_UNIT | PG&E | CA | Kern | Westlands | Biomass | Large | Existing | 2012-02-21 | 2027-02-20 | 1 | 44 | 234.7655 | 60.91% | CAISO | CAISO | CAISO | Biomass | Westlands | 1 | 2099-12-31 | 1 | 234.7655
| 35 | PG2030 | Shasta Renewable Resources (fka Anderson Biomass Plant and Kiara Biomass) | SPIAND_1_ANDSN2 | PG&E | CA | Shasta | Round Mountain - B | Biomass | Large | Existing | 2012-12-12 | 2015-01-30 | 0 | 6.8 | 50 | 83.94% | CAISO | CAISO | CAISO | Biomass | Northern_California | 1 | 2015-01-30 | 1 | 50
| 36 | PG2031 | El Nido Biomass Facility | ELNIDP_6_BIOMAS | PG&E | CA | Merced | Los Banos | Biomass | Large | Existing | 2009-02-21 | 2031-02-08 | 1 | 9 | 72 | 91.32% | CAISO | CAISO | CAISO | Biomass | Central_Valley_North_Los_Banos | 1 | 2099-12-31 | 1 | 72
| 37 | PG2032 | Chowchilla Biomass Facility | CHWCHL_1_BIOMAS | PG&E | CA | Madera | Westlands | Biomass | Large | Existing | 2008-12-12 | 2031-02-08 | 1 | 9 | 72 | 91.32% | CAISO | CAISO | CAISO | Biomass | Westlands | 1 | 2099-12-31 | 1 | 72
| 38 | PG2048 | DTE Stockton | COGNAT_1_UNIT | PG&E | CA | San Joaquin | Solano | Biomass | Large | Existing | 2014-02-21 | 2039-02-20 | 1 | 44.5 | 315 | 80.81% | CAISO | CAISO | CAISO | Biomass | Solano | 1 | 2099-12-31 | 1 | 315
| 39 | PG2050 | Ortigalita Power Company (Madera Project) |  | PG&E | CA | Merced | Los Banos | Biomass | Distributed | Existing | 2011-06-17 | 2026-06-16 | 1 | 0.75 | 5.585 | 85.01% | CAISO | CAISO | CAISO | Biomass | Central_Valley_North_Los_Banos | 1 | 2099-12-31 | 0 | 5.585
| 40 | PG2800 | SPI Biomass Portfolio | SPIAND_1_ANDSN2 | PG&E | CA | Multiple | NonCREZ | Biomass | Large | Existing | 2015-09-08 | 2035-09-08 | 1 | 58 | 346 | 68.1% | CAISO | CAISO | CAISO | Biomass | - | 1 | 2099-12-31 | 1 | 346
| 41 | PG30009 | Amedee Geothermal Venture 1 PURPA | WINAMD_6_UNIT 1 | PG&E | CA | Lassen | Lassen North | Geothermal |  | Existing | 2013-11-01 | 2016-10-31 | 1 | 0.69 | 3.5 | 57.9% | CAISO | CAISO | CAISO | Geothermal | Northern_California | 1 | 2099-12-31 | 0 | 3.5
| 42 | PG3008 | Wendel Energy Operations 1, LLC |  | PG&E | CA | Lassen | Lassen North | Geothermal |  | Existing | 1985-11-20 | 2015-01-31 | 1 | 0.7 | 3.137 | 51.16% | CAISO | CAISO | CAISO | Geothermal | Northern_California | 1 | 2099-12-31 | 0 | 3.137
| 43 | PG3009 | Geysers - 2010 - 50/250/425 MW | ADLIN_1_UNITS | PG&E | CA | Multiple | Sonoma County | Geothermal |  | Existing | 2010-07-01 | 2021-12-31 | 1 | 250 | 2080 | 94.98% | CAISO | CAISO | CAISO | Geothermal | None | 1 | 2099-12-31 | 1 | 2080
| 44 | PG3010 | Geysers 2008 (175 MW) |  | PG&E | CA | Multiple | Sonoma County | Geothermal |  | Existing | 2008-02-16 | 2014-12-31 | 1 | 175 | 1533 | 100% | CAISO | CAISO | CAISO | Geothermal | None | 1 | 2099-12-31 | 0 | 1533
| 45 | PG3028 | Mammoth G1 - RAM 2 | CONTRL_1_CASAD1 | PG&E | CA | Mono | Mono County (Partial) | Geothermal |  | Existing | 2013-12-26 | 2033-12-25 | 1 | 7.5 | 52.82 | 80.4% | CAISO | CAISO | CAISO | Geothermal | None | 1 | 2099-12-31 | 1 | 52.82
| 46 | PG3029 | Mammoth G3 - RAM 1 | CONTRL_1_CASAD3 | PG&E | CA | Mono | Mono County (Partial) | Geothermal |  | Existing | 2013-04-01 | 2033-03-31 | 1 | 14 | 98.51 | 80.32% | CAISO | CAISO | CAISO | Geothermal | None | 1 | 2099-12-31 | 1 | 98.51
| 47 | PG40002 | Swiss America | RIOOSO_1_QF | PG&E | CA | Placer | Placer County (Partial) | Hydro | Small | Existing | 1985-12-23 | 2099-12-31 | 1 | 0.1 | 0.286 | 32.65% | CAISO | CAISO | CAISO | Small_Hydro | None | 1 | 2099-12-31 | 1 | 0.286
| 48 | PG40003 | Tom Benninghoven | FTSWRD_7_QFUNTS | PG&E | CA | Humboldt/ Trinity | Trinity County | Hydro | Small | Existing | 1982-11-22 | 2099-12-31 | 1 | 0.025 | 0.078 | 35.62% | CAISO | CAISO | CAISO | Small_Hydro | None | 1 | 2099-12-31 | 1 | 0.078
| 49 | PG40007 | Hat Creek Hereford Ranch | CTNWDP_1_QF | PG&E | CA | Shasta | Round Mountain - B | Hydro | Small | Existing | 1982-12-09 | 2099-12-31 | 1 | 0.1 | 0.311 | 35.5% | CAISO | CAISO | CAISO | Small_Hydro | Northern_California | 1 | 2099-12-31 | 1 | 0.311
| 50 | PG40011 | Charcoal Ravine | RIOOSO_1_QF | PG&E | CA | Sierra | Sierra County | Hydro | Small | Existing | 1986-02-13 | 2099-12-31 | 1 | 0.075 | 0.019 | 2.892% | CAISO | CAISO | CAISO | Small_Hydro | None | 1 | 2099-12-31 | 1 | 0.019
| 51 | PG40016 | James B. Peter | TBLMTN_6_QF | PG&E | CA | Plumas | Plumas County | Hydro | Small | Existing | 1984-01-17 | 2099-12-31 | 1 | 0.015 | 0.118 | 89.8% | CAISO | CAISO | CAISO | Small_Hydro | None | 1 | 2099-12-31 | 1 | 0.118
| 52 | PG40018 | Sutter's Mill | VOLTA_7_QFUNTS | PG&E | CA | Shasta | Round Mountain - B | Hydro | Small | Existing | 1985-06-25 | 2099-12-31 | 1 | 0.15 | 0.748 | 56.93% | CAISO | CAISO | CAISO | Small_Hydro | Northern_California | 1 | 2099-12-31 | 1 | 0.748
| 53 | PG40020 | Eric And Debbie Wattenburg |  | PG&E | CA | Plumas | Plumas County | Hydro | Small | Existing | 1985-04-06 | 2099-12-31 | 1 | 0.275 | 0.281 | 11.66% | CAISO | CAISO | CAISO | Small_Hydro | None | 1 | 2099-12-31 | 0 | 0.281
| 54 | PG40024 | Rock Creek Water District | TESLA_1_QF | PG&E | CA | Calaveras | Central Valley North | Hydro | Small | Existing | 1986-02-25 | 2099-12-31 | 1 | 0.7 | 0.961 | 15.67% | CAISO | CAISO | CAISO | Small_Hydro | Central_Valley_North_Los_Banos | 1 | 2099-12-31 | 1 | 0.961
| 55 | PG40026 | Hypower, Inc. | FORKBU_6_UNIT | PG&E | CA | Butte | Sacramento River Valley | Hydro | Small | Existing | 1992-03-16 | 2022-03-15 | 1 | 10.8 | 41.988 | 44.38% | CAISO | CAISO | CAISO | Small_Hydro | Northern_California | 1 | 2099-12-31 | 1 | 41.988
| 56 | PG40029 | Nevada Irrigation District/Bowman Hyroelectric Project | BOWMN_6_HYDRO | PG&E | CA | Nevada | Nevada County | Hydro | Small | Existing | 1986-08-18 | 2016-12-31 | 1 | 3.6 | 13.077 | 41.47% | CAISO | CAISO | CAISO | Small_Hydro | None | 1 | 2099-12-31 | 0 | 13.077
| 57 | PG40030 | Malacha Hydro L.P. | MALCHQ_7_UNIT 1 | PG&E | CA | Lassen | Round Mountain - B | Hydro | Small | Existing | 1988-12-07 | 2028-12-06 | 1 | 26 | 55.131 | 24.21% | CAISO | CAISO | CAISO | Small_Hydro | Northern_California | 1 | 2099-12-31 | 1 | 55.131
| 58 | PG40033 | Schaads Hydro | TESLA_1_QF | PG&E | CA | Calaveras | Calaveras County | Hydro | Small | Existing | 1986-02-18 | 2099-12-31 | 1 | 0.23 | 0.614 | 30.47% | CAISO | CAISO | CAISO | Small_Hydro | None | 1 | 2099-12-31 | 1 | 0.614
| 59 | PG40035 | Steve & Bonnie Tetrick |  | PG&E | CA | Shasta | Round Mountain - B | Hydro | Small | Existing | 1983-10-14 | 2099-12-31 | 1 | 0.1 | 0.19 | 21.69% | CAISO | CAISO | CAISO | Small_Hydro | Northern_California | 1 | 2099-12-31 | 0 | 0.19
| 60 | PG40038 | Lofton Ranch | TBLMTN_6_QF | PG&E | CA | Shasta | Round Mountain - B | Hydro | Small | Existing | 1983-11-04 | 2099-12-31 | 1 | 0.3 | 1.021 | 38.85% | CAISO | CAISO | CAISO | Small_Hydro | Northern_California | 1 | 2099-12-31 | 1 | 1.021
| 61 | PG4004 | Arbuckle Mountain Hydro |  | PG&E | CA | Shasta | Round Mountain - B | Hydro | Small | Existing | 1986-12-01 | 2016-11-30 | 1 | 0.3 | 0.471 | 17.92% | CAISO | CAISO | CAISO | Small_Hydro | Northern_California | 1 | 2099-12-31 | 0 | 0.471
| 62 | PG40046 | Canal Creek Power Plant (RETA) | CURTIS_1_CANLCK | PG&E | CA | Merced | Los Banos | Hydro | Small | Existing | 1982-11-01 | 2015-02-28 | 1 | 0.9 | 1.182 | 14.99% | CAISO | CAISO | CAISO | Small_Hydro | Central_Valley_North_Los_Banos | 1 | 2099-12-31 | 0 | 1.182
| 63 | PG40047 | Fairfield Power Plant (Papazian) | CURTIS_1_FARFLD | PG&E | CA | Merced | Los Banos | Hydro | Small | Existing | 1983-08-02 | 2015-02-28 | 0 | 0.9 | 1.651 | 20.94% | CAISO | CAISO | CAISO | Small_Hydro | Central_Valley_North_Los_Banos | 1 | 2015-02-28 | 0 | 1.651
| 64 | PG40048 | Eagle Hydro |  | PG&E | CA | El Dorado | El Dorado County | Hydro | Small | Existing | 1985-12-23 | 2099-12-31 | 1 | 0.48 | 1.486 | 35.34% | CAISO | CAISO | CAISO | Small_Hydro | None | 1 | 2099-12-31 | 0 | 1.486
| 65 | PG40051 | Wright Ranch Hydroelectric (fka Bertha Wright Bertillion) |  | PG&E | CA | Sierra | Sierra County | Hydro | Small | Existing | 1985-11-22 | 2099-12-31 | 1 | 0.04 | 0.01 | 2.854% | CAISO | CAISO | CAISO | Small_Hydro | None | 1 | 2099-12-31 | 0 | 0.01
| 66 | PG40052 | Humboldt Bay MWD | LOWGAP_7_MATHEW | PG&E | CA | Trinity | Trinity County | Hydro | Small | Existing | 1983-04-10 | 2099-12-31 | 1 | 2 | 5.52 | 31.51% | CAISO | CAISO | CAISO | Small_Hydro | None | 1 | 2099-12-31 | 0 | 5.52
| 67 | PG40058 | David O. Harde |  | PG&E | CA | El Dorado | El Dorado County | Hydro | Small | Existing | 1992-11-18 | 2099-12-31 | 1 | 0.1 | 0.014 | 1.598% | CAISO | CAISO | CAISO | Small_Hydro | None | 1 | 2099-12-31 | 0 | 0.014
| 68 | PG40059 | John Neerhout Jr. |  | PG&E | CA | Napa | Sonoma County | Hydro | Small | Existing | 1987-05-01 | 2099-12-31 | 1 | 0.085 | 0.08 | 10.74% | CAISO | CAISO | CAISO | Small_Hydro | None | 1 | 2099-12-31 | 0 | 0.08
| 69 | PG40062 | James Crane Hydro | TBLMTN_6_QF | PG&E | CA | Butte | Sacramento River Valley | Hydro | Small | Existing | 1991-06-20 | 2099-12-31 | 1 | 0.0025 | 0.006 | 27.4% | CAISO | CAISO | CAISO | Small_Hydro | Northern_California | 1 | 2099-12-31 | 1 | 0.006
| 70 | PG40063 | Etiwanda - Metropolitan Water District (MWD) | ETIWND_6_MWDETI | PG&E | CA | San Bernadino | San Bernardino - Lucerne | Hydro | Small | Existing | 1994-12-30 | 2099-12-31 | 1 | 24 | 5.66 | 2.692% | CAISO | CAISO | CAISO | Small_Hydro | Kramer_Inyokern | 1 | 2099-12-31 | 1 | 5.66
| 71 | PG4007 | Browns Valley Irrigation District FiT |  | PG&E | CA | Yuba | Yuba County | Hydro | Small | Existing | 2012-04-12 | 2022-04-11 | 1 | 1.04 | 5.2 | 57.08% | CAISO | CAISO | CAISO | Small_Hydro | California | 1 | 2099-12-31 | 0 | 5.2
| 72 | PG40076 | Kekawaka Creek Hydroelectric Facility - RAM 4 | KEKAWK_6_UNIT | PG&E | CA | Trinity and Humboldt | Humboldt County | Hydro | Small | Existing | 2015-06-01 | 2035-05-31 | 1 | 5.5 | 13.26 | 27.52% | CAISO | CAISO | CAISO | Small_Hydro | None | 1 | 2099-12-31 | 1 | 13.26
| 73 | PG40077 | Digger Creek Hydro | VOLTA_6_DIGHYD | PG&E | CA | Tehama | Sacramento River Valley | Hydro | Small | Existing | 2014-07-03 | 2024-07-02 | 1 | 0.65 | 3.5 | 61.47% | CAISO | CAISO | CAISO | Small_Hydro | Northern_California | 1 | 2099-12-31 | 1 | 3.5
| 74 | PG40078 | Cedar Flat |  | PG&E | CA | Trinity | Trinity County | Hydro | Small | Existing | 2015-04-17 | 2030-04-16 | 1 | 0.3 | 1.1 | 41.86% | CAISO | CAISO | CAISO | Small_Hydro | None | 1 | 2099-12-31 | 0 | 1.1
| 75 | PG40079 | Clover Leaf |  | PG&E | CA | Shasta | Round Mountain - B | Hydro | Small | Existing | 2015-04-15 | 2030-04-14 | 1 | 0.2 | 0.8 | 45.66% | CAISO | CAISO | CAISO | Small_Hydro | Northern_California | 1 | 2099-12-31 | 0 | 0.8
| 76 | PG40080 | McFadden Hydroelectric Facility (SB32) |  | PG&E | CA | Mendocino | Mendocino County | Hydro | Small | Existing | 2014-03-19 | 2034-03-18 | 1 | 0.356 | 1.446 | 46.37% | CAISO | CAISO | CAISO | Small_Hydro | None | 1 | 2099-12-31 | 0 | 1.446
| 77 | PG40081 | Baker Creek Hydroelectric Project (SB32) | BRDGVL_7_BAKER | PG&E | CA | Humboldt | Humboldt County | Hydro | Small | Existing | 2014-11-06 | 2034-11-05 | 1 | 1.495 | 4.25 | 32.45% | CAISO | CAISO | CAISO | Small_Hydro | None | 1 | 2099-12-31 | 1 | 4.25
| 78 | PG40082 | Water Wheel Ranch | CEDRCK_6_UNIT | PG&E | CA | Shasta | Round Mountain - B | Hydro | Small | Existing | 2015-04-01 | 2025-03-31 | 1 | 0.975 | 3.4 | 39.81% | CAISO | CAISO | CAISO | Small_Hydro | Northern_California | 1 | 2099-12-31 | 1 | 3.4
| 79 | PG40083 | Salmon Creek Hydroelectric Project | ALLGNY_6_HYDRO1 | PG&E | CA | Sierra | Sierra County | Hydro | Small | Existing | 2014-12-03 | 2034-12-02 | 1 | 0.52 | 2.29 | 50.27% | CAISO | CAISO | CAISO | Small_Hydro | None | 1 | 2099-12-31 | 1 | 2.29
| 80 | PG40084 | Mill Sulphur Creek Project (SB32) (ReMAT) |  | PG&E | CA | Humboldt | Humboldt County | Hydro | Small | Existing | 2015-01-01 | 2034-12-31 | 1 | 0.995 | 2.45 | 28.11% | CAISO | CAISO | CAISO | Small_Hydro | None | 1 | 2099-12-31 | 0 | 2.45
| 81 | PG40085 | Site 1174 (Madera Chowchilla) | STOREY_2_MDRCH2 | PG&E | CA | Madera | Westlands | Hydro | Small | Existing | 2016-08-01 | 2031-07-31 | 1 | 0.563 | 2.3798 | 48.25% | CAISO | CAISO | CAISO | Small_Hydro | Westlands | 1 | 2099-12-31 | 1 | 2.3798
| 82 | PG40086 | Site 980 (Madera Chowchilla) | STOREY_7_MDRCHW | PG&E | CA | Madera | Westlands | Hydro | Small | Existing | 2015-06-18 | 2030-06-17 | 1 | 1.835 | 7.0078 | 43.6% | CAISO | CAISO | CAISO | Small_Hydro | Westlands | 1 | 2099-12-31 | 1 | 7.0078
| 83 | PG40087 | Site 1923 (Madera Chowchilla) | STOREY_2_MDRCH4 | PG&E | CA | Madera | Westlands | Hydro | Small | Existing | 2016-07-19 | 2031-07-18 | 1 | 0.916 | 2.8778 | 35.86% | CAISO | CAISO | CAISO | Small_Hydro | Westlands | 1 | 2099-12-31 | 0 | 2.8778
| 84 | PG40088 | Site 1302 (Madera Chowchilla) | STOREY_2_MDRCH3 | PG&E | CA | Madera | Westlands | Hydro | Small | Existing | 2016-08-01 | 2031-07-31 | 1 | 0.424 | 1.005 | 27.06% | CAISO | CAISO | CAISO | Small_Hydro | Westlands | 1 | 2099-12-31 | 1 | 1.005
| 85 | PG40089 | Centerville Powerhouse | CNTRVL_6_UNIT | PG&E | CA | Butte | Sacramento River Valley | Hydro | Small | Existing | 1990-05-01 | 2099-12-31 | 1 | 6.4 | 0 | 0% | CAISO | CAISO | CAISO | Small_Hydro | Northern_California | 1 | 2099-12-31 | 1 | 0
| 86 | PG40090 | Kilarc Powerhouse | KILARC_2_UNIT 1 | PG&E | CA | Shasta | Round Mountain - B | Hydro | Small | Existing | 1903-10-01 | 2099-12-31 | 1 | 3.2 | 17.0281 | 60.75% | CAISO | CAISO | CAISO | Small_Hydro | Northern_California | 1 | 2099-12-31 | 1 | 17.0281
| 87 | PG40091 | Alta Powerhouse | BNNIEN_7_ALTAPH | PG&E | CA | Placer | Placer County (Partial) | Hydro | Small | Existing | 1905-05-09 | 2099-12-31 | 1 | 1 | 4.6035 | 52.55% | CAISO | CAISO | CAISO | Small_Hydro | None | 1 | 2099-12-31 | 1 | 4.6035
| 88 | PG40092 | Lime Saddle Powerhouse | CLRKRD_6_LIMESD | PG&E | CA | Butte | Sacramento River Valley | Hydro | Small | Existing | 1906-08-01 | 2099-12-31 | 1 | 2 | 6.9773 | 39.82% | CAISO | CAISO | CAISO | Small_Hydro | Northern_California | 1 | 2099-12-31 | 1 | 6.9773
| 89 | PG40093 | Cow Creek Powerhouse | COWCRK_2_UNIT | PG&E | CA | Shasta | Round Mountain - B | Hydro | Small | Existing | 1907-01-02 | 2099-12-31 | 1 | 1.8 | 8.7549 | 55.52% | CAISO | CAISO | CAISO | Small_Hydro | Northern_California | 1 | 2099-12-31 | 1 | 8.7549
| 90 | PG40094 | Potter Valley Powerhouse | POTTER_6_UNIT 1 | PG&E | CA | Mendocino | Mendocino County | Hydro | Small | Existing | 1908-04-01 | 2099-12-31 | 1 | 9.2 | 38.762 | 48.1% | CAISO | CAISO | CAISO | Small_Hydro | None | 1 | 2099-12-31 | 0 | 38.762
| 91 | PG40095 | Deer Creek Powerhouse | DEERCR_6_UNIT 1 | PG&E | CA | Nevada | Nevada County | Hydro | Small | Existing | 1908-05-06 | 2099-12-31 | 1 | 5.7 | 25.3698 | 50.81% | CAISO | CAISO | CAISO | Small_Hydro | None | 1 | 2099-12-31 | 1 | 25.3698
| 92 | PG40096 | Wishon Powerhouse | WISHON_6_UNIT 1 | PG&E | CA | Madera | Westlands | Hydro | Small | Existing | 1910-09-20 | 2099-12-31 | 1 | 20 | 67.3407 | 38.44% | CAISO | CAISO | CAISO | Small_Hydro | Westlands | 1 | 2099-12-31 | 0 | 67.3407
| 93 | PG40097 | Tule Powerhouse | SPRGVL_2_TULE | PG&E | CA | Tulare | Westlands | Hydro | Small | Existing | 1914-01-21 | 2099-12-31 | 1 | 6.4 | 23.7344 | 42.33% | CAISO | CAISO | CAISO | Small_Hydro | Westlands | 1 | 2099-12-31 | 1 | 23.7344
| 94 | PG40098 | Halsey Powerhouse | HALSEY_6_UNIT | PG&E | CA | Placer | Placer County (Partial) | Hydro | Small | Existing | 1916-12-06 | 2099-12-31 | 1 | 11 | 65.0713 | 67.53% | CAISO | CAISO | CAISO | Small_Hydro | None | 1 | 2099-12-31 | 1 | 65.0713
| 95 | PG40099 | Wise Powerhouse | WISE_1_UNIT 1 | PG&E | CA | Placer | Placer County (Partial) | Hydro | Small | Existing | 1917-03-04 | 2099-12-31 | 1 | 14 | 82.8199 | 67.53% | CAISO | CAISO | CAISO | Small_Hydro | None | 1 | 2099-12-31 | 1 | 82.8199
| 96 | PG4010 | Calaveras PUD-Hydro #1 |  | PG&E | CA | Calaveras | Calaveras County | Hydro | Small | Existing | 2012-04-01 | 2032-03-31 | 1 | 0.09 | 0.4 | 50.74% | CAISO | CAISO | CAISO | Small_Hydro | None | 1 | 2099-12-31 | 0 | 0.4
| 97 | PG40100 | San Joaquin #2 Powerhouse | CRNEVL_6_SJQN 2 | PG&E | CA | Madera | Westlands | Hydro | Small | Existing | 1917-09-29 | 2099-12-31 | 1 | 3.2 | 11.1343 | 39.72% | CAISO | CAISO | CAISO | Small_Hydro | Westlands | 1 | 2099-12-31 | 1 | 11.1343
| 98 | PG40101 | San Joaquin #1-A Powerhouse | CRNEVL_6_SJQN 1 | PG&E | CA | Madera | Westlands | Hydro | Small | Existing | 1919-03-12 | 2099-12-31 | 1 | 0.4 | 1.6276 | 46.45% | CAISO | CAISO | CAISO | Small_Hydro | Westlands | 1 | 2099-12-31 | 0 | 1.6276
| 99 | PG40102 | Crane Valley Powerhouse | CRNEVL_6_CRNVA | PG&E | CA | Madera | Westlands | Hydro | Small | Existing | 1919-07-04 | 2099-12-31 | 1 | 0.9 | 3.378 | 42.85% | CAISO | CAISO | CAISO | Small_Hydro | Westlands | 1 | 2099-12-31 | 1 | 3.378
| 100 | PG40103 | Hamilton Branch Powerhouse | HMLTBR_6_UNITS | PG&E | CA | Plumas | Plumas County | Hydro | Small | Existing | 1921-01-02 | 2099-12-31 | 1 | 4.8 | 28.63 | 68.09% | CAISO | CAISO | CAISO | Small_Hydro | None | 1 | 2099-12-31 | 1 | 28.63
| 101 | PG40104 | Kern Canyon Powerhouse | KRNCNY_6_UNIT | PG&E | CA | Kern | Westlands | Hydro | Small | Existing | 1921-08-08 | 2099-12-31 | 1 | 11.5 | 53.9328 | 53.54% | CAISO | CAISO | CAISO | Small_Hydro | Westlands | 1 | 2099-12-31 | 1 | 53.9328
| 102 | PG40105 | Hat Creek #1 Powerhouse | HATCR1_7_UNIT | PG&E | CA | Shasta | Round Mountain - B | Hydro | Small | Existing | 1921-08-22 | 2099-12-31 | 1 | 8.5 | 34.3708 | 46.16% | CAISO | CAISO | CAISO | Small_Hydro | Northern_California | 1 | 2099-12-31 | 1 | 34.3708
| 103 | PG40106 | Spring Gap Powerhouse | SPRGAP_1_UNIT 1 | PG&E | CA | Tuolumne | Tuolumne County | Hydro | Small | Existing | 1921-09-16 | 2099-12-31 | 1 | 7 | 46.3777 | 75.63% | CAISO | CAISO | CAISO | Small_Hydro | None | 1 | 2099-12-31 | 1 | 46.3777
| 104 | PG40107 | Hat Creek #2 Powerhouse | HATCR1_7_UNIT | PG&E | CA | Shasta | Round Mountain - B | Hydro | Small | Existing | 1921-09-28 | 2099-12-31 | 1 | 8.5 | 46.7365 | 62.77% | CAISO | CAISO | CAISO | Small_Hydro | Northern_California | 1 | 2099-12-31 | 1 | 46.7365
| 105 | PG40108 | San Joaquin #3 Powerhouse | CRNEVL_6_SJQN 3 | PG&E | CA | Madera | Westlands | Hydro | Small | Existing | 1923-08-17 | 2099-12-31 | 1 | 4.2 | 14.548 | 39.54% | CAISO | CAISO | CAISO | Small_Hydro | Westlands | 1 | 2099-12-31 | 1 | 14.548
| 106 | PG40109 | Spaulding #1 Powerhouse | SPAULD_6_UNIT 1 | PG&E | CA | Nevada | Nevada County | Hydro | Small | Existing | 1928-05-08 | 2099-12-31 | 1 | 7 | 10.1225 | 16.51% | CAISO | CAISO | CAISO | Small_Hydro | None | 1 | 2099-12-31 | 0 | 10.1225
| 107 | PG4011 | Calaveras PUD-Hydro #2 |  | PG&E | CA | Calaveras | Calaveras County | Hydro | Small | Existing | 2012-04-01 | 2032-03-31 | 1 | 0.09 | 0.4 | 50.74% | CAISO | CAISO | CAISO | Small_Hydro | None | 1 | 2099-12-31 | 0 | 0.4
| 108 | PG40110 | Spaulding #2 Powerhouse | SPAULD_6_UNIT 2 | PG&E | CA | Nevada | Nevada County | Hydro | Small | Existing | 1928-07-16 | 2099-12-31 | 1 | 4.4 | 49.4552 | 128.3% | CAISO | CAISO | CAISO | Small_Hydro | None | 1 | 2099-12-31 | 0 | 49.4552
| 109 | PG40111 | Spaulding #3 Powerhouse | SPAULD_6_UNIT 3 | PG&E | CA | Nevada | Nevada County | Hydro | Small | Existing | 1929-02-21 | 2099-12-31 | 1 | 5.8 | 40.0979 | 78.92% | CAISO | CAISO | CAISO | Small_Hydro | None | 1 | 2099-12-31 | 1 | 40.0979
| 110 | PG40112 | Merced Falls Powerhouse | MERCFL_6_UNIT | PG&E | CA | Merced | Los Banos | Hydro | Small | Existing | 1930-07-21 | 2099-12-31 | 1 | 3.5 | 11.1049 | 36.22% | CAISO | CAISO | CAISO | Small_Hydro | Central_Valley_North_Los_Banos | 1 | 2099-12-31 | 1 | 11.1049
| 111 | PG40113 | Phoenix Powerhouse | PHOENX_1_UNIT | PG&E | CA | Tuolumne | Tuolumne County | Hydro | Small | Existing | 1940-02-20 | 2099-12-31 | 1 | 2 | 11.9572 | 68.25% | CAISO | CAISO | CAISO | Small_Hydro | None | 1 | 2099-12-31 | 1 | 11.9572
| 112 | PG40114 | Narrows #1 Powerhouse | NAROW1_2_UNIT | PG&E | CA | Nevada | Nevada County | Hydro | Small | Existing | 1942-12-29 | 2099-12-31 | 1 | 12 | 85.2574 | 81.1% | CAISO | CAISO | CAISO | Small_Hydro | None | 1 | 2099-12-31 | 1 | 85.2574
| 113 | PG40115 | Dutch Flat #1 Powerhouse | DUTCH1_7_UNIT 1 | PG&E | CA | Placer | Placer County (Partial) | Hydro | Small | Existing | 1943-03-29 | 2099-12-31 | 1 | 22 | 77.4944 | 40.21% | CAISO | CAISO | CAISO | Small_Hydro | None | 1 | 2099-12-31 | 1 | 77.4944
| 114 | PG40116 | West Point Powerhouse | WESTPT_2_UNIT | PG&E | CA | Amador | Amador County | Hydro | Small | Existing | 1948-11-21 | 2099-12-31 | 1 | 14.5 | 102.2942 | 80.53% | CAISO | CAISO | CAISO | Small_Hydro | None | 1 | 2099-12-31 | 1 | 102.2942
| 115 | PG40117 | DeSabla Powerhouse | DSABLA_7_UNIT | PG&E | CA | Butte | Sacramento River Valley | Hydro | Small | Existing | 1963-02-28 | 2099-12-31 | 1 | 18.5 | 87.3228 | 53.88% | CAISO | CAISO | CAISO | Small_Hydro | Northern_California | 1 | 2099-12-31 | 1 | 87.3228
| 116 | PG40118 | Chili Bar Powerhouse | PLACVL_1_CHILIB | PG&E | CA | El Dorado | El Dorado County | Hydro | Small | Existing | 1965-03-22 | 2099-12-31 | 1 | 7 | 33.6255 | 54.84% | CAISO | CAISO | CAISO | Small_Hydro | None | 1 | 2099-12-31 | 1 | 33.6255
| 117 | PG40119 | Coleman Powerhouse | COLEMN_2_UNIT | PG&E | CA | Shasta | Round Mountain - B | Hydro | Small | Existing | 1979-09-19 | 2099-12-31 | 1 | 13 | 60.2174 | 52.88% | CAISO | CAISO | CAISO | Small_Hydro | Northern_California | 1 | 2099-12-31 | 1 | 60.2174
| 118 | PG4012 | Calaveras PUD-Hydro #3 |  | PG&E | CA | Calaveras | Calaveras County | Hydro | Small | Existing | 2012-04-01 | 2032-03-31 | 1 | 0.09 | 0.4 | 50.74% | CAISO | CAISO | CAISO | Small_Hydro | None | 1 | 2099-12-31 | 0 | 0.4
| 119 | PG40120 | Inskip Powerhouse | INSKIP_2_UNIT | PG&E | CA | Tehama | Sacramento River Valley | Hydro | Small | Existing | 1979-10-09 | 2099-12-31 | 1 | 8 | 52.7556 | 75.28% | CAISO | CAISO | CAISO | Small_Hydro | Northern_California | 1 | 2099-12-31 | 1 | 52.7556
| 120 | PG40121 | South Powerhouse | SOUTH_2_UNIT | PG&E | CA | Tehama | Sacramento River Valley | Hydro | Small | Existing | 1979-12-08 | 2099-12-31 | 1 | 7 | 47.6949 | 77.78% | CAISO | CAISO | CAISO | Small_Hydro | Northern_California | 1 | 2099-12-31 | 1 | 47.6949
| 121 | PG40122 | Volta 1 Powerhouse | VOLTA_2_UNIT 1 | PG&E | CA | Shasta | Round Mountain - B | Hydro | Small | Existing | 1980-04-04 | 2099-12-31 | 1 | 9 | 38.4064 | 48.71% | CAISO | CAISO | CAISO | Small_Hydro | Northern_California | 1 | 2099-12-31 | 1 | 38.4064
| 122 | PG40123 | Volta 2 Powerhouse | VOLTA_2_UNIT 2 | PG&E | CA | Shasta | Round Mountain - B | Hydro | Small | Existing | 1981-10-30 | 2099-12-31 | 1 | 0.9 | 6.1655 | 78.2% | CAISO | CAISO | CAISO | Small_Hydro | Northern_California | 1 | 2099-12-31 | 1 | 6.1655
| 123 | PG40124 | Oak Flat Powerhouse | BUCKCK_7_OAKFLT | PG&E | CA | Plumas | Plumas County | Hydro | Small | Existing | 1985-11-02 | 2099-12-31 | 1 | 1.3 | 7.2218 | 63.42% | CAISO | CAISO | CAISO | Small_Hydro | None | 1 | 2099-12-31 | 1 | 7.2218
| 124 | PG40125 | Toadtown Powerhouse | TOADTW_6_UNIT | PG&E | CA | Butte | Sacramento River Valley | Hydro | Small | Existing | 1986-04-22 | 2099-12-31 | 1 | 1.5 | 4.9739 | 37.85% | CAISO | CAISO | CAISO | Small_Hydro | Northern_California | 1 | 2099-12-31 | 1 | 4.9739
| 125 | PG40126 | Newcastle Powerhouse | NWCSTL_7_UNIT 1 | PG&E | CA | Placer | Placer County (Partial) | Hydro | Small | Existing | 1986-10-28 | 2099-12-31 | 1 | 11.5 | 37.9693 | 37.69% | CAISO | CAISO | CAISO | Small_Hydro | None | 1 | 2099-12-31 | 1 | 37.9693
| 126 | PG40127 | Wise #2 Powerhouse | WISE_1_UNIT 1 | PG&E | CA | Placer | Placer County (Partial) | Hydro | Small | Existing | 1986-12-12 | 2099-12-31 | 1 | 3.1 | 2.2801 | 8.396% | CAISO | CAISO | CAISO | Small_Hydro | None | 1 | 2099-12-31 | 1 | 2.2801
| 127 | PG40128 | Kerckhoff Powerhouse | KERKH1_7_UNIT 1 | PG&E | CA | Fresno | Westlands | Hydro | Small | Existing | 1920-08-15 | 2099-12-31 | 1 | 25.4 | 19.3903 | 8.715% | CAISO | CAISO | CAISO | Small_Hydro | Westlands | 1 | 2099-12-31 | 1 | 19.3903
| 128 | PG40129 | Rock Creek Powerhouse | RCKCRK_7_UNIT 2 | PG&E | CA | Plumas | Plumas County | Hydro | Small | Existing | 1950-03-01 | 2099-12-31 | 1 | 11 | 31.9 | 33.11% | CAISO | CAISO | CAISO | Small_Hydro | None | 1 | 2099-12-31 | 1 | 31.9
| 129 | PG40131 | Rock Creek (SB32) | PLACVL_1_RCKCRE | PG&E | CA | El Dorado | El Dorado County | Hydro | Small | Existing | 2016-10-27 | 2036-10-26 | 1 | 2.796 | 6.324 | 25.82% | CAISO | CAISO | CAISO | Small_Hydro | None | 1 | 2099-12-31 | 1 | 6.324
| 130 | PG40137 | Solano Irrigation District (SID)(ID/WA) | MONTPH_7_UNITS | PG&E | CA | Napa | Sacramento River Valley | Hydro | Small | Existing | 1981-09-01 | 2030-12-31 | 1 | 11.9 | 32.82 | 31.48% | CAISO | CAISO | CAISO | Small_Hydro | Northern_California | 1 | 2099-12-31 | 1 | 32.82
| 131 | PG4019 | Eif Haypress, LLC (Lwr) | HAYPRS_6_QFUNTS | PG&E | CA | Sierra | Sierra County | Hydro | Small | Existing | 1989-04-11 | 2019-04-10 | 1 | 6.1 | 8.211 | 15.37% | CAISO | CAISO | CAISO | Small_Hydro | None | 1 | 2099-12-31 | 1 | 8.211
| 132 | PG4020 | Eif Haypress LLC (Mdl) | HAYPRS_6_QFUNTS | PG&E | CA | Sierra | Sierra County | Hydro | Small | Existing | 1989-04-15 | 2019-04-14 | 1 | 8.7 | 8.521 | 11.18% | CAISO | CAISO | CAISO | Small_Hydro | None | 1 | 2099-12-31 | 1 | 8.521
| 133 | PG4022 | El Dorado (Montgomery Ck) | ELDORO_7_UNIT 1 | PG&E | CA | El Dorado | Round Mountain - B | Hydro | Small | Existing | 1987-02-28 | 2017-02-27 | 1 | 2.6 | 8.701 | 38.2% | CAISO | CAISO | CAISO | Small_Hydro | Northern_California | 1 | 2099-12-31 | 1 | 8.701
| 134 | PG4025 | Far West Power Corporation | FULTON_1_QF | PG&E | CA | Mendocino | Mendocino County | Hydro | Small | Existing | 1987-09-30 | 2017-09-29 | 1 | 0.4 | 0.196 | 5.594% | CAISO | CAISO | CAISO | Small_Hydro | None | 1 | 2099-12-31 | 1 | 0.196
| 135 | PG4026 | Five Bears Hydroelectric | TBLMTN_6_QF | PG&E | CA | Plumas | Plumas County | Hydro | Small | Existing | 1989-04-27 | 2019-04-26 | 1 | 0.99 | 1.043 | 12.03% | CAISO | CAISO | CAISO | Small_Hydro | None | 1 | 2099-12-31 | 1 | 1.043
| 136 | PG4027 | Friant Power Authority | FRIANT_6_UNITS | PG&E | CA | Fresno | Westlands | Hydro | Small | Existing | 1985-04-16 | 2015-12-31 | 0 | 25 | 80.127 | 36.59% | CAISO | CAISO | CAISO | Small_Hydro | Westlands | 1 | 2015-12-31 | 1 | 80.127
| 137 | PG4031 | Salmon Creek Hydroelectric Company, LLC | ALLGNY_6_HYDRO1 | PG&E | CA | Sierra | Sierra County | Hydro | Small | Existing | 1984-11-28 | 2014-11-27 | 0 | 0.594 | 2.03 | 39.01% | CAISO | CAISO | CAISO | Small_Hydro | None | 1 | 2014-11-27 | 1 | 2.03
| 138 | PG4035 | Jackson Valley Irrigation District FiT | TESLA_1_QF | PG&E | CA | Amador | Amador County | Hydro | Small | Existing | 2012-04-01 | 2032-03-31 | 1 | 0.455 | 2.3 | 57.7% | CAISO | CAISO | CAISO | Small_Hydro | None | 1 | 2099-12-31 | 1 | 2.3
| 139 | PG4039 | Olcese Water District | RIOBRV_6_UNIT 1 | PG&E | CA | Kern | Westlands | Hydro | Small | Existing | 1989-05-18 | 2019-05-17 | 1 | 16 | 33.967 | 24.23% | CAISO | CAISO | CAISO | Small_Hydro | Westlands | 1 | 2099-12-31 | 1 | 33.967
| 140 | PG4040 | Kings River Hydro Co. | MCCALL_1_QF | PG&E | CA | Fresno | Westlands | Hydro | Small | Existing | 1990-08-19 | 2020-08-18 | 1 | 1 | 1.388 | 15.84% | CAISO | CAISO | CAISO | Small_Hydro | Westlands | 1 | 2099-12-31 | 1 | 1.388
| 141 | PG4041 | Lassen Station Hydro | TBLMTN_6_QF | PG&E | CA | Butte | Sacramento River Valley | Hydro | Small | Existing | 1986-05-22 | 2016-05-21 | 1 | 0.99 | 2.688 | 30.99% | CAISO | CAISO | CAISO | Small_Hydro | Northern_California | 1 | 2099-12-31 | 1 | 2.688
| 142 | PG4043 | Madera Canal (1174 + 84) | STOREY_2_MDRCH2 | PG&E | CA | Madera | Westlands | Hydro | Small | Existing | 1986-04-11 | 2016-04-10 | 0 | 0.563 | 1.413 | 28.65% | CAISO | CAISO | CAISO | Small_Hydro | Westlands | 1 | 2016-04-10 | 1 | 1.413
| 143 | PG4044 | Madera Canal (1923) | STOREY_2_MDRCH4 | PG&E | CA | Madera | Westlands | Hydro | Small | Existing | 1986-04-01 | 2016-03-31 | 0 | 0.916 | 1.722 | 21.46% | CAISO | CAISO | CAISO | Small_Hydro | Westlands | 1 | 2016-03-31 | 0 | 1.722
| 144 | PG4045 | Madera Canal Station 1302 | STOREY_2_MDRCH3 | PG&E | CA | Madera | Westlands | Hydro | Small | Existing | 1986-04-16 | 2016-04-15 | 0 | 0.424 | 0.713 | 19.2% | CAISO | CAISO | CAISO | Small_Hydro | Westlands | 1 | 2016-04-15 | 1 | 0.713
| 145 | PG4046 | Madera-Chowchilla Water And Power Authority | STOREY_7_MDRCHW | PG&E | CA | Madera | Westlands | Hydro | Small | Existing | 1985-02-02 | 2015-03-31 | 0 | 2 | 3.975 | 22.69% | CAISO | CAISO | CAISO | Small_Hydro | Westlands | 1 | 2015-03-31 | 1 | 3.975
| 146 | PG4048 | Mega Hydro #1 (Clover Creek) | CLOVER_2_UNIT | PG&E | CA | Shasta | Round Mountain - B | Hydro | Small | Existing | 1986-02-21 | 2016-02-20 | 0 | 1 | 3.859 | 44.05% | CAISO | CAISO | CAISO | Small_Hydro | Northern_California | 1 | 2016-02-20 | 1 | 3.859
| 147 | PG4050 | Mega Renewables (Bidwell Ditch) | HATLOS_6_QFUNTS | PG&E | CA | Shasta | Round Mountain - B | Hydro | Small | Existing | 1987-02-22 | 2017-02-21 | 1 | 2 | 11.09 | 63.3% | CAISO | CAISO | CAISO | Small_Hydro | Northern_California | 1 | 2099-12-31 | 1 | 11.09
| 148 | PG4051 | Mega Renewables (Hatchet Crk) | COVERD_2_QFUNTS | PG&E | CA | Shasta | Round Mountain - B | Hydro | Small | Existing | 1987-01-05 | 2017-01-04 | 1 | 7 | 17.681 | 28.83% | CAISO | CAISO | CAISO | Small_Hydro | Northern_California | 1 | 2099-12-31 | 1 | 17.681
| 149 | PG4052 | Mega Renewables (Roaring Crk) | COVERD_2_QFUNTS | PG&E | CA | Shasta | Round Mountain - B | Hydro | Small | Existing | 1986-12-05 | 2016-12-04 | 1 | 2 | 6.044 | 34.5% | CAISO | CAISO | CAISO | Small_Hydro | Northern_California | 1 | 2099-12-31 | 1 | 6.044
| 150 | PG4053 | Mega Renewables (Silver Springs) | PIT5_7_QFUNTS | PG&E | CA | Shasta | Round Mountain - B | Hydro | Small | Existing | 1987-08-15 | 2017-08-14 | 1 | 0.6 | 2.141 | 40.73% | CAISO | CAISO | CAISO | Small_Hydro | Northern_California | 1 | 2099-12-31 | 1 | 2.141
| 151 | PG4055 | Mill & Sulphur Creek | LOWGAP_1_SUPHR | PG&E | CA | Humboldt | Humboldt County | Hydro | Small | Existing | 1988-02-23 | 2014-12-31 | 1 | 0.995 | 1.85 | 21.22% | CAISO | CAISO | CAISO | Small_Hydro | None | 1 | 2099-12-31 | 1 | 1.85
| 152 | PG4057 | Nelson Creek Power Inc. | PIT5_7_QFUNTS | PG&E | CA | Shasta | Round Mountain - B | Hydro | Small | Existing | 1988-12-19 | 2018-12-18 | 1 | 1.1 | 2.9 | 30.1% | CAISO | CAISO | CAISO | Small_Hydro | Northern_California | 1 | 2099-12-31 | 1 | 2.9
| 153 | PG4058 | Nevada Irrigation District (NID) (RPS) - Dutch Flat / Rollins / Bowman | DUTCH2_7_UNIT 1 | PG&E | CA | Multiple | Unknown | Hydro | Small | Existing | 2013-07-01 | 2033-06-30 | 1 | 42.6 | 188.3872 | 50.48% | CAISO | CAISO | CAISO | Small_Hydro | - | 1 | 2099-12-31 | 1 | 188.3872
| 154 | PG4064 | Olsen Power Partners | OLSEN_2_UNIT | PG&E | CA | Shasta | Lassen North | Hydro | Small | Existing | 1990-01-03 | 2020-01-02 | 1 | 5 | 8.804 | 20.1% | CAISO | CAISO | CAISO | Small_Hydro | Northern_California | 1 | 2099-12-31 | 1 | 8.804
| 155 | PG4065 | Orange Cove Irrigation Dist. | MCCALL_1_QF | PG&E | CA | Fresno | Westlands | Hydro | Small | Existing | 1990-08-23 | 2020-08-22 | 1 | 0.45 | 3.386 | 85.9% | CAISO | CAISO | CAISO | Small_Hydro | Westlands | 1 | 2099-12-31 | 1 | 3.386
| 156 | PG4067 | PCWA (RPS) - French Meadows / Oxbow / Hell Hole | FMEADO_7_UNIT | PG&E | CA | Multiple | Unknown | Hydro | Small | Existing | 2013-05-01 | 2017-12-31 | 1 | 24.6 | 93 | 43.16% | CAISO | CAISO | CAISO | Small_Hydro | - | 1 | 2099-12-31 | 1 | 93
| 157 | PG4069 | Rock Creek L.P. | PLACVL_1_RCKCRE | PG&E | CA | El Dorado | El Dorado County | Hydro | Small | Existing | 1986-04-24 | 2016-04-23 | 0 | 3 | 2.709 | 10.31% | CAISO | CAISO | CAISO | Small_Hydro | None | 1 | 2016-04-23 | 1 | 2.709
| 158 | PG4071 | Santa Clara Valley Water Dist. | METCLF_1_QF | PG&E | CA | Santa Clara | Santa Clara County | Hydro | Small | Existing | 1988-12-01 | 2018-11-30 | 1 | 0.8 | 0.795 | 11.34% | CAISO | CAISO | CAISO | Small_Hydro | None | 1 | 2099-12-31 | 1 | 0.795
| 159 | PG4073 | Shamrock Utilities (Cedar Flat) |  | PG&E | CA | Trinity | Trinity County | Hydro | Small | Existing | 1984-01-09 | 2015-04-16 | 0 | 0.3 | 1.154 | 43.91% | CAISO | CAISO | CAISO | Small_Hydro | None | 1 | 2015-04-16 | 0 | 1.154
| 160 | PG4074 | Shamrock Utilities (Clover Leaf) |  | PG&E | CA | Shasta | Round Mountain - B | Hydro | Small | Existing | 1985-02-01 | 2015-04-14 | 0 | 0.2 | 0.701 | 40.01% | CAISO | CAISO | CAISO | Small_Hydro | Northern_California | 1 | 2015-04-14 | 0 | 0.701
| 161 | PG4076 | Snow Mountain Hydro LLC (Burney Creek) | SPBURN_7_SNOWMT | PG&E | CA | Shasta | Round Mountain - B | Hydro | Small | Existing | 1990-03-28 | 2020-03-27 | 1 | 3 | 5.564 | 21.17% | CAISO | CAISO | CAISO | Small_Hydro | Northern_California | 1 | 2099-12-31 | 1 | 5.564
| 162 | PG4077 | Snow Mountain Hydro LLC (Cove) | COVERD_2_QFUNTS | PG&E | CA | Shasta | Round Mountain - B | Hydro | Small | Existing | 1990-02-20 | 2020-02-19 | 1 | 5 | 14.826 | 33.85% | CAISO | CAISO | CAISO | Small_Hydro | Northern_California | 1 | 2099-12-31 | 1 | 14.826
| 163 | PG4080 | Snow Mountain Hydro LLC (Ponderosa Bailey Creek) | VOLTA_7_QFUNTS | PG&E | CA | Shasta | Round Mountain - B | Hydro | Small | Existing | 1990-02-25 | 2020-02-24 | 1 | 1.1 | 2.25 | 23.35% | CAISO | CAISO | CAISO | Small_Hydro | Northern_California | 1 | 2099-12-31 | 1 | 2.25
| 164 | PG4087 | Sts Hydropower Ltd. (Kanaka) | KANAKA_1_UNIT | PG&E | CA | Butte | Sacramento River Valley | Hydro | Small | Existing | 1989-02-13 | 2019-02-12 | 1 | 1.1 | 1.688 | 17.52% | CAISO | CAISO | CAISO | Small_Hydro | Northern_California | 1 | 2099-12-31 | 1 | 1.688
| 165 | PG4088 | STS Hydropower (Kekawaka) | KEKAWK_6_UNIT | PG&E | CA | Trinity and Humboldt | Humboldt County | Hydro | Small | Existing | 2012-10-01 | 2015-05-31 | 1 | 5.445 | 16 | 33.54% | CAISO | CAISO | CAISO | Small_Hydro | None | 1 | 2099-12-31 | 1 | 16
| 166 | PG4092 | Tko Power (South Bear Creek) | TKOPWR_2_UNIT | PG&E | CA | Shasta | Round Mountain - B | Hydro | Small | Existing | 1986-01-15 | 2016-01-14 | 1 | 3 | 4.232 | 16.1% | CAISO | CAISO | CAISO | Small_Hydro | Northern_California | 1 | 2099-12-31 | 0 | 4.232
| 167 | PG4094 | Tri-Dam Authority | SNDBAR_7_UNIT 1 | PG&E | CA | Tuolumne | Tuolumne County | Hydro | Small | Existing | 1987-01-01 | 2016-12-31 | 1 | 16.2 | 78.197 | 55.1% | CAISO | CAISO | CAISO | Small_Hydro | None | 1 | 2099-12-31 | 1 | 78.197
| 168 | PG4096 | Water Wheel Ranch QF | CEDRCK_6_UNIT | PG&E | CA | Shasta | Round Mountain - B | Hydro | Small | Existing | 1984-03-22 | 2015-03-31 | 0 | 0.975 | 2.983 | 34.93% | CAISO | CAISO | CAISO | Small_Hydro | Northern_California | 1 | 2015-03-31 | 1 | 2.983
| 169 | PG4099 | Yuba County Water Agency (Deadwood Creek) | DEADCK_1_UNIT | PG&E | CA | Yuba | Yuba County | Hydro | Small | Existing | 1990-01-29 | 2020-01-28 | 1 | 2 | 2.918 | 16.66% | CAISO | CAISO | CAISO | Small_Hydro | California | 1 | 2099-12-31 | 1 | 2.918
| 170 | PG4100 | Yuba County Water Agency (Fish Release) | TBLMTN_6_QF | PG&E | CA | Yuba | Yuba County | Hydro | Small | Existing | 1986-09-30 | 2016-09-29 | 1 | 0.15 | 1.054 | 80.21% | CAISO | CAISO | CAISO | Small_Hydro | California | 1 | 2099-12-31 | 1 | 1.054
| 171 | PG4101 | Cox Ave Hydro |  | PG&E | CA | Santa Clara | Santa Clara County | Hydro | Small | Existing | 2011-11-22 | 2031-11-21 | 1 | 0.112 | 0.6 | 61.15% | CAISO | CAISO | CAISO | Small_Hydro | None | 1 | 2099-12-31 | 0 | 0.6
| 172 | PG4102 | Norman Ross Burgess - Three Forks Water Power Project | FTSWRD_6_TRFORK | PG&E | CA | Trinity | Trinity County | Hydro | Small | Existing | 2011-11-01 | 2031-10-31 | 1 | 1.625 | 8 | 56.2% | CAISO | CAISO | CAISO | Small_Hydro | None | 1 | 2099-12-31 | 1 | 8
| 173 | PG4103 | Wolfsen Bypass FiT |  | PG&E | CA | Merced | Los Banos | Hydro | Small | Existing | 2012-05-01 | 2022-04-30 | 1 | 0.98 | 5 | 58.24% | CAISO | CAISO | CAISO | Small_Hydro | Central_Valley_North_Los_Banos | 1 | 2099-12-31 | 0 | 5
| 174 | PG4104 | Big Creek Waterworks | GRSCRK_6_BGCKWW | PG&E | CA | Trinity | Trinity County | Hydro | Small | Existing | 2010-01-01 | 2030-06-22 | 1 | 4.8 | 8 | 19.03% | CAISO | CAISO | CAISO | Small_Hydro | None | 1 | 2099-12-31 | 1 | 8
| 175 | PG4105 | El Dorado Irrigation District | ELDORO_7_UNIT 1 | PG&E | CA | Multiple | Unknown | Hydro | Small | Existing | 2010-05-19 | 2021-05-15 | 1 | 22 | 99.3 | 51.53% | CAISO | CAISO | CAISO | Small_Hydro | - | 1 | 2099-12-31 | 1 | 99.3
| 176 | PG4106 | San Luis Bypass FiT |  | PG&E | CA | Merced | Los Banos | Hydro | Small | Existing | 2012-05-01 | 2022-04-30 | 1 | 0.6 | 3 | 57.08% | CAISO | CAISO | CAISO | Small_Hydro | Central_Valley_North_Los_Banos | 1 | 2099-12-31 | 0 | 3
| 177 | PG4107 | NID Scotts Flat FiT | RIOOSO_1_QF | PG&E | CA | Nevada | Nevada County | Hydro | Small | Existing | 2010-06-01 | 2020-05-31 | 1 | 0.85 | 3.203 | 43.02% | CAISO | CAISO | CAISO | Small_Hydro | None | 1 | 2099-12-31 | 1 | 3.203
| 178 | PG4108 | T&G Hydro |  | PG&E | CA | Shasta | Round Mountain - B | Hydro | Small | Existing | 2012-01-17 | 2032-01-16 | 1 | 0.52 | 2.596 | 56.99% | CAISO | CAISO | CAISO | Small_Hydro | Northern_California | 1 | 2099-12-31 | 0 | 2.596
| 179 | PG4109 | Vecino Vineyards FiT |  | PG&E | CA | Mendocino | Mendocino County | Hydro | Small | Existing | 2011-04-19 | 2026-04-18 | 1 | 0.33 | 0.1 | 3.459% | CAISO | CAISO | CAISO | Small_Hydro | None | 1 | 2099-12-31 | 0 | 0.1
| 180 | PG4110 | Combie North FiT | HIGGNS_1_COMBIE | PG&E | CA | Nevada | Nevada County | Hydro | Small | Existing | 2009-10-06 | 2024-10-05 | 1 | 0.5 | 1.316 | 30.05% | CAISO | CAISO | CAISO | Small_Hydro | None | 1 | 2099-12-31 | 1 | 1.316
| 181 | PG4111 | Combie South FiT | HIGGNS_1_COMBIE | PG&E | CA | Nevada | Nevada County | Hydro | Small | Existing | 2010-05-01 | 2020-04-30 | 1 | 1.5 | 3.947 | 30.04% | CAISO | CAISO | CAISO | Small_Hydro | None | 1 | 2099-12-31 | 1 | 3.947
| 182 | PG4112 | Snow Mountain Hydro (Lost Creek 1) - Contract | HATLOS_6_LSCRK | PG&E | CA | Shasta | Round Mountain - B | Hydro | Small | Existing | 2010-01-01 | 2019-12-31 | 1 | 1.1 | 9.636 | 100% | CAISO | CAISO | CAISO | Small_Hydro | Northern_California | 1 | 2099-12-31 | 1 | 9.636
| 183 | PG4113 | Snow Mountain Hydro (Lost Creek 2) - Contract | HATLOS_6_LSCRK | PG&E | CA | Shasta | Round Mountain - B | Hydro | Small | Existing | 2010-01-01 | 2019-12-31 | 1 | 0.5 | 4.38 | 100% | CAISO | CAISO | CAISO | Small_Hydro | Northern_California | 1 | 2099-12-31 | 1 | 4.38
| 184 | PG4114 | SGE Site 1 |  | PG&E | CA | Nevada | Nevada County | Hydro | Small | Existing | 2010-06-24 | 2030-06-23 | 1 | 0.0375 | 0.166 | 50.53% | CAISO | CAISO | CAISO | Small_Hydro | None | 1 | 2099-12-31 | 0 | 0.166
| 185 | PG4115 | SFWP (RPS) - Sly Creek / Kelly Ridge | KELYRG_6_UNIT | PG&E | CA | Multiple | Unknown | Hydro | Small | Existing | 2010-07-01 | 2020-06-30 | 1 | 23 | 106 | 52.61% | CAISO | CAISO | CAISO | Small_Hydro | - | 1 | 2099-12-31 | 1 | 106
| 186 | PG4116 | Buckeye Hydroelectric Project |  | PG&E | CA | El Dorado | El Dorado County | Hydro | Small | Existing | 2008-08-15 | 2028-08-14 | 1 | 0.4 | 1.997 | 56.99% | CAISO | CAISO | CAISO | Small_Hydro | None | 1 | 2099-12-31 | 0 | 1.997
| 187 | PG4117 | Tunnel Hill Hydroelectric Project |  | PG&E | CA | El Dorado | El Dorado County | Hydro | Small | Existing | 2009-05-22 | 2029-05-21 | 1 | 0.6 | 2.996 | 57% | CAISO | CAISO | CAISO | Small_Hydro | None | 1 | 2099-12-31 | 0 | 2.996
| 188 | PG4126 | South Sutter Water FiT | TBLMTN_6_QF | PG&E | CA | Placer | Placer County (Partial) | Hydro | Small | Existing | 2012-01-24 | 2022-01-23 | 1 | 0.395 | 2 | 57.8% | CAISO | CAISO | CAISO | Small_Hydro | None | 1 | 2099-12-31 | 1 | 2
| 189 | PG4128 | PCWA- Lincoln Metering and Hydroelectric Station |  | PG&E | CA | Placer | Placer County (Partial) | Hydro | Small | Existing | 2015-09-25 | 2035-09-24 | 1 | 0.32 | 1.62 | 57.79% | CAISO | CAISO | CAISO | Small_Hydro | None | 1 | 2099-12-31 | 0 | 1.62
| 190 | PG50001 | Villa Sorriso Solar |  | PG&E | CA | Napa | Sacramento River Valley | Solar PV | Fixed Tilt - 20MW+ | Existing | 1993-04-16 | 2099-12-31 | 1 | 0.0072 | 0.002 | 3.171% | CAISO | CAISO | CAISO | Solar | Northern_California | 1 | 2099-12-31 | 0 | 0.002
| 191 | PG50004 | GreenLight- Peacock Solar Project |  | PG&E | CA | Tulare | Westlands | Solar PV | Tracking - 20MW+ | New | 2016-02-03 | 2036-02-02 | 1 | 0.999 | 1.3986 | 15.98% | CAISO | CAISO | CAISO | Solar | Westlands | 0.84 | 2099-12-31 | 0 | 1.1748
| 192 | PG50007 | ImMODO- Lemoore 1 | HENRTA_6_SOLAR1 | PG&E | CA | Kings | Westlands | Solar PV | Fixed Tilt - 20MW+ | Existing | 2016-02-01 | 2036-01-31 | 1 | 1.5 | 2.1 | 15.98% | CAISO | CAISO | CAISO | Solar | Westlands | 1 | 2099-12-31 | 1 | 2.1
| 193 | PG50015 | Pristine Sun- 2154 Foote |  | PG&E | CA | Butte | Sacramento River Valley | Solar PV | Fixed Tilt - 20MW+ | New | 2016-11-18 | 2036-11-17 | 1 | 0.25 | 0.35 | 15.98% | CAISO | CAISO | CAISO | Solar | Northern_California | 0.84 | 2099-12-31 | 0 | 0.294
| 194 | PG50017 | Pristine Sun- 2192 Ramirez |  | PG&E | CA | Tehama | Sacramento River Valley | Solar PV | Tracking - 20MW+ | New | 2016-02-11 | 2036-02-10 | 1 | 0.5 | 0.7 | 15.98% | CAISO | CAISO | CAISO | Solar | Northern_California | 0.84 | 2099-12-31 | 0 | 0.588
| 195 | PG50018 | Bakersfield 111 | BKRFLD_2_SOLAR1 | PG&E | CA | Kern | Westlands | Solar PV | Fixed Tilt - 20MW+ | Existing | 2015-07-28 | 2035-07-27 | 1 | 1.4 | 19.6 | 159.8% | CAISO | CAISO | CAISO | Solar | Westlands | 1 | 2099-12-31 | 1 | 19.6
| 196 | PG50020 | Woodmere Solar Farm - RAM 4 | LAMONT_1_SOLAR3 | PG&E | CA | Kern | Tehachapi | Solar PV | Tracking - 20MW+ | Existing | 2015-12-23 | 2036-02-24 | 1 | 15 | 32.92 | 25.05% | CAISO | CAISO | CAISO | Solar | Tehachapi | 1 | 2099-12-31 | 1 | 32.92
| 197 | PG50021 | CED Lost Hills Solar, LLC (fka Blackwell Solar Park, LLC) - RAM 4 | LHILLS_6_SOLAR1 | PG&E | CA | Kern | Carrizo North | Solar PV | Tracking - 20MW+ | Existing | 2016-08-03 | 2036-09-16 | 1 | 20 | 48.16 | 27.49% | CAISO | CAISO | CAISO | Solar | Greater_Carrizo | 1 | 2099-12-31 | 1 | 48.16
| 198 | PG50022 | Putah Creek Solar Farms (SB32) | PUTHCR_1_SOLAR1 | PG&E | CA | Yolo | Solano | Solar PV | Tracking - 20MW+ | Existing | 2014-12-23 | 2034-12-22 | 1 | 2 | 4.64 | 26.48% | CAISO | CAISO | CAISO | Solar | Solano | 1 | 2099-12-31 | 1 | 4.64
| 199 | PG50023 | NDP1 (SB32) | S_RITA_6_SOLAR1 | PG&E | CA | Merced | Los Banos | Solar PV | Fixed Tilt - 20MW+ | Existing | 2015-05-28 | 2035-05-27 | 1 | 1.5 | 2.822 | 21.48% | CAISO | CAISO | CAISO | Solar | Central_Valley_North_Los_Banos | 1 | 2099-12-31 | 1 | 2.822
| 200 | PG50024 | Peterson Rd. Solar I (SB32) (ReMAT) |  | PG&E | CA | Kern | Westlands | Solar PV | Tracking - 20MW+ | New | 2016-04-30 | 2036-04-29 | 1 | 2 | 3.7532 | 21.42% | CAISO | CAISO | CAISO | Solar | Westlands | 0.84 | 2099-12-31 | 0 | 3.1527
| 201 | PG50025 | RGA2 Solar (SB32) (ReMAT) |  | PG&E | CA | Fresno | Westlands | Solar PV | Fixed Tilt - 20MW+ | New | 2016-02-01 | 2036-01-31 | 1 | 1.75 | 3.4306 | 22.38% | CAISO | CAISO | CAISO | Solar | Westlands | 0.84 | 2099-12-31 | 0 | 2.8817
| 202 | PG50026 | 2184 Gruber (SB32) |  | PG&E | CA | Glenn | Sacramento River Valley | Solar PV | Tracking - 20MW+ | New | 2016-03-23 | 2036-03-22 | 1 | 1.52 | 2.9021 | 21.8% | CAISO | CAISO | CAISO | Solar | Northern_California | 0.84 | 2099-12-31 | 0 | 2.4377
| 203 | PG50028 | CalRENEW-1 (1st Amended & Restated) | MENBIO_6_RENEW1 | PG&E | CA | Fresno | Westlands | Solar PV | Fixed Tilt - 20MW+ | Existing | 2010-04-30 | 2030-04-29 | 1 | 5 | 9 | 20.55% | CAISO | CAISO | CAISO | Solar | Westlands | 1 | 2099-12-31 | 1 | 9
| 204 | PG50029 | 3N Energy Woodland |  | PG&E | CA | Yolo | Solano | Solar PV | Fixed Tilt - 20MW+ | New | 2016-06-27 | 2036-06-26 | 1 | 0.5 | 0.92888 | 21.21% | CAISO | CAISO | CAISO | Solar | Solano | 0.84 | 2099-12-31 | 0 | 0.78026
| 205 | PG50030 | Camden 1 FIT (GASNA 30P) |  | PG&E | CA | Fresno | Westlands | Solar PV | Tracking - 20MW+ | New | 2016-04-15 | 2036-04-14 | 1 | 2 | 4.667 | 26.64% | CAISO | CAISO | CAISO | Solar | Westlands | 0.84 | 2099-12-31 | 0 | 3.9203
| 206 | PG50031 | Gustine 1 FIT 2 (GASNA 60P) |  | PG&E | CA | Merced | Los Banos | Solar PV | Tracking - 20MW+ | New | 2016-06-27 | 2036-06-26 | 1 | 2 | 4.622 | 26.38% | CAISO | CAISO | CAISO | Solar | Central_Valley_North_Los_Banos | 0.84 | 2099-12-31 | 0 | 3.8825
| 207 | PG50032 | 2105 Hart (Pristine Sun) |  | PG&E | CA | Tehama | Sacramento River Valley | Solar PV | Tracking - 20MW+ | New | 2016-11-01 | 2036-10-31 | 1 | 0.5 | 1.0416 | 23.78% | CAISO | CAISO | CAISO | Solar | Northern_California | 0.84 | 2099-12-31 | 0 | 0.87491
| 208 | PG50035 | SF Service Center Solar Array 2 |  | PG&E | CA | San Francisco | San Francisco County | Solar PV | Fixed Tilt - 20MW+ | Existing | 2007-06-11 | 2099-12-31 | 1 | 0.11 | 0 | 0% | CAISO | CAISO | CAISO | Solar | None | 1 | 2099-12-31 | 0 | 0
| 209 | PG50036 | Vaca Dixon Solar Station |  | PG&E | CA | Solano | Solano | Solar PV | Fixed Tilt - 20MW+ | Existing | 2009-12-22 | 2099-12-31 | 1 | 2 | 2.9826 | 17.02% | CAISO | CAISO | CAISO | Solar | Solano | 1 | 2099-12-31 | 0 | 2.9826
| 210 | PG50037 | Westside Solar Station | SCHNDR_1_WSTSDE | PG&E | CA | Fresno | Westlands | Solar PV | Fixed Tilt - 20MW+ | Existing | 2011-08-31 | 2099-12-31 | 1 | 15 | 30.2119 | 22.99% | CAISO | CAISO | CAISO | Solar | Westlands | 1 | 2099-12-31 | 1 | 30.2119
| 211 | PG50038 | Five Points Solar Station | SCHNDR_1_FIVPTS | PG&E | CA | Fresno | Westlands | Solar PV | Fixed Tilt - 20MW+ | Existing | 2011-09-24 | 2099-12-31 | 1 | 15 | 30.1413 | 22.94% | CAISO | CAISO | CAISO | Solar | Westlands | 1 | 2099-12-31 | 1 | 30.1413
| 212 | PG50039 | Stroud Solar Station | STROUD_6_SOLAR | PG&E | CA | Fresno | Westlands | Solar PV | Fixed Tilt - 20MW+ | Existing | 2012-09-26 | 2099-12-31 | 1 | 20 | 40.2665 | 22.98% | CAISO | CAISO | CAISO | Solar | Westlands | 1 | 2099-12-31 | 1 | 40.2665
| 213 | PG50040 | Cantua Solar Station | CANTUA_1_SOLAR | PG&E | CA | Fresno | Westlands | Solar PV | Fixed Tilt - 20MW+ | Existing | 2012-06-19 | 2099-12-31 | 1 | 20 | 43.4617 | 24.81% | CAISO | CAISO | CAISO | Solar | Westlands | 1 | 2099-12-31 | 1 | 43.4617
| 214 | PG50041 | Huron Solar Station | HURON_6_SOLAR | PG&E | CA | Fresno | Westlands | Solar PV | Fixed Tilt - 20MW+ | Existing | 2012-06-27 | 2099-12-31 | 1 | 20 | 43.766 | 24.98% | CAISO | CAISO | CAISO | Solar | Westlands | 1 | 2099-12-31 | 1 | 43.766
| 215 | PG50042 | Giffen Solar Station | GIFFEN_6_SOLAR | PG&E | CA | Fresno | Westlands | Solar PV | Fixed Tilt - 20MW+ | Existing | 2012-06-30 | 2099-12-31 | 1 | 10 | 21.7286 | 24.8% | CAISO | CAISO | CAISO | Solar | Westlands | 1 | 2099-12-31 | 1 | 21.7286
| 216 | PG50043 | Gates Solar Station | GATES_2_SOLAR | PG&E | CA | Fresno | Westlands | Solar PV | Fixed Tilt - 20MW+ | Existing | 2013-06-24 | 2099-12-31 | 1 | 20 | 45.5861 | 26.02% | CAISO | CAISO | CAISO | Solar | Westlands | 1 | 2099-12-31 | 1 | 45.5861
| 217 | PG50044 | West Gates Solar Station | GATES_2_WSOLAR | PG&E | CA | Fresno | Westlands | Solar PV | Fixed Tilt - 20MW+ | Existing | 2013-06-24 | 2099-12-31 | 1 | 10 | 22.4306 | 25.61% | CAISO | CAISO | CAISO | Solar | Westlands | 1 | 2099-12-31 | 1 | 22.4306
| 218 | PG50045 | Guernsey Solar Station | GUERNS_6_SOLAR | PG&E | CA | Kings | Westlands | Solar PV | Tracking - 20MW+ | Existing | 2013-09-18 | 2099-12-31 | 1 | 20 | 52.0157 | 29.69% | CAISO | CAISO | CAISO | Solar | Westlands | 1 | 2099-12-31 | 1 | 52.0157
| 219 | PG50046 | 2241 Alavi (SB32) |  | PG&E | CA | Solano | Solano | Solar PV | Tracking - 20MW+ | New | 2016-05-31 | 2036-05-30 | 1 | 2.1 | 5.5736 | 30.3% | CAISO | CAISO | CAISO | Solar | Solano | 0.84 | 2099-12-31 | 0 | 4.6818
| 220 | PG50047 | 2275 Hattesen (SB32) |  | PG&E | CA | Kings | Westlands | Solar PV | Tracking - 20MW+ | New | 2017-04-15 | 2037-04-14 | 1 | 1.88 | 4.6013 | 27.94% | CAISO | CAISO | CAISO | Solar | Westlands | 0.84 | 2099-12-31 | 0 | 3.8651
| 221 | PG50048 | Maricopa West Solar PV 2, LLC |  | PG&E | CA | Kern | Westlands | Solar PV | Tracking - 20MW+ | New | 2017-07-01 | 2032-08-14 | 1 | 20 | 54.947 | 31.36% | CAISO | CAISO | CAISO | Solar | Westlands | 0.84 | 2099-12-31 | 0 | 46.1555
| 222 | PG50049 | Portal Ridge Solar C Project | GLDFGR_6_SOLAR2 | PG&E | CA | Los Angeles | Ventura County (Partial) | Solar PV | Tracking - 20MW+ | Existing | 2016-11-14 | 2036-12-28 | 1 | 11.4 | 29.7 | 29.74% | CAISO | CAISO | CAISO | Solar | None | 1 | 2099-12-31 | 0 | 29.7
| 223 | PG50050 | SR Solis Oro Loma Teresina, LLC- Project A | OROLOM_1_SOLAR1 | PG&E | CA | Fresno | Westlands | Solar PV | Tracking - 20MW+ | Existing | 2017-01-17 | 2037-03-02 | 1 | 10 | 25.91 | 29.58% | CAISO | CAISO | CAISO | Solar | Westlands | 1 | 2099-12-31 | 0 | 25.91
| 224 | PG50051 | Sunray 20 | OROLOM_1_SOLAR1 | PG&E | CA | San Bernardino | San Bernardino - Lucerne | Solar PV | Tracking - 20MW+ | Existing | 2017-07-20 | 2037-09-02 | 1 | 20 | 51.36 | 29.32% | CAISO | CAISO | CAISO | Solar | Kramer_Inyokern | 1 | 2099-12-31 | 0 | 51.36
| 225 | PG50052 | SR Solis Rocket, LLC - Project A | AVENAL_6_AVSLR1 | PG&E | CA | Kings | Westlands | Solar PV | Tracking - 20MW+ | Existing | 2017-01-17 | 2037-03-02 | 1 | 7.9 | 19.71 | 28.48% | CAISO | CAISO | CAISO | Solar | Westlands | 1 | 2099-12-31 | 0 | 19.71
| 226 | PG50053 | SR Solis Oro Loma Teresina, LLC- Project B | OROLOM_1_SOLAR2 | PG&E | CA | Fresno | Westlands | Solar PV | Tracking - 20MW+ | Existing | 2017-01-17 | 2037-03-02 | 1 | 10 | 25.91 | 29.58% | CAISO | CAISO | CAISO | Solar | Westlands | 1 | 2099-12-31 | 0 | 25.91
| 227 | PG50054 | SR Solis Rocket, LLC - Project B | AVENAL_6_AVSLR2 | PG&E | CA | Kings | Westlands | Solar PV | Tracking - 20MW+ | Existing | 2017-01-17 | 2037-03-02 | 1 | 7.9 | 19.71 | 28.48% | CAISO | CAISO | CAISO | Solar | Westlands | 1 | 2099-12-31 | 0 | 19.71
| 228 | PG50055 | Pristine Sun - 2042 Baldwin (SB32) |  | PG&E | CA | Lake | Sacramento River Valley | Solar PV | Tracking - 20MW+ | New | 2016-12-24 | 2036-12-23 | 1 | 1.25 | 3.0481 | 27.84% | CAISO | CAISO | CAISO | Solar | Northern_California | 0.84 | 2099-12-31 | 0 | 2.5604
| 229 | PG50056 | Pristine Sun - 2245 Gentry (SB32) |  | PG&E | CA | Placer | Placer County (Partial) | Solar PV | Tracking - 20MW+ | New | 2017-09-01 | 2037-08-31 | 1 | 2.3 | 5.448 | 27.04% | CAISO | CAISO | CAISO | Solar | None | 0.84 | 2099-12-31 | 0 | 4.5764
| 230 | PG50057 | Pristine Sun - 2257 Campbell (SB32) |  | PG&E | CA | Glenn | Sacramento River Valley | Solar PV | Tracking - 20MW+ | New | 2017-03-11 | 2037-03-10 | 1 | 0.75 | 1.7726 | 26.98% | CAISO | CAISO | CAISO | Solar | Northern_California | 0.84 | 2099-12-31 | 0 | 1.489
| 231 | PG50058 | Pristine Sun - 2272 McCall (SB32) |  | PG&E | CA | Yuba | Yuba County | Solar PV | Tracking - 20MW+ | New | 2017-03-11 | 2037-03-10 | 1 | 0.5 | 1.0838 | 24.74% | CAISO | CAISO | CAISO | Solar | California | 0.84 | 2099-12-31 | 0 | 0.91035
| 232 | PG5012 | Fresh Air Energy IV, LLC - Sonora 1 | PEORIA_1_SOLAR | PG&E | CA | Tuolumne | Tuolumne County | Solar PV | Tracking - 20MW+ | Existing | 2013-12-31 | 2033-12-30 | 1 | 1.5 | 2.098 | 15.97% | CAISO | CAISO | CAISO | Solar | None | 1 | 2099-12-31 | 1 | 2.098
| 233 | PG5019 | Bear Creek Solar Project | LOCKFD_1_BEARCK | PG&E | CA | San Joaquin | Solano | Solar PV | Tracking - 20MW+ | Existing | 2014-02-05 | 2034-02-04 | 1 | 1.5 | 2.1 | 15.98% | CAISO | CAISO | CAISO | Solar | Solano | 1 | 2099-12-31 | 1 | 2.1
| 234 | PG5024 | Orion Solar - PV 1 | ARVINN_6_ORION1 | PG&E | CA | Kern | Westlands | Solar PV | Tracking - 20MW+ | Existing | 2014-04-14 | 2034-06-25 | 1 | 12 | 28 | 26.64% | CAISO | CAISO | CAISO | Solar | Westlands | 1 | 2099-12-31 | 1 | 28
| 235 | PG5025 | Ignite Solar Holdings 1 - Achomawi |  | PG&E | CA | Shasta | Round Mountain - B | Solar PV | Tracking - 20MW+ | Existing | 2014-03-05 | 2034-03-04 | 1 | 1.5 | 2.1 | 15.98% | CAISO | CAISO | CAISO | Solar | Northern_California | 1 | 2099-12-31 | 0 | 2.1
| 236 | PG5026 | Ignite Solar Holdings 1 - Ahjumawi |  | PG&E | CA | Shasta | Solano | Solar PV | Tracking - 20MW+ | Existing | 2014-03-05 | 2034-03-04 | 1 | 1.5 | 2.1 | 15.98% | CAISO | CAISO | CAISO | Solar | Solano | 1 | 2099-12-31 | 0 | 2.1
| 237 | PG5029 | Kingsburg 1 | KNGBRG_1_KBSLR1 | PG&E | CA | Tulare | Westlands | Solar PV | Fixed Tilt - 20MW+ | Existing | 2013-12-30 | 2033-12-29 | 1 | 1.5 | 2.1 | 15.98% | CAISO | CAISO | CAISO | Solar | Westlands | 1 | 2099-12-31 | 1 | 2.1
| 238 | PG5030 | Kingsburg 2 | KNGBRG_1_KBSLR2 | PG&E | CA | Tulare | Westlands | Solar PV | Fixed Tilt - 20MW+ | Existing | 2013-12-30 | 2033-12-29 | 1 | 1.5 | 2.1 | 15.98% | CAISO | CAISO | CAISO | Solar | Westlands | 1 | 2099-12-31 | 1 | 2.1
| 239 | PG5031 | Kingsburg 3 |  | PG&E | CA | Tulare | Westlands | Solar PV | Fixed Tilt - 20MW+ | Existing | 2013-12-30 | 2033-12-29 | 1 | 0.75 | 1.1 | 16.74% | CAISO | CAISO | CAISO | Solar | Westlands | 1 | 2099-12-31 | 0 | 1.1
| 240 | PG5032 | La Joya Del Sol #1 | WFRESN_1_SOLAR | PG&E | CA | Fresno | Westlands | Solar PV | Tracking - 20MW+ | Existing | 2012-12-24 | 2032-12-23 | 1 | 1.5 | 2.1 | 15.98% | CAISO | CAISO | CAISO | Solar | Westlands | 1 | 2099-12-31 | 1 | 2.1
| 241 | PG5038 | Mesquite Solar 1 | MSOLAR_2_SOLAR1 | PG&E | AZ | Maricopa | AZ_WE | Solar PV | Fixed Tilt - 20MW+ | Existing | 2013-03-08 | 2033-03-07 | 1 | 150 | 305 | 23.21% | CAISO | CAISO | CAISO | Solar | Arizona | 1 | 2099-12-31 | 1 | 305
| 242 | PG5039 | Nickel 1 (New) | TWISSL_6_SOLAR | PG&E | CA | Kern | Westlands | Solar PV | Fixed Tilt - 20MW+ | Existing | 2012-11-28 | 2032-11-27 | 1 | 1.5 | 2.098 | 15.97% | CAISO | CAISO | CAISO | Solar | Westlands | 1 | 2099-12-31 | 1 | 2.098
| 243 | PG5042 | Oakley Executive Solar Project | COCOSB_6_SOLAR | PG&E | CA | Contra Costa | Solano | Solar PV | Fixed Tilt - 20MW+ | Existing | 2013-06-12 | 2033-06-11 | 1 | 1.5 | 2.1 | 15.98% | CAISO | CAISO | CAISO | Solar | Solano | 1 | 2099-12-31 | 1 | 2.1
| 244 | PG5046 | Pristine Sun Alvares 2041 |  | PG&E | CA | Tehama | Sacramento River Valley | Solar PV | Tracking - 20MW+ | Existing | 2014-02-10 | 2034-02-09 | 1 | 0.25 | 0.4 | 18.26% | CAISO | CAISO | CAISO | Solar | Northern_California | 1 | 2099-12-31 | 0 | 0.4
| 245 | PG5050 | Pristine Sun Buzzelle |  | PG&E | CA | Butte | Sacramento River Valley | Solar PV | Tracking - 20MW+ | Existing | 2014-03-06 | 2034-03-05 | 1 | 0.999 | 1.4 | 16% | CAISO | CAISO | CAISO | Solar | Northern_California | 1 | 2099-12-31 | 0 | 1.4
| 246 | PG5051 | Pristine Sun Christensen |  | PG&E | CA | Fresno | Westlands | Solar PV | Tracking - 20MW+ | Existing | 2014-02-07 | 2034-02-06 | 1 | 0.999 | 1.4 | 16% | CAISO | CAISO | CAISO | Solar | Westlands | 1 | 2099-12-31 | 0 | 1.4
| 247 | PG5053 | Pristine Sun Cotton |  | PG&E | CA | Butte | Sacramento River Valley | Solar PV | Tracking - 20MW+ | Existing | 2014-03-03 | 2034-03-02 | 1 | 0.999 | 1.4 | 16% | CAISO | CAISO | CAISO | Solar | Northern_California | 1 | 2099-12-31 | 0 | 1.4
| 248 | PG5057 | Pristine Sun Fitzjarrell |  | PG&E | CA | Shasta | Round Mountain - B | Solar PV | Tracking - 20MW+ | Existing | 2014-06-27 | 2034-06-26 | 1 | 0.999 | 1.4 | 16% | CAISO | CAISO | CAISO | Solar | Northern_California | 1 | 2099-12-31 | 0 | 1.4
| 249 | PG5059 | Pristine Sun Harris | LIVEOK_6_SOLAR | PG&E | CA | Sutter | Sacramento River Valley | Solar PV | Tracking - 20MW+ | Existing | 2014-12-02 | 2034-12-01 | 1 | 1.25 | 1.8 | 16.44% | CAISO | CAISO | CAISO | Solar | Northern_California | 1 | 2099-12-31 | 1 | 1.8
| 250 | PG5060 | Pristine Sun Helton | ELCAP_1_SOLAR | PG&E | CA | Merced | Los Banos | Solar PV | Tracking - 20MW+ | Existing | 2015-04-30 | 2035-04-29 | 1 | 1.5 | 2.1 | 15.98% | CAISO | CAISO | CAISO | Solar | Central_Valley_North_Los_Banos | 1 | 2099-12-31 | 1 | 2.1
| 251 | PG5061 | Pristine Sun Hill |  | PG&E | CA | San Luis Obispo | Carrizo North | Solar PV | Tracking - 20MW+ | Existing | 2014-02-20 | 2034-02-19 | 1 | 0.75 | 1.1 | 16.74% | CAISO | CAISO | CAISO | Solar | Greater_Carrizo | 1 | 2099-12-31 | 0 | 1.1
| 252 | PG5062 | Pristine Sun Jardine |  | PG&E | CA | San Luis Obispo | Carrizo North | Solar PV | Tracking - 20MW+ | Existing | 2014-03-03 | 2034-03-02 | 1 | 0.999 | 1.4 | 16% | CAISO | CAISO | CAISO | Solar | Greater_Carrizo | 1 | 2099-12-31 | 0 | 1.4
| 253 | PG5063 | Pristine Sun Jarvis |  | PG&E | CA | Butte | Sacramento River Valley | Solar PV | Tracking - 20MW+ | Existing | 2014-06-27 | 2034-06-26 | 1 | 0.999 | 1.4 | 16% | CAISO | CAISO | CAISO | Solar | Northern_California | 1 | 2099-12-31 | 0 | 1.4
| 254 | PG5071 | Pristine Sun Rogers |  | PG&E | CA | Tehama | Sacramento River Valley | Solar PV | Tracking - 20MW+ | Existing | 2013-07-12 | 2033-07-11 | 1 | 0.25 | 0.7 | 31.96% | CAISO | CAISO | CAISO | Solar | Northern_California | 1 | 2099-12-31 | 0 | 0.7
| 255 | PG5073 | Pristine Sun Scherz |  | PG&E | CA | San Luis Obispo | Carrizo South | Solar PV | Tracking - 20MW+ | Existing | 2014-03-03 | 2034-03-02 | 1 | 0.5 | 0.7 | 15.98% | CAISO | CAISO | CAISO | Solar | Greater_Carrizo | 1 | 2099-12-31 | 0 | 0.7
| 256 | PG5074 | Pristine Sun Smotherman |  | PG&E | CA | Sutter | Yuba County | Solar PV | Tracking - 20MW+ | Existing | 2014-01-01 | 2033-12-31 | 1 | 0.25 | 0.35 | 15.98% | CAISO | CAISO | CAISO | Solar | California | 1 | 2099-12-31 | 0 | 0.35
| 257 | PG5075 | Pristine Sun Stroing |  | PG&E | CA | Tehama | Sacramento River Valley | Solar PV | Tracking - 20MW+ | Existing | 2013-10-02 | 2033-10-01 | 1 | 0.75 | 1.1 | 16.74% | CAISO | CAISO | CAISO | Solar | Northern_California | 1 | 2099-12-31 | 0 | 1.1
| 258 | PG5076 | Pristine Sun Terzian | REEDLY_6_SOLAR | PG&E | CA | Fresno | Westlands | Solar PV | Tracking - 20MW+ | Existing | 2014-06-17 | 2034-06-16 | 1 | 1.25 | 1.8 | 16.44% | CAISO | CAISO | CAISO | Solar | Westlands | 1 | 2099-12-31 | 1 | 1.8
| 259 | PG5077 | Kansas South - PV 1 | KANSAS_6_SOLAR | PG&E | CA | Kings | Westlands | Solar PV | Tracking - 20MW+ | Existing | 2013-06-07 | 2033-06-24 | 1 | 20 | 48.223 | 27.52% | CAISO | CAISO | CAISO | Solar | Westlands | 1 | 2099-12-31 | 1 | 48.223
| 260 | PG5078 | Enerparc CA1 (FKA San Benito Smart Park) | HOLSTR_1_SOLAR | PG&E | CA | San Benito | San Benito County | Solar PV | Fixed Tilt - 20MW+ | Existing | 2014-06-16 | 2034-06-15 | 1 | 1.5 | 2.1 | 15.98% | CAISO | CAISO | CAISO | Solar | None | 1 | 2099-12-31 | 1 | 2.1
| 261 | PG5080 | Westlands Solar Farms PV1 | JAYNE_6_WLSLR | PG&E | CA | Fresno | Westlands | Solar PV | Tracking - 20MW+ | Existing | 2014-02-14 | 2034-04-30 | 1 | 18 | 36 | 22.83% | CAISO | CAISO | CAISO | Solar | Westlands | 1 | 2099-12-31 | 1 | 36
| 262 | PG5081 | Alpaugh North | ALPSLR_1_NTHSLR | PG&E | CA | Tulare | Westlands | Solar PV | Tracking - 20MW+ | Existing | 2013-03-08 | 2038-03-07 | 1 | 20 | 33 | 18.84% | CAISO | CAISO | CAISO | Solar | Westlands | 1 | 2099-12-31 | 1 | 33
| 263 | PG5082 | Alpaugh 50 | ALPSLR_1_SPSSLR | PG&E | CA | Tulare | Westlands | Solar PV | Tracking - 20MW+ | Existing | 2013-03-08 | 2038-03-07 | 1 | 50 | 113 | 25.8% | CAISO | CAISO | CAISO | Solar | Westlands | 1 | 2099-12-31 | 1 | 113
| 264 | PG5083 | Alpine Solar Project | NEENCH_6_SOLAR | PG&E | CA | Los Angeles | Tehachapi | Solar PV | Fixed Tilt - 20MW+ | Existing | 2013-01-18 | 2033-01-17 | 1 | 66 | 140 | 24.21% | CAISO | CAISO | CAISO | Solar | Tehachapi | 1 | 2099-12-31 | 1 | 140
| 265 | PG5084 | AV Solar Ranch One | AVSOLR_2_SOLAR | PG&E | CA | Los Angeles | Tehachapi | Solar PV | Fixed Tilt - 20MW+ | Existing | 2014-11-21 | 2039-11-20 | 1 | 241.5 | 621 | 29.35% | CAISO | CAISO | CAISO | Solar | Tehachapi | 1 | 2099-12-31 | 1 | 621
| 266 | PG5085 | Atwell Island | ATWELL_1_SOLAR | PG&E | CA | Tulare | Westlands | Solar PV | Fixed Tilt - 20MW+ | Existing | 2013-03-08 | 2038-03-11 | 1 | 20 | 33 | 18.84% | CAISO | CAISO | CAISO | Solar | Westlands | 1 | 2099-12-31 | 1 | 33
| 267 | PG5086 | Avenal Park (Eurus) | AVENAL_6_AVPARK | PG&E | CA | Kings | Westlands | Solar PV | Fixed Tilt - 20MW+ | Existing | 2011-08-05 | 2031-08-04 | 1 | 6 | 10 | 19.03% | CAISO | CAISO | CAISO | Solar | Westlands | 1 | 2099-12-31 | 1 | 10
| 268 | PG5087 | CM48 (fka Sempra Copper Mountain 1) | COPMTN_2_SOLAR1 | PG&E | NV | Clark | NV_SW | Solar PV | Fixed Tilt - 20MW+ | Existing | 2011-01-25 | 2031-01-31 | 1 | 48 | 100 | 23.78% | CAISO | CAISO | CAISO | Solar | Southern_Nevada | 1 | 2099-12-31 | 1 | 100
| 269 | PG5088 | Corcoran | WAUKNA_1_SOLAR | PG&E | CA | Kings | Westlands | Solar PV | Tracking - 20MW+ | Existing | 2013-08-14 | 2038-08-14 | 1 | 20 | 33 | 18.84% | CAISO | CAISO | CAISO | Solar | Westlands | 1 | 2099-12-31 | 1 | 33
| 270 | PG5089 | Desert Center Solar Farm | DSRTSN_2_SOLAR2 | PG&E | CA | Riverside | Riverside East | Solar PV | Fixed Tilt - 20MW+ | Existing | 2014-12-17 | 2039-12-16 | 1 | 300 | 619 | 23.55% | CAISO | CAISO | CAISO | Solar | Riverside_East_Palm_Springs | 1 | 2099-12-31 | 1 | 619
| 271 | PG5090 | High Plains Ranch III | CAVLSR_2_BSOLAR | PG&E | CA | San Luis Obispo | Carrizo South | Solar PV | Tracking - 20MW+ | Existing | 2012-12-31 | 2038-09-30 | 1 | 40 | 112 | 31.96% | CAISO | CAISO | CAISO | Solar | Greater_Carrizo | 1 | 2099-12-31 | 1 | 112
| 272 | PG5091 | Kettleman Solar Project | LOCKFD_1_KSOLAR | PG&E | CA | San Joaquin | Solano | Solar PV | Tracking - 20MW+ | Existing | 2014-03-14 | 2034-03-13 | 1 | 1 | 1.4 | 15.98% | CAISO | CAISO | CAISO | Solar | Solano | 1 | 2099-12-31 | 1 | 1.4
| 273 | PG5092 | Sand Drag (Eurus) | AVENAL_6_SANDDG | PG&E | CA | Kings | Westlands | Solar PV | Fixed Tilt - 20MW+ | Existing | 2011-08-05 | 2031-08-04 | 1 | 19 | 30 | 18.02% | CAISO | CAISO | CAISO | Solar | Westlands | 1 | 2099-12-31 | 1 | 30
| 274 | PG5093 | Sun City Project (Eurus) | AVENAL_6_SUNCTY | PG&E | CA | Kings | Westlands | Solar PV | Fixed Tilt - 20MW+ | Existing | 2011-08-05 | 2031-08-04 | 1 | 20 | 32 | 18.26% | CAISO | CAISO | CAISO | Solar | Westlands | 1 | 2099-12-31 | 1 | 32
| 275 | PG5094 | Vintner Solar Project | TMPLTN_2_SOLAR | PG&E | CA | San Luis Obispo | Carrizo North | Solar PV | Tracking - 20MW+ | Existing | 2014-03-06 | 2034-03-05 | 1 | 1.5 | 2.1 | 15.98% | CAISO | CAISO | CAISO | Solar | Greater_Carrizo | 1 | 2099-12-31 | 1 | 2.1
| 276 | PG5095 | White River | OLIVEP_1_SOLAR | PG&E | CA | Tulare | Westlands | Solar PV | Tracking - 20MW+ | Existing | 2013-06-27 | 2038-06-26 | 1 | 20 | 33 | 18.84% | CAISO | CAISO | CAISO | Solar | Westlands | 1 | 2099-12-31 | 1 | 33
| 277 | PG5096 | CM10 (fka Sempra El Dorado Solar) | COPMTN_2_CM10 | PG&E | NV | Clark | NV_SW | Solar PV | Fixed Tilt - 20MW+ | Existing | 2009-01-01 | 2028-12-31 | 1 | 10 | 23 | 26.26% | CAISO | CAISO | CAISO | Solar | Southern_Nevada | 1 | 2099-12-31 | 1 | 23
| 278 | PG5097 | High Plains Ranch II | CAVLSR_2_RSOLAR | PG&E | CA | San Luis Obispo | Carrizo South | Solar PV | Tracking - 20MW+ | Existing | 2013-10-31 | 2038-10-30 | 1 | 210 | 587.3582 | 31.93% | CAISO | CAISO | CAISO | Solar | Greater_Carrizo | 1 | 2099-12-31 | 1 | 587.3582
| 279 | PG5098 | Topaz Solar Farm | TOPAZ_2_SOLAR | PG&E | CA | San Luis Obispo | Carrizo South | Solar PV | Fixed Tilt - 20MW+ | Existing | 2014-10-27 | 2039-10-26 | 1 | 550 | 1275.1258 | 26.47% | CAISO | CAISO | CAISO | Solar | Greater_Carrizo | 1 | 2099-12-31 | 1 | 1275.1258
| 280 | PG5103 | Agua Caliente Solar Project | AGUCAL_5_SOLAR1 | PG&E | AZ | Yuma | AZ_WE | Solar PV | Fixed Tilt - 20MW+ | Existing | 2014-06-23 | 2039-06-22 | 1 | 290 | 688 | 27.08% | CAISO | CAISO | CAISO | Solar | Arizona | 1 | 2099-12-31 | 1 | 688
| 281 | PG5111 | Cloverdale Solar FSEC 1 | CLOVDL_1_SOLAR | PG&E | CA | Sonoma | Sonoma County | Solar PV | Fixed Tilt - 20MW+ | Existing | 2014-06-26 | 2034-06-25 | 1 | 1.5 | 2.1 | 15.98% | CAISO | CAISO | CAISO | Solar | None | 1 | 2099-12-31 | 1 | 2.1
| 282 | PG5115 | Copper Mountain Solar 2 | COPMT2_2_SOLAR2 | PG&E | NV | Clark | NV_SW | Solar PV | Fixed Tilt - 20MW+ | Existing | 2015-05-13 | 2040-05-12 | 1 | 150 | 303 | 23.06% | CAISO | CAISO | CAISO | Solar | Southern_Nevada | 1 | 2099-12-31 | 1 | 303
| 283 | PG5116 | Cuyama Solar Array |  | PG&E | CA | Santa Barbara | Santa Barbara | Solar PV | Tracking - 20MW+ | New | 2019-01-01 | 2043-12-31 | 1 | 40 | 104 | 29.68% | CAISO | CAISO | CAISO | Solar | Greater_Carrizo | 0.84 | 2099-12-31 | 0 | 87.36
| 284 | PG5121 | Henrietta Solar | HENRTS_1_SOLAR | PG&E | CA | Kings | Westlands | Solar PV | Tracking - 20MW+ | Existing | 2016-10-01 | 2036-09-30 | 1 | 100 | 244.41 | 27.9% | CAISO | CAISO | CAISO | Solar | Westlands | 1 | 2099-12-31 | 1 | 244.41
| 285 | PG5127 | Kansas | LEPRFD_1_KANSAS | PG&E | CA | Kings | Westlands | Solar PV | Tracking - 20MW+ | Existing | 2018-01-01 | 2037-12-31 | 1 | 20 | 46.9 | 26.77% | CAISO | CAISO | CAISO | Solar | Westlands | 1 | 2099-12-31 | 1 | 46.9
| 286 | PG5130 | Lost Hills Solar |  | PG&E | CA | Kern | Westlands | Solar PV | Tracking - 20MW+ | Existing | 2019-01-01 | 2043-12-31 | 1 | 20 | 47 | 26.83% | CAISO | CAISO | CAISO | Solar | Westlands | 1 | 2099-12-31 | 0 | 47
| 287 | PG5131 | North Star Solar | MNDOTA_1_SOLAR1 | PG&E | CA | Fresno | Westlands | Solar PV | Tracking - 20MW+ | Existing | 2015-06-19 | 2035-06-18 | 1 | 60 | 136 | 25.88% | CAISO | CAISO | CAISO | Solar | Westlands | 1 | 2099-12-31 | 1 | 136
| 288 | PG5147 | White River Solar 2 - RAM 2 | OLIVEP_1_SOLAR2 | PG&E | CA | Tulare | Westlands | Solar PV | Tracking - 20MW+ | Existing | 2014-10-02 | 2034-10-01 | 1 | 19.75 | 44 | 25.43% | CAISO | CAISO | CAISO | Solar | Westlands | 1 | 2099-12-31 | 1 | 44
| 289 | PG5150 | Midway Solar Farm I |  | PG&E | CA | Imperial | Imperial North | Solar PV | Tracking - 20MW+ | New | 2020-06-01 | 2040-05-31 | 1 | 50 | 119.34 | 27.25% | IID | CAISO | IID | Solar | Greater_Imperial | 0.84 | 2099-12-31 | 0 | 100.2456
| 290 | PG5155 | RE Astoria LLC | ASTORA_2_SOLAR1 | PG&E | CA | Kern | Tehachapi | Solar PV | Tracking - 20MW+ | Existing | 2019-01-03 | 2034-01-02 | 1 | 100 | 298.14 | 34.03% | CAISO | CAISO | CAISO | Solar | Tehachapi | 1 | 2099-12-31 | 1 | 298.14
| 291 | PG5156 | California Flats Solar Project |  | PG&E | CA | Monterey | Carrizo North | Solar PV | Tracking - 20MW+ | New | 2018-12-01 | 2033-12-30 | 1 | 150 | 380.71 | 28.97% | CAISO | CAISO | CAISO | Solar | Greater_Carrizo | 0.84 | 2099-12-31 | 0 | 319.7964
| 292 | PG5158 | Blackwell Solar |  | PG&E | CA | Kern | Westlands | Solar PV | Tracking - 20MW+ | New | 2019-01-01 | 2043-12-31 | 1 | 12 | 28 | 26.64% | CAISO | CAISO | CAISO | Solar | Westlands | 0.84 | 2099-12-31 | 0 | 23.52
| 293 | PG5159 | West Antelope - RAM 1 | ACACIA_6_SOLAR | PG&E | CA | Los Angeles | Tehachapi | Solar PV | Tracking - 20MW+ | Existing | 2014-11-13 | 2035-02-08 | 1 | 20 | 53 | 30.25% | CAISO | CAISO | CAISO | Solar | Tehachapi | 1 | 2099-12-31 | 1 | 53
| 294 | PG5160 | Western Antelope Blue Sky Ranch A - RAM 1 | PLAINV_6_BSOLAR | PG&E | CA | Los Angeles | Tehachapi | Solar PV | Tracking - 20MW+ | Existing | 2014-11-14 | 2035-02-16 | 1 | 20 | 47.73 | 27.24% | CAISO | CAISO | CAISO | Solar | Tehachapi | 1 | 2099-12-31 | 1 | 47.73
| 295 | PG5161 | Kent South - PV 2 | KNTSTH_6_SOLAR | PG&E | CA | Kings | Westlands | Solar PV | Tracking - 20MW+ | Existing | 2014-12-29 | 2035-02-18 | 1 | 20 | 48 | 27.4% | CAISO | CAISO | CAISO | Solar | Westlands | 1 | 2099-12-31 | 1 | 48
| 296 | PG5163 | Algonquin SKIC 20 Solar - PV 2 | SKERN_6_SOLAR1 | PG&E | CA | Kern | Westlands | Solar PV | Tracking - 20MW+ | Existing | 2015-04-14 | 2035-05-14 | 1 | 20 | 47 | 26.83% | CAISO | CAISO | CAISO | Solar | Westlands | 1 | 2099-12-31 | 1 | 47
| 297 | PG5164 | Alamo Solar, LLC - RAM 2 | VICTOR_1_SOLAR2 | PG&E | CA | San Bernardino | Victorville | Solar PV | Tracking - 20MW+ | Existing | 2015-05-20 | 2035-06-29 | 1 | 20 | 49.76 | 28.4% | CAISO | CAISO | CAISO | Solar | Kramer_Inyokern | 1 | 2099-12-31 | 1 | 49.76
| 298 | PG5165 | CID Solar PV Project - RAM 2 | CORCAN_1_SOLAR1 | PG&E | CA | Kings | Westlands | Solar PV | Tracking - 20MW+ | Existing | 2015-01-20 | 2035-03-19 | 1 | 19.76 | 49.7 | 28.71% | CAISO | CAISO | CAISO | Solar | Westlands | 1 | 2099-12-31 | 1 | 49.7
| 299 | PG5167 | Columbia Solar Energy | CUMBIA_1_SOLAR | PG&E | CA | Contra Costa | Solano | Solar PV | Tracking - 20MW+ | Existing | 2015-10-21 | 2035-12-13 | 1 | 19 | 40.6 | 24.39% | CAISO | CAISO | CAISO | Solar | Solano | 1 | 2099-12-31 | 1 | 40.6
| 300 | PG5170 | Shafter Solar - RAM 3 | 7STDRD_1_SOLAR1 | PG&E | CA | Kern | Westlands | Solar PV | Tracking - 20MW+ | Existing | 2015-06-03 | 2035-07-15 | 1 | 19.98 | 52.57 | 30.04% | CAISO | CAISO | CAISO | Solar | Westlands | 1 | 2099-12-31 | 1 | 52.57
| 301 | PG5171 | Morelos Del Sol - RAM 3 | MRLSDS_6_SOLAR1 | PG&E | CA | Kern | Westlands | Solar PV | Tracking - 20MW+ | Existing | 2015-12-02 | 2036-02-29 | 1 | 15 | 32.63 | 24.83% | CAISO | CAISO | CAISO | Solar | Westlands | 1 | 2099-12-31 | 1 | 32.63
| 302 | PG5172 | RE Old River One - RAM 3 | OLDRV1_6_SOLAR | PG&E | CA | Kern | Westlands | Solar PV | Tracking - 20MW+ | Existing | 2014-12-30 | 2035-02-08 | 1 | 20 | 51.88 | 29.61% | CAISO | CAISO | CAISO | Solar | Westlands | 1 | 2099-12-31 | 1 | 51.88
| 303 | PG5173 | Yolo County Grassland #3 | DAVIS_1_SOLAR1 | PG&E | CA | Yolo | Solano | Solar PV | Tracking - 20MW+ | Existing | 2013-07-01 | 2033-06-30 | 1 | 1 | 1.4 | 15.98% | CAISO | CAISO | CAISO | Solar | Solano | 1 | 2099-12-31 | 1 | 1.4
| 304 | PG5174 | Yolo County Grassland #4 | DAVIS_1_SOLAR2 | PG&E | CA | Yolo | Solano | Solar PV | Tracking - 20MW+ | Existing | 2013-08-05 | 2033-08-04 | 1 | 1 | 1.4 | 15.98% | CAISO | CAISO | CAISO | Solar | Solano | 1 | 2099-12-31 | 1 | 1.4
| 305 | PG5180 | Ecos Energy - Hollister Project | HOLSTR_1_SOLAR2 | PG&E | CA | San Benito | San Benito County | Solar PV | Tracking - 20MW+ | Existing | 2015-04-17 | 2035-04-16 | 1 | 1.5 | 2.1 | 15.98% | CAISO | CAISO | CAISO | Solar | None | 1 | 2099-12-31 | 1 | 2.1
| 306 | PG5181 | Ecos Energy - Merced Solar Project | MERCED_1_SOLAR2 | PG&E | CA | Merced | Los Banos | Solar PV | Tracking - 20MW+ | Existing | 2015-05-12 | 2035-05-11 | 1 | 1.5 | 2.1 | 15.98% | CAISO | CAISO | CAISO | Solar | Central_Valley_North_Los_Banos | 1 | 2099-12-31 | 1 | 2.1
| 307 | PG5182 | Ecos Energy - Mission Solar | MERCED_1_SOLAR1 | PG&E | CA | Merced | Los Banos | Solar PV | Tracking - 20MW+ | Existing | 2015-05-23 | 2035-05-22 | 1 | 1.5 | 2.1 | 15.98% | CAISO | CAISO | CAISO | Solar | Central_Valley_North_Los_Banos | 1 | 2099-12-31 | 1 | 2.1
| 308 | PG5184 | APEX 646-460 |  | PG&E | CA | Tulare | Westlands | Solar PV | Tracking - 20MW+ | Existing | 2015-01-14 | 2035-01-13 | 1 | 0.75 | 1.1 | 16.74% | CAISO | CAISO | CAISO | Solar | Westlands | 1 | 2099-12-31 | 0 | 1.1
| 309 | PG5185 | Fresno Cogeneration - Fresno Solar South | KERMAN_6_SOLAR1 | PG&E | CA | Fresno | Westlands | Solar PV | Tracking - 20MW+ | Existing | 2015-10-20 | 2035-10-19 | 1 | 1.5 | 2.1 | 15.98% | CAISO | CAISO | CAISO | Solar | Westlands | 1 | 2099-12-31 | 1 | 2.1
| 310 | PG5186 | Fresno Cogeneration - Fresno Solar West | KERMAN_6_SOLAR2 | PG&E | CA | Fresno | Westlands | Solar PV | Tracking - 20MW+ | Existing | 2015-10-20 | 2035-10-19 | 1 | 1.5 | 2.1 | 15.98% | CAISO | CAISO | CAISO | Solar | Westlands | 1 | 2099-12-31 | 1 | 2.1
| 311 | PG5190 | Greenlight - Sirius Solar Project |  | PG&E | CA | Merced | Los Banos | Solar PV | Tracking - 20MW+ | Existing | 2015-10-22 | 2035-10-21 | 1 | 0.999 | 1.3986 | 15.98% | CAISO | CAISO | CAISO | Solar | Central_Valley_North_Los_Banos | 1 | 2099-12-31 | 0 | 1.3986
| 312 | PG5191 | Greenlight - Castor Solar Project | TX-ELK_6_SOLAR1 | PG&E | CA | Kern | Westlands | Solar PV | Tracking - 20MW+ | Existing | 2016-04-07 | 2036-04-06 | 1 | 1.5 | 2.1 | 15.98% | CAISO | CAISO | CAISO | Solar | Westlands | 1 | 2099-12-31 | 1 | 2.1
| 313 | PG6000 | Genesis Solar (Station) Energy Project | GENESI_2_STG | PG&E | CA | Riverside | Riverside East | Solar Thermal | No Storage | Existing | 2014-03-07 | 2039-03-06 | 1 | 250 | 524 | 23.93% | CAISO | CAISO | CAISO | Solar | Riverside_East_Palm_Springs | 1 | 2099-12-31 | 1 | 524
| 314 | PG6004 | Ivanpah Unit 1 | IVANPA_1_UNIT1 | PG&E | CA | San Bernadino | Mountain Pass | Solar Thermal | No Storage | Existing | 2014-01-10 | 2039-01-20 | 1 | 114.46 | 294.88 | 29.41% | CAISO | CAISO | CAISO | Solar | Mountain_Pass_El_Dorado | 1 | 2099-12-31 | 1 | 294.88
| 315 | PG6005 | Ivanpah Unit 3 | IVANPA_1_UNIT3 | PG&E | CA | San Bernadino | Mountain Pass | Solar Thermal | No Storage | Existing | 2014-01-15 | 2039-01-26 | 1 | 126.1 | 325.92 | 29.5% | CAISO | CAISO | CAISO | Solar | Mountain_Pass_El_Dorado | 1 | 2099-12-31 | 1 | 325.92
| 316 | PG6013 | Mojave Solar Project | SANDLT_2_SUNITS | PG&E | CA | San Bernardino | Kramer | Solar Thermal | No Storage | Existing | 2014-12-04 | 2039-12-03 | 1 | 250 | 617.24 | 28.18% | CAISO | CAISO | CAISO | Solar | Kramer_Inyokern | 1 | 2099-12-31 | 1 | 617.24
| 317 | PG7001 | Altamont Midway Ltd. |  | PG&E | CA | San Joaquin | Solano | Wind |  | Existing | 1985-04-16 | 2015-04-01 | 1 | 48.9 | 13.071 | 3.051% | CAISO | CAISO | CAISO | Wind | Solano | 1 | 2099-12-31 | 0 | 13.071
| 318 | PG70014 | Donald R. Chenoweth |  | PG&E | CA | Alameda | Solano | Wind |  | Existing | 1982-08-02 | 2099-12-31 | 1 | 0.01 | 0.009 | 10.27% | CAISO | CAISO | CAISO | Wind | Solano | 1 | 2099-12-31 | 0 | 0.009
| 319 | PG7002 | Altamont Power LLC (3-4 ) |  | PG&E | CA | Alameda | Solano | Wind |  | Existing | 1985-04-11 | 2015-12-31 | 1 | 4.05 | 10.603 | 29.89% | CAISO | CAISO | CAISO | Wind | Solano | 1 | 2099-12-31 | 0 | 10.603
| 320 | PG70026 | Forebay Wind LLC - Cwes |  | PG&E | CA | San Joaquin | Solano | Wind |  | Existing | 1983-01-22 | 2015-04-01 | 1 | 2.1 | 0.537 | 2.919% | CAISO | CAISO | CAISO | Wind | Solano | 1 | 2099-12-31 | 0 | 0.537
| 321 | PG7003 | Altamont Power LLC (4-4) |  | PG&E | CA | Alameda | Solano | Wind |  | Existing | 1987-01-01 | 2015-12-31 | 1 | 19 | 31.554 | 18.96% | CAISO | CAISO | CAISO | Wind | Solano | 1 | 2099-12-31 | 0 | 31.554
| 322 | PG70033 | Tres Vaqueros Wind Farms, LLC |  | PG&E | CA | Contra Costa | Solano | Wind |  | Existing | 1986-01-04 | 2014-12-31 | 1 | 28 | 16.759 | 6.833% | CAISO | CAISO | CAISO | Wind | Solano | 1 | 2099-12-31 | 0 | 16.759
| 323 | PG70037 | Rising Tree Wind Farm II LLC - RAM 4 | RTREE_2_WIND2 | PG&E | CA | Kern | Tehachapi | Wind |  | Existing | 2015-08-07 | 2035-08-06 | 1 | 19.8 | 68.93 | 39.74% | CAISO | CAISO | CAISO | Wind | Tehachapi | 1 | 2099-12-31 | 1 | 68.93
| 324 | PG70039 | Altech III - RAM 5 |  | PG&E | CA | Riverside | Riverside East | Wind |  | New | 2016-11-01 | 2036-10-30 | 1 | 20 | 53.13 | 30.33% | CAISO | CAISO | CAISO | Wind | Riverside_East_Palm_Springs | 0.84 | 2099-12-31 | 0 | 44.6292
| 325 | PG7005 | Altamont Power LLC (6-4) |  | PG&E | CA | Alameda | Solano | Wind |  | Existing | 1987-01-01 | 2016-12-31 | 1 | 19 | 28.122 | 16.9% | CAISO | CAISO | CAISO | Wind | Solano | 1 | 2099-12-31 | 0 | 28.122
| 326 | PG7009 | Edf Renewable Windfarm V, Inc. (10 MW) | USWNDR_2_UNITS | PG&E | CA | Solano | Solano | Wind |  | Existing | 1990-01-01 | 2017-12-31 | 1 | 10 | 21.831 | 24.92% | CAISO | CAISO | CAISO | Wind | Solano | 1 | 2099-12-31 | 1 | 21.831
| 327 | PG7010 | Green Ridge Power LLC (100 MW - A) |  | PG&E | CA | San Joaquin | Solano | Wind |  | Existing | 1988-01-01 | 2015-12-31 | 1 | 43.1 | 80.995 | 21.45% | CAISO | CAISO | CAISO | Wind | Solano | 1 | 2099-12-31 | 0 | 80.995
| 328 | PG7013 | Green Ridge Power LLC (100 MW - D) |  | PG&E | CA | San Joaquin | Solano | Wind |  | Existing | 1991-01-01 | 2015-10-31 | 1 | 15 | 21.327 | 16.23% | CAISO | CAISO | CAISO | Wind | Solano | 1 | 2099-12-31 | 0 | 21.327
| 329 | PG7014 | Green Ridge Power LLC (110 MW) |  | PG&E | CA | Contra Costa | Solano | Wind |  | Existing | 1986-01-01 | 2015-10-31 | 1 | 144.1 | 194.704 | 15.42% | CAISO | CAISO | CAISO | Wind | Solano | 1 | 2099-12-31 | 0 | 194.704
| 330 | PG7015 | Green Ridge Power LLC (23.8 MW) |  | PG&E | CA | Alameda | Solano | Wind |  | Existing | 1987-01-05 | 2016-12-31 | 1 | 10.8 | 24.593 | 25.99% | CAISO | CAISO | CAISO | Wind | Solano | 1 | 2099-12-31 | 0 | 24.593
| 331 | PG7017 | Green Ridge Power LLC (5.9 MW) |  | PG&E | CA | San Joaquin | Solano | Wind |  | Existing | 1988-03-02 | 2018-03-01 | 1 | 5.9 | 11.209 | 21.69% | CAISO | CAISO | CAISO | Wind | Solano | 1 | 2099-12-31 | 0 | 11.209
| 332 | PG7019 | Edf Renewable Windfarm V, Inc. (70 MW - B) | USWNDR_2_UNITS | PG&E | CA | Solano | Solano | Wind |  | Existing | 1990-01-01 | 2017-12-31 | 1 | 0.7 | 18.687 | 304.7% | CAISO | CAISO | CAISO | Wind | Solano | 1 | 2099-12-31 | 1 | 18.687
| 333 | PG7020 | Edf Renewable Windfarm V, Inc. (70 MW - C) | USWNDR_2_UNITS | PG&E | CA | Solano | Solano | Wind |  | Existing | 1991-01-01 | 2018-12-31 | 1 | 6.5 | 32.728 | 57.48% | CAISO | CAISO | CAISO | Wind | Solano | 1 | 2099-12-31 | 1 | 32.728
| 334 | PG7021 | Edf Renewable Windfarm V, Inc. (70 MW - D) | USWNDR_2_UNITS | PG&E | CA | Solano | Solano | Wind |  | Existing | 1991-01-01 | 2018-12-31 | 1 | 1.5 | 1.516 | 11.54% | CAISO | CAISO | CAISO | Wind | Solano | 1 | 2099-12-31 | 1 | 1.516
| 335 | PG7022 | Green Ridge Power LLC (70 MW) |  | PG&E | CA | San Joaquin | Solano | Wind |  | Existing | 1987-04-01 | 2015-03-31 | 1 | 54 | 92.998 | 19.66% | CAISO | CAISO | CAISO | Wind | Solano | 1 | 2099-12-31 | 0 | 92.998
| 336 | PG7023 | International Turbine Research | INTTRB_6_UNIT | PG&E | CA | Merced | Santa Clara County | Wind |  | Existing | 1988-06-14 | 2018-06-13 | 1 | 34 | 24.576 | 8.251% | CAISO | CAISO | CAISO | Wind | None | 1 | 2099-12-31 | 1 | 24.576
| 337 | PG7026 | Northwind Energy |  | PG&E | CA | Contra Costa | Solano | Wind |  | Existing | 1986-01-04 | 2014-12-31 | 1 | 27 | 13.464 | 5.693% | CAISO | CAISO | CAISO | Wind | Solano | 1 | 2099-12-31 | 0 | 13.464
| 338 | PG7027 | Patterson Pass Wind Farm LLC |  | PG&E | CA | San Joaquin | Solano | Wind |  | Existing | 1985-04-02 | 2015-03-05 | 1 | 22 | 36.404 | 18.89% | CAISO | CAISO | CAISO | Wind | Solano | 1 | 2099-12-31 | 0 | 36.404
| 339 | PG7028 | Forebay Wind LLC - Altech |  | PG&E | CA | San Joaquin | Solano | Wind |  | Existing | 1983-01-22 | 2015-04-01 | 1 | 5.76 | 4.146 | 8.217% | CAISO | CAISO | CAISO | Wind | Solano | 1 | 2099-12-31 | 0 | 4.146
| 340 | PG7030 | Forebay Wind LLC - Seawest |  | PG&E | CA | San Joaquin | Solano | Wind |  | Existing | 1983-01-22 | 2015-04-01 | 1 | 0.065 | 0.046 | 8.079% | CAISO | CAISO | CAISO | Wind | Solano | 1 | 2099-12-31 | 0 | 0.046
| 341 | PG7031 | Forebay Wind LLC - Taxvest |  | PG&E | CA | San Joaquin | Solano | Wind |  | Existing | 1983-01-22 | 2015-04-01 | 1 | 0.715 | 4.083 | 65.19% | CAISO | CAISO | CAISO | Wind | Solano | 1 | 2099-12-31 | 0 | 4.083
| 342 | PG7032 | Forebay Wind LLC - Viking |  | PG&E | CA | San Joaquin | Solano | Wind |  | Existing | 1983-01-22 | 2015-04-01 | 1 | 1.69 | 1.169 | 7.896% | CAISO | CAISO | CAISO | Wind | Solano | 1 | 2099-12-31 | 0 | 1.169
| 343 | PG7033 | Forebay Wind LLC - Western |  | PG&E | CA | San Joaquin | Solano | Wind |  | Existing | 1983-01-22 | 2015-04-01 | 1 | 2.7 | 1.299 | 5.492% | CAISO | CAISO | CAISO | Wind | Solano | 1 | 2099-12-31 | 0 | 1.299
| 344 | PG7036 | Blackspring Ridge IA |  | PG&E | AB | Vulcan | AB_EA | Wind |  | Existing | 2014-05-12 | 2034-05-11 | 1 | 150 | 445 | 33.87% | AESO | CAISO | Other | Wind | - | 1 | 2099-12-31 | 0 | 445
| 345 | PG7037 | Blackspring Ridge IB |  | PG&E | AB | Vulcan | AB_EA | Wind |  | Existing | 2014-05-12 | 2034-05-11 | 1 | 150 | 445 | 33.87% | AESO | CAISO | Other | Wind | - | 1 | 2099-12-31 | 0 | 445
| 346 | PG7038 | Halkirk I Wind Project |  | PG&E | AB | County of Paintearth Number 18 | AB_EC | Wind |  | Existing | 2012-12-19 | 2032-12-18 | 1 | 150 | 485 | 36.91% | AESO | CAISO | Other | Wind | - | 1 | 2099-12-31 | 0 | 485
| 347 | PG7039 | Shiloh III Wind Project | BRDSLD_2_SHLO3A | PG&E | CA | Solano | Solano | Wind |  | Existing | 2011-12-23 | 2032-03-08 | 1 | 100 | 341 | 38.93% | CAISO | CAISO | CAISO | Wind | Solano | 1 | 2099-12-31 | 1 | 341
| 348 | PG7040 | Vasco Wind Energy Center | USWPJR_2_UNITS | PG&E | CA | Contra Costa | Solano | Wind |  | Existing | 2012-02-10 | 2037-03-12 | 1 | 78.2 | 211 | 30.8% | CAISO | CAISO | CAISO | Wind | Solano | 1 | 2099-12-31 | 1 | 211
| 349 | PG7041 | Coram Brodie | BRODIE_2_WIND | PG&E | CA | Kern | Tehachapi | Wind |  | Existing | 2012-03-29 | 2032-06-05 | 1 | 102 | 285.941 | 32% | CAISO | CAISO | CAISO | Wind | Tehachapi | 1 | 2099-12-31 | 1 | 285.941
| 350 | PG7042 | Montezuma Wind Energy Center | BRDSLD_2_MTZUMA | PG&E | CA | Solano | Solano | Wind |  | Existing | 2011-01-28 | 2036-01-27 | 1 | 36.8 | 129 | 40.02% | CAISO | CAISO | CAISO | Wind | Solano | 1 | 2099-12-31 | 1 | 129
| 351 | PG7043 | Vantage Wind Energy Center |  | PG&E | WA | Kittitas | WA_SO | Wind |  | Existing | 2010-10-04 | 2025-10-03 | 1 | 90 | 277 | 35.13% | BPA | CAISO | NW | Wind | Pacific_Northwest | 1 | 2099-12-31 | 0 | 277
| 352 | PG7044 | Hatchet Ridge | HATRDG_2_WIND | PG&E | CA | Shasta | Round Mountain - B | Wind |  | Existing | 2010-12-14 | 2025-12-13 | 1 | 103.2 | 303 | 33.52% | CAISO | CAISO | CAISO | Wind | Northern_California | 1 | 2099-12-31 | 1 | 303
| 353 | PG7045 | Klondike IIIA |  | PG&E | OR | Sherman | WA_SO | Wind |  | Existing | 2008-12-19 | 2019-01-31 | 1 | 90 | 263.258 | 33.39% | BPA | CAISO | NW | Wind | Pacific_Northwest | 1 | 2099-12-31 | 0 | 263.258
| 354 | PG7051 | Klondike Wind Power Project III |  | PG&E | OR | Sherman | WA_SO | Wind |  | Existing | 2007-12-01 | 2022-11-30 | 1 | 85 | 265 | 35.59% | BPA | CAISO | NW | Wind | Pacific_Northwest | 1 | 2099-12-31 | 0 | 265
| 355 | PG7052 | Rattlesnake Road (Arlington) Wind Power Project |  | PG&E | OR | Gilliam | WA_SO | Wind |  | Existing | 2008-12-26 | 2024-01-04 | 1 | 102.9 | 240 | 26.63% | BPA | CAISO | NW | Wind | Pacific_Northwest | 1 | 2099-12-31 | 0 | 240
| 356 | PG7053 | Shiloh II Wind Project | BRDSLD_2_SHILO2 | PG&E | CA | Solano | Solano | Wind |  | Existing | 2009-02-01 | 2029-01-31 | 1 | 150 | 426.3682 | 32.45% | CAISO | CAISO | CAISO | Wind | Solano | 1 | 2099-12-31 | 1 | 426.3682
| 357 | PG7054 | Buena Vista | WNDMAS_2_UNIT 1 | PG&E | CA | Contra Costa | Solano | Wind |  | Existing | 2007-04-17 | 2017-04-16 | 1 | 43 | 108 | 28.67% | CAISO | CAISO | CAISO | Wind | Solano | 1 | 2099-12-31 | 1 | 108
| 358 | PG7055 | Shiloh I Wind Project | BRDSLD_2_SHILO1 | PG&E | CA | Solano | Solano | Wind |  | Existing | 2006-07-01 | 2021-06-30 | 1 | 75 | 225 | 34.25% | CAISO | CAISO | CAISO | Wind | Solano | 1 | 2099-12-31 | 1 | 225
| 359 | PG7056 | Diablo Winds | FLOWD2_2_FPLWND | PG&E | CA | Alameda | Solano | Wind |  | Existing | 2004-12-21 | 2016-06-30 | 0 | 18 | 65 | 41.22% | CAISO | CAISO | CAISO | Wind | Solano | 1 | 2016-06-30 | 1 | 65
| 360 | PG7069 | Montezuma II Wind Energy Center | BRDSLD_2_MTZUM2 | PG&E | CA | Solano | Solano | Wind |  | Existing | 2012-02-16 | 2037-03-13 | 1 | 78.2 | 201 | 29.34% | CAISO | CAISO | CAISO | Wind | Solano | 1 | 2099-12-31 | 1 | 201
| 361 | PG7071 | North Sky River Energy Center | JAWBNE_2_NSRWND | PG&E | CA | Kern | Tehachapi | Wind |  | Existing | 2012-12-21 | 2037-12-20 | 1 | 162 | 419.3742 | 29.55% | CAISO | CAISO | CAISO | Wind | Tehachapi | 1 | 2099-12-31 | 1 | 419.3742
| 362 | PG7084 | Shiloh IV | BRDSLD_2_SHLO3B | PG&E | CA | Solano | Solano | Wind |  | Existing | 2012-12-21 | 2038-01-27 | 1 | 100 | 269 | 30.71% | CAISO | CAISO | CAISO | Wind | Solano | 1 | 2099-12-31 | 1 | 269
| 363 | PG7091 | Diablo Winds (2) | FLOWD2_2_FPLWND | PG&E | CA | Alameda | Solano | Wind |  | Existing | 2016-07-01 | 2031-06-30 | 1 | 18 | 62.02 | 39.33% | CAISO | CAISO | CAISO | Wind | Solano | 1 | 2099-12-31 | 1 | 62.02
| 364 | PG7094 | Wind Resource II - RAM 2 | ARBWD_6_QF | PG&E | CA | Kern | Tehachapi | Wind |  | Existing | 2013-09-30 | 2023-09-30 | 1 | 19.955 | 46.41 | 26.55% | CAISO | CAISO | CAISO | Wind | Tehachapi | 1 | 2099-12-31 | 1 | 46.41
| 365 | PG7095 | Sand Hill Wind, LLC - RAM 3 |  | PG&E | CA | San Joaquin | Solano | Wind |  | New | 2015-12-10 | 2036-01-23 | 1 | 20 | 43.76 | 24.98% | CAISO | CAISO | CAISO | Wind | Solano | 0.84 | 2099-12-31 | 0 | 36.7584
| 366 | PG7096 | Wind Resource I - RAM 1 | NZWIND_6_CALWND | PG&E | CA | Kern | Tehachapi | Wind |  | Existing | 2012-12-17 | 2022-12-31 | 1 | 8.71 | 15.41 | 20.2% | CAISO | CAISO | CAISO | Wind | Tehachapi | 1 | 2099-12-31 | 1 | 15.41
| 367 | SC11007 | Royal Farms | SPRGVL_2_QF | SCE | CA | Tulare | Westlands | Biogas | Distributed | Existing | 1983-01-21 | 2099-12-31 | 1 | 0.075 | 0.11 | 16.74% | CAISO | CAISO | CAISO | Biomass | Westlands | 1 | 2099-12-31 | 1 | 0.11
| 368 | SC11009 | L.A. Co. Sanitation Dist CSD 2610 | RHONDO_6_PUENTE | SCE | CA | Los Angeles | Los Angeles County (Partial) | Biogas | Distributed | Existing | 1983-11-22 | 2099-12-31 | 1 | 3.9 | 5.84 | 17.09% | CAISO | CAISO | CAISO | Biomass | None | 1 | 2099-12-31 | 1 | 5.84
| 369 | SC11077 | L.A. Co. Sanitation Dist Spadra | CHINO_2_QF | SCE | CA | Los Angeles | Los Angeles County (Partial) | Biogas | Distributed | Existing | 1990-02-21 | 2021-04-03 | 1 | 8 | 42.09 | 60.06% | CAISO | CAISO | CAISO | Biomass | None | 1 | 2099-12-31 | 1 | 42.09
| 370 | SC11087 | Royal Farms #2 |  | SCE | CA | Tulare | Westlands | Biogas | Distributed | Existing | 1987-03-16 | 2099-12-31 | 1 | 0.1 | 0.11 | 12.56% | CAISO | CAISO | CAISO | Biomass | Westlands | 1 | 2099-12-31 | 0 | 0.11
| 371 | SC11090 | L.A. Co. Sanitation Dist (Puente Hills) | WALNUT_6_HILLGEN | SCE | CA | Los Angeles | Los Angeles County (Partial) | Biogas | Distributed | Existing | 1986-08-08 | 2016-12-31 | 1 | 50 | 378.65 | 86.45% | CAISO | CAISO | CAISO | Biomass | None | 1 | 2099-12-31 | 1 | 378.65
| 372 | SC11099 | Inland Empire Utilities Agency |  | SCE | CA | San Bernardino | San Bernardino - Lucerne | Biogas | Distributed | Existing | 1992-12-28 | 2022-12-27 | 1 | 0.58 | 1.14 | 22.44% | CAISO | CAISO | CAISO | Biomass | Kramer_Inyokern | 1 | 2099-12-31 | 0 | 1.14
| 373 | SC11193 | WMES El Sobrante | VALLEY_7_UNITA1 | SCE | CA | Riverside | Riverside County (Partial) | Biogas | Distributed | Existing | 2010-11-01 | 2020-10-31 | 1 | 3.77 | 17 | 51.48% | CAISO | CAISO | CAISO | Biomass | None | 1 | 2099-12-31 | 1 | 17
| 374 | SC11195 | WMES Simi Valley | MOORPK_7_UNITA1 | SCE | CA | Ventura | Ventura County (Partial) | Biogas | Distributed | Existing | 2010-11-01 | 2020-10-31 | 1 | 2.49 | 11 | 50.43% | CAISO | CAISO | CAISO | Biomass | None | 1 | 2099-12-31 | 1 | 11
| 375 | SC11210 | MM Tajiguas Energy LLC | GOLETA_6_TAJIGS | SCE | CA | Santa Barbara | Santa Barbara | Biogas | Distributed | Existing | 2007-06-06 | 2027-06-30 | 1 | 2.84 | 19 | 76.37% | CAISO | CAISO | CAISO | Biomass | Greater_Carrizo | 1 | 2099-12-31 | 1 | 19
| 376 | SC11221 | Toland Road Landfill | SAUGUS_2_TOLAND | SCE | CA | Ventura | Santa Barbara | Biogas | Distributed | Existing | 2009-08-26 | 2020-02-29 | 1 | 1.5 | 9.2 | 70.02% | CAISO | CAISO | CAISO | Biomass | Greater_Carrizo | 1 | 2099-12-31 | 1 | 9.2
| 377 | SC11225 | Badlands Landfill (Riverside County San. District) | VALLEY_7_BADLND | SCE | CA | Riverside | Riverside County (Partial) | Biogas | Distributed | Existing | 2009-06-01 | 2019-05-31 | 1 | 1.1 | 6.57 | 68.18% | CAISO | CAISO | CAISO | Biomass | None | 1 | 2099-12-31 | 1 | 6.57
| 378 | SC12804 | Orange County Sanitation District (f/k/a 1098) |  | SCE | CA | Orange | Orange County | Biogas | Distributed | Existing | 2006-07-01 | 2036-06-30 | 1 | 12 | 0.01 | 0.00951% | CAISO | CAISO | CAISO | Biomass | None | 1 | 2099-12-31 | 0 | 0.01
| 379 | SC21038 | Desert View Power, Inc. | MIRAGE_2_COCHLA | SCE | CA | Riverside | Palm Springs | Biomass | Large | Existing | 1991-12-20 | 2032-02-03 | 1 | 49.9 | 354.05 | 81% | CAISO | CAISO | CAISO | Biomass | Riverside_East_Palm_Springs | 1 | 2099-12-31 | 0 | 354.05
| 380 | SC33001 | Heber Geothermal Company |  | SCE | CA | Imperial | Imperial South | Geothermal |  | Existing | 1985-08-01 | 2015-12-14 | 1 | 52 | 297.7 | 65.35% | IID | CAISO | IID | Geothermal | Greater_Imperial | 1 | 2099-12-31 | 0 | 297.7
| 381 | SC33004 | Del Ranch, LTD., (Niland #2) | MIRAGE_2_COCHLA | SCE | CA | Imperial | Imperial North | Geothermal |  | Existing | 1988-10-15 | 2018-12-31 | 0 | 38 | 308.98 | 92.82% | IID | CAISO | IID | Geothermal | Greater_Imperial | 1 | 2018-12-31 | 0 | 308.98
| 382 | SC33006 | Vulcan/Bn Geothermal | MIRAGE_2_COCHLA | SCE | CA | Imperial | Imperial North | Geothermal |  | Existing | 1985-12-06 | 2016-02-09 | 0 | 34 | 281.18 | 94.41% | IID | CAISO | IID | Geothermal | Greater_Imperial | 1 | 2016-02-09 | 0 | 281.18
| 383 | SC33009 | Elmore Ltd. | MIRAGE_2_COCHLA | SCE | CA | Imperial | Imperial North | Geothermal |  | Existing | 1988-12-05 | 2019-11-01 | 0 | 38 | 312.9 | 94% | IID | CAISO | IID | Geothermal | Greater_Imperial | 1 | 2019-11-01 | 0 | 312.9
| 384 | SC33011 | Terra-Gen Dixie Valley, LLC | CONTRL_1_OXBOW | SCE | NV | Churchill | NV_NO | Geothermal |  | Existing | 1988-06-14 | 2018-07-04 | 0 | 56 | 490 | 99.89% | CAISO | CAISO | CAISO | Geothermal | None | 1 | 2018-07-04 | 1 | 490
| 385 | SC33021 | Second Imperial Geothermal Co. | MIRAGE_2_COCHLA | SCE | CA | Imperial | Imperial South | Geothermal |  | Existing | 1993-06-21 | 2023-07-04 | 1 | 37 | 222.88 | 68.76% | IID | CAISO | IID | Geothermal | Greater_Imperial | 1 | 2099-12-31 | 0 | 222.88
| 386 | SC33025 | Salton Sea Power Generation L.P. #3 | MIRAGE_2_COCHLA | SCE | CA | Imperial | Imperial North | Geothermal |  | Existing | 1989-01-03 | 2019-02-13 | 0 | 49.8 | 322.58 | 73.94% | IID | CAISO | IID | Geothermal | Greater_Imperial | 1 | 2019-02-13 | 0 | 322.58
| 387 | SC33026 | Leathers L. P. | MIRAGE_2_COCHLA | SCE | CA | Imperial | Imperial North | Geothermal |  | Existing | 1989-11-07 | 2020-01-01 | 0 | 38 | 310.48 | 93.27% | IID | CAISO | IID | Geothermal | Greater_Imperial | 1 | 2020-01-01 | 0 | 310.48
| 388 | SC33027 | Mammoth Pacific L P II (MP2) | CONTRL_1_QF | SCE | CA | Mono | Mono County (Partial) | Geothermal |  | Existing | 1990-12-07 | 2020-12-06 | 1 | 10.5 | 82.88 | 90.11% | CAISO | CAISO | CAISO | Geothermal | None | 1 | 2099-12-31 | 1 | 82.88
| 389 | SC33028 | Salton Sea Power Generation L.P. #2 | MIRAGE_2_COCHLA | SCE | CA | Imperial | Imperial North | Geothermal |  | Existing | 1990-03-09 | 2020-04-04 | 0 | 20 | 108.21 | 61.76% | IID | CAISO | IID | Geothermal | Greater_Imperial | 1 | 2020-04-04 | 0 | 108.21
| 390 | SC33030 | Coso Energy Developers (BLM) | BLM_2_UNITS | SCE | CA | Inyo | Owens Valley | Geothermal |  | Existing | 1988-12-05 | 2019-03-12 | 1 | 75 | 373.26 | 56.81% | CAISO | CAISO | CAISO | Geothermal | None | 1 | 2099-12-31 | 1 | 373.26
| 391 | SC33039 | Salton Sea Power Generation L.P. #1 | MIRAGE_2_COCHLA | SCE | CA | Imperial | Imperial North | Geothermal |  | Existing | 1987-07-01 | 2017-06-30 | 0 | 10 | 64.48 | 73.61% | IID | CAISO | IID | Geothermal | Greater_Imperial | 1 | 2017-06-30 | 0 | 64.48
| 392 | SC33050 | Salton Sea IV | MIRAGE_2_COCHLA | SCE | CA | Imperial | Imperial North | Geothermal |  | Existing | 1996-05-09 | 2026-05-23 | 0 | 36 | 261.5808 | 82.95% | IID | CAISO | IID | Geothermal | Greater_Imperial | 1 | 2026-05-23 | 0 | 261.5808
| 393 | SC33103 | Coso Clean Power, LLC (f/k/a 3008,3029,3030) | CALGEN_1_UNITS | SCE | CA | Inyo | Inyokern | Geothermal |  | Existing | 2010-01-12 | 2030-01-31 | 1 | 204 | 1217.9185 | 68.15% | CAISO | CAISO | CAISO | Geothermal | Kramer_Inyokern | 1 | 2099-12-31 | 1 | 1217.9185
| 394 | SC33104 | Ormesa Geothermal I, II, GEM | MIRAGE_2_COCHLA | SCE | CA | Imperial | Imperial South | Geothermal |  | Existing | 1986-12-15 | 2017-11-29 | 1 | 63 | 385.76 | 69.9% | IID | CAISO | IID | Geothermal | Greater_Imperial | 1 | 2099-12-31 | 0 | 385.76
| 395 | SC33106 | Terra-Gen Dixie Valley, LLC (f/k/a 3011) | CONTRL_1_OXBOW | SCE | NV | Churchill | NV_NO | Geothermal |  | Existing | 2018-07-05 | 2038-07-04 | 1 | 50 | 394.2 | 90% | CAISO | CAISO | CAISO | Geothermal | None | 1 | 2099-12-31 | 1 | 394.2
| 396 | SC33107 | Geysers Power Company, LLC (f/k/a 3052) | GYS5X6_7_UNITS | SCE | CA | Sonoma/Lake | Sonoma County | Geothermal |  | Existing | 2007-06-01 | 2017-05-31 | 0 | 225 | 1971 | 100% | CAISO | CAISO | CAISO | Geothermal | None | 1 | 2017-05-31 | 1 | 1971
| 397 | SC33108 | ORNI 18, LLC |  | SCE | CA | Imperial | Imperial North | Geothermal |  | Existing | 2009-10-01 | 2031-03-31 | 1 | 33.178 | 95.0042 | 32.69% | IID | CAISO | IID | Geothermal | Greater_Imperial | 1 | 2099-12-31 | 0 | 95.0042
| 398 | SC33117 | Geysers Power Company, LLC (f/k/a 3107) | GYS5X6_7_UNITS | SCE | CA | Sonoma/Lake | Sonoma County | Geothermal |  | Existing | 2017-06-01 | 2027-05-31 | 1 | 225 | 1971 | 100% | CAISO | CAISO | CAISO | Geothermal | None | 1 | 2099-12-31 | 1 | 1971
| 399 | SC40001 | Bishop Creek No. 2 | BISHOP_1_ALAMO | SCE | CA | Inyo | Owens Valley | Hydro | Small | Existing | 1908-01-01 | 1907-12-31 | 1 | 0 | 12.3881 | 0% | CAISO | CAISO | CAISO | Small_Hydro | None | 1 | 2099-12-31 | 1 | 12.3881
| 400 | SC40002 | Bishop Creek No. 3 | BISHOP_1_UNITS | SCE | CA | Inyo | Owens Valley | Hydro | Small | Existing | 1913-01-01 | 1912-12-31 | 1 | 0 | 18.254 | 0% | CAISO | CAISO | CAISO | Small_Hydro | None | 1 | 2099-12-31 | 1 | 18.254
| 401 | SC40003 | Bishop Creek No. 4 | BISHOP_1_UNITS | SCE | CA | Inyo | Owens Valley | Hydro | Small | Existing | 1905-01-01 | 1904-12-31 | 1 | 0 | 18.5101 | 0% | CAISO | CAISO | CAISO | Small_Hydro | None | 1 | 2099-12-31 | 1 | 18.5101
| 402 | SC40004 | Bishop Creek No. 5 | BISHOP_1_ALAMO | SCE | CA | Inyo | Owens Valley | Hydro | Small | Existing | 1919-01-01 | 1918-12-31 | 1 | 0 | 7.6664 | 0% | CAISO | CAISO | CAISO | Small_Hydro | None | 1 | 2099-12-31 | 1 | 7.6664
| 403 | SC40005 | Bishop Creek No. 6 | BISHOP_1_ALAMO | SCE | CA | Inyo | Owens Valley | Hydro | Small | Existing | 1913-01-01 | 1912-12-31 | 1 | 0 | 2.7078 | 0% | CAISO | CAISO | CAISO | Small_Hydro | None | 1 | 2099-12-31 | 1 | 2.7078
| 404 | SC40006 | Borel | MONLTH_6_BOREL | SCE | CA | Kern | Westlands | Hydro | Small | Existing | 1904-01-01 | 1903-12-31 | 1 | 0 | 0 | 0% | CAISO | CAISO | CAISO | Small_Hydro | Westlands | 1 | 2099-12-31 | 1 | 0
| 405 | SC40007 | Fontana | ETIWND_2_FONTNA | SCE | CA | San Bernardino | San Bernardino - Lucerne | Hydro | Small | Existing | 1917-01-01 | 1916-12-31 | 1 | 0 | 1.9682 | 0% | CAISO | CAISO | CAISO | Small_Hydro | Kramer_Inyokern | 1 | 2099-12-31 | 1 | 1.9682
| 406 | SC40008 | Kaweah No. 1 | RECTOR_2_KAWH 1 | SCE | CA | Tulare | Westlands | Hydro | Small | Existing | 1929-01-01 | 1928-12-31 | 1 | 0 | 8.7026 | 0% | CAISO | CAISO | CAISO | Small_Hydro | Westlands | 1 | 2099-12-31 | 1 | 8.7026
| 407 | SC40009 | Kaweah No. 2 | RECTOR_2_KAWH 2 | SCE | CA | Tulare | Westlands | Hydro | Small | Existing | 1929-01-01 | 1928-12-31 | 1 | 0 | 5.344 | 0% | CAISO | CAISO | CAISO | Small_Hydro | Westlands | 1 | 2099-12-31 | 0 | 5.344
| 408 | SC40010 | Kaweah No. 3 | RECTOR_2_KAWH 3 | SCE | CA | Tulare | Westlands | Hydro | Small | Existing | 1913-01-01 | 1912-12-31 | 1 | 0 | 14.2507 | 0% | CAISO | CAISO | CAISO | Small_Hydro | Westlands | 1 | 2099-12-31 | 0 | 14.2507
| 409 | SC40011 | Kern River No. 1 | KERRGN_1_UNIT 1 | SCE | CA | Kern | Westlands | Hydro | Small | Existing | 1907-01-01 | 1906-12-31 | 1 | 0 | 109.8979 | 0% | CAISO | CAISO | CAISO | Small_Hydro | Westlands | 1 | 2099-12-31 | 1 | 109.8979
| 410 | SC40012 | Lundy | CONTRL_1_LUNDY | SCE | CA | Mono | Mono County (Partial) | Hydro | Small | Existing | 1911-01-01 | 1910-12-31 | 1 | 0 | 2.2242 | 0% | CAISO | CAISO | CAISO | Small_Hydro | None | 1 | 2099-12-31 | 1 | 2.2242
| 411 | SC40013 | Lytle Creek | ETIWND_2_FONTNA | SCE | CA | San Bernardino | San Bernardino - Lucerne | Hydro | Small | Existing | 1904-01-01 | 1903-12-31 | 1 | 0 | 0.33359 | 0% | CAISO | CAISO | CAISO | Small_Hydro | Kramer_Inyokern | 1 | 2099-12-31 | 1 | 0.33359
| 412 | SC40014 | Mammoth Pool Fish Water Generator | BIGCRK_7_MAMRES | SCE | CA | Madera | Westlands | Hydro | Small | Existing | 1960-01-01 | 1959-12-31 | 1 | 0 | 0 | 0% | CAISO | CAISO | CAISO | Small_Hydro | Westlands | 1 | 2099-12-31 | 1 | 0
| 413 | SC40015 | Mill Creek No. 1 | SBERDO_6_MILLCK | SCE | CA | San Bernardino | San Bernardino - Lucerne | Hydro | Small | Existing | 1901-01-01 | 2099-12-31 | 1 | 0 | 1.4129 | 0% | CAISO | CAISO | CAISO | Small_Hydro | Kramer_Inyokern | 1 | 2099-12-31 | 1 | 1.4129
| 414 | SC40016 | Mill Creek No. 3 | SBERDO_6_MILLCK | SCE | CA | San Bernardino | San Bernardino - Lucerne | Hydro | Small | Existing | 1903-01-01 | 2099-12-31 | 1 | 0 | 5.2983 | 0% | CAISO | CAISO | CAISO | Small_Hydro | Kramer_Inyokern | 1 | 2099-12-31 | 1 | 5.2983
| 415 | SC40017 | Ontario No. 1 | PADUA_2_ONTARO | SCE | CA | Los Angeles | Los Angeles County (Partial) | Hydro | Small | Existing | 1902-01-01 | 2099-12-31 | 1 | 0 | 1.1001 | 0% | CAISO | CAISO | CAISO | Small_Hydro | None | 1 | 2099-12-31 | 1 | 1.1001
| 416 | SC40018 | Ontario No. 2 | PADUA_2_ONTARO | SCE | CA | Los Angeles | Los Angeles County (Partial) | Hydro | Small | Existing | 1962-01-01 | 2099-12-31 | 1 | 0 | 0.58673 | 0% | CAISO | CAISO | CAISO | Small_Hydro | None | 1 | 2099-12-31 | 1 | 0.58673
| 417 | SC40019 | Poole Plant | CONTRL_1_POOLE | SCE | CA | Mono | Mono County (Partial) | Hydro | Small | Existing | 1924-01-01 | 2099-12-31 | 1 | 0 | 19.25 | 0% | CAISO | CAISO | CAISO | Small_Hydro | None | 1 | 2099-12-31 | 1 | 19.25
| 418 | SC40020 | Portal Power Plant | BGCRK1_7_PORTAL | SCE | CA | Madera | Westlands | Hydro | Small | Existing | 1956-01-01 | 2099-12-31 | 1 | 0 | 15.87 | 0% | CAISO | CAISO | CAISO | Small_Hydro | Westlands | 1 | 2099-12-31 | 0 | 15.87
| 419 | SC40021 | Rush Creek | CONTRL_1_RUSHCK | SCE | CA | Mono | Mono County (Partial) | Hydro | Small | Existing | 1916-01-01 | 2099-12-31 | 1 | 0 | 21.4446 | 0% | CAISO | CAISO | CAISO | Small_Hydro | None | 1 | 2099-12-31 | 1 | 21.4446
| 420 | SC40022 | Santa Ana No. 1 | SBERDO_2_SNTANA | SCE | CA | San Bernardino | San Bernardino - Lucerne | Hydro | Small | Existing | 1901-01-01 | 2099-12-31 | 1 | 0 | 2.0687 | 0% | CAISO | CAISO | CAISO | Small_Hydro | Kramer_Inyokern | 1 | 2099-12-31 | 1 | 2.0687
| 421 | SC40023 | Santa Ana No. 3 | SBERDO_2_SNTANA | SCE | CA | San Bernardino | San Bernardino - Lucerne | Hydro | Small | Existing | 1901-01-01 | 2099-12-31 | 1 | 0 | 2.0041 | 0% | CAISO | CAISO | CAISO | Small_Hydro | Kramer_Inyokern | 1 | 2099-12-31 | 1 | 2.0041
| 422 | SC40024 | Sierra | PADUA_2_ONTARO | SCE | CA | Los Angeles | Los Angeles County (Partial) | Hydro | Small | Existing | 1922-01-01 | 2099-12-31 | 1 | 0 | 0.8801 | 0% | CAISO | CAISO | CAISO | Small_Hydro | None | 1 | 2099-12-31 | 1 | 0.8801
| 423 | SC40025 | Tule River | SPRGVL_2_TULESC | SCE | CA | Tulare | Westlands | Hydro | Small | Existing | 1909-01-01 | 2099-12-31 | 1 | 0 | 7.0944 | 0% | CAISO | CAISO | CAISO | Small_Hydro | Westlands | 1 | 2099-12-31 | 1 | 7.0944
| 424 | SC44004 | Hi Head Hydro Incorporated | CONTRL_1_QF | SCE | CA | Mono | Mono County (Partial) | Hydro | Small | Existing | 1982-05-01 | 2022-04-30 | 1 | 0.35 | 1.8 | 58.71% | CAISO | CAISO | CAISO | Small_Hydro | None | 1 | 2099-12-31 | 1 | 1.8
| 425 | SC44008 | Desert Power Company | CONTRL_1_QF | SCE | CA | Mono | Mono County (Partial) | Hydro | Small | Existing | 1983-07-14 | 2028-07-13 | 1 | 0.948 | 1.57 | 18.91% | CAISO | CAISO | CAISO | Small_Hydro | None | 1 | 2099-12-31 | 1 | 1.57
| 426 | SC44013 | Tehachapi Cummings Co. Water District | ANTLPE_2_QF | SCE | CA | Kern | Tehachapi | Hydro | Small | Existing | 1983-10-01 | 2099-12-31 | 1 | 0.035 | 0 | 0% | CAISO | CAISO | CAISO | Small_Hydro | Tehachapi | 1 | 2099-12-31 | 1 | 0
| 427 | SC44014 | San Bernardino MWD | VISTA_6_QF | SCE | CA | San Bernardino | San Bernardino - Lucerne | Hydro | Small | Existing | 1983-07-01 | 2099-12-31 | 1 | 0.178 | 0.4 | 25.65% | CAISO | CAISO | CAISO | Small_Hydro | Kramer_Inyokern | 1 | 2099-12-31 | 1 | 0.4
| 428 | SC44016 | Walnut Valley Water District |  | SCE | CA | Los Angeles | Los Angeles County (Partial) | Hydro | Small | Existing | 1984-10-17 | 2014-10-16 | 1 | 0.125 | 0.72 | 65.75% | CAISO | CAISO | CAISO | Small_Hydro | None | 1 | 2099-12-31 | 0 | 0.72
| 429 | SC44022 | Calleguas MWD - Unit 2 (East Portal) | SAUGUS_6_QF | SCE | CA | Los Angeles | Los Angeles County (Partial) | Hydro | Small | Existing | 1984-10-01 | 2014-09-30 | 0 | 1.25 | 5.49 | 50.14% | CAISO | CAISO | CAISO | Small_Hydro | None | 1 | 2014-09-30 | 1 | 5.49
| 430 | SC44025 | Desert Water Agency | GARNET_2_HYDRO | SCE | CA | Riverside | Palm Springs | Hydro | Small | Existing | 1986-04-11 | 2016-04-10 | 0 | 1 | 4.01 | 45.78% | CAISO | CAISO | CAISO | Small_Hydro | Riverside_East_Palm_Springs | 1 | 2016-04-10 | 1 | 4.01
| 431 | SC44026 | Desert Water Agency (Snow Creek) |  | SCE | CA | Riverside | Palm Springs | Hydro | Small | Existing | 1988-02-02 | 2018-02-01 | 0 | 0.3 | 0.5 | 19.03% | CAISO | CAISO | CAISO | Small_Hydro | Riverside_East_Palm_Springs | 1 | 2018-02-01 | 0 | 0.5
| 432 | SC44029 | LA CO Flood Control District ** | RHONDO_2_QF | SCE | CA | Los Angeles | Los Angeles County (Partial) | Hydro | Small | Existing | 1987-10-17 | 2017-10-16 | 1 | 4.975 | 16.51 | 37.88% | CAISO | CAISO | CAISO | Small_Hydro | None | 1 | 2099-12-31 | 1 | 16.51
| 433 | SC44030 | Daniel M. Bates | VESTAL_6_QF | SCE | CA | Tulare | Westlands | Hydro | Small | Existing | 1989-11-22 | 2019-11-21 | 1 | 0.35 | 1.17 | 38.16% | CAISO | CAISO | CAISO | Small_Hydro | Westlands | 1 | 2099-12-31 | 1 | 1.17
| 434 | SC44031 | Richard Moss |  | SCE | CA | Mono | Mono County (Partial) | Hydro | Small | Existing | 1986-04-25 | 2016-11-06 | 1 | 0.155 | 0.46 | 33.88% | CAISO | CAISO | CAISO | Small_Hydro | None | 1 | 2099-12-31 | 0 | 0.46
| 435 | SC44032 | Walnut Valley Water District (#2) |  | SCE | CA | Los Angeles | Los Angeles County (Partial) | Hydro | Small | Existing | 1984-10-17 | 2015-03-20 | 1 | 0.025 | 0 | 0% | CAISO | CAISO | CAISO | Small_Hydro | None | 1 | 2099-12-31 | 0 | 0
| 436 | SC44034 | Central Hydroelectric Corp. | VESTAL_6_QF | SCE | CA | Kern | Westlands | Hydro | Small | Existing | 1990-12-08 | 2020-12-07 | 1 | 11.95 | 41.21 | 39.37% | CAISO | CAISO | CAISO | Small_Hydro | Westlands | 1 | 2099-12-31 | 1 | 41.21
| 437 | SC44035 | Three Valleys MWD (Fulton Road) | PADUA_6_QF | SCE | CA | Los Angeles | Los Angeles County (Partial) | Hydro | Small | Existing | 1987-04-02 | 2017-04-01 | 1 | 0.2 | 1.05 | 59.93% | CAISO | CAISO | CAISO | Small_Hydro | None | 1 | 2099-12-31 | 1 | 1.05
| 438 | SC44036 | Three Valleys MWD (Miramar) |  | SCE | CA | Los Angeles | Los Angeles County (Partial) | Hydro | Small | Existing | 1987-04-13 | 2015-06-15 | 1 | 0.52 | 0.73 | 16.03% | CAISO | CAISO | CAISO | Small_Hydro | None | 1 | 2099-12-31 | 0 | 0.73
| 439 | SC44037 | Three Valleys MWD (Williams) | PADUA_6_QF | SCE | CA | Los Angeles | Los Angeles County (Partial) | Hydro | Small | Existing | 1987-04-03 | 2017-06-21 | 1 | 0.35 | 1.56 | 50.88% | CAISO | CAISO | CAISO | Small_Hydro | None | 1 | 2099-12-31 | 1 | 1.56
| 440 | SC44039 | Kaweah River Power Authority | RECTOR_2_QF | SCE | CA | Tulare | Westlands | Hydro | Small | Existing | 1990-03-16 | 2020-03-15 | 1 | 17 | 54.7 | 36.73% | CAISO | CAISO | CAISO | Small_Hydro | Westlands | 1 | 2099-12-31 | 1 | 54.7
| 441 | SC44051 | Montecito Water District | GOLETA_2_QF | SCE | CA | Santa Barbara | Santa Barbara | Hydro | Small | Existing | 1989-01-17 | 2019-01-16 | 1 | 0.13 | 0.63 | 55.32% | CAISO | CAISO | CAISO | Small_Hydro | Greater_Carrizo | 1 | 2099-12-31 | 1 | 0.63
| 442 | SC44052 | Calleguas MWD - Unit 3 (Santa Rosa) |  | SCE | CA | Ventura | Ventura County (Partial) | Hydro | Small | Existing | 1986-07-01 | 2016-06-30 | 1 | 0.25 | 0.44 | 20.09% | CAISO | CAISO | CAISO | Small_Hydro | None | 1 | 2099-12-31 | 0 | 0.44
| 443 | SC44054 | City of Santa Ana | BARRE_2_QF | SCE | CA | Orange | Orange County | Hydro | Small | Existing | 1985-06-30 | 2099-12-31 | 1 | 0.195 | 0.02 | 1.171% | CAISO | CAISO | CAISO | Small_Hydro | None | 1 | 2099-12-31 | 1 | 0.02
| 444 | SC44058 | United Water Conservation District | SAUGUS_6_QF | SCE | CA | Ventura | Ventura County (Partial) | Hydro | Small | Existing | 1987-06-01 | 2099-12-31 | 1 | 0.935 | 0 | 0% | CAISO | CAISO | CAISO | Small_Hydro | None | 1 | 2099-12-31 | 1 | 0
| 445 | SC44071 | Deep Springs College | CONTRL_1_QF | SCE | CA | Inyo | Inyo County (Partial) | Hydro | Small | Existing | 1988-11-22 | 2099-12-31 | 1 | 0.1 | 0 | 0% | CAISO | CAISO | CAISO | Small_Hydro | None | 1 | 2099-12-31 | 1 | 0
| 446 | SC44076 | Camrosa County Water District | SNCLRA_6_QF | SCE | CA | Ventura | Ventura County (Partial) | Hydro | Small | Existing | 1987-06-11 | 2099-12-31 | 1 | 0.15 | 0 | 0% | CAISO | CAISO | CAISO | Small_Hydro | None | 1 | 2099-12-31 | 1 | 0
| 447 | SC44100 | San Bernardino MWD (Unit 3) |  | SCE | CA | San Bernardino | San Bernardino - Lucerne | Hydro | Small | Existing | 1987-10-15 | 2099-12-31 | 1 | 0.075 | 0 | 0% | CAISO | CAISO | CAISO | Small_Hydro | Kramer_Inyokern | 1 | 2099-12-31 | 0 | 0
| 448 | SC44137 | American Energy, Inc. (Fullerton Hydro) | OLINDA_2_QF | SCE | CA | Orange | Orange County | Hydro | Small | Existing | 1986-12-20 | 2017-01-31 | 1 | 0.4 | 0.78 | 22.26% | CAISO | CAISO | CAISO | Small_Hydro | None | 1 | 2099-12-31 | 1 | 0.78
| 449 | SC44145 | Mesa Consolidated Water District |  | SCE | CA | Orange | Orange County | Hydro | Small | Existing | 1988-10-01 | 2099-12-31 | 1 | 0.05 | 0 | 0% | CAISO | CAISO | CAISO | Small_Hydro | None | 1 | 2099-12-31 | 0 | 0
| 450 | SC44147 | Monte Vista Water District |  | SCE | CA | San Bernardino | San Bernardino - Lucerne | Hydro | Small | Existing | 1990-08-05 | 2020-08-04 | 0 | 0.865 | 0.27 | 3.563% | CAISO | CAISO | CAISO | Small_Hydro | Kramer_Inyokern | 1 | 2020-08-04 | 0 | 0.27
| 451 | SC44150 | Water Facilities Authority | PADUA_6_QF | SCE | CA | San Bernardino | San Bernardino - Lucerne | Hydro | Small | Existing | 1994-08-26 | 2024-08-25 | 1 | 0.224 | 0.05 | 2.548% | CAISO | CAISO | CAISO | Small_Hydro | Kramer_Inyokern | 1 | 2099-12-31 | 1 | 0.05
| 452 | SC44152 | Calleguas MWD (Springville Hydro) | SNCLRA_6_QF | SCE | CA | Ventura | Ventura County (Partial) | Hydro | Small | Existing | 1994-03-17 | 2024-03-16 | 1 | 1 | 1.14 | 13.01% | CAISO | CAISO | CAISO | Small_Hydro | None | 1 | 2099-12-31 | 1 | 1.14
| 453 | SC44202 | Bishop Tungsten Development, LLC |  | SCE | CA | Inyo | Inyokern | Hydro | Small | Existing | 2013-04-24 | 2033-04-25 | 1 | 0.25 | 1.56 | 71.23% | CAISO | CAISO | CAISO | Small_Hydro | Kramer_Inyokern | 1 | 2099-12-31 | 0 | 1.56
| 454 | SC44205 | California Water Service Company (PV Station 37) |  | SCE | CA | Los Angeles | Los Angeles County (Partial) | Hydro | Small | New | 2015-12-11 | 2035-12-10 | 1 | 0.325 | 1.9 | 66.74% | CAISO | CAISO | CAISO | Small_Hydro | None | 0.84 | 2099-12-31 | 0 | 1.596
| 455 | SC44206 | Isabella Fishflow Hydroelectric Project LLC |  | SCE | CA | Kern | Inyokern | Hydro | Small | Existing | 2014-06-26 | 2034-06-25 | 1 | 0.86 | 3.2 | 42.48% | CAISO | CAISO | CAISO | Small_Hydro | Kramer_Inyokern | 1 | 2099-12-31 | 0 | 3.2
| 456 | SC44207 | Monte Vista Water District (f/k/a 4147) |  | SCE | CA | San Bernardino | San Bernardino - Lucerne | Hydro | Small | Existing | 2014-07-20 | 2032-01-01 | 1 | 0.865 | 1.4 | 18.48% | CAISO | CAISO | CAISO | Small_Hydro | Kramer_Inyokern | 1 | 2099-12-31 | 0 | 1.4
| 457 | SC44208 | Lower Tule River Irrigation Dist. (f/k/a 4028) | SPRGVL_2_QF | SCE | CA | Tulare | Westlands | Hydro | Small | Existing | 2012-08-01 | 2022-08-01 | 1 | 1.4 | 0.78 | 6.36% | CAISO | CAISO | CAISO | Small_Hydro | Westlands | 1 | 2099-12-31 | 1 | 0.78
| 458 | SC44209 | White Mountain Ranch LLC (f/k/a 4006) |  | SCE | CA | Inyo | Inyokern | Hydro | Small | Existing | 2012-08-01 | 2032-08-31 | 1 | 0.29 | 0.85 | 33.46% | CAISO | CAISO | CAISO | Small_Hydro | Kramer_Inyokern | 1 | 2099-12-31 | 0 | 0.85
| 459 | SC44210 | Calleguas MWD (Conejos, f/k/a 4010) | MOORPK_6_QF | SCE | CA | Ventura | Ventura County (Partial) | Hydro | Small | Existing | 2012-10-01 | 2032-10-01 | 1 | 0.717 | 0.43 | 6.846% | CAISO | CAISO | CAISO | Small_Hydro | None | 1 | 2099-12-31 | 1 | 0.43
| 460 | SC44216 | Gibralter Conduit Hydroelectric Plant (f/k/a 4012) |  | SCE | CA | Santa Barbara | Santa Barbara | Hydro | Small | Existing | 2015-02-12 | 2034-02-01 | 1 | 0.75 | 1.87 | 28.46% | CAISO | CAISO | CAISO | Small_Hydro | Greater_Carrizo | 1 | 2099-12-31 | 0 | 1.87
| 461 | SC44222 | Goleta Water District (Van Horne) (f/k/a 4055) |  | SCE | CA | Santa Barbara | Santa Barbara | Hydro | Small | Existing | 2015-02-18 | 2035-03-01 | 1 | 0.25 | 1.2 | 54.79% | CAISO | CAISO | CAISO | Small_Hydro | Greater_Carrizo | 1 | 2099-12-31 | 0 | 1.2
| 462 | SC44225 | Desert Water Agency (Whitewater) (f/k/a 4025) | GARNET_2_HYDRO | SCE | CA | Riverside | Palm Springs | Hydro | Small | Existing | 2016-06-28 | 2036-06-30 | 1 | 1 | 7.4 | 84.47% | CAISO | CAISO | CAISO | Small_Hydro | Riverside_East_Palm_Springs | 1 | 2099-12-31 | 1 | 7.4
| 463 | SC44252 | Calleguas MWD (Springville Hydro) (f/k/a 4152) |  | SCE | CA | Ventura | Ventura County (Partial) | Hydro | Small | Existing | 2016-04-08 | 2036-03-05 | 1 | 1 | 2.25 | 25.68% | CAISO | CAISO | CAISO | Small_Hydro | None | 1 | 2099-12-31 | 0 | 2.25
| 464 | SC44255 | Calleguas MWD (East Portal Hydroelectric Generating Station, f/k/a 4022) |  | SCE | CA | Los Angeles | Los Angeles County (Partial) | Hydro | Small | Existing | 2014-10-01 | 2034-10-01 | 1 | 1.25 | 6 | 54.79% | CAISO | CAISO | CAISO | Small_Hydro | None | 1 | 2099-12-31 | 0 | 6
| 465 | SC50002 | SPVP002 - Chino | CHINO_2_SOLAR | SCE | CA | San Bernardino | San Bernardino - Lucerne | Solar PV | Rooftop | Existing | 2009-09-24 | 2009-09-23 | 1 | 0 | 0.14 | 0% | CAISO | CAISO | CAISO | Solar | Kramer_Inyokern | 1 | 2099-12-31 | 1 | 0.14
| 466 | SC50003 | SPVP003 - Rialto | VISTA_2_RIALTO | SCE | CA | San Bernardino | San Bernardino - Lucerne | Solar PV | Rooftop | Existing | 2010-07-19 | 2010-07-18 | 1 | 0 | 0.14 | 0% | CAISO | CAISO | CAISO | Solar | Kramer_Inyokern | 1 | 2099-12-31 | 1 | 0.14
| 467 | SC50005 | SPVP005 - Redlands | SBERDO_2_RTS005 | SCE | CA | San Bernardino | San Bernardino - Lucerne | Solar PV | Rooftop | Existing | 2010-12-27 | 2010-12-26 | 1 | 0 | 0.4 | 0% | CAISO | CAISO | CAISO | Solar | Kramer_Inyokern | 1 | 2099-12-31 | 1 | 0.4
| 468 | SC50006 | SPVP006 - Ontario | MIRLOM_2_ONTARO | SCE | CA | San Bernardino | San Bernardino - Lucerne | Solar PV | Rooftop | Existing | 2011-01-10 | 2011-01-09 | 1 | 0 | 0.36 | 0% | CAISO | CAISO | CAISO | Solar | Kramer_Inyokern | 1 | 2099-12-31 | 1 | 0.36
| 469 | SC50007 | SPVP007 - Redlands | SBERDO_2_RTS007 | SCE | CA | San Bernardino | San Bernardino - Lucerne | Solar PV | Rooftop | Existing | 2010-12-29 | 2010-12-28 | 1 | 0 | 0.4 | 0% | CAISO | CAISO | CAISO | Solar | Kramer_Inyokern | 1 | 2099-12-31 | 1 | 0.4
| 470 | SC50008 | SPVP008 - Ontario | DEVERS_1_SOLAR1 | SCE | CA | San Bernardino | San Bernardino - Lucerne | Solar PV | Rooftop | Existing | 2010-12-30 | 2010-12-29 | 1 | 0 | 0.36 | 0% | CAISO | CAISO | CAISO | Solar | Kramer_Inyokern | 1 | 2099-12-31 | 1 | 0.36
| 471 | SC50009 | SPVP009 - Ontario | DEVERS_1_SOLAR2 | SCE | CA | San Bernardino | San Bernardino - Lucerne | Solar PV | Rooftop | Existing | 2011-01-10 | 2011-01-09 | 1 | 0 | 0.18 | 0% | CAISO | CAISO | CAISO | Solar | Kramer_Inyokern | 1 | 2099-12-31 | 1 | 0.18
| 472 | SC50010 | SPVP010 - Fontana | ETIWND_2_RTS010 | SCE | CA | San Bernardino | San Bernardino - Lucerne | Solar PV | Rooftop | Existing | 2011-05-18 | 2011-05-17 | 1 | 0 | 0.27 | 0% | CAISO | CAISO | CAISO | Solar | Kramer_Inyokern | 1 | 2099-12-31 | 1 | 0.27
| 473 | SC50011 | SPVP011 - Redlands | SBERDO_2_RTS011 | SCE | CA | San Bernardino | San Bernardino - Lucerne | Solar PV | Rooftop | Existing | 2011-11-10 | 2011-11-09 | 1 | 0 | 0.56 | 0% | CAISO | CAISO | CAISO | Solar | Kramer_Inyokern | 1 | 2099-12-31 | 1 | 0.56
| 474 | SC50012 | SPVP012 - Ontario |  | SCE | CA | San Bernardino | San Bernardino - Lucerne | Solar PV | Rooftop | Existing | 2010-12-29 | 2010-12-28 | 1 | 0 | 0.09 | 0% | CAISO | CAISO | CAISO | Solar | Kramer_Inyokern | 1 | 2099-12-31 | 0 | 0.09
| 475 | SC50013 | SPVP013 - Redlands | SBERDO_2_RTS013 | SCE | CA | San Bernardino | San Bernardino - Lucerne | Solar PV | Rooftop | Existing | 2011-09-15 | 2011-09-14 | 1 | 0 | 0.56 | 0% | CAISO | CAISO | CAISO | Solar | Kramer_Inyokern | 1 | 2099-12-31 | 1 | 0.56
| 476 | SC50015 | SPVP015 - Fontana | ETIWND_2_RTS015 | SCE | CA | San Bernardino | San Bernardino - Lucerne | Solar PV | Rooftop | Existing | 2011-12-19 | 2011-12-18 | 1 | 0 | 0.53 | 0% | CAISO | CAISO | CAISO | Solar | Kramer_Inyokern | 1 | 2099-12-31 | 1 | 0.53
| 477 | SC50016 | SPVP016 - Redlands | SBERDO_2_RTS016 | SCE | CA | San Bernardino | San Bernardino - Lucerne | Solar PV | Rooftop | Existing | 2011-05-18 | 2011-05-17 | 1 | 0 | 0.24 | 0% | CAISO | CAISO | CAISO | Solar | Kramer_Inyokern | 1 | 2099-12-31 | 1 | 0.24
| 478 | SC50017 | SPVP017 - Fontana | ETIWND_2_RTS017 | SCE | CA | San Bernardino | San Bernardino - Lucerne | Solar PV | Rooftop | Existing | 2011-12-14 | 2011-12-13 | 1 | 0 | 0.56 | 0% | CAISO | CAISO | CAISO | Solar | Kramer_Inyokern | 1 | 2099-12-31 | 1 | 0.56
| 479 | SC50018 | SPVP018 - Fontana | ETIWND_2_RTS018 | SCE | CA | San Bernardino | San Bernardino - Lucerne | Solar PV | Rooftop | Existing | 2011-05-23 | 2011-05-22 | 1 | 0 | 0.32 | 0% | CAISO | CAISO | CAISO | Solar | Kramer_Inyokern | 1 | 2099-12-31 | 1 | 0.32
| 480 | SC50022 | SPVP022 - Redlands | SBERDO_2_REDLND | SCE | CA | San Bernardino | San Bernardino - Lucerne | Solar PV | Rooftop | Existing | 2010-11-15 | 2010-11-14 | 1 | 0 | 0.36 | 0% | CAISO | CAISO | CAISO | Solar | Kramer_Inyokern | 1 | 2099-12-31 | 1 | 0.36
| 481 | SC50023 | SPVP023 - Fontana | ETIWND_2_RTS023 | SCE | CA | San Bernardino | San Bernardino - Lucerne | Solar PV | Rooftop | Existing | 2011-05-12 | 2099-12-31 | 1 | 0 | 0.45 | 0% | CAISO | CAISO | CAISO | Solar | Kramer_Inyokern | 1 | 2099-12-31 | 1 | 0.45
| 482 | SC50026 | SPVP026 - Rialto | ETIWND_2_RTS026 | SCE | CA | San Bernardino | San Bernardino - Lucerne | Solar PV | Rooftop | Existing | 2011-08-26 | 2099-12-31 | 1 | 0 | 0.97 | 0% | CAISO | CAISO | CAISO | Solar | Kramer_Inyokern | 1 | 2099-12-31 | 1 | 0.97
| 483 | SC50027 | SPVP027 - Rialto | ETIWND_2_RTS027 | SCE | CA | San Bernardino | San Bernardino - Lucerne | Solar PV | Rooftop | Existing | 2012-11-16 | 2099-12-31 | 1 | 0 | 0.34 | 0% | CAISO | CAISO | CAISO | Solar | Kramer_Inyokern | 1 | 2099-12-31 | 1 | 0.34
| 484 | SC50028 | SPVP028 - San Bernardino | VISTA_2_RTS028 | SCE | CA | San Bernardino | San Bernardino - Lucerne | Solar PV | Rooftop | Existing | 2011-12-20 | 2099-12-31 | 1 | 0 | 0.56 | 0% | CAISO | CAISO | CAISO | Solar | Kramer_Inyokern | 1 | 2099-12-31 | 1 | 0.56
| 485 | SC50032 | SPVP032 - Ontario | MIRLOM_2_RTS032 | SCE | CA | San Bernardino | San Bernardino - Lucerne | Solar PV | Rooftop | Existing | 2011-12-22 | 2099-12-31 | 1 | 0 | 0.27 | 0% | CAISO | CAISO | CAISO | Solar | Kramer_Inyokern | 1 | 2099-12-31 | 1 | 0.27
| 486 | SC50033 | SPVP033 - Ontario | MIRLOM_2_RTS033 | SCE | CA | San Bernardino | San Bernardino - Lucerne | Solar PV | Fixed Tilt - 20MW+ | Existing | 2012-12-11 | 2099-12-31 | 1 | 0 | 0.18 | 0% | CAISO | CAISO | CAISO | Solar | Kramer_Inyokern | 1 | 2099-12-31 | 1 | 0.18
| 487 | SC50042 | SPVP042 - Porterville | VESTAL_2_RTS042 | SCE | CA | Tulare | Westlands | Solar PV | Rooftop | Existing | 2010-12-28 | 2099-12-31 | 1 | 0 | 0.9 | 0% | CAISO | CAISO | CAISO | Solar | Westlands | 1 | 2099-12-31 | 1 | 0.9
| 488 | SC50044 | SPVP044 - Perris | VALLEY_5_RTS044 | SCE | CA | Riverside | Riverside County (Partial) | Solar PV | Rooftop | Existing | 2012-09-21 | 2099-12-31 | 1 | 0 | 1.27 | 0% | CAISO | CAISO | CAISO | Solar | None | 1 | 2099-12-31 | 1 | 1.27
| 489 | SC50048 | SPVP048 - Redlands | SBERDO_2_RTS048 | SCE | CA | San Bernardino | San Bernardino - Lucerne | Solar PV | Rooftop | Existing | 2013-08-12 | 2099-12-31 | 1 | 0 | 0.74 | 0% | CAISO | CAISO | CAISO | Solar | Kramer_Inyokern | 1 | 2099-12-31 | 1 | 0.74
| 490 | SC55010 | Curtis, Edwin |  | SCE | CA | San Bernardino | San Bernardino - Lucerne | Solar PV | Rooftop | Existing | 1981-01-01 | 2099-12-31 | 1 | 0.0013 | 0 | 0% | CAISO | CAISO | CAISO | Solar | Kramer_Inyokern | 1 | 2099-12-31 | 0 | 0
| 491 | SC55066 | SCAQMD Solar Port |  | SCE | CA | Los Angeles | Los Angeles County (Partial) | Solar PV | Fixed Tilt - 20MW+ | Existing | 1993-12-31 | 2023-12-30 | 1 | 0.073 | 0 | 0% | CAISO | CAISO | CAISO | Solar | None | 1 | 2099-12-31 | 0 | 0
| 492 | SC55207 | NRG Solar Blythe LLC | BLYTHE_1_SOLAR1 | SCE | CA | Riverside | Riverside East | Solar PV | Fixed Tilt - 20MW+ | Existing | 2009-12-18 | 2030-06-29 | 1 | 21 | 49.67 | 27% | CAISO | CAISO | CAISO | Solar | Riverside_East_Palm_Springs | 1 | 2099-12-31 | 1 | 49.67
| 493 | SC55217 | Desert Sunlight 250, LLC | DSRTSN_2_SOLAR1 | SCE | CA | Riverside | Riverside East | Solar PV | Fixed Tilt - 20MW+ | Existing | 2014-12-17 | 2035-01-31 | 1 | 250 | 571 | 26.07% | CAISO | CAISO | CAISO | Solar | Riverside_East_Palm_Springs | 1 | 2099-12-31 | 1 | 571
| 494 | SC55218 | Desert Stateline | DSRTSL_2_SOLAR1 | SCE | CA | San Bernardino | Mountain Pass | Solar PV | Fixed Tilt - 20MW+ | Existing | 2016-09-30 | 2036-12-31 | 1 | 300 | 673 | 25.61% | CAISO | CAISO | CAISO | Solar | Mountain_Pass_El_Dorado | 1 | 2099-12-31 | 1 | 673
| 495 | SC55240 | RE Rio Grande, LLC | GLDTWN_6_SOLAR | SCE | CA | Kern | Tehachapi | Solar PV | Tracking - 20MW+ | Existing | 2013-10-23 | 2033-01-31 | 1 | 5 | 11.4 | 26.03% | CAISO | CAISO | CAISO | Solar | Tehachapi | 1 | 2099-12-31 | 1 | 11.4
| 496 | SC55247 | RE Rosamond Two, LLC | RSMSLR_6_SOLAR2 | SCE | CA | Kern | Tehachapi | Solar PV | Tracking - 20MW+ | Existing | 2013-12-03 | 2033-02-28 | 1 | 20 | 47.3 | 27% | CAISO | CAISO | CAISO | Solar | Tehachapi | 1 | 2099-12-31 | 1 | 47.3
| 497 | SC55249 | RE Victor Phelan Solar One, LLC | VICTOR_1_SOLAR1 | SCE | CA | San Bernardino | San Bernardino - Lucerne | Solar PV | Tracking - 20MW+ | Existing | 2013-10-31 | 2033-02-28 | 1 | 17.5 | 49.1 | 32.03% | CAISO | CAISO | CAISO | Solar | Kramer_Inyokern | 1 | 2099-12-31 | 1 | 49.1
| 498 | SC55252 | TA - High Desert LLC (Antelope) | GLOW_6_SOLAR | SCE | CA | Los Angeles | Tehachapi | Solar PV | Tracking - 20MW+ | Existing | 2013-03-25 | 2033-04-01 | 1 | 20 | 55.56 | 31.71% | CAISO | CAISO | CAISO | Solar | Tehachapi | 1 | 2099-12-31 | 1 | 55.56
| 499 | SC55277 | Temescal Canyon | CORONS_2_SOLAR | SCE | CA | Riverside | Twentynine Palms | Solar PV | Rooftop | Existing | 2011-07-29 | 2031-08-01 | 1 | 1.4993 | 1.5 | 11.42% | CAISO | CAISO | CAISO | Solar | Southern_California_Desert | 1 | 2099-12-31 | 1 | 1.5
| 500 | SC55283 | CED Corcoran Solar 2, LLC | WAUKNA_1_SOLAR2 | SCE | CA | Kings | Westlands | Solar PV | Tracking - 20MW+ | Existing | 2015-06-10 | 2099-12-31 | 1 | 19.75 | 39.62 | 22.9% | CAISO | CAISO | CAISO | Solar | Westlands | 1 | 2099-12-31 | 1 | 39.62
| 501 | SC55284 | Silver State Solar Power, LLC | PRIMM_2_SOLAR1 | SCE | NV | Clark | Mountain Pass | Solar PV | Tracking - 20MW+ | Existing | 2016-05-21 | 2038-12-01 | 1 | 250 | 613.2 | 28% | CAISO | CAISO | CAISO | Solar | Mountain_Pass_El_Dorado | 1 | 2099-12-31 | 1 | 613.2
| 502 | SC55297 | Regulus Solar, LLC | LAMONT_1_SOLAR1 | SCE | CA | Kern | Tehachapi | Solar PV | Tracking - 20MW+ | Existing | 2014-11-11 | 2034-12-31 | 1 | 60 | 173.4 | 32.99% | CAISO | CAISO | CAISO | Solar | Tehachapi | 1 | 2099-12-31 | 1 | 173.4
| 503 | SC55298 | Adobe Solar, LLC | ADOBEE_1_SOLAR | SCE | CA | Kern | Tehachapi | Solar PV | Tracking - 20MW+ | Existing | 2014-05-21 | 2034-06-30 | 1 | 20 | 53.5 | 30.54% | CAISO | CAISO | CAISO | Solar | Tehachapi | 1 | 2099-12-31 | 1 | 53.5
| 504 | SC55369 | Golden Springs, LLC, (Building C1) | DELAMO_2_SOLRC1 | SCE | CA | Los Angeles | Orange County | Solar PV | Rooftop | Existing | 2012-02-10 | 2032-03-01 | 1 | 1.1815 | 2.04 | 19.71% | CAISO | CAISO | CAISO | Solar | None | 1 | 2099-12-31 | 1 | 2.04
| 505 | SC55370 | Golden Springs, LLC, (Building D) | DELAMO_2_SOLRD | SCE | CA | Los Angeles | Orange County | Solar PV | Rooftop | Existing | 2012-04-02 | 2032-05-01 | 1 | 1.2599 | 2.19 | 19.84% | CAISO | CAISO | CAISO | Solar | None | 1 | 2099-12-31 | 1 | 2.19
| 506 | SC55371 | Industry Metrolink PV 1 | WALNUT_2_SOLAR | SCE | CA | Los Angeles | Los Angeles County (Partial) | Solar PV | Rooftop | Existing | 2012-04-03 | 2032-04-01 | 1 | 1.5 | 2.85 | 21.69% | CAISO | CAISO | CAISO | Solar | None | 1 | 2099-12-31 | 1 | 2.85
| 507 | SC55394 | SS San Antonio West LLC (Chino South Building E) | CHINO_2_SASOLR | SCE | CA | San Bernardino | San Bernardino - Lucerne | Solar PV | Rooftop | Existing | 2012-05-04 | 2032-05-31 | 1 | 1.5 | 3 | 22.83% | CAISO | CAISO | CAISO | Solar | Kramer_Inyokern | 1 | 2099-12-31 | 1 | 3
| 508 | SC55396 | SEPV1, LLC | LITLRK_6_SEPV01 | SCE | CA | Los Angeles | Pisgah | Solar PV | Tracking - 20MW+ | Existing | 2012-05-04 | 2032-06-01 | 1 | 2 | 4.96 | 28.31% | CAISO | CAISO | CAISO | Solar | Southern_California_Desert | 1 | 2099-12-31 | 1 | 4.96
| 509 | SC55397 | SEPV2, LLC | DEVERS_1_SEPV05 | SCE | CA | San Bernardino | Twentynine Palms | Solar PV | Tracking - 20MW+ | Existing | 2012-05-04 | 2032-06-01 | 1 | 2 | 4.58 | 26.14% | CAISO | CAISO | CAISO | Solar | Southern_California_Desert | 1 | 2099-12-31 | 1 | 4.58
| 510 | SC55408 | North Palm Springs #1A | BUCKWD_1_NPALM1 | SCE | CA | Riverside | Palm Springs | Solar PV | Tracking - 20MW+ | Existing | 2012-04-02 | 2032-04-02 | 1 | 2.3521 | 5.29 | 25.67% | CAISO | CAISO | CAISO | Solar | Riverside_East_Palm_Springs | 1 | 2099-12-31 | 1 | 5.29
| 511 | SC55411 | North Palm Springs #4A | GARNET_1_SOLAR | SCE | CA | Riverside | Palm Springs | Solar PV | Tracking - 20MW+ | Existing | 2012-05-04 | 2032-05-04 | 1 | 4.12 | 9.4 | 26.05% | CAISO | CAISO | CAISO | Solar | Riverside_East_Palm_Springs | 1 | 2099-12-31 | 1 | 9.4
| 512 | SC55412 | Solar Star California XIX, LLC (AVPV I) | SLSTR1_2_SOLAR1 | SCE | CA | Kern | Tehachapi | Solar PV | Tracking - 20MW+ | Existing | 2015-07-01 | 2035-08-31 | 1 | 310 | 778.2484 | 28.66% | CAISO | CAISO | CAISO | Solar | Tehachapi | 1 | 2099-12-31 | 1 | 778.2484
| 513 | SC55413 | Solar Star California XX, LLC (AVPV II) | SLSTR2_2_SOLAR2 | SCE | CA | Kern | Tehachapi | Solar PV | Tracking - 20MW+ | Existing | 2015-07-01 | 2035-08-31 | 1 | 276 | 717.9969 | 29.7% | CAISO | CAISO | CAISO | Solar | Tehachapi | 1 | 2099-12-31 | 1 | 717.9969
| 514 | SC55415 | Solar Star California XIII, LLC (Quinto) | SLST13_2_SOLAR1 | SCE | CA | Merced | Los Banos | Solar PV | Tracking - 20MW+ | Existing | 2015-11-30 | 2035-12-01 | 1 | 108 | 275 | 29.07% | CAISO | CAISO | CAISO | Solar | Central_Valley_North_Los_Banos | 1 | 2099-12-31 | 1 | 275
| 515 | SC55434 | One Miracle Property, LLC |  | SCE | CA | Ventura | Ventura County (Partial) | Solar PV | Rooftop | Existing | 2011-02-14 | 2031-02-14 | 1 | 0.75 | 1.31 | 19.94% | CAISO | CAISO | CAISO | Solar | None | 1 | 2099-12-31 | 0 | 1.31
| 516 | SC55439 | Powhatan Solar Power Generation Station 1, LLC |  | SCE | CA | San Bernardino | San Bernardino - Lucerne | Solar PV | Tracking - 20MW+ | Existing | 2013-12-28 | 2033-12-28 | 1 | 1.496 | 4.42 | 33.73% | CAISO | CAISO | CAISO | Solar | Kramer_Inyokern | 1 | 2099-12-31 | 0 | 4.42
| 517 | SC55440 | Otoe Solar Power Generation Station 1, LLC |  | SCE | CA | San Bernardino | San Bernardino - Lucerne | Solar PV | Fixed Tilt - 20MW+ | Existing | 2013-12-28 | 2033-12-28 | 1 | 1.496 | 3.58 | 27.32% | CAISO | CAISO | CAISO | Solar | Kramer_Inyokern | 1 | 2099-12-31 | 0 | 3.58
| 518 | SC55442 | Navajo Solar Power Generation Station 1, LLC |  | SCE | CA | San Bernardino | San Bernardino - Lucerne | Solar PV | Tracking - 20MW+ | Existing | 2013-12-28 | 2033-12-28 | 1 | 1.496 | 4.44 | 33.88% | CAISO | CAISO | CAISO | Solar | Kramer_Inyokern | 1 | 2099-12-31 | 0 | 4.44
| 519 | SC55447 | Lancaster Dry Farm Ranch B, LLC | DELSUR_6_DRYFRB | SCE | CA | Los Angeles | Tehachapi | Solar PV | Tracking - 20MW+ | Existing | 2014-12-18 | 2035-01-31 | 1 | 5 | 13 | 29.68% | CAISO | CAISO | CAISO | Solar | Tehachapi | 1 | 2099-12-31 | 1 | 13
| 520 | SC55459 | Victor Dry Farm Ranch A, LLC | VICTOR_1_VDRYFA | SCE | CA | San Bernardino | Victorville | Solar PV | Fixed Tilt - 20MW+ | Existing | 2015-06-12 | 2035-07-01 | 1 | 5 | 10.29 | 23.49% | CAISO | CAISO | CAISO | Solar | Kramer_Inyokern | 1 | 2099-12-31 | 1 | 10.29
| 521 | SC55460 | Victor Dry Farm Ranch B, LLC | VICTOR_1_VDRYFB | SCE | CA | San Bernardino | Victorville | Solar PV | Fixed Tilt - 20MW+ | Existing | 2015-06-12 | 2035-07-01 | 1 | 5 | 10.29 | 23.49% | CAISO | CAISO | CAISO | Solar | Kramer_Inyokern | 1 | 2099-12-31 | 1 | 10.29
| 522 | SC55463 | Central Antelope Dry Ranch C, LLC (A&R) | PLAINV_6_SOLARC | SCE | CA | Los Angeles | Tehachapi | Solar PV | Fixed Tilt - 20MW+ | Existing | 2016-05-06 | 2036-07-01 | 1 | 20 | 41.23 | 23.53% | CAISO | CAISO | CAISO | Solar | Tehachapi | 1 | 2099-12-31 | 1 | 41.23
| 523 | SC55468 | North Lancaster Ranch, LLC (A&R) | PLAINV_6_NLRSR1 | SCE | CA | Los Angeles | Tehachapi | Solar PV | Fixed Tilt - 20MW+ | Existing | 2016-12-31 | 2037-01-01 | 1 | 20 | 41.23 | 23.53% | CAISO | CAISO | CAISO | Solar | Tehachapi | 1 | 2099-12-31 | 0 | 41.23
| 524 | SC55469 | Sierra Solar Greenworks, LLC (A&R) | PLAINV_6_SOLAR3 | SCE | CA | Los Angeles | Tehachapi | Solar PV | Fixed Tilt - 20MW+ | Existing | 2015-11-30 | 2035-12-01 | 1 | 20 | 41.23 | 23.53% | CAISO | CAISO | CAISO | Solar | Tehachapi | 1 | 2099-12-31 | 1 | 41.23
| 525 | SC55476 | American Solar Greenworks, LLC (A&R) |  | SCE | CA | Los Angeles | Tehachapi | Solar PV | Tracking - 20MW+ | New | 2016-07-08 | 2036-08-31 | 1 | 6.5 | 30.92 | 54.3% | CAISO | CAISO | CAISO | Solar | Tehachapi | 0.84 | 2099-12-31 | 0 | 25.9728
| 526 | SC55477 | Expressway Solar A | VICTOR_1_EXSLRA | SCE | CA | San Bernardino | Victorville | Solar PV | Fixed Tilt - 20MW+ | Existing | 2014-05-07 | 2034-06-01 | 1 | 2 | 5.11 | 29.17% | CAISO | CAISO | CAISO | Solar | Kramer_Inyokern | 1 | 2099-12-31 | 1 | 5.11
| 527 | SC55478 | Expressway Solar B | VICTOR_1_EXSLRB | SCE | CA | San Bernardino | Victorville | Solar PV | Fixed Tilt - 20MW+ | Existing | 2014-05-07 | 2034-06-01 | 1 | 2 | 5.11 | 29.17% | CAISO | CAISO | CAISO | Solar | Kramer_Inyokern | 1 | 2099-12-31 | 1 | 5.11
| 528 | SC55485 | Nicolis, LLC (Weldon Solar) | VESTAL_2_SOLAR1 | SCE | CA | Tulare | Westlands | Solar PV | Tracking - 20MW+ | Existing | 2016-09-15 | 2033-09-15 | 1 | 20 | 51.87 | 29.61% | CAISO | CAISO | CAISO | Solar | Westlands | 1 | 2099-12-31 | 0 | 51.87
| 529 | SC55488 | Garnet Solar Power Generation Station, 1 LLC | GARNET_1_SOLAR2 | SCE | CA | Riverside | Palm Springs | Solar PV | Tracking - 20MW+ | Existing | 2014-12-23 | 2033-06-02 | 1 | 4 | 9.41 | 26.86% | CAISO | CAISO | CAISO | Solar | Riverside_East_Palm_Springs | 1 | 2099-12-31 | 1 | 9.41
| 530 | SC55490 | Tropico, LLC (Great Lakes) | VESTAL_2_SOLAR2 | SCE | CA | Tulare | Westlands | Solar PV | Tracking - 20MW+ | Existing | 2016-09-14 | 2033-09-15 | 1 | 14 | 36.31 | 29.61% | CAISO | CAISO | CAISO | Solar | Westlands | 1 | 2099-12-31 | 0 | 36.31
| 531 | SC55493 | RE Columbia Three LLC | GLDTWN_6_COLUM3 | SCE | CA | Kern | Tehachapi | Solar PV | Tracking - 20MW+ | Existing | 2014-01-01 | 2034-01-01 | 1 | 10 | 24.9 | 28.42% | CAISO | CAISO | CAISO | Solar | Tehachapi | 1 | 2099-12-31 | 1 | 24.9
| 532 | SC55494 | McCoy Solar, LLC | BLKCRK_2_SOLAR1 | SCE | CA | Riverside | Riverside East | Solar PV | Tracking - 20MW+ | Existing | 2016-11-30 | 2036-12-01 | 1 | 250 | 680 | 31.05% | CAISO | CAISO | CAISO | Solar | Riverside_East_Palm_Springs | 1 | 2099-12-31 | 1 | 680
| 533 | SC55496 | Industry Solar Power Generation Station 1, LLC |  | SCE | CA | San Bernardino | San Bernardino - Lucerne | Solar PV | Tracking - 20MW+ | Existing | 2013-12-28 | 2033-12-28 | 1 | 1.496 | 4.39 | 33.5% | CAISO | CAISO | CAISO | Solar | Kramer_Inyokern | 1 | 2099-12-31 | 0 | 4.39
| 534 | SC55509 | Newberry Solar 1, LLC |  | SCE | CA | San Bernardino | Barstow | Solar PV | Tracking - 20MW+ | Existing | 2013-10-01 | 2033-11-13 | 1 | 1.492 | 3.38 | 25.86% | CAISO | CAISO | CAISO | Solar | Kramer_Inyokern | 1 | 2099-12-31 | 0 | 3.38
| 535 | SC55510 | USFS San Dimas Technology and Development Center |  | SCE | CA | Los Angeles | Los Angeles County (Partial) | Solar PV | Fixed Tilt - 20MW+ | Existing | 2012-07-23 | 2022-08-01 | 1 | 0.25 | 0.2 | 9.132% | CAISO | CAISO | CAISO | Solar | None | 1 | 2099-12-31 | 0 | 0.2
| 536 | SC55512 | Little Rock - Pham Solar PV, LLC | LITLRK_6_SOLAR4 | SCE | CA | Los Angeles | Tehachapi | Solar PV | Tracking - 20MW+ | Existing | 2015-12-29 | 2035-12-30 | 1 | 3 | 10.01 | 38.09% | CAISO | CAISO | CAISO | Solar | Tehachapi | 1 | 2099-12-31 | 1 | 10.01
| 537 | SC55514 | Neenach Solar 1B South, LLC |  | SCE | CA | Los Angeles | Tehachapi | Solar PV | Tracking - 20MW+ | New | 2016-04-01 | 2036-04-01 | 1 | 1.5 | 4.83 | 36.76% | CAISO | CAISO | CAISO | Solar | Tehachapi | 0.84 | 2099-12-31 | 0 | 4.0572
| 538 | SC55517 | L-8 Solar Project, LLC |  | SCE | CA | Los Angeles | Tehachapi | Solar PV | Fixed Tilt - 20MW+ | Existing | 2012-06-01 | 2032-06-01 | 1 | 1.5 | 3.2 | 24.35% | CAISO | CAISO | CAISO | Solar | Tehachapi | 1 | 2099-12-31 | 0 | 3.2
| 539 | SC55518 | Heliocentric, LLC |  | SCE | CA | Los Angeles | Tehachapi | Solar PV | Fixed Tilt - 20MW+ | Existing | 2012-03-28 | 2032-03-27 | 1 | 1.5 | 3.2 | 24.35% | CAISO | CAISO | CAISO | Solar | Tehachapi | 1 | 2099-12-31 | 0 | 3.2
| 540 | SC55520 | Treen Solar 1, LLC |  | SCE | CA | Los Angeles | Tehachapi | Solar PV | Tracking - 20MW+ | Existing | 2013-08-28 | 2033-09-01 | 1 | 1 | 3.07 | 35.05% | CAISO | CAISO | CAISO | Solar | Tehachapi | 1 | 2099-12-31 | 0 | 3.07
| 541 | SC55521 | Treen Solar 2, LLC |  | SCE | CA | Los Angeles | Tehachapi | Solar PV | Tracking - 20MW+ | Existing | 2013-08-28 | 2033-09-01 | 1 | 1 | 3.07 | 35.05% | CAISO | CAISO | CAISO | Solar | Tehachapi | 1 | 2099-12-31 | 0 | 3.07
| 542 | SC55522 | Annie Power, LLC |  | SCE | CA | Los Angeles | Tehachapi | Solar PV | Tracking - 20MW+ | Existing | 2013-08-28 | 2033-09-01 | 1 | 1.5 | 4.6 | 35.01% | CAISO | CAISO | CAISO | Solar | Tehachapi | 1 | 2099-12-31 | 0 | 4.6
| 543 | SC55523 | JRam Solar 1, LLC |  | SCE | CA | Los Angeles | Tehachapi | Solar PV | Tracking - 20MW+ | Existing | 2013-09-10 | 2033-10-01 | 1 | 1.5 | 4.6 | 35.01% | CAISO | CAISO | CAISO | Solar | Tehachapi | 1 | 2099-12-31 | 0 | 4.6
| 544 | SC55524 | JRam Solar 2, LLC |  | SCE | CA | Los Angeles | Tehachapi | Solar PV | Tracking - 20MW+ | Existing | 2013-09-10 | 2033-10-01 | 1 | 1.5 | 4.6 | 35.01% | CAISO | CAISO | CAISO | Solar | Tehachapi | 1 | 2099-12-31 | 0 | 4.6
| 545 | SC55525 | JRam Solar 3, LLC |  | SCE | CA | Los Angeles | Tehachapi | Solar PV | Tracking - 20MW+ | Existing | 2013-09-10 | 2033-10-01 | 1 | 1 | 3.07 | 35.05% | CAISO | CAISO | CAISO | Solar | Tehachapi | 1 | 2099-12-31 | 0 | 3.07
| 546 | SC55536 | Sandra Energy, LLC |  | SCE | CA | Los Angeles | Tehachapi | Solar PV | Tracking - 20MW+ | Existing | 2013-10-01 | 2033-11-01 | 1 | 1.5 | 4.6 | 35.01% | CAISO | CAISO | CAISO | Solar | Tehachapi | 1 | 2099-12-31 | 0 | 4.6
| 547 | SC55539 | Dreamer Solar, LLC |  | SCE | CA | Los Angeles | Tehachapi | Solar PV | Tracking - 20MW+ | Existing | 2013-10-01 | 2033-11-01 | 1 | 1.5 | 4.6 | 35.01% | CAISO | CAISO | CAISO | Solar | Tehachapi | 1 | 2099-12-31 | 0 | 4.6
| 548 | SC55541 | Drew Energy, LLC |  | SCE | CA | San Bernardino | San Bernardino - Lucerne | Solar PV | Tracking - 20MW+ | Existing | 2013-08-21 | 2033-09-01 | 1 | 1 | 3.07 | 35.05% | CAISO | CAISO | CAISO | Solar | Kramer_Inyokern | 1 | 2099-12-31 | 0 | 3.07
| 549 | SC55549 | Voyager Solar 1, LLC |  | SCE | CA | Los Angeles | Tehachapi | Solar PV | Tracking - 20MW+ | Existing | 2014-01-29 | 2034-02-01 | 1 | 1.5 | 4.6 | 35.01% | CAISO | CAISO | CAISO | Solar | Tehachapi | 1 | 2099-12-31 | 0 | 4.6
| 550 | SC55550 | Voyager Solar 2, LLC |  | SCE | CA | Los Angeles | Tehachapi | Solar PV | Tracking - 20MW+ | Existing | 2014-01-29 | 2034-02-01 | 1 | 1.5 | 4.6 | 35.01% | CAISO | CAISO | CAISO | Solar | Tehachapi | 1 | 2099-12-31 | 0 | 4.6
| 551 | SC55551 | Voyager Solar 3, LLC |  | SCE | CA | Los Angeles | Tehachapi | Solar PV | Tracking - 20MW+ | Existing | 2014-01-29 | 2034-02-01 | 1 | 1 | 3.07 | 35.05% | CAISO | CAISO | CAISO | Solar | Tehachapi | 1 | 2099-12-31 | 0 | 3.07
| 552 | SC55559 | Becca Solar, LLC |  | SCE | CA | Los Angeles | Tehachapi | Solar PV | Tracking - 20MW+ | Existing | 2013-07-30 | 2033-08-01 | 1 | 1.5 | 4.6 | 35.01% | CAISO | CAISO | CAISO | Solar | Tehachapi | 1 | 2099-12-31 | 0 | 4.6
| 553 | SC55560 | Toro Power 1, LLC |  | SCE | CA | San Bernardino | Victorville | Solar PV | Tracking - 20MW+ | Existing | 2013-08-21 | 2033-09-01 | 1 | 1.5 | 4.6 | 35.01% | CAISO | CAISO | CAISO | Solar | Kramer_Inyokern | 1 | 2099-12-31 | 0 | 4.6
| 554 | SC55561 | Toro Power 2, LLC |  | SCE | CA | San Bernardino | Victorville | Solar PV | Tracking - 20MW+ | Existing | 2013-12-23 | 2034-01-01 | 1 | 0.5 | 1.53 | 34.93% | CAISO | CAISO | CAISO | Solar | Kramer_Inyokern | 1 | 2099-12-31 | 0 | 1.53
| 555 | SC55562 | Radiance Solar 5 LLC |  | SCE | CA | Los Angeles | Tehachapi | Solar PV | Fixed Tilt - 20MW+ | Existing | 2013-07-16 | 2033-08-01 | 1 | 1.5 | 3.86 | 29.38% | CAISO | CAISO | CAISO | Solar | Tehachapi | 1 | 2099-12-31 | 0 | 3.86
| 556 | SC55563 | Radiance Solar 4 LLC |  | SCE | CA | Los Angeles | Tehachapi | Solar PV | Fixed Tilt - 20MW+ | Existing | 2013-07-16 | 2033-08-01 | 1 | 1.5 | 3.86 | 29.38% | CAISO | CAISO | CAISO | Solar | Tehachapi | 1 | 2099-12-31 | 0 | 3.86
| 557 | SC55568 | Highlander Solar 1 (f/k/a SEPV8) | DEVERS_1_SOLAR1 | SCE | CA | San Bernardino | San Bernardino - Lucerne | Solar PV | Tracking - 20MW+ | Existing | 2013-06-12 | 2033-07-01 | 1 | 12 | 33.06 | 31.45% | CAISO | CAISO | CAISO | Solar | Kramer_Inyokern | 1 | 2099-12-31 | 1 | 33.06
| 558 | SC55569 | Highlander Solar 2 (f/k/a SEPV9) | DEVERS_1_SOLAR2 | SCE | CA | San Bernardino | San Bernardino - Lucerne | Solar PV | Tracking - 20MW+ | Existing | 2013-06-11 | 2033-07-01 | 1 | 9 | 24.82 | 31.48% | CAISO | CAISO | CAISO | Solar | Kramer_Inyokern | 1 | 2099-12-31 | 1 | 24.82
| 559 | SC55570 | Summer Solar C2, LLC |  | SCE | CA | Los Angeles | Tehachapi | Solar PV | Fixed Tilt - 20MW+ | Existing | 2014-06-26 | 2033-11-01 | 1 | 1.5 | 3.87 | 29.45% | CAISO | CAISO | CAISO | Solar | Tehachapi | 1 | 2099-12-31 | 0 | 3.87
| 560 | SC55571 | Summer Solar D2, LLC |  | SCE | CA | Los Angeles | Tehachapi | Solar PV | Fixed Tilt - 20MW+ | Existing | 2014-08-13 | 2033-11-01 | 1 | 1 | 2.31 | 26.37% | CAISO | CAISO | CAISO | Solar | Tehachapi | 1 | 2099-12-31 | 0 | 2.31
| 561 | SC55572 | Summer Solar A2, LLC |  | SCE | CA | Los Angeles | Tehachapi | Solar PV | Fixed Tilt - 20MW+ | Existing | 2014-06-26 | 2033-11-01 | 1 | 1.5 | 3.87 | 29.45% | CAISO | CAISO | CAISO | Solar | Tehachapi | 1 | 2099-12-31 | 0 | 3.87
| 562 | SC55573 | Summer Solar B2, LLC |  | SCE | CA | Los Angeles | Tehachapi | Solar PV | Fixed Tilt - 20MW+ | Existing | 2014-06-26 | 2033-11-01 | 1 | 1.5 | 3.87 | 29.45% | CAISO | CAISO | CAISO | Solar | Tehachapi | 1 | 2099-12-31 | 0 | 3.87
| 563 | SC55574 | Rodeo Solar C2, LLC |  | SCE | CA | Los Angeles | Tehachapi | Solar PV | Fixed Tilt - 20MW+ | Existing | 2014-06-06 | 2033-11-01 | 1 | 1.5 | 3.97 | 30.21% | CAISO | CAISO | CAISO | Solar | Tehachapi | 1 | 2099-12-31 | 0 | 3.97
| 564 | SC55578 | Rodeo Solar D2, LLC |  | SCE | CA | Los Angeles | Tehachapi | Solar PV | Fixed Tilt - 20MW+ | Existing | 2014-06-06 | 2033-11-01 | 1 | 1.5 | 3.97 | 30.21% | CAISO | CAISO | CAISO | Solar | Tehachapi | 1 | 2099-12-31 | 0 | 3.97
| 565 | SC55585 | Expressway Solar C2, LLC |  | SCE | CA | Los Angeles | Victorville | Solar PV | Fixed Tilt - 20MW+ | Existing | 2014-11-14 | 2033-11-01 | 1 | 1.5 | 3.97 | 30.21% | CAISO | CAISO | CAISO | Solar | Kramer_Inyokern | 1 | 2099-12-31 | 0 | 3.97
| 566 | SC55587 | Tulare PV1, LLC (Exeter 1) |  | SCE | CA | Tulare | Orange County | Solar PV | Fixed Tilt - 20MW+ | Existing | 2014-01-24 | 2034-02-28 | 1 | 1 | 2.02 | 23.06% | CAISO | CAISO | CAISO | Solar | None | 1 | 2099-12-31 | 0 | 2.02
| 567 | SC55588 | Tulare PV1, LLC (Exeter 2) |  | SCE | CA | Tulare | Orange County | Solar PV | Fixed Tilt - 20MW+ | Existing | 2014-01-24 | 2034-02-28 | 1 | 1 | 2.02 | 23.06% | CAISO | CAISO | CAISO | Solar | None | 1 | 2099-12-31 | 0 | 2.02
| 568 | SC55589 | Tulare PV1, LLC (Exeter 3) |  | SCE | CA | Tulare | Orange County | Solar PV | Fixed Tilt - 20MW+ | Existing | 2014-01-24 | 2034-02-28 | 1 | 1.5 | 3.02 | 22.98% | CAISO | CAISO | CAISO | Solar | None | 1 | 2099-12-31 | 0 | 3.02
| 569 | SC55590 | Tulare PV1, LLC (Lindsay 1) |  | SCE | CA | Tulare | Westlands | Solar PV | Fixed Tilt - 20MW+ | Existing | 2014-01-17 | 2034-01-31 | 1 | 1.5 | 3.02 | 22.98% | CAISO | CAISO | CAISO | Solar | Westlands | 1 | 2099-12-31 | 0 | 3.02
| 570 | SC55591 | Tulare PV1, LLC (Lindsay 3) |  | SCE | CA | Tulare | Westlands | Solar PV | Fixed Tilt - 20MW+ | Existing | 2014-01-17 | 2034-01-31 | 1 | 1.5 | 3.02 | 22.98% | CAISO | CAISO | CAISO | Solar | Westlands | 1 | 2099-12-31 | 0 | 3.02
| 571 | SC55592 | Tulare PV1, LLC (Lindsay 4) |  | SCE | CA | Tulare | Westlands | Solar PV | Fixed Tilt - 20MW+ | Existing | 2014-01-17 | 2034-01-31 | 1 | 1 | 2.02 | 23.06% | CAISO | CAISO | CAISO | Solar | Westlands | 1 | 2099-12-31 | 0 | 2.02
| 572 | SC55597 | Tulare PV1, LLC (Ivanhoe 1) |  | SCE | CA | Tulare | Westlands | Solar PV | Fixed Tilt - 20MW+ | Existing | 2014-01-17 | 2034-01-31 | 1 | 1.5 | 3.02 | 22.98% | CAISO | CAISO | CAISO | Solar | Westlands | 1 | 2099-12-31 | 0 | 3.02
| 573 | SC55598 | Tulare PV1, LLC (Ivanhoe 2) |  | SCE | CA | Tulare | Westlands | Solar PV | Fixed Tilt - 20MW+ | Existing | 2014-01-17 | 2034-01-31 | 1 | 0.5 | 1.01 | 23.06% | CAISO | CAISO | CAISO | Solar | Westlands | 1 | 2099-12-31 | 0 | 1.01
| 574 | SC55599 | Tulare PV1, LLC (Ivanhoe 3) |  | SCE | CA | Tulare | Victorville | Solar PV | Fixed Tilt - 20MW+ | Existing | 2014-01-17 | 2034-01-31 | 1 | 1.5 | 3.02 | 22.98% | CAISO | CAISO | CAISO | Solar | Kramer_Inyokern | 1 | 2099-12-31 | 0 | 3.02
| 575 | SC55600 | Tulare PV1, LLC (Porterville 1) |  | SCE | CA | Tulare | Barstow | Solar PV | Fixed Tilt - 20MW+ | Existing | 2014-01-17 | 2034-01-31 | 1 | 1 | 2.02 | 23.06% | CAISO | CAISO | CAISO | Solar | Kramer_Inyokern | 1 | 2099-12-31 | 0 | 2.02
| 576 | SC55601 | Tulare PV1, LLC (Porterville 2) |  | SCE | CA | Tulare | Westlands | Solar PV | Fixed Tilt - 20MW+ | Existing | 2014-01-17 | 2034-01-31 | 1 | 1 | 2.02 | 23.06% | CAISO | CAISO | CAISO | Solar | Westlands | 1 | 2099-12-31 | 0 | 2.02
| 577 | SC55602 | Tulare PV1, LLC (Porterville 5) |  | SCE | CA | Tulare | Westlands | Solar PV | Fixed Tilt - 20MW+ | Existing | 2014-01-17 | 2034-01-31 | 1 | 1.5 | 3.02 | 22.98% | CAISO | CAISO | CAISO | Solar | Westlands | 1 | 2099-12-31 | 0 | 3.02
| 578 | SC55603 | Sequoia PV1, LLC (Tulare 1) |  | SCE | CA | Tulare | Westlands | Solar PV | Fixed Tilt - 20MW+ | Existing | 2014-01-17 | 2034-01-17 | 1 | 1.5 | 3.02 | 22.98% | CAISO | CAISO | CAISO | Solar | Westlands | 1 | 2099-12-31 | 0 | 3.02
| 579 | SC55604 | Sequoia PV1, LLC (Tulare 2) |  | SCE | CA | Tulare | Westlands | Solar PV | Fixed Tilt - 20MW+ | Existing | 2014-01-17 | 2034-01-17 | 1 | 1.5 | 3.02 | 22.98% | CAISO | CAISO | CAISO | Solar | Westlands | 1 | 2099-12-31 | 0 | 3.02
| 580 | SC55605 | Kettering 1 (f/k/a Ever CT Solar Farm, LLC - Site 1A) |  | SCE | CA | Los Angeles | Tehachapi | Solar PV | Fixed Tilt - 20MW+ | Existing | 2014-07-17 | 2034-07-18 | 1 | 1 | 2 | 22.83% | CAISO | CAISO | CAISO | Solar | Tehachapi | 1 | 2099-12-31 | 0 | 2
| 581 | SC55606 | Kettering 2 (f/k/a Ever CT Solar Farm, LLC - Site 1B) |  | SCE | CA | Los Angeles | Tehachapi | Solar PV | Fixed Tilt - 20MW+ | Existing | 2014-07-17 | 2034-07-18 | 1 | 1 | 2 | 22.83% | CAISO | CAISO | CAISO | Solar | Tehachapi | 1 | 2099-12-31 | 0 | 2
| 582 | SC55607 | Division 1 (f/k/a Ever CT Solar Farm, LLC - Site 2A) |  | SCE | CA | Los Angeles | Tehachapi | Solar PV | Fixed Tilt - 20MW+ | Existing | 2014-06-24 | 2034-06-24 | 1 | 1.5 | 3.06 | 23.29% | CAISO | CAISO | CAISO | Solar | Tehachapi | 1 | 2099-12-31 | 0 | 3.06
| 583 | SC55609 | Division 2 (f/k/a Ever CT Solar Farm, LLC - Site 2B) |  | SCE | CA | Los Angeles | Tehachapi | Solar PV | Fixed Tilt - 20MW+ | Existing | 2014-06-24 | 2034-06-24 | 1 | 1 | 2.04 | 23.29% | CAISO | CAISO | CAISO | Solar | Tehachapi | 1 | 2099-12-31 | 0 | 2.04
| 584 | SC55610 | Division 3 (f/k/a Ever CT Solar Farm, LLC - Site 2C) |  | SCE | CA | Los Angeles | Tehachapi | Solar PV | Fixed Tilt - 20MW+ | Existing | 2014-06-24 | 2034-06-24 | 1 | 1 | 2.04 | 23.29% | CAISO | CAISO | CAISO | Solar | Tehachapi | 1 | 2099-12-31 | 0 | 2.04
| 585 | SC55617 | Diamond Valley Solar, LLC |  | SCE | CA | Riverside | San Bernardino - Lucerne | Solar PV | Fixed Tilt - 20MW+ | Existing | 2015-01-15 | 2034-02-01 | 1 | 1.25 | 2.69 | 24.57% | CAISO | CAISO | CAISO | Solar | Kramer_Inyokern | 1 | 2099-12-31 | 0 | 2.69
| 586 | SC55618 | Marinos Ventures, LLC |  | SCE | CA | Tulare | Westlands | Solar PV | Tracking - 20MW+ | Existing | 2013-05-22 | 2033-05-31 | 1 | 0.2832 | 0.68 | 27.41% | CAISO | CAISO | CAISO | Solar | Westlands | 1 | 2099-12-31 | 0 | 0.68
| 587 | SC55619 | Sequoia PV1, LLC (Farmersville 1) |  | SCE | CA | Tulare | Westlands | Solar PV | Fixed Tilt - 20MW+ | Existing | 2014-07-31 | 2034-08-01 | 1 | 1.5 | 3.02 | 22.98% | CAISO | CAISO | CAISO | Solar | Westlands | 1 | 2099-12-31 | 0 | 3.02
| 588 | SC55620 | Sequoia PV1, LLC (Farmersville 2) |  | SCE | CA | Tulare | Westlands | Solar PV | Fixed Tilt - 20MW+ | Existing | 2014-07-31 | 2034-08-01 | 1 | 1.5 | 3.02 | 22.98% | CAISO | CAISO | CAISO | Solar | Westlands | 1 | 2099-12-31 | 0 | 3.02
| 589 | SC55621 | Lone Valley Solar Park I, LLC (f/k/a Agincourt) | VICTOR_1_LVSLR1 | SCE | CA | San Bernardino | San Bernardino - Lucerne | Solar PV | Tracking - 20MW+ | Existing | 2014-11-26 | 2034-11-25 | 1 | 10 | 26.52 | 30.27% | CAISO | CAISO | CAISO | Solar | Kramer_Inyokern | 1 | 2099-12-31 | 1 | 26.52
| 590 | SC55622 | Lone Valley Solar Park II, LLC (f/k/a Marathon) | VICTOR_1_LVSLR2 | SCE | CA | San Bernardino | San Bernardino - Lucerne | Solar PV | Fixed Tilt - 20MW+ | Existing | 2014-11-26 | 2034-11-25 | 1 | 20 | 53.9 | 30.76% | CAISO | CAISO | CAISO | Solar | Kramer_Inyokern | 1 | 2099-12-31 | 1 | 53.9
| 591 | SC55625 | US Topco Energy, Inc. (Soccer Center) |  | SCE | CA | Los Angeles | Tehachapi | Solar PV | Fixed Tilt - 20MW+ | New | 2016-11-14 | 2036-11-13 | 1 | 3 | 7.07 | 26.9% | CAISO | CAISO | CAISO | Solar | Tehachapi | 0.84 | 2099-12-31 | 0 | 5.9388
| 592 | SC55626 | Orion Solar II, LLC | ARVINN_6_ORION2 | SCE | CA | Kern | Westlands | Solar PV | Tracking - 20MW+ | Existing | 2014-06-26 | 2034-06-30 | 1 | 8 | 21.65 | 30.89% | CAISO | CAISO | CAISO | Solar | Westlands | 1 | 2099-12-31 | 1 | 21.65
| 593 | SC55627 | Coronal Lost Hills, LLC | TWISSL_6_SOLAR1 | SCE | CA | Kern | Westlands | Solar PV | Tracking - 20MW+ | Existing | 2015-05-18 | 2035-05-31 | 1 | 20 | 52.38 | 29.9% | CAISO | CAISO | CAISO | Solar | Westlands | 1 | 2099-12-31 | 1 | 52.38
| 594 | SC55628 | Vega Solar, LLC | VEGA_6_SOLAR1 | SCE | CA | Merced | Los Banos | Solar PV | Tracking - 20MW+ | Existing | 2015-03-24 | 2035-03-31 | 1 | 20 | 50.25 | 28.68% | CAISO | CAISO | CAISO | Solar | Central_Valley_North_Los_Banos | 1 | 2099-12-31 | 1 | 50.25
| 595 | SC55629 | FTS Master Tenant 2, LLC (SEPV18) | LITLRK_6_SOLAR2 | SCE | CA | Los Angeles | Tehachapi | Solar PV | Tracking - 20MW+ | Existing | 2016-01-14 | 2036-01-13 | 1 | 2 | 6.4672 | 36.91% | CAISO | CAISO | CAISO | Solar | Tehachapi | 1 | 2099-12-31 | 1 | 6.4672
| 596 | SC55630 | RE Adams East | ADMEST_6_SOLAR | SCE | CA | Fresno | Westlands | Solar PV | Fixed Tilt - 20MW+ | Existing | 2014-12-19 | 2034-12-18 | 1 | 19 | 47.39 | 28.47% | CAISO | CAISO | CAISO | Solar | Westlands | 1 | 2099-12-31 | 1 | 47.39
| 597 | SC55631 | Sequoia PV1, LLC (Farmersville 3) |  | SCE | CA | Tulare | Westlands | Solar PV | Fixed Tilt - 20MW+ | Existing | 2014-07-31 | 2034-08-01 | 1 | 1.5 | 3.02 | 22.98% | CAISO | CAISO | CAISO | Solar | Westlands | 1 | 2099-12-31 | 0 | 3.02
| 598 | SC55645 | Sequoia PV3 LLC (Porterville 6) |  | SCE | CA | Tulare | Westlands | Solar PV | Fixed Tilt - 20MW+ | Existing | 2014-07-25 | 2034-08-01 | 1 | 1.5 | 3.02 | 22.98% | CAISO | CAISO | CAISO | Solar | Westlands | 1 | 2099-12-31 | 0 | 3.02
| 599 | SC55646 | Sequoia PV3 LLC (Porterville 7) |  | SCE | CA | Tulare | Westlands | Solar PV | Fixed Tilt - 20MW+ | Existing | 2014-07-25 | 2034-08-01 | 1 | 1.5 | 3.02 | 22.98% | CAISO | CAISO | CAISO | Solar | Westlands | 1 | 2099-12-31 | 0 | 3.02
| 600 | SC55649 | SunE W12DG-C, LLC |  | SCE | CA | Riverside | Riverside County (Partial) | Solar PV | Rooftop | Existing | 2013-04-15 | 2033-04-30 | 1 | 0.999 | 1.95 | 22.28% | CAISO | CAISO | CAISO | Solar | None | 1 | 2099-12-31 | 0 | 1.95
| 601 | SC55650 | DG Solar Lessee, LLC (Hesperia) | VICTOR_1_SLRHES | SCE | CA | San Bernardino | Victorville | Solar PV | Rooftop | Existing | 2014-08-06 | 2034-08-31 | 1 | 1.5 | 3.3 | 25.11% | CAISO | CAISO | CAISO | Solar | Kramer_Inyokern | 1 | 2099-12-31 | 1 | 3.3
| 602 | SC55652 | California PV Energy, LLC (Champagne Ave) | ETIWND_2_CHMPNE | SCE | CA | San Bernardino | San Bernardino - Lucerne | Solar PV | Rooftop | Existing | 2013-12-20 | 2033-12-19 | 1 | 1.3 | 2.06 | 18.09% | CAISO | CAISO | CAISO | Solar | Kramer_Inyokern | 1 | 2099-12-31 | 1 | 2.06
| 603 | SC55653 | California PV Energy, LLC (Jurupa Ave) | CHINO_2_JURUPA | SCE | CA | San Bernardino | San Bernardino - Lucerne | Solar PV | Rooftop | Existing | 2013-12-20 | 2033-12-19 | 1 | 2 | 3.13 | 17.87% | CAISO | CAISO | CAISO | Solar | Kramer_Inyokern | 1 | 2099-12-31 | 1 | 3.13
| 604 | SC55656 | DG Solar Lessee, LLC (Snowline-Duncan Road North) |  | SCE | CA | San Bernardino | San Bernardino - Lucerne | Solar PV | Tracking - 20MW+ | Existing | 2014-10-02 | 2034-10-31 | 1 | 1.5 | 4.06 | 30.9% | CAISO | CAISO | CAISO | Solar | Kramer_Inyokern | 1 | 2099-12-31 | 0 | 4.06
| 605 | SC55657 | DG Solar Lessee, LLC (Snowline-Duncan Road South) |  | SCE | CA | San Bernardino | San Bernardino - Lucerne | Solar PV | Tracking - 20MW+ | Existing | 2014-10-02 | 2034-10-31 | 1 | 1 | 2.74 | 31.28% | CAISO | CAISO | CAISO | Solar | Kramer_Inyokern | 1 | 2099-12-31 | 0 | 2.74
| 606 | SC55660 | Victor Mesa Linda C2 LLC |  | SCE | CA | San Bernardino | Victorville | Solar PV | Fixed Tilt - 20MW+ | Existing | 2014-11-15 | 2034-04-01 | 1 | 1.5 | 3.97 | 30.21% | CAISO | CAISO | CAISO | Solar | Kramer_Inyokern | 1 | 2099-12-31 | 0 | 3.97
| 607 | SC55661 | Victor Mesa Linda D2 LLC |  | SCE | CA | San Bernardino | Victorville | Solar PV | Fixed Tilt - 20MW+ | Existing | 2014-11-15 | 2034-04-01 | 1 | 1.5 | 3.97 | 30.21% | CAISO | CAISO | CAISO | Solar | Kramer_Inyokern | 1 | 2099-12-31 | 0 | 3.97
| 608 | SC55662 | Victor Mesa Linda E2 LLC |  | SCE | CA | San Bernardino | Victorville | Solar PV | Fixed Tilt - 20MW+ | Existing | 2014-11-15 | 2034-04-01 | 1 | 1.5 | 3.97 | 30.21% | CAISO | CAISO | CAISO | Solar | Kramer_Inyokern | 1 | 2099-12-31 | 0 | 3.97
| 609 | SC55667 | Sequoia PV2, LLC (Hanford 1) |  | SCE | CA | Kings | Westlands | Solar PV | Fixed Tilt - 20MW+ | Existing | 2014-08-29 | 2034-09-01 | 1 | 1.5 | 3.02 | 22.98% | CAISO | CAISO | CAISO | Solar | Westlands | 1 | 2099-12-31 | 0 | 3.02
| 610 | SC55668 | Sequoia PV2, LLC (Hanford 2) |  | SCE | CA | Kings | Westlands | Solar PV | Fixed Tilt - 20MW+ | Existing | 2014-08-29 | 2034-09-01 | 1 | 1.5 | 3.02 | 22.98% | CAISO | CAISO | CAISO | Solar | Westlands | 1 | 2099-12-31 | 0 | 3.02
| 611 | SC55674 | Coronus Joshua Tree East 5 LLC |  | SCE | CA | San Bernardino | Twentynine Palms | Solar PV | Fixed Tilt - 20MW+ | New | 2014-12-07 | 2034-12-06 | 1 | 1.5 | 3.6 | 27.4% | CAISO | CAISO | CAISO | Solar | Southern_California_Desert | 0.84 | 2099-12-31 | 0 | 3.024
| 612 | SC55675 | Desert Hot Springs 1 |  | SCE | CA | Riverside | Palm Springs | Solar PV | Tracking - 20MW+ | Existing | 2014-01-03 | 2033-08-01 | 1 | 1 | 2.57 | 29.34% | CAISO | CAISO | CAISO | Solar | Riverside_East_Palm_Springs | 1 | 2099-12-31 | 0 | 2.57
| 613 | SC55676 | Desert Hot Springs 2 |  | SCE | CA | Riverside | Palm Springs | Solar PV | Tracking - 20MW+ | Existing | 2014-01-03 | 2033-08-01 | 1 | 1.5 | 3.72 | 28.31% | CAISO | CAISO | CAISO | Solar | Riverside_East_Palm_Springs | 1 | 2099-12-31 | 0 | 3.72
| 614 | SC55688 | Gales A West |  | SCE | CA | Kings | Westlands | Solar PV | Fixed Tilt - 20MW+ | New | 2014-12-15 | 2034-02-01 | 1 | 1.5 | 3.24 | 24.66% | CAISO | CAISO | CAISO | Solar | Westlands | 0.84 | 2099-12-31 | 0 | 2.7216
| 615 | SC55689 | Gales B East |  | SCE | CA | Kings | Westlands | Solar PV | Fixed Tilt - 20MW+ | New | 2014-12-15 | 2034-02-01 | 1 | 1.5 | 3.24 | 24.66% | CAISO | CAISO | CAISO | Solar | Westlands | 0.84 | 2099-12-31 | 0 | 2.7216
| 616 | SC55690 | DG Solar Lessee, LLC (Snowline-White Road North) |  | SCE | CA | San Bernardino | San Bernardino - Lucerne | Solar PV | Tracking - 20MW+ | Existing | 2014-11-26 | 2034-11-30 | 1 | 1.5 | 4.14 | 31.51% | CAISO | CAISO | CAISO | Solar | Kramer_Inyokern | 1 | 2099-12-31 | 0 | 4.14
| 617 | SC55691 | DG Solar Lessee, LLC (Snowline-White Road Central) |  | SCE | CA | San Bernardino | San Bernardino - Lucerne | Solar PV | Tracking - 20MW+ | Existing | 2014-11-26 | 2034-11-30 | 1 | 1.5 | 4.14 | 31.51% | CAISO | CAISO | CAISO | Solar | Kramer_Inyokern | 1 | 2099-12-31 | 0 | 4.14
| 618 | SC55692 | Mitchell Solar, LLC |  | SCE | CA | San Bernardino | Victorville | Solar PV | Tracking - 20MW+ | Existing | 2014-12-05 | 2035-01-01 | 1 | 1.5 | 4.6 | 35.01% | CAISO | CAISO | CAISO | Solar | Kramer_Inyokern | 1 | 2099-12-31 | 0 | 4.6
| 619 | SC55693 | Rudy Solar, LLC |  | SCE | CA | San Bernardino | Victorville | Solar PV | Tracking - 20MW+ | Existing | 2014-12-05 | 2035-01-01 | 1 | 1.5 | 4.6 | 35.01% | CAISO | CAISO | CAISO | Solar | Kramer_Inyokern | 1 | 2099-12-31 | 0 | 4.6
| 620 | SC55694 | Madelyn Solar, LLC |  | SCE | CA | San Bernardino | Victorville | Solar PV | Tracking - 20MW+ | Existing | 2014-12-05 | 2035-01-01 | 1 | 1.5 | 4.6 | 35.01% | CAISO | CAISO | CAISO | Solar | Kramer_Inyokern | 1 | 2099-12-31 | 0 | 4.6
| 621 | SC55695 | DG Solar Lessee, LLC (Snowline-White Road South) |  | SCE | CA | San Bernardino | San Bernardino - Lucerne | Solar PV | Tracking - 20MW+ | Existing | 2014-11-26 | 2034-11-30 | 1 | 1.5 | 4.14 | 31.51% | CAISO | CAISO | CAISO | Solar | Kramer_Inyokern | 1 | 2099-12-31 | 0 | 4.14
| 622 | SC55700 | Adelanto West 1 |  | SCE | CA | San Bernardino | Victorville | Solar PV | Fixed Tilt - 20MW+ | Existing | 2015-01-22 | 2035-01-31 | 1 | 1.5 | 3.6 | 27.4% | CAISO | CAISO | CAISO | Solar | Kramer_Inyokern | 1 | 2099-12-31 | 0 | 3.6
| 623 | SC55701 | Adelanto West 2 |  | SCE | CA | San Bernardino | Victorville | Solar PV | Fixed Tilt - 20MW+ | Existing | 2015-01-22 | 2035-01-31 | 1 | 1.5 | 3.6 | 27.4% | CAISO | CAISO | CAISO | Solar | Kramer_Inyokern | 1 | 2099-12-31 | 0 | 3.6
| 624 | SC55702 | Venable #1 North |  | SCE | CA | Riverside | Riverside East | Solar PV | Fixed Tilt - 20MW+ | New | 2015-04-13 | 2033-11-08 | 1 | 1.5 | 3.41 | 25.95% | CAISO | CAISO | CAISO | Solar | Riverside_East_Palm_Springs | 0.84 | 2099-12-31 | 0 | 2.8644
| 625 | SC55703 | Venable #2 South |  | SCE | CA | Riverside | Riverside East | Solar PV | Fixed Tilt - 20MW+ | New | 2015-04-14 | 2033-11-08 | 1 | 1.5 | 3.41 | 25.95% | CAISO | CAISO | CAISO | Solar | Riverside_East_Palm_Springs | 0.84 | 2099-12-31 | 0 | 2.8644
| 626 | SC55715 | Lancaster Solar 1 |  | SCE | CA | Los Angeles | Tehachapi | Solar PV | Tracking - 20MW+ | Existing | 2014-12-12 | 2035-04-18 | 1 | 1.5 | 4.73 | 36% | CAISO | CAISO | CAISO | Solar | Tehachapi | 1 | 2099-12-31 | 0 | 4.73
| 627 | SC55716 | Lancaster Solar 2 |  | SCE | CA | Los Angeles | Tehachapi | Solar PV | Tracking - 20MW+ | Existing | 2014-12-12 | 2035-04-18 | 1 | 1.5 | 4.73 | 36% | CAISO | CAISO | CAISO | Solar | Tehachapi | 1 | 2099-12-31 | 0 | 4.73
| 628 | SC55740 | Morgan Lancaster I, LLC | OASIS_6_SOLAR1 | SCE | CA | Los Angeles | Tehachapi | Solar PV | Tracking - 20MW+ | Existing | 2015-09-30 | 2035-10-01 | 1 | 1.5 | 4.73 | 36% | CAISO | CAISO | CAISO | Solar | Tehachapi | 1 | 2099-12-31 | 1 | 4.73
| 629 | SC55744 | PVNavitator, LLC |  | SCE | CA | San Bernardino | San Bernardino - Lucerne | Solar PV | Fixed Tilt - 20MW+ | New | 2016-06-23 | 2036-06-22 | 1 | 3 | 6 | 22.83% | CAISO | CAISO | CAISO | Solar | Kramer_Inyokern | 0.84 | 2099-12-31 | 0 | 5.04
| 630 | SC55745 | SEPV Palmdale East, LLC | PMDLET_6_SOLAR1 | SCE | CA | Los Angeles | Tehachapi | Solar PV | Tracking - 20MW+ | Existing | 2015-07-31 | 2035-07-30 | 1 | 10 | 27 | 30.82% | CAISO | CAISO | CAISO | Solar | Tehachapi | 1 | 2099-12-31 | 1 | 27
| 631 | SC55748 | Lancaster WAD B, LLC | ROSMND_6_SOLAR | SCE | CA | Los Angeles | Tehachapi | Solar PV | Fixed Tilt - 20MW+ | Existing | 2017-01-26 | 2037-02-01 | 1 | 3 | 8.98 | 34.17% | CAISO | CAISO | CAISO | Solar | Tehachapi | 1 | 2099-12-31 | 0 | 8.98
| 632 | SC55753 | Pumpjack Solar I, LLC | PMPJCK_1_SOLAR1 | SCE | CA | Kern | Tehachapi | Solar PV | Tracking - 20MW+ | Existing | 2015-01-29 | 2035-03-01 | 1 | 20 | 54.43 | 31.07% | CAISO | CAISO | CAISO | Solar | Tehachapi | 1 | 2099-12-31 | 1 | 54.43
| 633 | SC55755 | Catalina Solar 2, LLC | CATLNA_2_SOLAR2 | SCE | CA | Kern | Tehachapi | Solar PV | Tracking - 20MW+ | Existing | 2015-07-22 | 2035-07-31 | 1 | 17.986 | 55.69 | 35.35% | CAISO | CAISO | CAISO | Solar | Tehachapi | 1 | 2099-12-31 | 1 | 55.69
| 634 | SC55756 | Citizen Solar B, LLC | MNDOTA_1_SOLAR2 | SCE | CA | Fresno | Westlands | Solar PV | Fixed Tilt - 20MW+ | Existing | 2015-12-11 | 2036-01-01 | 1 | 5 | 11 | 25.11% | CAISO | CAISO | CAISO | Solar | Westlands | 1 | 2099-12-31 | 1 | 11
| 635 | SC55757 | Wildwood Solar I, LLC | WLDWD_1_SOLAR1 | SCE | CA | Kern | Tehachapi | Solar PV | Tracking - 20MW+ | Existing | 2015-02-18 | 2035-03-01 | 1 | 20 | 54.17 | 30.92% | CAISO | CAISO | CAISO | Solar | Tehachapi | 1 | 2099-12-31 | 1 | 54.17
| 636 | SC55758 | Adelanto Solar, LLC | VICTOR_1_SOLAR4 | SCE | CA | San Bernardino | Victorville | Solar PV | Tracking - 20MW+ | Existing | 2015-09-21 | 2035-09-20 | 1 | 20 | 61.84 | 35.3% | CAISO | CAISO | CAISO | Solar | Kramer_Inyokern | 1 | 2099-12-31 | 1 | 61.84
| 637 | SC55759 | 67RK 8ME, LLC | LAMONT_1_SOLAR5 | SCE | CA | Kern | San Bernardino - Lucerne | Solar PV | Fixed Tilt - 20MW+ | Existing | 2015-10-30 | 2035-06-01 | 1 | 16.66 | 47.89 | 32.81% | CAISO | CAISO | CAISO | Solar | Kramer_Inyokern | 1 | 2099-12-31 | 1 | 47.89
| 638 | SC55767 | Lancaster Little Rock C LLC | LITLRK_6_SOLAR1 | SCE | CA | Los Angeles | Tehachapi | Solar PV | Fixed Tilt - 20MW+ | Existing | 2015-01-16 | 2035-02-01 | 1 | 5 | 11 | 25.11% | CAISO | CAISO | CAISO | Solar | Tehachapi | 1 | 2099-12-31 | 1 | 11
| 639 | SC55772 | Maricopa East Solar PV2, LLC |  | SCE | CA | Kern | Westlands | Solar PV | Tracking - 20MW+ | New | 2016-06-15 | 2026-06-14 | 1 | 18 | 46.76 | 29.65% | CAISO | CAISO | CAISO | Solar | Westlands | 0.84 | 2099-12-31 | 0 | 39.2784
| 640 | SC55774 | NRG Solar Oasis LLC | OASIS_6_SOLAR2 | SCE | CA | Los Angeles | Tehachapi | Solar PV | Tracking - 20MW+ | Existing | 2016-01-19 | 2036-01-18 | 1 | 20 | 63.41 | 36.19% | CAISO | CAISO | CAISO | Solar | Tehachapi | 1 | 2099-12-31 | 1 | 63.41
| 641 | SC55777 | CED Atwell Island West, LLC | ATWEL2_1_SOLAR1 | SCE | CA | Tulare | Westlands | Solar PV | Tracking - 20MW+ | Existing | 2015-06-25 | 2035-12-27 | 1 | 20 | 49.4 | 28.2% | CAISO | CAISO | CAISO | Solar | Westlands | 1 | 2099-12-31 | 1 | 49.4
| 642 | SC55778 | SEPV Mojave West, LLC | MOJAVW_2_SOLAR | SCE | CA | Riverside | Tehachapi | Solar PV | Tracking - 20MW+ | Existing | 2016-06-15 | 2036-07-01 | 1 | 20 | 59.25 | 33.82% | CAISO | CAISO | CAISO | Solar | Tehachapi | 1 | 2099-12-31 | 1 | 59.25
| 643 | SC55781 | Adera Solar | ADERA_1_SOLAR1 | SCE | CA | Madera | Westlands | Solar PV | Fixed Tilt - 20MW+ | Existing | 2015-12-28 | 2036-01-01 | 1 | 20 | 43.99 | 25.11% | CAISO | CAISO | CAISO | Solar | Westlands | 1 | 2099-12-31 | 1 | 43.99
| 644 | SC55785 | Park Meridian 1 |  | SCE | CA | Riverside | Riverside County (Partial) | Solar PV | Rooftop | Existing | 2015-03-26 | 2035-03-31 | 1 | 1.49 | 3.05 | 23.37% | CAISO | CAISO | CAISO | Solar | None | 1 | 2099-12-31 | 0 | 3.05
| 645 | SC55786 | Terra Francesco 1 |  | SCE | CA | San Bernardino | San Bernardino - Lucerne | Solar PV | Rooftop | Existing | 2015-03-26 | 2035-03-31 | 1 | 1.49 | 2.99 | 22.91% | CAISO | CAISO | CAISO | Solar | Kramer_Inyokern | 1 | 2099-12-31 | 0 | 2.99
| 646 | SC55787 | Rancho Cucamonga Distribution Center 1 | PADUA_2_SOLAR1 | SCE | CA | San Bernardino | San Bernardino - Lucerne | Solar PV | Rooftop | Existing | 2015-04-14 | 2035-04-30 | 1 | 1.75 | 3.44 | 22.44% | CAISO | CAISO | CAISO | Solar | Kramer_Inyokern | 1 | 2099-12-31 | 1 | 3.44
| 647 | SC55788 | Lancaster Solar 1 |  | SCE | CA | Los Angeles | Tehachapi | Solar PV | Fixed Tilt - 20MW+ | New | 2016-11-14 | 2036-11-21 | 1 | 3.75 | 10.41 | 31.69% | CAISO | CAISO | CAISO | Solar | Tehachapi | 0.84 | 2099-12-31 | 0 | 8.7444
| 648 | SC55789 | SunE - Mira Loma |  | SCE | CA | Riverside | Riverside County (Partial) | Solar PV | Rooftop | New | 2016-03-31 | 2036-03-31 | 1 | 0.5 | 1.1 | 25.11% | CAISO | CAISO | CAISO | Solar | None | 0.84 | 2099-12-31 | 0 | 0.924
| 649 | SC55790 | SunE - Dupont Ontario |  | SCE | CA | San Bernardino | San Bernardino - Lucerne | Solar PV | Rooftop | New | 2016-04-18 | 2036-04-30 | 1 | 0.5 | 1.09 | 24.89% | CAISO | CAISO | CAISO | Solar | Kramer_Inyokern | 0.84 | 2099-12-31 | 0 | 0.9156
| 650 | SC55791 | SunE - Rochester | ETIWND_2_SOLAR2 | SCE | CA | San Bernardino | San Bernardino - Lucerne | Solar PV | Rooftop | Existing | 2016-05-22 | 2036-05-31 | 1 | 1 | 1.93 | 22.03% | CAISO | CAISO | CAISO | Solar | Kramer_Inyokern | 1 | 2099-12-31 | 0 | 1.93
| 651 | SC55794 | SunE - Redlands |  | SCE | CA | San Bernardino | San Bernardino - Lucerne | Solar PV | Rooftop | New | 2016-04-18 | 2036-04-30 | 1 | 1.5 | 3.11 | 23.67% | CAISO | CAISO | CAISO | Solar | Kramer_Inyokern | 0.84 | 2099-12-31 | 0 | 2.6124
| 652 | SC55795 | SunE - E Philadelphia Ontario |  | SCE | CA | San Bernardino | San Bernardino - Lucerne | Solar PV | Rooftop | New | 2016-03-01 | 2036-02-29 | 1 | 1 | 2.09 | 23.86% | CAISO | CAISO | CAISO | Solar | Kramer_Inyokern | 0.84 | 2099-12-31 | 0 | 1.7556
| 653 | SC55796 | SunE - Pico Rivera | CENTER_2_SOLAR1 | SCE | CA | Los Angeles | Los Angeles County (Partial) | Solar PV | Rooftop | Existing | 2015-11-02 | 2035-11-30 | 1 | 0.9 | 1.82 | 23.08% | CAISO | CAISO | CAISO | Solar | None | 1 | 2099-12-31 | 1 | 1.82
| 654 | SC55799 | Golden Springs Bldg H | DELAMO_2_SOLAR1 | SCE | CA | Los Angeles | Los Angeles County (Partial) | Solar PV | Rooftop | Existing | 2015-03-26 | 2035-03-25 | 1 | 1.5 | 2.81 | 21.39% | CAISO | CAISO | CAISO | Solar | None | 1 | 2099-12-31 | 1 | 2.81
| 655 | SC55800 | Golden Springs Bldg M | DELAMO_2_SOLAR2 | SCE | CA | Los Angeles | Los Angeles County (Partial) | Solar PV | Rooftop | Existing | 2015-03-26 | 2035-03-25 | 1 | 1.75 | 3.38 | 22.05% | CAISO | CAISO | CAISO | Solar | None | 1 | 2099-12-31 | 1 | 3.38
| 656 | SC55801 | Adelanto Solar 2 | VICTOR_1_SOLAR3 | SCE | CA | San Bernardino | Victorville | Solar PV | Tracking - 20MW+ | Existing | 2015-07-15 | 2035-07-14 | 1 | 7 | 19.86 | 32.39% | CAISO | CAISO | CAISO | Solar | Kramer_Inyokern | 1 | 2099-12-31 | 1 | 19.86
| 657 | SC55804 | Copper Mountain Solar 4, LLC | COPMT4_2_SOLAR4 | SCE | NV | Clark | NV_SW | Solar PV | Tracking - 20MW+ | Existing | 2020-01-01 | 2039-12-31 | 1 | 93.6 | 258 | 31.47% | CAISO | CAISO | CAISO | Solar | Southern_Nevada | 1 | 2099-12-31 | 0 | 258
| 658 | SC55805 | 88FT 8ME LLC (Mount Signal II) |  | SCE | CA | Imperial | Imperial South | Solar PV | Tracking - 20MW+ | New | 2016-09-30 | 2040-06-01 | 1 | 153.52 | 421.1982 | 31.32% | CAISO | CAISO | CAISO | Solar | Greater_Imperial | 0.84 | 2099-12-31 | 0 | 353.8065
| 659 | SC55808 | 93LF 8ME LLC (Mount Signal V) |  | SCE | CA | Imperial | Imperial South | Solar PV | Tracking - 20MW+ | New | 2016-09-30 | 2039-02-01 | 1 | 252.32 | 691.5969 | 31.29% | CAISO | CAISO | CAISO | Solar | Greater_Imperial | 0.84 | 2099-12-31 | 0 | 580.9414
| 660 | SC55810 | 41MB 8ME LLC |  | SCE | CA | Madera | Westlands | Solar PV | Tracking - 20MW+ | New | 2020-06-01 | 2040-05-31 | 1 | 51.3 | 130.6991 | 29.08% | CAISO | CAISO | CAISO | Solar | Westlands | 0.84 | 2099-12-31 | 0 | 109.7873
| 661 | SC55813 | Tribal Solar, LLC |  | SCE | CA | San Bernardino | Iron Mountain | Solar PV | Tracking - 20MW+ | New | 2019-12-01 | 2039-11-30 | 1 | 328 | 898.3801 | 31.27% | CAISO | CAISO | CAISO | Solar | Southern_California_Desert | 0.84 | 2099-12-31 | 0 | 754.6393
| 662 | SC55816 | Panoche Valley Solar, LLC |  | SCE | CA | San Benito | San Benito County | Solar PV | Tracking - 20MW+ | New | 2019-01-01 | 2039-01-31 | 1 | 246.713 | 698.075 | 32.3% | CAISO | CAISO | CAISO | Solar | None | 0.84 | 2099-12-31 | 0 | 586.383
| 663 | SC55822 | Longboat Solar, LLC | TORTLA_1_SOLAR | SCE | CA | San Bernardino | Barstow | Solar PV | Tracking - 20MW+ | Existing | 2016-11-01 | 2036-12-01 | 1 | 20 | 64.232 | 36.66% | CAISO | CAISO | CAISO | Solar | Kramer_Inyokern | 1 | 2099-12-31 | 0 | 64.232
| 664 | SC55823 | Algonquin SKIC 10 Solar, LLC | SKERN_6_SOLAR2 | SCE | CA | Kern | Westlands | Solar PV | Tracking - 20MW+ | Existing | 2016-09-15 | 2036-09-14 | 1 | 10 | 25.9735 | 29.65% | CAISO | CAISO | CAISO | Solar | Westlands | 1 | 2099-12-31 | 0 | 25.9735
| 665 | SC55826 | Portal Ridge Solar B, LLC | GLDFGR_6_SOLAR1 | SCE | CA | Los Angeles | Tehachapi | Solar PV | Tracking - 20MW+ | Existing | 2016-10-31 | 2036-10-30 | 1 | 20 | 47.62 | 27.18% | CAISO | CAISO | CAISO | Solar | Tehachapi | 1 | 2099-12-31 | 0 | 47.62
| 666 | SC55827 | Rio Bravo Solar I, LLC | PMPJCK_1_SOLAR2 | SCE | CA | Kern | Westlands | Solar PV | Tracking - 20MW+ | Existing | 2016-12-15 | 2036-12-14 | 1 | 20 | 55.7876 | 31.84% | CAISO | CAISO | CAISO | Solar | Westlands | 1 | 2099-12-31 | 0 | 55.7876
| 667 | SC55828 | Rio Bravo Solar II, LLC | PMPJCK_1_RB2SLR | SCE | CA | Kern | Westlands | Solar PV | Tracking - 20MW+ | Existing | 2016-12-15 | 2036-12-14 | 1 | 20 | 55.7876 | 31.84% | CAISO | CAISO | CAISO | Solar | Westlands | 1 | 2099-12-31 | 0 | 55.7876
| 668 | SC55829 | Wildwood Solar II, LLC | WLDWD_1_SOLAR2 | SCE | CA | Kern | Westlands | Solar PV | Tracking - 20MW+ | Existing | 2016-12-15 | 2036-12-14 | 1 | 15 | 44.2657 | 33.69% | CAISO | CAISO | CAISO | Solar | Westlands | 1 | 2099-12-31 | 0 | 44.2657
| 669 | SC55831 | San Jacinto Solar 14.5, LLC |  | SCE | CA | Riverside | Riverside County (Partial) | Solar PV | Fixed Tilt - 20MW+ | New | 2016-12-01 | 2036-11-30 | 1 | 14.5 | 36.16 | 28.47% | CAISO | CAISO | CAISO | Solar | None | 0.84 | 2099-12-31 | 0 | 30.3744
| 670 | SC55832 | San Jacinto Solar 5.5, LLC |  | SCE | CA | Riverside | Riverside County (Partial) | Solar PV | Fixed Tilt - 20MW+ | New | 2016-12-01 | 2036-11-30 | 1 | 5.5 | 13.72 | 28.48% | CAISO | CAISO | CAISO | Solar | None | 0.84 | 2099-12-31 | 0 | 11.5248
| 671 | SC55833 | Jacumba Solar, LLC |  | SCE | CA | San Diego | San Diego South | Solar PV | Fixed Tilt - 20MW+ | New | 2016-12-01 | 2036-11-30 | 1 | 20 | 51.01 | 29.12% | CAISO | CAISO | CAISO | Solar | Greater_Imperial | 0.84 | 2099-12-31 | 0 | 42.8484
| 672 | SC55834 | RE Garland A, LLC | GARLND_2_GASLRA | SCE | CA | Kern | Tehachapi | Solar PV | Tracking - 20MW+ | Existing | 2016-09-15 | 2036-09-14 | 1 | 20 | 61.71 | 35.22% | CAISO | CAISO | CAISO | Solar | Tehachapi | 1 | 2099-12-31 | 1 | 61.71
| 673 | SC55835 | SR Solis Vestal Almond, LLC | CEDUCR_2_SOLAR1 | SCE | CA | Tulare | Westlands | Solar PV | Tracking - 20MW+ | Existing | 2016-12-01 | 2036-10-01 | 1 | 20 | 52.09 | 29.73% | CAISO | CAISO | CAISO | Solar | Westlands | 1 | 2099-12-31 | 0 | 52.09
| 674 | SC55836 | SR Solis Vestal Herder, LLC | CEDUCR_2_SOLAR2 | SCE | CA | Tulare | Westlands | Solar PV | Tracking - 20MW+ | Existing | 2016-12-01 | 2036-10-01 | 1 | 20 | 52.09 | 29.73% | CAISO | CAISO | CAISO | Solar | Westlands | 1 | 2099-12-31 | 0 | 52.09
| 675 | SC55837 | SR Solis Vestal Fireman, LLC | CEDUCR_2_SOLAR4 | SCE | CA | Tulare | Westlands | Solar PV | Tracking - 20MW+ | Existing | 2016-12-01 | 2036-10-01 | 1 | 20 | 52.09 | 29.73% | CAISO | CAISO | CAISO | Solar | Westlands | 1 | 2099-12-31 | 0 | 52.09
| 676 | SC55838 | SR Solis Crown, LLC | CEDUCR_2_SOLAR3 | SCE | CA | Tulare | Westlands | Solar PV | Tracking - 20MW+ | Existing | 2016-12-01 | 2036-10-01 | 1 | 15 | 41.13 | 31.3% | CAISO | CAISO | CAISO | Solar | Westlands | 1 | 2099-12-31 | 0 | 41.13
| 677 | SC55840 | Joshua Tree Solar Farm, LLC |  | SCE | CA | San Bernardino | Twentynine Palms | Solar PV | Fixed Tilt - 20MW+ | New | 2016-12-01 | 2036-11-30 | 1 | 20 | 53.61 | 30.6% | CAISO | CAISO | CAISO | Solar | Southern_California_Desert | 0.84 | 2099-12-31 | 0 | 45.0324
| 678 | SC55843 | FTS Project Owner 1, LLC (Summer North) | DELSUR_6_SOLAR1 | SCE | CA | Los Angeles | Tehachapi | Solar PV | Fixed Tilt - 20MW+ | Existing | 2014-12-19 | 2015-06-30 | 1 | 6.5 | 16.68 | 29.29% | CAISO | CAISO | CAISO | Solar | Tehachapi | 1 | 2099-12-31 | 1 | 16.68
| 679 | SC55844 | SunE- Victorville |  | SCE | CA | San Bernardino | San Bernardino - Lucerne | Solar PV | Rooftop | New | 2016-12-05 | 2036-12-04 | 1 | 5 | 11.15 | 25.46% | CAISO | CAISO | CAISO | Solar | Kramer_Inyokern | 0.84 | 2099-12-31 | 0 | 9.366
| 680 | SC55845 | SunE- Elm Fontana |  | SCE | CA | San Bernardino | San Bernardino - Lucerne | Solar PV | Rooftop | New | 2016-12-05 | 2036-12-04 | 1 | 1.5 | 2.84 | 21.61% | CAISO | CAISO | CAISO | Solar | Kramer_Inyokern | 0.84 | 2099-12-31 | 0 | 2.3856
| 681 | SC55846 | SunE- Cherry Fontana |  | SCE | CA | San Bernardino | San Bernardino - Lucerne | Solar PV | Rooftop | New | 2016-12-05 | 2036-12-04 | 1 | 0.8 | 1.66 | 23.69% | CAISO | CAISO | CAISO | Solar | Kramer_Inyokern | 0.84 | 2099-12-31 | 0 | 1.3944
| 682 | SC55847 | SunE- Fontana |  | SCE | CA | San Bernardino | San Bernardino - Lucerne | Solar PV | Rooftop | New | 2016-12-05 | 2036-12-04 | 1 | 0.9 | 1.82 | 23.08% | CAISO | CAISO | CAISO | Solar | Kramer_Inyokern | 0.84 | 2099-12-31 | 0 | 1.5288
| 683 | SC55848 | SunE- Jurupa Ontario |  | SCE | CA | San Bernardino | San Bernardino - Lucerne | Solar PV | Rooftop | New | 2016-12-05 | 2036-12-04 | 1 | 1.2 | 2.24 | 21.31% | CAISO | CAISO | CAISO | Solar | Kramer_Inyokern | 0.84 | 2099-12-31 | 0 | 1.8816
| 684 | SC55855 | SunE- Santa Ana |  | SCE | CA | Orange | Orange County | Solar PV | Rooftop | New | 2016-12-05 | 2036-12-04 | 1 | 1.4 | 2.51 | 20.47% | CAISO | CAISO | CAISO | Solar | None | 0.84 | 2099-12-31 | 0 | 2.1084
| 685 | SC55856 | SunE- Cucamonga Ontario West |  | SCE | CA | San Bernardino | San Bernardino - Lucerne | Solar PV | Rooftop | New | 2016-12-05 | 2036-12-04 | 1 | 1.88 | 3.78 | 22.95% | CAISO | CAISO | CAISO | Solar | Kramer_Inyokern | 0.84 | 2099-12-31 | 0 | 3.1752
| 686 | SC55859 | Boomer Solar 2 |  | SCE | CA | San Bernardino | San Bernardino - Lucerne | Solar PV | Rooftop | New | 2016-12-05 | 2036-12-04 | 1 | 1 | 2.08 | 23.74% | CAISO | CAISO | CAISO | Solar | Kramer_Inyokern | 0.84 | 2099-12-31 | 0 | 1.7472
| 687 | SC55860 | Boomer Solar 6 |  | SCE | CA | Los Angeles | Los Angeles County (Partial) | Solar PV | Rooftop | New | 2016-12-05 | 2036-12-04 | 1 | 0.88 | 1.69 | 21.92% | CAISO | CAISO | CAISO | Solar | None | 0.84 | 2099-12-31 | 0 | 1.4196
| 688 | SC55861 | Boomer Solar 7 |  | SCE | CA | Los Angeles | Los Angeles County (Partial) | Solar PV | Rooftop | New | 2016-12-05 | 2036-12-04 | 1 | 1.2 | 2.31 | 21.97% | CAISO | CAISO | CAISO | Solar | None | 0.84 | 2099-12-31 | 0 | 1.9404
| 689 | SC55865 | Boomer Solar 12 |  | SCE | CA | San Bernardino | San Bernardino - Lucerne | Solar PV | Rooftop | New | 2016-12-05 | 2036-12-04 | 1 | 0.7 | 1.36 | 22.18% | CAISO | CAISO | CAISO | Solar | Kramer_Inyokern | 0.84 | 2099-12-31 | 0 | 1.1424
| 690 | SC55867 | Boomer Solar 15 |  | SCE | CA | Los Angeles | Los Angeles County (Partial) | Solar PV | Rooftop | New | 2016-12-05 | 2036-12-04 | 1 | 0.9 | 1.77 | 22.45% | CAISO | CAISO | CAISO | Solar | None | 0.84 | 2099-12-31 | 0 | 1.4868
| 691 | SC55869 | Boomer Solar 17 |  | SCE | CA | Los Angeles | Los Angeles County (Partial) | Solar PV | Rooftop | New | 2016-12-05 | 2036-12-04 | 1 | 0.88 | 1.68 | 21.79% | CAISO | CAISO | CAISO | Solar | None | 0.84 | 2099-12-31 | 0 | 1.4112
| 692 | SC55870 | Boomer Solar 18 |  | SCE | CA | Los Angeles | Los Angeles County (Partial) | Solar PV | Rooftop | New | 2016-12-05 | 2036-12-04 | 1 | 1.76 | 3.39 | 21.99% | CAISO | CAISO | CAISO | Solar | None | 0.84 | 2099-12-31 | 0 | 2.8476
| 693 | SC55871 | Boomer Solar 22 |  | SCE | CA | Los Angeles | Los Angeles County (Partial) | Solar PV | Rooftop | New | 2016-12-05 | 2036-12-04 | 1 | 0.56 | 1.12 | 22.83% | CAISO | CAISO | CAISO | Solar | None | 0.84 | 2099-12-31 | 0 | 0.9408
| 694 | SC55872 | SunE- Quarry Corona |  | SCE | CA | Riverside | Riverside County (Partial) | Solar PV | Rooftop | New | 2016-12-05 | 2036-12-04 | 1 | 1.75 | 3.38 | 22.05% | CAISO | CAISO | CAISO | Solar | None | 0.84 | 2099-12-31 | 0 | 2.8392
| 695 | SC55873 | SunE- Mission Pomona |  | SCE | CA | Los Angeles | Los Angeles County (Partial) | Solar PV | Rooftop | New | 2016-12-05 | 2099-12-31 | 1 | 3.5 | 6.98 | 22.77% | CAISO | CAISO | CAISO | Solar | None | 0.84 | 2099-12-31 | 0 | 5.8632
| 696 | SC55874 | Golden Springs Building F | DELAMO_2_SOLAR4 | SCE | CA | Los Angeles | Los Angeles County (Partial) | Solar PV | Rooftop | Existing | 2016-11-10 | 2099-12-31 | 1 | 1.32 | 2.77 | 23.96% | CAISO | CAISO | CAISO | Solar | None | 1 | 2099-12-31 | 0 | 2.77
| 697 | SC55875 | Golden Springs Building G | DELAMO_2_SOLAR3 | SCE | CA | Los Angeles | Los Angeles County (Partial) | Solar PV | Rooftop | Existing | 2016-11-10 | 2036-11-09 | 1 | 1.248 | 2.59 | 23.69% | CAISO | CAISO | CAISO | Solar | None | 1 | 2099-12-31 | 0 | 2.59
| 698 | SC55876 | Golden Springs Building L | DELAMO_2_SOLAR5 | SCE | CA | Los Angeles | Los Angeles County (Partial) | Solar PV | Rooftop | Existing | 2016-11-10 | 2036-11-09 | 1 | 1 | 1.84 | 21% | CAISO | CAISO | CAISO | Solar | None | 1 | 2099-12-31 | 0 | 1.84
| 699 | SC55877 | Freeway Springs | DELAMO_2_SOLAR6 | SCE | CA | Los Angeles | Los Angeles County (Partial) | Solar PV | Rooftop | Existing | 2016-11-10 | 2036-11-09 | 1 | 2 | 4.39 | 25.06% | CAISO | CAISO | CAISO | Solar | None | 1 | 2099-12-31 | 0 | 4.39
| 700 | SC55878 | Dulles | ETIWND_2_SOLAR5 | SCE | CA | Riverside | Riverside County (Partial) | Solar PV | Tracking - 20MW+ | Existing | 2016-10-07 | 2036-10-06 | 1 | 2 | 3.82 | 21.8% | CAISO | CAISO | CAISO | Solar | None | 1 | 2099-12-31 | 0 | 3.82
| 701 | SC65005 | Sunray Energy, Inc. | SEGS_1_SEGS2 | SCE | CA | San Bernardino | Victorville | Solar Thermal | No Storage | Existing | 1984-11-02 | 2015-12-31 | 1 | 13.8 | 6.685 | 5.53% | CAISO | CAISO | CAISO | Solar | Kramer_Inyokern | 1 | 2099-12-31 | 0 | 6.685
| 702 | SC65017 | Luz Solar Partners Ltd. III | KRAMER_1_SEGSR3 | SCE | CA | San Bernardino | Kramer | Solar Thermal | No Storage | Existing | 1986-12-18 | 2017-01-25 | 0 | 35 | 62.58 | 20.41% | CAISO | CAISO | CAISO | Solar | Kramer_Inyokern | 1 | 2017-01-25 | 0 | 62.58
| 703 | SC65018 | Luz Solar Partners Ltd. IV | KRAMER_1_SEGSR4 | SCE | CA | San Bernardino | Kramer | Solar Thermal | No Storage | Existing | 1986-12-23 | 2017-01-29 | 0 | 35 | 63.63 | 20.75% | CAISO | CAISO | CAISO | Solar | Kramer_Inyokern | 1 | 2017-01-29 | 0 | 63.63
| 704 | SC65019 | Luz Solar Partners Ltd. V | KRAMER_1_SEGS37 | SCE | CA | San Bernardino | Kramer | Solar Thermal | No Storage | Existing | 1987-09-29 | 2017-12-31 | 0 | 35 | 62.88 | 20.51% | CAISO | CAISO | CAISO | Solar | Kramer_Inyokern | 1 | 2017-12-31 | 1 | 62.88
| 705 | SC65020 | Luz Solar Partners Ltd. VI | KRAMER_1_SEGS37 | SCE | CA | San Bernardino | Kramer | Solar Thermal | No Storage | Existing | 1988-12-25 | 2019-02-20 | 1 | 35 | 58.98 | 19.24% | CAISO | CAISO | CAISO | Solar | Kramer_Inyokern | 1 | 2099-12-31 | 1 | 58.98
| 706 | SC65021 | Luz Solar Partners Ltd. VII | KRAMER_1_SEGS37 | SCE | CA | San Bernardino | Kramer | Solar Thermal | No Storage | Existing | 1988-12-29 | 2019-03-01 | 1 | 35 | 54.73 | 17.85% | CAISO | CAISO | CAISO | Solar | Kramer_Inyokern | 1 | 2099-12-31 | 1 | 54.73
| 707 | SC65050 | Luz Solar Partners Ltd. VIII | KRAMER_2_SEGS89 | SCE | CA | San Bernardino | Kramer | Solar Thermal | No Storage | Existing | 1989-12-29 | 2020-05-29 | 1 | 80 | 158.88 | 22.67% | CAISO | CAISO | CAISO | Solar | Kramer_Inyokern | 1 | 2099-12-31 | 1 | 158.88
| 708 | SC65051 | Luz Solar Partners Ltd. IX | KRAMER_2_SEGS89 | SCE | CA | San Bernardino | Kramer | Solar Thermal | No Storage | Existing | 1990-10-11 | 2021-04-17 | 1 | 80 | 170.04 | 24.26% | CAISO | CAISO | CAISO | Solar | Kramer_Inyokern | 1 | 2099-12-31 | 1 | 170.04
| 709 | SC65208 | Solar Partners I, LLC (Ivanpah) | IVANPA_1_UNIT2 | SCE | CA | San Bernardino | Mountain Pass | Solar Thermal | No Storage | Existing | 2014-01-31 | 2034-02-01 | 1 | 128 | 335.15 | 29.89% | CAISO | CAISO | CAISO | Solar | Mountain_Pass_El_Dorado | 1 | 2099-12-31 | 1 | 335.15
| 710 | SC76004 | FPL Energy Cabazon Wind, LLC | TRNSWD_1_QF | SCE | CA | Riverside | Palm Springs | Wind |  | Existing | 1984-12-03 | 2014-12-21 | 0 | 40 | 81.45 | 23.24% | CAISO | CAISO | CAISO | Wind | Riverside_East_Palm_Springs | 1 | 2014-12-21 | 1 | 81.45
| 711 | SC76012 | ON Wind Energy LLC | ANTLPE_2_QF | SCE | CA | Kern | Tehachapi | Wind |  | Existing | 1982-12-28 | 2017-04-18 | 1 | 2.4 | 0.96 | 4.566% | CAISO | CAISO | CAISO | Wind | Tehachapi | 1 | 2099-12-31 | 1 | 0.96
| 712 | SC76024 | Ridgetop Energy, LLC (I) | ENWIND_2_WIND2 | SCE | CA | Kern | Tehachapi | Wind |  | Existing | 1983-12-31 | 2015-03-24 | 1 | 65 | 145.32 | 25.52% | CAISO | CAISO | CAISO | Wind | Tehachapi | 1 | 2099-12-31 | 1 | 145.32
| 713 | SC76031 | EUI Management PH Inc. | DEVERS_1_QF | SCE | CA | Riverside | Palm Springs | Wind |  | Existing | 1985-12-31 | 2016-03-31 | 1 | 25.535 | 47.39 | 21.19% | CAISO | CAISO | CAISO | Wind | Riverside_East_Palm_Springs | 1 | 2099-12-31 | 1 | 47.39
| 714 | SC76037 | Tehachapi Power Purchase Contract Trust | ANTLPE_2_QF | SCE | CA | Kern | Tehachapi | Wind |  | Existing | 1986-12-15 | 2016-12-14 | 1 | 56 | 109.23 | 22.27% | CAISO | CAISO | CAISO | Wind | Tehachapi | 1 | 2099-12-31 | 1 | 109.23
| 715 | SC76040 | Wind Stream Operations, LLC (VG # 2) | NZWIND_6_WDSTR2 | SCE | CA | Kern | Tehachapi | Wind |  | Existing | 1984-09-01 | 2014-08-31 | 1 | 6.925 | 10.84 | 17.87% | CAISO | CAISO | CAISO | Wind | Tehachapi | 1 | 2099-12-31 | 1 | 10.84
| 716 | SC76041 | Wind Stream Operations, LLC (VG # 3) | NZWIND_6_WDSTR3 | SCE | CA | Kern | Tehachapi | Wind |  | Existing | 1984-12-01 | 2014-12-08 | 1 | 6.015 | 9.35 | 17.74% | CAISO | CAISO | CAISO | Wind | Tehachapi | 1 | 2099-12-31 | 1 | 9.35
| 717 | SC76042 | Wind Stream Operations, LLC (VG # 4) | NZWIND_6_WDSTR4 | SCE | CA | Kern | Tehachapi | Wind |  | Existing | 1985-10-17 | 2015-10-24 | 1 | 6.77 | 8.94 | 15.07% | CAISO | CAISO | CAISO | Wind | Tehachapi | 1 | 2099-12-31 | 1 | 8.94
| 718 | SC76043 | AES Tehachapi Wind, LLC 85-A | VINCNT_2_QF | SCE | CA | Kern | Tehachapi | Wind |  | Existing | 1985-11-13 | 2016-01-13 | 1 | 17 | 20.46 | 13.74% | CAISO | CAISO | CAISO | Wind | Tehachapi | 1 | 2099-12-31 | 1 | 20.46
| 719 | SC76044 | AES Tehachapi Wind, LLC 85-B | VINCNT_2_QF | SCE | CA | Kern | Tehachapi | Wind |  | Existing | 1985-11-13 | 2016-01-13 | 1 | 22.5 | 27.65 | 14.03% | CAISO | CAISO | CAISO | Wind | Tehachapi | 1 | 2099-12-31 | 1 | 27.65
| 720 | SC76051 | Section 20 Trust |  | SCE | CA | Riverside | Palm Springs | Wind |  | Existing | 1985-01-10 | 2015-01-09 | 1 | 13.51 | 40.11 | 33.89% | CAISO | CAISO | CAISO | Wind | Riverside_East_Palm_Springs | 1 | 2099-12-31 | 0 | 40.11
| 721 | SC76052 | NAWP Inc. (East Winds Proj) | GARNET_2_WIND5 | SCE | CA | Riverside | Palm Springs | Wind |  | Existing | 1985-01-07 | 2015-01-06 | 0 | 4.165 | 8.06 | 22.09% | CAISO | CAISO | CAISO | Wind | Riverside_East_Palm_Springs | 1 | 2015-01-06 | 1 | 8.06
| 722 | SC76053 | Difwind Farms Limited V | DEVERS_1_QF | SCE | CA | Riverside | Palm Springs | Wind |  | Existing | 1986-10-15 | 2016-10-14 | 1 | 7.9 | 14.46 | 20.89% | CAISO | CAISO | CAISO | Wind | Riverside_East_Palm_Springs | 1 | 2099-12-31 | 1 | 14.46
| 723 | SC76055 | Coram Energy, LLC | MIDWD_2_WIND2 | SCE | CA | Kern | Tehachapi | Wind |  | Existing | 1985-12-06 | 2015-12-05 | 1 | 3 | 11.36 | 43.23% | CAISO | CAISO | CAISO | Wind | Tehachapi | 1 | 2099-12-31 | 1 | 11.36
| 724 | SC76056 | Edom Hills Project 1, LLC | CAPWD_1_QF | SCE | CA | Riverside | Palm Springs | Wind |  | Existing | 1985-03-15 | 2015-03-14 | 0 | 20 | 43.93 | 25.07% | CAISO | CAISO | CAISO | Wind | Riverside_East_Palm_Springs | 1 | 2015-03-14 | 1 | 43.93
| 725 | SC76057 | Cameron Ridge LLC (III) | ENWIND_2_WIND1 | SCE | CA | Kern | Tehachapi | Wind |  | Existing | 1984-11-17 | 2014-11-16 | 1 | 47.12 | 137.69 | 33.36% | CAISO | CAISO | CAISO | Wind | Tehachapi | 1 | 2099-12-31 | 1 | 137.69
| 726 | SC76058 | San Gorgonio Westwinds II, LLC | GARNET_2_WIND4 | SCE | CA | Riverside | Palm Springs | Wind |  | Existing | 1985-11-24 | 2015-11-23 | 0 | 10 | 28.77 | 32.84% | CAISO | CAISO | CAISO | Wind | Riverside_East_Palm_Springs | 1 | 2015-11-23 | 1 | 28.77
| 727 | SC76061 | Western Wind Energy Corp (Windridge) |  | SCE | CA | Kern | Tehachapi | Wind |  | Existing | 1985-06-01 | 2015-05-31 | 1 | 4.5 | 1.38 | 3.501% | CAISO | CAISO | CAISO | Wind | Tehachapi | 1 | 2099-12-31 | 0 | 1.38
| 728 | SC76062 | Energy Development & Construction Corp Corporation | GARNET_2_WIND2 | SCE | CA | Riverside | Palm Springs | Wind |  | Existing | 1985-01-31 | 2015-07-31 | 0 | 11.655 | 34.75 | 34.04% | CAISO | CAISO | CAISO | Wind | Riverside_East_Palm_Springs | 1 | 2015-07-31 | 1 | 34.75
| 729 | SC76063 | Desert Winds I PPC Trust | VINCNT_2_QF | SCE | CA | Kern | Tehachapi | Wind |  | Existing | 1989-11-01 | 2019-10-31 | 1 | 48 | 76.28 | 18.14% | CAISO | CAISO | CAISO | Wind | Tehachapi | 1 | 2099-12-31 | 1 | 76.28
| 730 | SC76065 | Sky River Patnership (Wilderness I) | JAWBNE_2_SRWND | SCE | CA | Kern | Tehachapi | Wind |  | Existing | 1991-07-22 | 2021-07-21 | 1 | 36.775 | 81.71 | 25.36% | CAISO | CAISO | CAISO | Wind | Tehachapi | 1 | 2099-12-31 | 1 | 81.71
| 731 | SC76066 | Sky River Partnership (Wilderness II) | JAWBNE_2_SRWND | SCE | CA | Kern | Tehachapi | Wind |  | Existing | 1991-05-31 | 2021-05-30 | 1 | 19.8 | 43.4 | 25.02% | CAISO | CAISO | CAISO | Wind | Tehachapi | 1 | 2099-12-31 | 1 | 43.4
| 732 | SC76067 | Sky River Partnership (Wilderness III) | JAWBNE_2_SRWND | SCE | CA | Kern | Tehachapi | Wind |  | Existing | 1991-02-14 | 2021-02-13 | 1 | 20.925 | 44.13 | 24.07% | CAISO | CAISO | CAISO | Wind | Tehachapi | 1 | 2099-12-31 | 1 | 44.13
| 733 | SC76087 | Section 16-29 Trust (Altech III) | DEVERS_1_QF | SCE | CA | Riverside | Palm Springs | Wind |  | Existing | 1985-12-18 | 2015-12-17 | 1 | 32.874 | 76.95 | 26.72% | CAISO | CAISO | CAISO | Wind | Riverside_East_Palm_Springs | 1 | 2099-12-31 | 1 | 76.95
| 734 | SC76088 | Difwind Partners | ALTWD_1_QF | SCE | CA | Riverside | Palm Springs | Wind |  | Existing | 1985-12-18 | 2015-12-17 | 1 | 15.063 | 27.14 | 20.57% | CAISO | CAISO | CAISO | Wind | Riverside_East_Palm_Springs | 1 | 2099-12-31 | 1 | 27.14
| 735 | SC76089 | CTV Power Purchase Contract Trust | ANTLPE_2_QF | SCE | CA | Kern | Tehachapi | Wind |  | Existing | 1986-04-22 | 2016-04-21 | 1 | 14 | 30.88 | 25.18% | CAISO | CAISO | CAISO | Wind | Tehachapi | 1 | 2099-12-31 | 1 | 30.88
| 736 | SC76090 | Alta Mesa Pwr. Purch. Contract Trust |  | SCE | CA | Riverside | Palm Springs | Wind |  | Existing | 1988-12-31 | 2018-12-30 | 1 | 27 | 62.9 | 26.59% | CAISO | CAISO | CAISO | Wind | Riverside_East_Palm_Springs | 1 | 2099-12-31 | 0 | 62.9
| 737 | SC76091 | Cameron Ridge LLC (IV) |  | SCE | CA | Kern | Tehachapi | Wind |  | Existing | 1985-12-31 | 2015-12-30 | 0 | 12.76 | 36.66 | 32.8% | CAISO | CAISO | CAISO | Wind | Tehachapi | 1 | 2015-12-30 | 0 | 36.66
| 738 | SC76092 | Ridgetop Energy, LLC (II) | ANTLPE_2_QF | SCE | CA | Kern | Tehachapi | Wind |  | Existing | 1988-01-01 | 2018-09-11 | 1 | 28 | 80.65 | 32.88% | CAISO | CAISO | CAISO | Wind | Tehachapi | 1 | 2099-12-31 | 1 | 80.65
| 739 | SC76094 | Section 22 Trust (San Jacinto) | DEVERS_1_QF | SCE | CA | Riverside | Palm Springs | Wind |  | Existing | 1985-12-01 | 2015-11-30 | 1 | 18.95 | 42.18 | 25.41% | CAISO | CAISO | CAISO | Wind | Riverside_East_Palm_Springs | 1 | 2099-12-31 | 1 | 42.18
| 740 | SC76095 | Dutch Energy | DEVERS_1_QF | SCE | CA | Riverside | Palm Springs | Wind |  | Existing | 1990-04-13 | 2020-04-12 | 1 | 8 | 20.55 | 29.32% | CAISO | CAISO | CAISO | Wind | Riverside_East_Palm_Springs | 1 | 2099-12-31 | 1 | 20.55
| 741 | SC76096 | Westwind Trust | DEVERS_1_QF | SCE | CA | Riverside | Palm Springs | Wind |  | Existing | 1985-12-31 | 2016-12-31 | 1 | 22.5 | 25.24 | 12.81% | CAISO | CAISO | CAISO | Wind | Riverside_East_Palm_Springs | 1 | 2099-12-31 | 1 | 25.24
| 742 | SC76097 | Windland Inc. (Boxcar II) | MIDWD_2_WIND1 | SCE | CA | Kern | Tehachapi | Wind |  | Existing | 1985-12-27 | 2014-05-01 | 0 | 8 | 19.91 | 28.41% | CAISO | CAISO | CAISO | Wind | Tehachapi | 1 | 2014-05-01 | 1 | 19.91
| 743 | SC76102 | Victory Garden Phase IV Partner - 6102 | VINCNT_2_QF | SCE | CA | Kern | Tehachapi | Wind |  | Existing | 1990-03-17 | 2020-03-16 | 1 | 6.975 | 16.4 | 26.84% | CAISO | CAISO | CAISO | Wind | Tehachapi | 1 | 2099-12-31 | 1 | 16.4
| 744 | SC76103 | Victory Garden Phase IV Partner - 6103 | VINCNT_2_QF | SCE | CA | Kern | Tehachapi | Wind |  | Existing | 1990-01-02 | 2020-01-01 | 1 | 6.975 | 12.81 | 20.97% | CAISO | CAISO | CAISO | Wind | Tehachapi | 1 | 2099-12-31 | 1 | 12.81
| 745 | SC76104 | Victory Garden Phase IV Partner - 6104 | VINCNT_2_QF | SCE | CA | Kern | Tehachapi | Wind |  | Existing | 1990-04-11 | 2020-04-10 | 1 | 6.975 | 15.54 | 25.43% | CAISO | CAISO | CAISO | Wind | Tehachapi | 1 | 2099-12-31 | 1 | 15.54
| 746 | SC76105 | Terra-Gen 251 Wind, LLC (Monolith X) | VINCNT_2_QF | SCE | CA | Kern | Tehachapi | Wind |  | Existing | 1987-06-10 | 2017-06-09 | 1 | 5.31 | 9.82 | 21.11% | CAISO | CAISO | CAISO | Wind | Tehachapi | 1 | 2099-12-31 | 1 | 9.82
| 747 | SC76106 | Terra-Gen 251 Wind, LLC (Monolith XI) | VINCNT_2_QF | SCE | CA | Kern | Tehachapi | Wind |  | Existing | 1987-06-30 | 2017-06-29 | 1 | 4.99 | 8.21 | 18.78% | CAISO | CAISO | CAISO | Wind | Tehachapi | 1 | 2099-12-31 | 1 | 8.21
| 748 | SC76107 | Terra-Gen 251 Wind, LLC (Monolith XII) | VINCNT_2_QF | SCE | CA | Kern | Tehachapi | Wind |  | Existing | 1987-07-09 | 2017-07-08 | 1 | 6.72 | 10.15 | 17.24% | CAISO | CAISO | CAISO | Wind | Tehachapi | 1 | 2099-12-31 | 1 | 10.15
| 749 | SC76108 | Terra-Gen 251 Wind, LLC (Monolith XIII) | VINCNT_2_QF | SCE | CA | Kern | Tehachapi | Wind |  | Existing | 1987-06-30 | 2017-06-29 | 1 | 5.67 | 7.66 | 15.42% | CAISO | CAISO | CAISO | Wind | Tehachapi | 1 | 2099-12-31 | 1 | 7.66
| 750 | SC76111 | Wind Stream Operations, LLC (Northwind) | ANTLPE_2_QF | SCE | CA | Kern | Tehachapi | Wind |  | Existing | 1986-01-24 | 2016-01-24 | 1 | 6.445 | 8.65 | 15.32% | CAISO | CAISO | CAISO | Wind | Tehachapi | 1 | 2099-12-31 | 1 | 8.65
| 751 | SC76112 | SA | DEVERS_1_QF | SCE | CA | Riverside | Palm Springs | Wind |  | Existing | 1985-12-01 | 2016-03-31 | 1 | 19.265 | 36.31 | 21.52% | CAISO | CAISO | CAISO | Wind | Riverside_East_Palm_Springs | 1 | 2099-12-31 | 1 | 36.31
| 752 | SC76113 | Desert Winds II Pwr Purch Trst | VINCNT_2_QF | SCE | CA | Kern | Tehachapi | Wind |  | Existing | 1990-08-17 | 2020-08-16 | 1 | 75 | 201.9 | 30.73% | CAISO | CAISO | CAISO | Wind | Tehachapi | 1 | 2099-12-31 | 1 | 201.9
| 753 | SC76114 | Desert Wind III PPC Trust | VINCNT_2_QF | SCE | CA | Kern | Tehachapi | Wind |  | Existing | 1989-11-01 | 2019-10-31 | 1 | 40.5 | 74.46 | 20.99% | CAISO | CAISO | CAISO | Wind | Tehachapi | 1 | 2099-12-31 | 1 | 74.46
| 754 | SC76213 | BNY Western Trust Company |  | SCE | CA | Riverside | Palm Springs | Wind |  | Existing | 1986-12-22 | 2016-12-21 | 1 | 5.93 | 29.73 | 57.23% | CAISO | CAISO | CAISO | Wind | Riverside_East_Palm_Springs | 1 | 2099-12-31 | 0 | 29.73
| 755 | SC76234 | Oak Creek Energy Systems Inc. | ANTLPE_2_QF | SCE | CA | Kern | Tehachapi | Wind |  | Existing | 1986-02-10 | 2016-02-09 | 1 | 27.9 | 72.76 | 29.77% | CAISO | CAISO | CAISO | Wind | Tehachapi | 1 | 2099-12-31 | 1 | 72.76
| 756 | SC76304 | Mountain View Power Partners IV, LLC | BLAST_1_WIND | SCE | CA | Riverside | Palm Springs | Wind |  | Existing | 2012-02-23 | 2032-08-30 | 1 | 49 | 165 | 38.44% | CAISO | CAISO | CAISO | Wind | Riverside_East_Palm_Springs | 1 | 2099-12-31 | 1 | 165
| 757 | SC76305 | Dillon Wind LLC (A&R) | TIFFNY_1_DILLON | SCE | CA | Riverside | Palm Springs | Wind |  | Existing | 2008-03-15 | 2028-09-30 | 1 | 45 | 137.97 | 35% | CAISO | CAISO | CAISO | Wind | Riverside_East_Palm_Springs | 1 | 2099-12-31 | 1 | 137.97
| 758 | SC76307 | Windstar Energy, LLC | WNDSTR_2_WIND | SCE | CA | Kern | Tehachapi | Wind |  | Existing | 2012-01-27 | 2033-01-31 | 1 | 120 | 281.7216 | 26.8% | CAISO | CAISO | CAISO | Wind | Tehachapi | 1 | 2099-12-31 | 1 | 281.7216
| 759 | SC76314 | Alta Windpower I | ALTA4A_2_CPCW1 | SCE | CA | Kern | Tehachapi | Wind |  | Existing | 2010-11-01 | 2035-12-31 | 1 | 150 | 395.6938 | 30.11% | CAISO | CAISO | CAISO | Wind | Tehachapi | 1 | 2099-12-31 | 1 | 395.6938
| 760 | SC76315 | Alta Windpower II | ALTA4B_2_CPCW2 | SCE | CA | Kern | Tehachapi | Wind |  | Existing | 2010-11-01 | 2035-12-31 | 1 | 150 | 336.1938 | 25.59% | CAISO | CAISO | CAISO | Wind | Tehachapi | 1 | 2099-12-31 | 1 | 336.1938
| 761 | SC76316 | Alta Windpower III | ALTA4B_2_CPCW3 | SCE | CA | Kern | Tehachapi | Wind |  | Existing | 2010-12-22 | 2035-12-31 | 1 | 150 | 369.9268 | 28.15% | CAISO | CAISO | CAISO | Wind | Tehachapi | 1 | 2099-12-31 | 1 | 369.9268
| 762 | SC76317 | Alta Windpower IV | ALTA3A_2_CPCE4 | SCE | CA | Kern | Tehachapi | Wind |  | Existing | 2011-02-23 | 2035-12-31 | 1 | 102 | 239.9 | 26.85% | CAISO | CAISO | CAISO | Wind | Tehachapi | 1 | 2099-12-31 | 1 | 239.9
| 763 | SC76318 | Alta Windpower V | ALTA3A_2_CPCE5 | SCE | CA | Kern | Tehachapi | Wind |  | Existing | 2011-03-11 | 2035-12-31 | 1 | 168 | 394.4102 | 26.8% | CAISO | CAISO | CAISO | Wind | Tehachapi | 1 | 2099-12-31 | 1 | 394.4102
| 764 | SC76319 | Mustang Hills, LLC | ALTA4B_2_CPCW6 | SCE | CA | Kern | Tehachapi | Wind |  | Existing | 2011-11-15 | 2035-12-31 | 1 | 150 | 352.152 | 26.8% | CAISO | CAISO | CAISO | Wind | Tehachapi | 1 | 2099-12-31 | 1 | 352.152
| 765 | SC76320 | Pinyon Pines I | ALT6DN_2_WIND7 | SCE | CA | Kern | Tehachapi | Wind |  | Existing | 2013-01-01 | 2035-12-31 | 1 | 168 | 394.4102 | 26.8% | CAISO | CAISO | CAISO | Wind | Tehachapi | 1 | 2099-12-31 | 1 | 394.4102
| 766 | SC76321 | Alta Windpower VIII | ALTA3A_2_CPCE8 | SCE | CA | Kern | Tehachapi | Wind |  | Existing | 2011-11-16 | 2035-12-31 | 1 | 150 | 352.152 | 26.8% | CAISO | CAISO | CAISO | Wind | Tehachapi | 1 | 2099-12-31 | 1 | 352.152
| 767 | SC76322 | Pinyon Pines II | ALT6DS_2_WIND9 | SCE | CA | Kern | Tehachapi | Wind |  | Existing | 2013-01-01 | 2035-12-31 | 1 | 132 | 309.8938 | 26.8% | CAISO | CAISO | CAISO | Wind | Tehachapi | 1 | 2099-12-31 | 1 | 309.8938
| 768 | SC76323 | Alta Windpower X | ALTA6E_2_WIND10 | SCE | CA | Kern | Tehachapi | Wind |  | Existing | 2016-01-01 | 2038-12-31 | 1 | 138 | 323.9798 | 26.8% | CAISO | CAISO | CAISO | Wind | Tehachapi | 1 | 2099-12-31 | 1 | 323.9798
| 769 | SC76324 | Alta Windpower XI | ALTA6B_2_WIND11 | SCE | CA | Kern | Tehachapi | Wind |  | Existing | 2016-01-01 | 2038-12-31 | 1 | 90 | 211.2912 | 26.8% | CAISO | CAISO | CAISO | Wind | Tehachapi | 1 | 2099-12-31 | 1 | 211.2912
| 770 | SC76330 | N. Hurlburt Wind, LLC |  | SCE | OR | Snohomish | WA_SO | Wind |  | Existing | 2011-09-23 | 2032-09-22 | 1 | 265 | 567.121 | 24.43% | BPA | CAISO | NW | Wind | Pacific_Northwest | 1 | 2099-12-31 | 0 | 567.121
| 771 | SC76331 | S. Hurlburt Wind, LLC |  | SCE | OR | Snohomish | WA_SO | Wind |  | Existing | 2012-02-14 | 2033-02-13 | 1 | 290 | 599.0606 | 23.58% | BPA | CAISO | NW | Wind | Pacific_Northwest | 1 | 2099-12-31 | 0 | 599.0606
| 772 | SC76332 | Horseshoe Bend Wind, LLC |  | SCE | OR | Snohomish | WA_SO | Wind |  | Existing | 2012-03-28 | 2033-03-27 | 1 | 290 | 641.3762 | 25.25% | BPA | CAISO | NW | Wind | Pacific_Northwest | 1 | 2099-12-31 | 0 | 641.3762
| 773 | SC76333 | Mountain View Power Partners, LLC | MTWIND_1_UNIT 1 | SCE | CA | Riverside | Palm Springs | Wind |  | Existing | 2011-10-01 | 2021-09-30 | 1 | 66.6 | 219.9 | 37.69% | CAISO | CAISO | CAISO | Wind | Riverside_East_Palm_Springs | 1 | 2099-12-31 | 1 | 219.9
| 774 | SC76334 | Goshen Phase II, LLC |  | SCE | ID | Idaho Falls | ID_EA | Wind |  | Existing | 2010-09-29 | 2031-03-31 | 1 | 124.5 | 338 | 30.99% | PACE | CAISO | NW | Wind | Idaho | 1 | 2099-12-31 | 0 | 338
| 775 | SC76355 | Coram Energy LLC |  | SCE | CA | Kern | Tehachapi | Wind |  | New | 2015-12-31 | 2025-12-30 | 1 | 3 | 10.51 | 39.99% | CAISO | CAISO | CAISO | Wind | Tehachapi | 0.84 | 2099-12-31 | 0 | 8.8284
| 776 | SC76358 | San Gorgonio Westwinds II- Windustries, LLC (f/k/a 6058) | GARNET_2_WIND4 | SCE | CA | Riverside | Palm Springs | Wind |  | Existing | 2015-12-10 | 2030-12-09 | 1 | 9.8 | 28.33 | 33% | CAISO | CAISO | CAISO | Wind | Riverside_East_Palm_Springs | 1 | 2099-12-31 | 1 | 28.33
| 777 | SC76361 | Rising Tree Wind Farm III, LLC (f/k/a Alta XIII) | RTREE_2_WIND3 | SCE | CA | Kern | Tehachapi | Wind |  | Existing | 2019-01-01 | 2038-12-31 | 1 | 100 | 234.768 | 26.8% | CAISO | CAISO | CAISO | Wind | Tehachapi | 1 | 2099-12-31 | 1 | 234.768
| 778 | SC76362 | Rising Tree Wind Farm, LLC | RTREE_2_WIND1 | SCE | CA | Kern | Tehachapi | Wind |  | Existing | 2019-01-01 | 2038-12-31 | 1 | 80 | 245.28 | 35% | CAISO | CAISO | CAISO | Wind | Tehachapi | 1 | 2099-12-31 | 1 | 245.28
| 779 | SC76366 | Mogul Energy Partnership I |  | SCE | CA | Kern | Tehachapi | Wind |  | Existing | 2012-06-24 | 2019-06-23 | 1 | 4 | 9.67 | 27.6% | CAISO | CAISO | CAISO | Wind | Tehachapi | 1 | 2099-12-31 | 0 | 9.67
| 780 | SC76367 | Windland Refresh, LLC | MIDWD_6_WNDLND | SCE | CA | Kern | Tehachapi | Wind |  | Existing | 2014-05-01 | 2034-04-30 | 1 | 7.46 | 18.29 | 27.99% | CAISO | CAISO | CAISO | Wind | Tehachapi | 1 | 2099-12-31 | 1 | 18.29
| 781 | SC76391 | Cameron Ridge II, LLC (f/k/a 6091) | FLOWD_2_WIND1 | SCE | CA | Kern | Tehachapi | Wind |  | Existing | 2016-01-15 | 2031-01-14 | 1 | 11.9 | 35.44 | 34% | CAISO | CAISO | CAISO | Wind | Tehachapi | 1 | 2099-12-31 | 1 | 35.44
| 782 | SC76396 | Smoke Tree Wind, LLC |  | SCE | CA | Riverside | San Bernardino - Lucerne | Wind |  | Existing | 2016-06-27 | 2036-06-26 | 1 | 16 | 47.65 | 34% | CAISO | CAISO | CAISO | Wind | Kramer_Inyokern | 1 | 2099-12-31 | 0 | 47.65
| 783 | SC76397 | Windland Refresh 2, LLC (f/k/a 6097) | MIDWD_2_WIND1 | SCE | CA | Riverside | Palm Springs | Wind |  | Existing | 2015-12-02 | 2025-12-08 | 1 | 7.81 | 19.84 | 29% | CAISO | CAISO | CAISO | Wind | Riverside_East_Palm_Springs | 1 | 2099-12-31 | 1 | 19.84
| 784 | SD1000 | Otay Landfill I | OTAY_6_UNITB1 | SDG&E | CA | San Diego | San Diego South | Biogas | Distributed | Existing | 2009-05-01 | 2019-04-30 | 1 | 1.5 | 13.14 | 100% | CAISO | CAISO | CAISO | Biomass | Greater_Imperial | 1 | 2099-12-31 | 1 | 13.14
| 785 | SD1001 | Otay Landfill 2 | OTAY_6_UNITB1 | SDG&E | CA | San Diego | San Diego South | Biogas | Distributed | Existing | 2011-07-01 | 2031-06-30 | 1 | 1.5 | 13.14 | 100% | CAISO | CAISO | CAISO | Biomass | Greater_Imperial | 1 | 2099-12-31 | 1 | 13.14
| 786 | SD1004 | Sycamore Energy 1 LLC | CHILLS_1_SYCENG | SDG&E | CA | San Diego | San Diego South | Biogas | Distributed | Existing | 2011-05-16 | 2031-05-15 | 1 | 1.5 | 11.78 | 89.65% | CAISO | CAISO | CAISO | Biomass | Greater_Imperial | 1 | 2099-12-31 | 1 | 11.78
| 787 | SD1008 | Otay Landfill 3 | OTAY_7_UNITC1 | SDG&E | CA | San Diego | San Diego South | Biogas | Distributed | Existing | 2007-03-08 | 2017-03-07 | 1 | 3.8 | 22 | 66.09% | CAISO | CAISO | CAISO | Biomass | Greater_Imperial | 1 | 2099-12-31 | 1 | 22
| 788 | SD1009 | MM Prima Deshecha | CPSTNO_7_PRMADS | SDG&E | CA | Orange | San Diego North Central | Biogas | Distributed | Existing | 2007-10-01 | 2022-09-30 | 1 | 6.1 | 35 | 65.5% | CAISO | CAISO | CAISO | Biomass | Greater_Imperial | 1 | 2099-12-31 | 1 | 35
| 789 | SD1012 | San Marcos Energy | SMRCOS_6_LNDFIL | SDG&E | CA | San Diego | San Diego North Central | Biogas | Distributed | Existing | 2011-05-18 | 2031-05-17 | 1 | 1.5 | 12 | 91.32% | CAISO | CAISO | CAISO | Biomass | Greater_Imperial | 1 | 2099-12-31 | 1 | 12
| 790 | SD1013 | Otay Landfill V | OTAY_6_LNDFL5 | SDG&E | CA | San Diego | San Diego South | Biogas | Distributed | Existing | 2013-06-21 | 2033-06-20 | 1 | 1.5 | 12.48 | 94.98% | CAISO | CAISO | CAISO | Biomass | Greater_Imperial | 1 | 2099-12-31 | 1 | 12.48
| 791 | SD1014 | Otay Landfill VI | OTAY_6_LNDFL6 | SDG&E | CA | San Diego | San Diego South | Biogas | Distributed | Existing | 2013-06-21 | 2033-06-20 | 1 | 1.5 | 12.48 | 94.98% | CAISO | CAISO | CAISO | Biomass | Greater_Imperial | 1 | 2099-12-31 | 1 | 12.48
| 792 | SD1026 | MM San Diego-Miramar (RAM) | MSHGTS_6_MMARLF | SDG&E | CA | San Diego | San Diego North Central | Biogas | Distributed | Existing | 2013-05-20 | 2023-05-19 | 1 | 4.5 | 17.2 | 43.63% | CAISO | CAISO | CAISO | Biomass | Greater_Imperial | 1 | 2099-12-31 | 1 | 17.2
| 793 | SD1028 | Sycamore Energy 2 LLC | CHILLS_7_UNITA1 | SDG&E | CA | San Diego | San Diego South | Biogas | Distributed | Existing | 2014-03-30 | 2024-03-29 | 1 | 2.25 | 13.4 | 67.99% | CAISO | CAISO | CAISO | Biomass | Greater_Imperial | 1 | 2099-12-31 | 1 | 13.4
| 794 | SD2000 | Covanta Delano Inc (formerly AES Delano) | PANDOL_6_UNIT | SDG&E | CA | Kern | Westlands | Biomass | Large | Existing | 2008-01-01 | 2015-12-31 | 1 | 49 | 332.661 | 77.5% | CAISO | CAISO | CAISO | Biomass | Westlands | 1 | 2099-12-31 | 1 | 332.661
| 795 | SD2001 | Blue Lake Power | BLULKE_6_BLUELK | SDG&E | CA | Humboldt | Humboldt County | Biomass | Large | Existing | 2010-04-28 | 2015-05-21 | 1 | 11 | 90 | 93.4% | CAISO | CAISO | CAISO | Biomass | None | 1 | 2099-12-31 | 0 | 90
| 796 | SD3000 | Calpine Geysers |  | SDG&E | CA | Sonoma/Lake | Sonoma County | Geothermal |  | Existing | 2010-03-02 | 2015-12-31 | 1 | 13 | 9 | 7.903% | CAISO | CAISO | CAISO | Geothermal | None | 1 | 2099-12-31 | 0 | 9
| 797 | SD4000 | SDCWA - Rancho Penasquitos Hydro | CCRITA_7_RPPCHF | SDG&E | CA | San Diego | San Diego North Central | Hydro | Small | Existing | 2007-01-23 | 2017-01-22 | 1 | 4.5 | 20 | 50.74% | CAISO | CAISO | CAISO | Small_Hydro | Greater_Imperial | 1 | 2099-12-31 | 1 | 20
| 798 | SD4001 | City of San Diego - Point Loma | CBRLLO_6_PLSTP1 | SDG&E | CA | San Diego | San Diego South | Biogas | Distributed | Existing | 2008-01-01 | 2016-12-31 | 1 | 4.8 | 22 | 52.32% | CAISO | CAISO | CAISO | Biomass | Greater_Imperial | 1 | 2099-12-31 | 1 | 22
| 799 | SD4002 | Rugraw Inc. (Lassen Lodge Hydro) |  | SDG&E | CA | Tehama | Sacramento River Valley | Hydro | Small | New | 2016-06-23 | 2036-06-22 | 1 | 5 | 21.7 | 49.54% | CAISO | CAISO | CAISO | Small_Hydro | Northern_California | 0.84 | 2099-12-31 | 0 | 18.228
| 800 | SD4005 | Badger Filtration Plant | MSSION_2_QF | SDG&E | CA | San Diego | San Diego North Central | Hydro | Small | Existing | 1987-07-01 | 2017-06-30 | 1 | 1.49 | 1 | 7.661% | CAISO | CAISO | CAISO | Small_Hydro | Greater_Imperial | 1 | 2099-12-31 | 1 | 1
| 801 | SD4006 | Olivenhain Municipal Water District |  | SDG&E | CA | San Diego | San Diego North Central | Hydro | Small | Existing | 2013-10-01 | 2033-09-30 | 1 | 0.45 | 1.5 | 38.05% | CAISO | CAISO | CAISO | Small_Hydro | Greater_Imperial | 1 | 2099-12-31 | 0 | 1.5
| 802 | SD4007 | City of Oceanside - San Francisco Peak Hydro Plant |  | SDG&E | CA | San Diego | San Diego North Central | Hydro | Small | Existing | 1985-12-15 | 2099-12-31 | 1 | 0.35 | 0.4 | 13.05% | CAISO | CAISO | CAISO | Small_Hydro | Greater_Imperial | 1 | 2099-12-31 | 0 | 0.4
| 803 | SD4008 | City of Escondido - Bear Valley |  | SDG&E | CA | San Diego | San Diego North Central | Hydro | Small | Existing | 1994-04-13 | 2099-12-31 | 1 | 1.5 | 19.71 | 150% | CAISO | CAISO | CAISO | Small_Hydro | Greater_Imperial | 1 | 2099-12-31 | 0 | 19.71
| 804 | SD5001 | Centinela Solar Energy Facility (Centinela I) | CNTNLA_2_SOLAR1 | SDG&E | CA | Imperial | Imperial South | Solar PV | Tracking - 20MW+ | Existing | 2014-08-01 | 2034-07-31 | 1 | 125 | 270 | 24.66% | CAISO | CAISO | CAISO | Solar | Greater_Imperial | 1 | 2099-12-31 | 1 | 270
| 805 | SD5002 | Centinela Solar Energy Facility Expansion (Centinela II) | CNTNLA_2_SOLAR2 | SDG&E | CA | Imperial | Imperial South | Solar PV | Tracking - 20MW+ | Existing | 2014-08-15 | 2034-08-14 | 1 | 45 | 137.196 | 34.8% | CAISO | CAISO | CAISO | Solar | Greater_Imperial | 1 | 2099-12-31 | 1 | 137.196
| 806 | SD5003 | CSolar IV South - Imperial Solar Energy Center-South | CSLR4S_2_SOLAR | SDG&E | CA | Imperial | Imperial South | Solar PV | Fixed Tilt - 20MW+ | Existing | 2013-11-01 | 2038-10-31 | 1 | 130 | 273 | 23.97% | CAISO | CAISO | CAISO | Solar | Greater_Imperial | 1 | 2099-12-31 | 1 | 273
| 807 | SD5004 | CSolar IV West - Imperial Solar Energy Center-West | IVWEST_2_SOLAR1 | SDG&E | CA | Imperial | Imperial South | Solar PV | Tracking - 20MW+ | Existing | 2016-07-04 | 2041-07-03 | 1 | 150 | 356 | 27.09% | CAISO | CAISO | CAISO | Solar | Greater_Imperial | 1 | 2099-12-31 | 1 | 356
| 808 | SD5005 | NRG Solar Borrego | BREGGO_6_SOLAR | SDG&E | CA | San Diego | San Diego North Central | Solar PV | Tracking - 20MW+ | Existing | 2013-02-12 | 2038-02-11 | 1 | 26 | 59 | 25.9% | CAISO | CAISO | CAISO | Solar | Greater_Imperial | 1 | 2099-12-31 | 1 | 59
| 809 | SD5008 | Desert Green Solar Farm | BREGGO_6_DEGRSL | SDG&E | CA | San Diego | San Diego South | Solar PV | Tracking - 20MW+ | Existing | 2014-11-26 | 2039-11-25 | 1 | 6.3 | 13.3 | 24.1% | CAISO | CAISO | CAISO | Solar | Greater_Imperial | 1 | 2099-12-31 | 1 | 13.3
| 810 | SD5016 | Campo Verde Solar | CPVERD_2_SOLAR | SDG&E | CA | Imperial | Imperial South | Solar PV | Fixed Tilt - 20MW+ | Existing | 2013-10-25 | 2033-10-24 | 1 | 139 | 368.7021 | 30.28% | CAISO | CAISO | CAISO | Solar | Greater_Imperial | 1 | 2099-12-31 | 1 | 368.7021
| 811 | SD5026 | Sol Orchard 20 - Ramona 1 | CRELMN_6_RAMON1 | SDG&E | CA | San Diego | San Diego North Central | Solar PV | Tracking - 20MW+ | Existing | 2013-12-31 | 2038-12-30 | 1 | 2 | 1.8 | 10.27% | CAISO | CAISO | CAISO | Solar | Greater_Imperial | 1 | 2099-12-31 | 1 | 1.8
| 812 | SD5027 | Sol Orchard 21 - Ramona 2 | CRELMN_6_RAMON2 | SDG&E | CA | San Diego | San Diego North Central | Solar PV | Tracking - 20MW+ | Existing | 2013-12-31 | 2038-12-30 | 1 | 5 | 1.8 | 4.11% | CAISO | CAISO | CAISO | Solar | Greater_Imperial | 1 | 2099-12-31 | 1 | 1.8
| 813 | SD5028 | Sol Orchard 22 - Valley Center 1 |  | SDG&E | CA | San Diego | San Diego North Central | Solar PV | Tracking - 20MW+ | Existing | 2013-12-31 | 2038-12-30 | 1 | 2.5 | 1.7 | 7.763% | CAISO | CAISO | CAISO | Solar | Greater_Imperial | 1 | 2099-12-31 | 0 | 1.7
| 814 | SD5029 | Sol Orchard 23 - Valley Center 2 | VLCNTR_6_VCSLR2 | SDG&E | CA | San Diego | San Diego North Central | Solar PV | Tracking - 20MW+ | Existing | 2013-12-31 | 2038-12-30 | 1 | 5 | 1.7 | 3.881% | CAISO | CAISO | CAISO | Solar | Greater_Imperial | 1 | 2099-12-31 | 1 | 1.7
| 815 | SD5031 | Tierra del Sol Solar Farm |  | SDG&E | CA | Imperial | Imperial South | Solar PV | Tracking - 20MW+ | New | 2016-06-28 | 2041-06-27 | 1 | 45 | 113 | 28.67% | CAISO | CAISO | CAISO | Solar | Greater_Imperial | 0.84 | 2099-12-31 | 0 | 94.92
| 816 | SD5032 | Arlington Valley Solar Energy II - AVS II | ARLVAL_5_SOLAR | SDG&E | AZ | Maricopa | AZ_WE | Solar PV | Tracking - 20MW+ | Existing | 2013-11-05 | 2038-11-04 | 1 | 127 | 359.9019 | 32.35% | APS | CAISO | SW | Solar | Arizona | 1 | 2099-12-31 | 0 | 359.9019
| 817 | SD5033 | Catalina Solar | CATLNA_2_SOLAR | SDG&E | CA | Kern | Tehachapi | Solar PV | Fixed Tilt - 20MW+ | Existing | 2013-11-27 | 2038-11-26 | 1 | 109.4 | 253.5 | 26.45% | CAISO | CAISO | CAISO | Solar | Tehachapi | 1 | 2099-12-31 | 1 | 253.5
| 818 | SD5034 | SG2 Imperial Valley | ALHMBR_1_ALHSLR | SDG&E | CA | Imperial | Imperial South | Solar PV | Tracking - 20MW+ | Existing | 2014-11-25 | 2039-11-24 | 1 | 50 | 141.9652 | 32.41% | CAISO | CAISO | CAISO | Solar | Greater_Imperial | 1 | 2099-12-31 | 0 | 141.9652
| 819 | SD5034 | SG2 Imperial Valley | ARKANS_1_ARKSLR | SDG&E | CA | Imperial | Imperial South | Solar PV | Tracking - 20MW+ | Existing | 2014-11-25 | 2039-11-24 | 1 | 50 | 141.9652 | 32.41% | CAISO | CAISO | CAISO | Solar | Greater_Imperial | 1 | 2099-12-31 | 0 | 141.9652
| 820 | SD5034 | SG2 Imperial Valley | SNORA_2_SNRSLR | SDG&E | CA | Imperial | Imperial South | Solar PV | Tracking - 20MW+ | Existing | 2014-11-25 | 2039-11-24 | 1 | 50 | 141.9652 | 32.41% | CAISO | CAISO | CAISO | Solar | Greater_Imperial | 1 | 2099-12-31 | 0 | 141.9652
| 821 | SD5037 | Imperial Valley Solar 1, LLC - Silver Ridge Mt. Signal | IVSLRP_2_SOLAR1 | SDG&E | CA | Imperial | Imperial South | Solar PV | Tracking - 20MW+ | Existing | 2013-10-10 | 2038-10-09 | 1 | 200 | 495.274 | 28.27% | CAISO | CAISO | CAISO | Solar | Greater_Imperial | 1 | 2099-12-31 | 1 | 495.274
| 822 | SD5040 | SDG&E Solar Energy Project |  | SDG&E | CA | San Diego | San Diego County (Partial) | Solar PV | Fixed Tilt - 20MW+ | New | 2016-09-30 | 2041-09-29 | 1 | 17 | 30 | 20.15% | CAISO | CAISO | CAISO | Solar | None | 0.84 | 2099-12-31 | 0 | 25.2
| 823 | SD5048 | Cascade Solar | DEVERS_1_SOLAR | SDG&E | CA | San Bernardino | San Bernardino - Baker | Solar PV | Tracking - 20MW+ | Existing | 2013-12-24 | 2033-12-23 | 1 | 18.4 | 55 | 34.12% | CAISO | CAISO | CAISO | Solar | Southern_California_Desert | 1 | 2099-12-31 | 1 | 55
| 824 | SD5049 | 70SM1 8ME, LLC (Gestamp Calipatria) | CALPSS_6_SOLAR1 | SDG&E | CA | Imperial | Imperial North | Solar PV | Tracking - 20MW+ | Existing | 2016-02-21 | 2036-02-20 | 1 | 20 | 48 | 27.4% | CAISO | CAISO | CAISO | Solar | Greater_Imperial | 1 | 2099-12-31 | 0 | 48
| 825 | SD5050 | TallBear Seville | ANZA_6_SOLAR1 | SDG&E | CA | Imperial | Imperial North | Solar PV | Tracking - 20MW+ | Existing | 2016-02-21 | 2036-02-20 | 1 | 20 | 59 | 33.68% | IID | CAISO | IID | Solar | Greater_Imperial | 1 | 2099-12-31 | 0 | 59
| 826 | SD5052 | Maricopa West | MARCPW_6_SOLAR1 | SDG&E | CA | Kern | Inyokern | Solar PV | Tracking - 20MW+ | Existing | 2015-12-17 | 2030-12-16 | 1 | 20 | 57.55 | 32.85% | CAISO | CAISO | CAISO | Solar | Kramer_Inyokern | 1 | 2099-12-31 | 1 | 57.55
| 827 | SD5053 | Buckman Springs PV 1 |  | SDG&E | CA | San Diego | San Diego South | Solar PV | Rooftop | New | 2014-11-22 | 2034-11-21 | 1 | 1.5 | 3.348 | 25.48% | CAISO | CAISO | CAISO | Solar | Greater_Imperial | 0.84 | 2099-12-31 | 0 | 2.8123
| 828 | SD5054 | Buckman Springs PV 2 |  | SDG&E | CA | San Diego | San Diego South | Solar PV | Fixed Tilt - 20MW+ | New | 2014-11-22 | 2034-11-21 | 1 | 1.5 | 3.35 | 25.49% | CAISO | CAISO | CAISO | Solar | Greater_Imperial | 0.84 | 2099-12-31 | 0 | 2.814
| 829 | SD5055 | Viejas Blvd PV 1 |  | SDG&E | CA | San Diego | San Diego South | Solar PV | Fixed Tilt - 20MW+ | New | 2014-11-22 | 2034-11-21 | 1 | 1.5 | 3.349 | 25.49% | CAISO | CAISO | CAISO | Solar | Greater_Imperial | 0.84 | 2099-12-31 | 0 | 2.8132
| 830 | SD5056 | Calico Ranch Solar Project |  | SDG&E | CA | San Diego | San Diego South | Solar PV | Fixed Tilt - 20MW+ | New | 2014-12-07 | 2034-12-06 | 1 | 1 | 2.3289 | 26.59% | CAISO | CAISO | CAISO | Solar | Greater_Imperial | 0.84 | 2099-12-31 | 0 | 1.9563
| 831 | SD5058 | Sun Edison Victorville Solar |  | SDG&E | CA | San Bernardino | Victorville | Solar PV | Tracking - 20MW+ | New | 2015-11-30 | 2035-11-29 | 1 | 10 | 27.32 | 31.19% | CAISO | CAISO | CAISO | Solar | Kramer_Inyokern | 0.84 | 2099-12-31 | 0 | 22.9488
| 832 | SD5063 | SEPV Boulevard 2 |  | SDG&E | CA | San Diego | San Diego South | Solar PV | Tracking - 20MW+ | New | 2016-05-15 | 2036-05-14 | 1 | 2.9 | 9.274 | 36.51% | CAISO | CAISO | CAISO | Solar | Greater_Imperial | 0.84 | 2099-12-31 | 0 | 7.7902
| 833 | SD5064 | NLP Granger A82, LLC | LILIAC_6_SOLAR | SDG&E | CA | San Diego | San Diego North Central | Solar PV | Rooftop | Existing | 2016-09-21 | 2036-09-20 | 1 | 3 | 8.45 | 32.15% | CAISO | CAISO | CAISO | Solar | Greater_Imperial | 1 | 2099-12-31 | 0 | 8.45
| 834 | SD7000 | Oasis Power | VINCNT_2_WESTWD | SDG&E | CA | Kern | Tehachapi | Wind |  | Existing | 2004-12-25 | 2019-12-24 | 1 | 60 | 173 | 32.91% | CAISO | CAISO | CAISO | Wind | Tehachapi | 1 | 2099-12-31 | 1 | 173
| 835 | SD7001 | Iberdrola - Mountain Wind | MTWIND_1_UNIT 3 | SDG&E | CA | Riverside | Palm Springs | Wind |  | Existing | 2003-12-15 | 2018-12-14 | 1 | 22.8 | 81.5 | 40.81% | CAISO | CAISO | CAISO | Wind | Riverside_East_Palm_Springs | 1 | 2099-12-31 | 1 | 81.5
| 836 | SD7002 | Iberdrola - Phoenix West | PWEST_1_UNIT | SDG&E | CA | Riverside | Palm Springs | Wind |  | Existing | 2003-12-15 | 2018-12-14 | 1 | 2.1 | 7.5 | 40.77% | CAISO | CAISO | CAISO | Wind | Riverside_East_Palm_Springs | 1 | 2099-12-31 | 1 | 7.5
| 837 | SD7003 | FPL Energy Green Power Wind | GARNET_1_UNITS | SDG&E | CA | Riverside | Palm Springs | Wind |  | Existing | 2004-06-28 | 2018-12-31 | 1 | 16.5 | 36 | 24.91% | CAISO | CAISO | CAISO | Wind | Riverside_East_Palm_Springs | 1 | 2099-12-31 | 1 | 36
| 838 | SD7004 | Kumeyaay Wind Energy Facility | CRSTWD_6_KUMYAY | SDG&E | CA | San Diego | San Diego South | Wind |  | Existing | 2006-03-21 | 2025-12-31 | 1 | 50 | 134.32 | 30.67% | CAISO | CAISO | CAISO | Wind | Greater_Imperial | 1 | 2099-12-31 | 1 | 134.32
| 839 | SD7005 | NaturEner Glacier 1 |  | SDG&E | MT | Toole | MT_NW | Wind |  | Existing | 2008-12-29 | 2023-12-28 | 1 | 106.5 | 325 | 34.84% | AESO | CAISO | Other | Wind | - | 1 | 2099-12-31 | 0 | 325
| 840 | SD7006 | NaturEner Glacier 2 |  | SDG&E | MT | Toole | MT_NW | Wind |  | Existing | 2009-10-16 | 2024-10-15 | 1 | 103.5 | 310 | 34.19% | AESO | CAISO | Other | Wind | - | 1 | 2099-12-31 | 0 | 310
| 841 | SD7007 | NaturEner Rim Rock |  | SDG&E | MT | Glacier | MT_NW | Wind |  | Existing | 2013-10-15 | 2033-10-14 | 1 | 189 | 645 | 38.96% | AESO | CAISO | Other | Wind | - | 1 | 2099-12-31 | 0 | 645
| 842 | SD7014 | Pacific Wind Project | ROSMDW_2_WIND1 | SDG&E | CA | Kern | Tehachapi | Wind |  | Existing | 2012-08-16 | 2032-08-15 | 1 | 140 | 350.3349 | 28.57% | CAISO | CAISO | CAISO | Wind | Tehachapi | 1 | 2099-12-31 | 1 | 350.3349
| 843 | SD7015 | Coram Energy | MIDWD_7_CORAMB | SDG&E | CA | Kern | Tehachapi | Wind |  | Existing | 2011-03-01 | 2026-02-28 | 1 | 7.5 | 27 | 41.1% | CAISO | CAISO | CAISO | Wind | Tehachapi | 1 | 2099-12-31 | 1 | 27
| 844 | SD7016 | Ocotillo Express Wind Project | OCTILO_5_WIND | SDG&E | CA | Imperial | Imperial South | Wind |  | Existing | 2013-07-30 | 2033-07-29 | 1 | 265 | 789.2764 | 34% | CAISO | CAISO | CAISO | Wind | Greater_Imperial | 1 | 2099-12-31 | 1 | 789.2764
| 845 | SD7017 | Energia Sierra Juarez | ENERSJ_2_WIND | SDG&E | BJ | N/A | San Diego South | Wind |  | Existing | 2015-06-05 | 2035-06-04 | 1 | 155.1 | 400 | 29.44% | CAISO | CAISO | CAISO | Wind | Greater_Imperial | 1 | 2099-12-31 | 1 | 400
| 846 | SD7019 | Iberdrola - Manzana | MANZNA_2_WIND | SDG&E | CA | Kern | Tehachapi | Wind |  | Existing | 2012-12-31 | 2032-12-30 | 1 | 100 | 260 | 29.68% | CAISO | CAISO | CAISO | Wind | Tehachapi | 1 | 2099-12-31 | 1 | 260
| 847 | SD7029 | Oak Creek Wind - Zephyr | OAKWD_6_ZEPHWD | SDG&E | CA | Kern | Tehachapi | Wind |  | Existing | 2014-01-26 | 2024-01-25 | 1 | 3.5 | 6.8 | 22.18% | CAISO | CAISO | CAISO | Wind | Tehachapi | 1 | 2099-12-31 | 1 | 6.8
| 848 | SD7030 | San Gorgonio | GARNET_2_WIND1 | SDG&E | CA | Riverside | Palm Springs | Wind |  | Existing | 2015-01-20 | 2025-01-19 | 1 | 11.2 | 32.38 | 33% | CAISO | CAISO | CAISO | Wind | Riverside_East_Palm_Springs | 1 | 2099-12-31 | 1 | 32.38
| 849 | PG50033 | AT&T Park Solar Arrays |  | PG&E | CA | San Francisco | San Francisco County | Solar PV | Fixed Tilt - 20MW+ | Existing | 2007-08-28 | 2007-08-27 | 1 | 0.07 | 0 | 0% | CAISO | CAISO | CAISO | Solar | None | 1 | 2099-12-31 | 0 | 0
| 850 | PG50034 | SF Service Center Solar Array 1 |  | PG&E | CA | San Francisco | San Francisco County | Solar PV | Fixed Tilt - 20MW+ | Existing | 2007-06-11 | 2007-06-10 | 1 | 0.11 | 0 | 0% | CAISO | CAISO | CAISO | Solar | None | 1 | 2099-12-31 | 0 | 0
| 851 | SC55659 | Victor Mesa Linda B2 LLC |  | SCE | CA | San Bernardino | Victorville | Solar PV | Fixed Tilt - 20MW+ | Existing | 2014-11-15 | 2034-04-01 | 1 | 1.5 | 3.97 | 30.21% | CAISO | CAISO | CAISO | Solar | Kramer_Inyokern | 1 | 2099-12-31 | 0 | 3.97
| 852 | SD4062 | OCI Solar Lakeside |  | SDG&E | CA | San Diego | San Diego South | Solar PV | Tracking - 20MW+ | New | 2016-03-28 | 2036-03-27 | 1 | 2 | 5.4 | 30.82% | CAISO | CAISO | CAISO | Solar | Greater_Imperial | 0.84 | 2099-12-31 | 0 | 4.536
| 853 | SD4064 | SEPV Boulevard 2 |  | SDG&E | CA | San Diego | San Diego South | Solar PV | Tracking - 20MW+ | New | 2016-05-15 | 2036-05-14 | 1 | 2.9 | 9.274 | 36.51% | CAISO | CAISO | CAISO | Solar | Greater_Imperial | 0.84 | 2099-12-31 | 0 | 7.7902
| 854 | SC55762 | Central Antelope Dry Ranch B, LLC |  | SCE | CA | Los Angeles | Tehachapi | Solar PV | Fixed Tilt - 20MW+ | New | 2017-03-31 | 2037-04-01 | 1 | 3 | 8.063 | 30.68% | CAISO | CAISO | CAISO | Solar | Tehachapi | 0.84 | 2099-12-31 | 0 | 6.7729
| 855 | PG50061 | Aspiration Solar G LLC (1) (PV 3 RFO) |  | PG&E | CA | Fresno | Westlands | Solar PV | Tracking - 20MW+ | New | 2017-02-28 | 2037-04-13 | 1 | 9 | 23.28 | 29.53% | CAISO | CAISO | CAISO | Solar | Westlands | 0.84 | 2099-12-31 | 0 | 19.5552
| 856 | PG50059 | CED Corcoran Solar 3, LLC (PV 3 RFO) | FRESHW_1_SOLAR1 | PG&E | CA | Kings | Westlands | Solar PV | Tracking - 20MW+ | Existing | 2016-12-01 | 2037-01-14 | 1 | 20 | 49.23 | 28.1% | CAISO | CAISO | CAISO | Solar | Westlands | 1 | 2099-12-31 | 1 | 49.23
| 857 | PG50060 | Westside Solar, LLC (1) (PV 3 RFO) | PAIGES_6_SOLAR | PG&E | CA | Fresno | Westlands | Solar PV | Tracking - 20MW+ | Existing | 2017-02-10 | 2037-03-26 | 1 | 20 | 55.25 | 31.54% | CAISO | CAISO | CAISO | Solar | Westlands | 1 | 2099-12-31 | 0 | 55.25
| 858 | SD5065 | NLP Valley Center Solar, LLC | VLCNTR_6_VCSLR | SDG&E | CA | San Diego | San Diego North Central | Solar PV | Tracking - 20MW+ | Existing | 2016-10-01 | 2036-09-30 | 1 | 2.33 | 6.755 | 33.1% | CAISO | CAISO | CAISO | Solar | Greater_Imperial | 1 | 2099-12-31 | 0 | 6.755
| 859 | SC76452 | Yavi Energy (f/k/a 6052) | GARNET_2_WIND5 | SCE | CA | Riverside | Palm Springs | Wind |  | Existing | 2016-03-01 | 2031-03-01 | 1 | 3 | 5.6 | 21.31% | CAISO | CAISO | CAISO | Wind | Riverside_East_Palm_Springs | 1 | 2099-12-31 | 1 | 5.6
| 860 | SC65817 | Luz Solar Partners Ltd, III (SEGS III) (f/k/a 5017) | KRAMER_1_SEGSR3 | SCE | CA | San Bernardino | Kramer | Solar Thermal | No Storage | Existing | 2017-03-01 | 2027-02-28 | 1 | 30 | 68.33 | 26% | CAISO | CAISO | CAISO | Solar | Kramer_Inyokern | 1 | 2099-12-31 | 0 | 68.33
| 861 | SC65818 | Luz Solar Partners Ltd, IV (SEGS IV) (f/k/a 5018) | KRAMER_1_SEGSR4 | SCE | CA | San Bernardino | Kramer | Solar Thermal | No Storage | Existing | 2017-03-01 | 2027-02-28 | 1 | 30 | 68.33 | 26% | CAISO | CAISO | CAISO | Solar | Kramer_Inyokern | 1 | 2099-12-31 | 0 | 68.33
| 862 | SC65819 | Luz Solar Partners Ltd, V (SEGS V) (f/k/a 5019) | KRAMER_1_SEGS37 | SCE | CA | San Bernardino | Kramer | Solar Thermal | No Storage | Existing | 2018-02-01 | 2028-01-31 | 1 | 30 | 68.33 | 26% | CAISO | CAISO | CAISO | Solar | Kramer_Inyokern | 1 | 2099-12-31 | 1 | 68.33
| 863 | SC55885 | Blythe Solar II, LLC | DRACKR_2_SOLAR2 | SCE | CA | Riverside | Riverside East | Solar PV | Tracking - 20MW+ | Existing | 2016-11-01 | 2036-10-31 | 1 | 131.2 | 385.128 | 33.51% | CAISO | CAISO | CAISO | Solar | Riverside_East_Palm_Springs | 1 | 2099-12-31 | 1 | 385.128
| 864 | SC76368 | Broadview Energy KW, LLC |  | SCE | NM | Curry | NM_EA | Wind |  | New | 2016-12-01 | 2036-11-30 | 1 | 142.6 | 602.1 | 48.2% | PNM | CAISO | SW | Wind | New_Mexico | 0.84 | 2099-12-31 | 0 | 505.764
| 865 | SC76379 | Broadview Energy JN, LLC |  | SCE | NM | Curry | NM_EA | Wind |  | New | 2016-12-01 | 2036-11-30 | 1 | 181.7 | 767.2 | 48.2% | PNM | CAISO | SW | Wind | New_Mexico | 0.84 | 2099-12-31 | 0 | 644.448
| 866 | SC55888 | RE Garland, LLC | GARLND_2_GASLR | SCE | CA | Kern | Tehachapi | Solar PV | Tracking - 20MW+ | Existing | 2016-11-01 | 2031-10-31 | 1 | 186.96 | 574.15 | 35.06% | CAISO | CAISO | CAISO | Solar | Tehachapi | 1 | 2099-12-31 | 1 | 574.15
| 867 | SC76462 | Energy Development & Const. Corp. (f/k/a 6062) |  | SCE | CA | Riverside | Palm Springs | Wind |  | Existing | 2015-08-01 | 2099-12-31 | 1 | 11.7 | 33.8224 | 33% | CAISO | CAISO | CAISO | Wind | Riverside_East_Palm_Springs | 1 | 2099-12-31 | 0 | 33.8224
| 868 | SC55880 | Mesquite Solar 2 |  | SCE | AZ | Maricopa | AZ_WE | Solar PV | Tracking - 20MW+ | New | 2017-01-01 | 2036-12-31 | 1 | 100.815 | 301.7 | 34.16% | CAISO | CAISO | CAISO | Solar | Arizona | 0.84 | 2099-12-31 | 0 | 253.428
| 869 | SC44213 | TKO Power Inc. (South Bear Creek) | TKOPWR_6_HYDRO | SCE | CA | Shasta | Round Mountain - B | Hydro | Small | Existing | 2016-05-04 | 2031-05-03 | 1 | 2.834 | 9.728 | 39.18% | CAISO | CAISO | CAISO | Small_Hydro | Northern_California | 1 | 2099-12-31 | 1 | 9.728
| 870 | SC33118 | Geysers Power Company, LLC |  | SCE | CA | Sonoma/Lake | Sonoma County | Geothermal |  | Existing | 2018-01-01 | 2027-12-31 | 1 | 50 | 438 | 100% | CAISO | CAISO | CAISO | Geothermal | None | 1 | 2099-12-31 | 0 | 438
| 871 | SC76372 | Tule Wind |  | SCE | CA | San Diego | San Diego South | Wind |  | New | 2017-09-30 | 2033-02-01 | 1 | 132 | 380.892 | 32.94% | CAISO | CAISO | CAISO | Wind | Greater_Imperial | 0.84 | 2099-12-31 | 0 | 319.9493
| 872 | PG40139 | Goose Valley Hydro (SB32) |  | PG&E | CA | Shasta | Round Mountain - B | Hydro | Small | Existing | 2015-11-11 | 2035-11-10 | 1 | 0.28 | 0.79471 | 32.4% | CAISO | CAISO | CAISO | Small_Hydro | Northern_California | 1 | 2099-12-31 | 0 | 0.79471
| 873 | PG40140 | Lassen Station Hydro (SB32) | BUCKCK_2_HYDRO | PG&E | CA | Butte | Sacramento River Valley | Hydro | Small | Existing | 2016-06-09 | 2036-06-08 | 1 | 0.995 | 3.42 | 39.24% | CAISO | CAISO | CAISO | Small_Hydro | Northern_California | 1 | 2099-12-31 | 1 | 3.42
| 874 | PG40135 | Solano Irrigation District (SID)(ID/WA) | MONTPH_7_UNIT 1 | PG&E | CA | Napa | Solano | Hydro | Small | Existing | 1981-09-01 | 2030-12-31 | 1 | 11.9 | 32.82 | 31.48% | CAISO | CAISO | CAISO | Small_Hydro | Solano | 1 | 2099-12-31 | 0 | 32.82
| 875 | PG40138 | Indian Valley Hydro (PURPA) | INDVLY_1_UNITS | PG&E | CA | Lake | Sacramento River Valley | Hydro | Small | Existing | 2015-05-01 | 2015-07-31 | 0 | 3 | 13.1188 | 49.92% | CAISO | CAISO | CAISO | Small_Hydro | Northern_California | 1 | 2015-07-31 | 1 | 13.1188
| 876 | PG50063 | Oak Leaf Solar X (SB32) |  | PG&E | CA | Kings | Westlands | Solar PV | Tracking - 20MW+ | New | 2016-12-15 | 2036-12-14 | 1 | 3 | 7.7659 | 29.55% | CAISO | CAISO | CAISO | Solar | Westlands | 0.84 | 2099-12-31 | 0 | 6.5234
| 877 | PG50062 | Merced 2 - (SB32) |  | PG&E | CA | Merced | Los Banos | Solar PV | Fixed Tilt - 20MW+ | New | 2016-12-01 | 2036-11-30 | 1 | 1.5 | 3.466 | 26.38% | CAISO | CAISO | CAISO | Solar | Central_Valley_North_Los_Banos | 0.84 | 2099-12-31 | 0 | 2.9114
| 878 | SC76456 | Edom Hills Project 1, LLC | CAPWD_1_QF | SCE | CA | Riverside | Palm Springs | Wind |  | Existing | 2015-10-01 | 2022-10-31 | 1 | 19.55 | 45.97 | 26.84% | CAISO | CAISO | CAISO | Wind | Riverside_East_Palm_Springs | 1 | 2099-12-31 | 1 | 45.97
| 879 | SC55814 | North Rosamond Solar, LLC |  | SCE | CA | Kern | Tehachapi | Solar PV | Fixed Tilt - 20MW+ | New | 2019-01-01 | 2033-12-31 | 1 | 160 | 488 | 34.82% | CAISO | CAISO | CAISO | Solar | Tehachapi | 0.84 | 2099-12-31 | 0 | 409.92
| 880 | SC55882 | Sun Streams, LLC |  | SCE | AZ | Maricopa | AZ_WE | Solar PV | Fixed Tilt - 20MW+ | New | 2020-01-01 | 2034-12-31 | 1 | 160 | 467 | 33.32% | CAISO | CAISO | CAISO | Solar | Arizona | 0.84 | 2099-12-31 | 0 | 392.28
| 881 | SC55883 | Willow Springs Solar, LLC |  | SCE | CA | Kern | Tehachapi | Solar PV | Fixed Tilt - 20MW+ | New | 2019-01-01 | 2033-12-31 | 1 | 108 | 330 | 34.88% | CAISO | CAISO | CAISO | Solar | Tehachapi | 0.84 | 2099-12-31 | 0 | 277.2
| 882 | SC55884 | Sunshine Valley Solar, LLC |  | SCE | NV | Nye | NV_SW | Solar PV | Fixed Tilt - 20MW+ | New | 2020-01-01 | 2034-12-31 | 1 | 104 | 302 | 33.15% | CAISO | CAISO | CAISO | Solar | Southern_Nevada | 0.84 | 2099-12-31 | 0 | 253.68
| 883 | SC55886 | Valentine Solar, LLC |  | SCE | CA | Kern | Tehachapi | Solar PV | Tracking - 20MW+ | New | 2019-12-01 | 2034-12-31 | 1 | 111.2 | 328 | 33.67% | CAISO | CAISO | CAISO | Solar | Tehachapi | 0.84 | 2099-12-31 | 0 | 275.52
| 884 | SC55889 | Blythe Solar III, LLC |  | SCE | CA | Riverside | Riverside East | Solar PV | Tracking - 20MW+ | New | 2020-06-01 | 2040-05-31 | 1 | 136.8 | 385 | 32.13% | CAISO | CAISO | CAISO | Solar | Riverside_East_Palm_Springs | 0.84 | 2099-12-31 | 0 | 323.4
| 885 | PG2047 | Central Valley Ag Power |  | PG&E | CA | Stanislaus | Unknown | Biomass | Large | Existing | 2014-03-11 | 2015-10-21 | 1 | 1.5 | 11.2 | 85.24% | CAISO | CAISO | CAISO | Biomass | - | 1 | 2099-12-31 | 0 | 11.2
| 886 | SC55579 | Summer Solar E2, LLC |  | SCE | CA | Los Angeles | NonCREZ | Solar PV | Fixed Tilt - 20MW+ | Existing | 2014-04-30 | 2033-11-01 | 1 | 1.5 | 3.97 | 30.21% | CAISO | CAISO | CAISO | Solar | - | 1 | 2099-12-31 | 0 | 3.97
| 887 | SC55581 | Summer Solar F2, LLC |  | SCE | CA | Los Angeles | NonCREZ | Solar PV | Fixed Tilt - 20MW+ | Existing | 2014-04-30 | 2033-11-01 | 1 | 1.5 | 3.97 | 30.21% | CAISO | CAISO | CAISO | Solar | - | 1 | 2099-12-31 | 0 | 3.97
| 888 | SC55582 | Summer Solar G2, LLC |  | SCE | CA | Los Angeles | NonCREZ | Solar PV | Fixed Tilt - 20MW+ | Existing | 2014-04-30 | 2033-11-01 | 1 | 1.5 | 3.97 | 30.21% | CAISO | CAISO | CAISO | Solar | - | 1 | 2099-12-31 | 0 | 3.97
| 889 | SC55583 | Summer Solar H2, LLC |  | SCE | CA | Los Angeles | NonCREZ | Solar PV | Fixed Tilt - 20MW+ | Existing | 2014-04-30 | 2033-11-01 | 1 | 1.5 | 3.97 | 30.21% | CAISO | CAISO | CAISO | Solar | - | 1 | 2099-12-31 | 0 | 3.97
| 890 | SC55219 | Mirasol Murrieta 1 |  | SCE | CA | Riverside | NonCREZ | Solar PV | Rooftop | New | 2016-11-30 | 2036-11-29 | 1 | 1 | 1.96 | 22.37% | CAISO | CAISO | CAISO | Solar | - | 0.84 | 2099-12-31 | 0 | 1.6464
| 891 | SC55220 | Mirasol Pomona 1 |  | SCE | CA | Los Angeles | NonCREZ | Solar PV | Rooftop | New | 2016-11-30 | 2036-11-29 | 1 | 0.5 | 0.88 | 20.09% | CAISO | CAISO | CAISO | Solar | - | 0.84 | 2099-12-31 | 0 | 0.7392
| 892 | SC44352 | Calleguas MWD - Unit 3 (Santa Rosa) |  | SCE | CA | Ventura | NonCREZ | Hydro | Small | Existing | 2016-07-01 | 2036-06-30 | 1 | 0.25 | 0.75 | 34.25% | CAISO | CAISO | CAISO | Small_Hydro | - | 1 | 2099-12-31 | 0 | 0.75
| 893 | PG50064 | 2126 Lovell (SB32) |  | PG&E | CA | Glenn | Unknown | Solar PV | Fixed Tilt - 20MW+ | New | 2016-06-15 | 2036-06-15 | 1 | 0.833 | 2.029 | 27.81% | CAISO | CAISO | CAISO | Solar | - | 0.84 | 2099-12-31 | 0 | 1.7044
| 894 | SD5066 | Del Sur Elementary School |  | SDG&E | CA | San Diego | San Diego North Central | Solar PV | Fixed Tilt - 20MW+ | Existing | 2008-09-05 | 2018-09-04 | 1 | 0.041 | 0.08 | 22.27% | CAISO | CAISO | CAISO | Solar | Greater_Imperial | 1 | 2099-12-31 | 0 | 0.08
| 895 | SD5067 | Fairfield Grossmont Trolley |  | SDG&E | CA | San Diego | San Diego North Central | Solar PV | Fixed Tilt - 20MW+ | Existing | 2010-04-27 | 2020-04-26 | 1 | 0.0647 | 0.097 | 17.11% | CAISO | CAISO | CAISO | Solar | Greater_Imperial | 1 | 2099-12-31 | 0 | 0.097
| 896 | SD5068 | Hunter Industries |  | SDG&E | CA | San Diego | San Diego North Central | Solar PV | Fixed Tilt - 20MW+ | Existing | 2007-12-04 | 2017-12-03 | 1 | 0.102 | 0.174 | 19.47% | CAISO | CAISO | CAISO | Solar | Greater_Imperial | 1 | 2099-12-31 | 0 | 0.174
| 897 | SD5069 | Innovative Cold Storage Enterprises (ICE) |  | SDG&E | CA | San Diego | San Diego North Central | Solar PV | Fixed Tilt - 20MW+ | Existing | 2008-12-09 | 2018-12-08 | 1 | 0.504 | 0.798 | 18.07% | CAISO | CAISO | CAISO | Solar | Greater_Imperial | 1 | 2099-12-31 | 0 | 0.798
| 898 | SD5070 | Ladera Ranch I |  | SDG&E | CA | San Diego | San Diego North Central | Solar PV | Fixed Tilt - 20MW+ | Existing | 2007-07-24 | 2017-07-23 | 1 | 0.05 | 0.071 | 16.21% | CAISO | CAISO | CAISO | Solar | Greater_Imperial | 1 | 2099-12-31 | 0 | 0.071
| 899 | SD5071 | Pacific Station |  | SDG&E | CA | San Diego | San Diego North Central | Solar PV | Fixed Tilt - 20MW+ | Existing | 2012-05-16 | 2022-05-15 | 1 | 0.10922 | 0.119 | 12.44% | CAISO | CAISO | CAISO | Solar | Greater_Imperial | 1 | 2099-12-31 | 0 | 0.119
| 900 | SD5072 | Sanford-Burnhan Medical Research Institute I |  | SDG&E | CA | San Diego | San Diego North Central | Solar PV | Fixed Tilt - 20MW+ | Existing | 2011-01-28 | 2021-01-27 | 1 | 0.2002 | 0.397 | 22.64% | CAISO | CAISO | CAISO | Solar | Greater_Imperial | 1 | 2099-12-31 | 0 | 0.397
| 901 | SD5073 | SDCCD - Skills Center |  | SDG&E | CA | San Diego | San Diego North Central | Solar PV | Fixed Tilt - 20MW+ | Existing | 2009-07-08 | 2019-07-07 | 1 | 0.056 | 0.094 | 19.16% | CAISO | CAISO | CAISO | Solar | Greater_Imperial | 1 | 2099-12-31 | 0 | 0.094
| 902 | SD5074 | Towers at Bressi Ranch |  | SDG&E | CA | San Diego | San Diego North Central | Solar PV | Fixed Tilt - 20MW+ | Existing | 2008-02-28 | 2018-02-27 | 1 | 0.08 | 0.13 | 18.55% | CAISO | CAISO | CAISO | Solar | Greater_Imperial | 1 | 2099-12-31 | 0 | 0.13
| 903 | SD5075 | Wilco Investments |  | SDG&E | CA | San Diego | San Diego North Central | Solar PV | Fixed Tilt - 20MW+ | Existing | 2010-05-27 | 2020-05-26 | 1 | 0.3843 | 0.584 | 17.35% | CAISO | CAISO | CAISO | Solar | Greater_Imperial | 1 | 2099-12-31 | 0 | 0.584
| 904 | SD5076 | X-nth |  | SDG&E | CA | San Diego | San Diego North Central | Solar PV | Fixed Tilt - 20MW+ | Existing | 2004-06-25 | 2019-06-24 | 1 | 0.04 | 0.068 | 19.41% | CAISO | CAISO | CAISO | Solar | Greater_Imperial | 1 | 2099-12-31 | 0 | 0.068
| 905 | SC76369 | El Cabo Wind, LLC |  | SCE | NM | Torrance | NonCREZ | Wind |  | New | 2017-09-01 | 2037-08-31 | 1 | 298 | 1245.199 | 47.7% | PNM | CAISO | SW | Wind | - | 0.84 | 2099-12-31 | 0 | 1045.9671
| 906 | SC76380 | Voyager Wind I, LLC |  | SCE | CA | Kern | NonCREZ | Wind |  | New | 2019-01-01 | 2033-12-31 | 1 | 132 | 439.4016 | 38% | CAISO | CAISO | CAISO | Wind | - | 0.84 | 2099-12-31 | 0 | 369.0973
| 907 | SD5079 | Pala (SDG&E Solar Energy Project) |  | SDG&E | CA | San Diego | NonCREZ | Solar PV | Fixed Tilt - 20MW+ | New | 2016-09-30 | 2041-09-29 | 1 | 2 | 4.2 | 23.97% | CAISO | CAISO | CAISO | Solar | - | 0.84 | 2099-12-31 | 0 | 3.528
| 908 | SD5078 | Amylin Pharmaceuticals |  | SDG&E | CA | San Diego | San Diego North Central | Solar PV | Fixed Tilt - 20MW+ | Existing | 2010-10-01 | 2015-05-31 | 1 | 0.2 | 0.382 | 21.8% | CAISO | CAISO | CAISO | Solar | Greater_Imperial | 1 | 2099-12-31 | 0 | 0.382
| 909 | SC55245 | RE: Walker Pass |  | SCE | CA | Kern | TBD | Solar PV | Tracking - 20MW+ | New | 2018-03-31 | 2038-03-30 | 1 | 20 | 732 | 417.8% | CAISO | CAISO | CAISO | Solar | - | 0.84 | 2099-12-31 | 0 | 614.88
| 910 | SC11238 | Sonoma County Landfill LFGTE Project | SNMALF_6_UNITS | SCE | CA | Sonoma | Unknown | Biogas | Distributed | Existing | 2016-09-01 | 2026-08-31 | 1 | 5 | 35 | 79.91% | CAISO | CAISO | CAISO | Biomass | - | 1 | 2099-12-31 | 1 | 35
| 911 | SC55222 | SunE (Bell Tustin) |  | SCE | CA | Orange | NonCREZ | Solar PV | Rooftop | New | 2016-12-01 | 2036-11-30 | 1 | 1.131 | 2.33 | 23.52% | CAISO | CAISO | CAISO | Solar | - | 0.84 | 2099-12-31 | 0 | 1.9572
| 912 | SC55246 | RE: Tranquility 8 |  | SCE | CA | Fresno | Westlands | Solar PV | Tracking - 20MW+ | Existing | 2017-12-31 | 2037-12-30 | 1 | 200 | 557.2 | 31.8% | CAISO | CAISO | CAISO | Solar | Westlands | 1 | 2099-12-31 | 0 | 557.2
| 913 | SD5077 | Midway Solar Farm III |  | SDG&E | CA | Imperial | Imperial South | Solar PV | Fixed Tilt - 20MW+ | New | 2017-12-01 | 2037-11-30 | 1 | 20 | 61.072 | 34.86% | CAISO | CAISO | CAISO | Solar | Greater_Imperial | 0.84 | 2099-12-31 | 0 | 51.3005
| 914 | SC55223 | SunE (Red Hill) |  | SCE | CA | Orange | NonCREZ | Solar PV | Rooftop | New | 2016-12-01 | 2036-11-30 | 1 | 1.036 | 1.99 | 21.93% | CAISO | CAISO | CAISO | Solar | - | 0.84 | 2099-12-31 | 0 | 1.6716
| 915 | SC55405 | SUNRAY SEGS I |  | SCE | CA | San Bernardino | Unknown | Solar PV | Tracking - 20MW+ | New | 2017-06-15 | 2037-06-14 | 1 | 13.8 | 41 | 33.92% | CAISO | CAISO | CAISO | Solar | - | 0.84 | 2099-12-31 | 0 | 34.44
| 916 | SC55226 | Caliente Springs, LLC |  | SCE | CA | Riverside | NonCREZ | Solar PV | Fixed Tilt - 20MW+ | New | 2016-12-01 | 2016-11-30 | 1 | 0.928 | 1.95 | 23.99% | CAISO | CAISO | CAISO | Solar | - | 0.84 | 2099-12-31 | 0 | 1.638
| 917 | PG50082 | 2235 Leong |  | PG&E | CA | Butte | Unknown | Solar PV | Fixed Tilt - 20MW+ | New | 2018-02-12 | 2038-02-11 | 1 | 1.75 | 4.093 | 26.7% | CAISO | CAISO | CAISO | Solar | - | 0.84 | 2099-12-31 | 0 | 3.4381
| 918 | PG50080 | 2207 Ritchie |  | PG&E | CA | Shasta | Unknown | Solar PV | Fixed Tilt - 20MW+ | New | 2018-02-12 | 2038-02-11 | 1 | 0.333 | 0.777 | 26.64% | CAISO | CAISO | CAISO | Solar | - | 0.84 | 2099-12-31 | 0 | 0.65268
| 919 | SC44316 | Walnut Valley Water District |  | SCE | CA | Los Angeles | NonCREZ | Hydro | Small | Existing | 2016-08-04 | 2036-07-30 | 1 | 0.125 | 0.65 | 59.36% | CAISO | CAISO | CAISO | Small_Hydro | - | 1 | 2099-12-31 | 0 | 0.65
| 920 | SC55251 | Milestone Wildomar, LLC |  | SCE | CA | Riverside | Unknown | Solar PV | Rooftop | New | 2017-12-01 | 2037-11-30 | 1 | 1.224 | 2.109 | 19.67% | CAISO | CAISO | CAISO | Solar | - | 0.84 | 2099-12-31 | 0 | 1.7716
| 921 | PG80007 | Hydro Partners (Clover Creek) | CLOVER_2_UNIT | PG&E | CA | Shasta | Unknown | Hydro | Small | Existing | 2016-04-01 | 2018-03-31 | 1 | 0.999 | 7.5 | 85.7% | CAISO | CAISO | CAISO | Small_Hydro | - | 1 | 2099-12-31 | 1 | 7.5
| 922 | PG50068 | Bayshore Solar A |  | PG&E | CA | Los Angeles | Tehachapi | Solar PV | Tracking - 20MW+ | New | 2017-08-31 | 2037-10-14 | 1 | 20 | 57.0178 | 32.54% | CAISO | CAISO | CAISO | Solar | Tehachapi | 0.84 | 2099-12-31 | 0 | 47.895
| 923 | PG40142 | Rock Creek Hydro | PLACVL_1_RCKCRE | PG&E | CA | El Dorado | Unknown | Hydro | Small | Existing | 2016-05-01 | 2016-10-26 | 0 | 2.796 | 6.324 | 25.82% | CAISO | CAISO | CAISO | Small_Hydro | - | 1 | 2016-10-26 | 1 | 6.324
| 924 | PG50070 | Bayshore Solar C |  | PG&E | CA | Los Angeles | Tehachapi | Solar PV | Tracking - 20MW+ | New | 2017-08-31 | 2037-10-14 | 1 | 20 | 57.0178 | 32.54% | CAISO | CAISO | CAISO | Solar | Tehachapi | 0.84 | 2099-12-31 | 0 | 47.895
| 925 | PG50069 | Bayshore Solar B |  | PG&E | CA | Los Angeles | Tehachapi | Solar PV | Tracking - 20MW+ | New | 2017-08-31 | 2037-10-14 | 1 | 20 | 57.0178 | 32.54% | CAISO | CAISO | CAISO | Solar | Tehachapi | 0.84 | 2099-12-31 | 0 | 47.895
| 926 | PG50072 | San Joaquin 1A |  | PG&E | CA | Fresno | Westlands | Solar PV | Tracking - 20MW+ | New | 2018-04-18 | 2038-06-01 | 1 | 20 | 49.7939 | 28.42% | CAISO | CAISO | CAISO | Solar | Westlands | 0.84 | 2099-12-31 | 0 | 41.8269
| 927 | PG50078 | Java Solar |  | PG&E | CA | Kings | NonCREZ | Solar PV | Tracking - 20MW+ | New | 2018-04-18 | 2028-06-01 | 1 | 13.5 | 35.9384 | 30.39% | CAISO | CAISO | CAISO | Solar | - | 0.84 | 2099-12-31 | 0 | 30.1883
| 928 | PG50083 | Madera 1 |  | PG&E | CA | Madera | Unknown | Solar PV | Fixed Tilt - 20MW+ | New | 2017-01-31 | 2037-01-30 | 1 | 1.5 | 3.9293 | 29.9% | CAISO | CAISO | CAISO | Solar | - | 0.84 | 2099-12-31 | 0 | 3.3006
| 929 | PG80008 | Indian Valley Hydro 4 | INDVLY_1_UNITS | PG&E | CA | Lake | Unknown | Hydro | Small | Existing | 2016-06-01 | 2016-10-31 | 1 | 2.9 | 3 | 11.81% | CAISO | CAISO | CAISO | Small_Hydro | - | 1 | 2099-12-31 | 1 | 3
| 930 | SC55519 | One Ten Partners, LLC |  | SCE | CA | Los Angeles | Tehachapi | Solar PV | Tracking - 20MW+ | New | 2016-12-15 | 2036-12-31 | 1 | 2 | 6.252 | 35.68% | CAISO | CAISO | CAISO | Solar | Tehachapi | 0.84 | 2099-12-31 | 0 | 5.2517
| 931 | SC55747 | AVS Phase 2 |  | SCE | CA | Los Angeles | NonCREZ | Solar PV | Tracking - 20MW+ | New | 2018-04-11 | 2038-04-10 | 1 | 3 | 7.685 | 29.24% | CAISO | CAISO | CAISO | Solar | - | 0.84 | 2099-12-31 | 0 | 6.4554
| 932 | SC55262 | Antelope DSR 3, LLC |  | SCE | CA | Los Angeles | NonCREZ | Solar PV | Tracking - 20MW+ | New | 2019-06-20 | 2039-06-19 | 1 | 20 | 56 | 31.96% | CAISO | CAISO | CAISO | Solar | - | 0.84 | 2099-12-31 | 0 | 47.04
| 933 | SC55261 | Windhub Solar A Solar Project |  | SCE | CA | Kern | NonCREZ | Solar PV | Tracking - 20MW+ | New | 2019-07-20 | 2034-07-19 | 1 | 20 | 51 | 29.11% | CAISO | CAISO | CAISO | Solar | - | 0.84 | 2099-12-31 | 0 | 42.84
| 934 | SC44226 | Desert Water Agency (Snow Creek) |  | SCE | CA | Riverside | NonCREZ | Hydro | Small | New | 2018-02-02 | 2018-02-01 | 1 | 0 | 2.29 | 0% | CAISO | CAISO | CAISO | Small_Hydro | - | 0.84 | 2099-12-31 | 0 | 1.9236
| 935 | SC55258 | Green Beanworks C, LLC |  | SCE | CA | Los Angeles | NonCREZ | Solar PV | Fixed Tilt - 20MW+ | New | 2018-06-01 | 2018-05-31 | 1 | 0 | 8.9 | 0% | CAISO | CAISO | CAISO | Solar | - | 0.84 | 2099-12-31 | 0 | 7.476
| 936 | SC55263 | American Kings Solar, LLC |  | SCE | CA | Kings | NonCREZ | Solar PV | Fixed Tilt - 20MW+ | New | 2020-12-01 | 2035-11-30 | 1 | 128 | 348 | 31.04% | CAISO | CAISO | CAISO | Solar | - | 0.84 | 2099-12-31 | 0 | 292.32
| 937 | PG80009 | Mini Hydro |  | PG&E | CA | Yuba | Unknown | Hydro | Small | Existing | 2016-09-30 | 2031-09-29 | 1 | 0.15 | 1.1826 | 90% | CAISO | CAISO | CAISO | Small_Hydro | - | 1 | 2099-12-31 | 0 | 1.1826
| 938 | SC76496 | Smoke Tree Wind, LLC |  | SCE | CA | Riverside | N/A | Wind |  | New | 2017-01-01 | 2017-12-31 | 1 | 0 | 12.73 | 0% | CAISO | CAISO | CAISO | Wind | None | 0.84 | 2099-12-31 | 0 | 10.6932
| 939 | 3PH-60107A | Marina Landfill Gas (Monterey Regional Waste Management Dst) | CSTRVL_7_PL1X2 | 3Phase | CA |  |  | Biomass |  | Existing | 2012-03-01 | 2015-02-28 | 1 | 5.08 | 28.492 | 64.03% | CAISO | CAISO | CAISO | Biomass | - | 1 | 2099-12-31 | 1 | 28.492
| 940 | 3PH-60370A | Mesa Wind Power Corporation | PANSEA_1_PANARO | 3Phase | CA |  |  | Wind |  | Existing | 2013-12-31 | 2099-12-31 | 1 | 29.9 | 5.0297 | 1.92% | CAISO | CAISO | CAISO | Wind | - | 1 | 2099-12-31 | 1 | 5.0297
| 941 | ALW-2011-1 | High Winds | BRDSLD_2_HIWIND | ALW | CA |  |  | Wind |  | Existing | 2003-09-01 | 2028-12-31 | 1 | 5.994 | 12.1885 | 23.21% | CAISO | CAISO | CAISO | Wind | - | 1 | 2099-12-31 | 1 | 12.1885
| 942 | ALW-2011-2 | Garnet Wind Energy Center | GARNET_1_WIND | ALW | CA |  |  | Wind |  | Existing | 2009-06-02 | 2035-12-31 | 1 | 6.5 | 20.0718 | 35.25% | CAISO | CAISO | CAISO | Wind | - | 1 | 2099-12-31 | 1 | 20.0718
| 943 | ALW-2011-3 | Perris | VALLEY_5_PERRIS | ALW | CA |  |  | Hydro |  | Existing | 2008-11-01 | 2023-12-31 | 1 | 1.7277 | 3.7588 | 24.83% | CAISO | CAISO | CAISO | Small_Hydro | - | 1 | 2099-12-31 | 1 | 3.7588
| 944 | ALW-2011-3 | Valley View | VALLEY_5_PERRIS | ALW | CA |  |  | Hydro |  | Existing | 2008-11-01 | 2023-12-31 | 1 | 0.89216 | 1.7369 | 22.22% | CAISO | CAISO | CAISO | Small_Hydro | - | 1 | 2099-12-31 | 1 | 1.7369
| 945 | ALW-2011-3 | Coyote Creek | VALLEY_5_PERRIS | ALW | CA |  |  | Hydro |  | Existing | 2008-11-01 | 2023-12-31 | 1 | 0.68109 | 1.6509 | 27.67% | CAISO | CAISO | CAISO | Small_Hydro | - | 1 | 2099-12-31 | 1 | 1.6509
| 946 | ALW-2011-3 | Rio Hondo Power Plant | VALLEY_5_PERRIS | ALW | CA |  |  | Hydro |  | Existing | 2008-11-01 | 2023-12-31 | 1 | 0.41562 | 0.86403 | 23.73% | CAISO | CAISO | CAISO | Small_Hydro | - | 1 | 2099-12-31 | 1 | 0.86403
| 947 | ALW-2011-4 | San Dimas Wash | PADUA_7_SDIMAS | ALW | CA |  |  | Hydro |  | Existing | 2006-09-29 | 2016-12-31 | 1 | 1.05 | 2.0481 | 22.27% | CAISO | CAISO | CAISO | Small_Hydro | - | 1 | 2099-12-31 | 1 | 2.0481
| 948 | ALW-2014-1 | Columbia Two, LLC | CAMLOT_2_SOLAR2 | ALW | CA |  |  | Solar PV |  | Existing | 2014-11-27 | 2034-12-09 | 1 | 1.2855 | 0.15924 | 1.414% | CAISO | CAISO | CAISO | Solar | - | 1 | 2099-12-31 | 1 | 0.15924
| 949 | AMP-2011-1 | Spicer | SPICER_1_UNIT 1 | AMP | CA |  |  | Hydro |  | Existing | 1989-11-30 | 2099-12-31 | 1 | 0.6 | 1.7758 | 33.79% | CAISO | CAISO | CAISO | Small_Hydro | - | 1 | 2099-12-31 | 0 | 1.7758
| 950 | AMP-2011-11 | Nove Power Plant | RICHMN_7_BAYENV | AMP | CA |  |  | Biogas |  | Existing | 2005-09-01 | 2020-09-01 | 1 | 1 | 13.068 | 149.2% | CAISO | CAISO | CAISO | Biomass | - | 1 | 2099-12-31 | 1 | 13.068
| 951 | AMP-2011-12 | Graeagle |  | AMP | CA |  |  | Hydro |  | Existing | 2010-02-01 | 2030-01-31 | 1 | 0.44 | 2.7872 | 72.31% | BANC | CAISO | BANC | Small_Hydro | - | 1 | 2099-12-31 | 0 | 2.7872
| 952 | AMP-2011-13 | Butte County Neal Road Landfill | ESQUON_6_LNDFIL | AMP | CA |  |  | Biogas |  | Existing | 2012-11-18 | 2027-11-17 | 1 | 2.16 | 15.3475 | 81.11% | CAISO | CAISO | CAISO | Biomass | - | 1 | 2099-12-31 | 1 | 15.3475
| 953 | AMP-2011-14 | Nimbus |  | AMP | CA |  |  | Hydro |  | Existing | 2005-01-01 | 2024-12-31 | 1 | 0.1458 | 0.5975 | 46.78% | BANC | CAISO | BANC | Small_Hydro | - | 1 | 2099-12-31 | 0 | 0.5975
| 954 | AMP-2011-14 | Stampede |  | AMP | CA |  |  | Hydro |  | Existing | 2005-01-01 | 2024-12-31 | 1 | 0.03942 | 0.12873 | 37.28% | BANC | CAISO | BANC | Small_Hydro | - | 1 | 2099-12-31 | 0 | 0.12873
| 955 | AMP-2011-14 | Lewiston | LEWSTN_7_UNIT 1 | AMP | CA |  |  | Hydro |  | Existing | 2005-01-01 | 2024-12-31 | 1 | 0.00378 | 0.022019 | 66.5% | CAISO | CAISO | CAISO | Small_Hydro | - | 1 | 2099-12-31 | 0 | 0.022019
| 956 | AMP-2011-3 | Ameresco Santa Cruz Energy | GRNVLY_7_SCLAND | AMP | CA |  |  | Biogas |  | Existing | 2006-02-02 | 2026-02-01 | 1 | 1.59 | 7.1808 | 51.56% | CAISO | CAISO | CAISO | Biomass | - | 1 | 2099-12-31 | 1 | 7.1808
| 957 | AMP-2011-4 | High Winds | BRDSLD_2_HIWIND | AMP | CA |  |  | Wind |  | Existing | 2005-01-01 | 2028-06-30 | 1 | 9.9954 | 20.3252 | 23.21% | CAISO | CAISO | CAISO | Wind | - | 1 | 2099-12-31 | 1 | 20.3252
| 958 | AMP-2011-5 | Ox Mountain Landfill aka Half Moon Bay | OXMTN_6_LNDFIL | AMP | CA |  |  | Biomass |  | Existing | 2009-04-01 | 2029-03-31 | 1 | 5.73 | 43.7908 | 87.24% | CAISO | CAISO | CAISO | Biomass | - | 1 | 2099-12-31 | 1 | 43.7908
| 959 | AMP-2011-6 | Keller Canyon Landfill (Pittsburg) | KIRKER_7_KELCYN | AMP | CA |  |  | Biogas |  | Existing | 2009-08-01 | 2029-07-31 | 1 | 1.92 | 14.8521 | 88.3% | CAISO | CAISO | CAISO | Biomass | - | 1 | 2099-12-31 | 1 | 14.8521
| 960 | AMP-2011-7 | Geothermal 1 | NCPA_7_GP1UN1 | AMP | CA |  |  | Geothermal |  | Existing | 1983-01-01 | 2099-12-31 | 1 | 9.284 | 76.1483 | 93.63% | CAISO | CAISO | CAISO | Geothermal | - | 1 | 2099-12-31 | 1 | 76.1483
| 961 | AMP-2011-8 | Geothermal 2 | NCPA_7_GP2UN3 | AMP | CA |  |  | Geothermal |  | Existing | 1985-05-01 | 2099-12-31 | 1 | 9.284 | 69.0754 | 84.93% | CAISO | CAISO | CAISO | Geothermal | - | 1 | 2099-12-31 | 1 | 69.0754
| 962 | APU-2011-1 | High Winds | BRDSLD_2_HIWIND | APU | CA |  |  | Wind |  | Existing | 2003-09-01 | 2023-12-31 | 1 | 6 | 12.2007 | 23.21% | CAISO | CAISO | CAISO | Wind | - | 1 | 2099-12-31 | 1 | 12.2007
| 963 | APU-2011-2 | Pleasant Valley (WEST Wyoming Wind Energy Center) |  | APU | WY |  |  | Wind |  | Existing | 2005-07-01 | 2025-06-30 | 1 | 29.8926 | 51.3162 | 19.6% | PACE | CAISO | NW | Wind | - | 1 | 2099-12-31 | 0 | 51.3162
| 964 | APU-2011-3 | Heber Geothermal Co | MIRAGE_2_COCHLA | APU | CA |  |  | Geothermal |  | Existing | 2006-01-25 | 2031-12-31 | 1 | 38.1 | 192.7169 | 57.74% | CAISO | CAISO | CAISO | Geothermal | - | 1 | 2099-12-31 | 0 | 192.7169
| 965 | APU-2011-4 | Brea Expansion Plant | OLINDA_2_LNDFL2 | APU | CA |  |  | Biogas |  | Existing | 2007-08-01 | 2045-10-31 | 1 | 32.8 | 177.9583 | 61.94% | CAISO | CAISO | CAISO | Biomass | - | 1 | 2099-12-31 | 1 | 177.9583
| 966 | APU-2011-4 | Brea Power Partners LP (Gen 1-3) | OLINDA_2_LNDFL2 | APU | CA |  |  | Biogas |  | Existing | 2007-08-01 | 2045-10-31 | 1 | 5.6 | 21.1247 | 43.06% | CAISO | CAISO | CAISO | Biomass | - | 1 | 2099-12-31 | 1 | 21.1247
| 967 | APU-2011-5 | Perris | VALLEY_5_PERRIS | APU | CA |  |  | Hydro |  | Existing | 2008-11-01 | 2023-12-31 | 1 | 4.4837 | 9.7545 | 24.83% | CAISO | CAISO | CAISO | Small_Hydro | - | 1 | 2099-12-31 | 1 | 9.7545
| 968 | APU-2011-5 | Valley View | VALLEY_5_PERRIS | APU | CA |  |  | Hydro |  | Existing | 2008-11-01 | 2023-12-31 | 1 | 2.3153 | 4.5076 | 22.22% | CAISO | CAISO | CAISO | Small_Hydro | - | 1 | 2099-12-31 | 1 | 4.5076
| 969 | APU-2011-5 | Coyote Creek | VALLEY_5_PERRIS | APU | CA |  |  | Hydro |  | Existing | 2008-11-01 | 2023-12-31 | 1 | 1.7675 | 4.2843 | 27.67% | CAISO | CAISO | CAISO | Small_Hydro | - | 1 | 2099-12-31 | 1 | 4.2843
| 970 | APU-2011-5 | Rio Hondo Power Plant | VALLEY_5_PERRIS | APU | CA |  |  | Hydro |  | Existing | 2008-11-01 | 2023-12-31 | 1 | 1.0786 | 2.2423 | 23.73% | CAISO | CAISO | CAISO | Small_Hydro | - | 1 | 2099-12-31 | 1 | 2.2423
| 971 | APU-2011-9 | San Gorgonio Farms Wind Farm | DEVERS_1_QF | APU | CA |  |  | Wind |  | Existing | 2012-03-23 | 2013-03-22 | 1 | 31 | 72.7535 | 26.79% | CAISO | CAISO | CAISO | Wind | - | 1 | 2099-12-31 | 1 | 72.7535
| 972 | APU-2013-5 | Thermo No.1 BE-01 |  | APU | UT |  |  | Geothermal |  | Existing | 2009-04-16 | 2033-09-24 | 1 | 15 | 56.5761 | 43.06% | PACE | CAISO | NW | Geothermal | - | 1 | 2099-12-31 | 0 | 56.5761
| 973 | APU-2012-11 | Anaheim Solar Energy Plant |  | APU | CA |  |  | Solar PV |  | Existing | 2012-05-01 | 2099-12-31 | 1 | 2 | 1.187 | 6.775% | CAISO | CAISO | CAISO | Solar | - | 1 | 2099-12-31 | 0 | 1.187
| 974 | BANN-2011-1 | Heber Geothermal Co | MIRAGE_2_COCHLA | Banning | CA |  |  | Geothermal |  | Existing | 2006-01-25 | 2031-12-31 | 1 | 6.35 | 32.1195 | 57.74% | CAISO | CAISO | CAISO | Geothermal | - | 1 | 2099-12-31 | 0 | 32.1195
| 975 | BMS-2011-3 | Geothermal 1 | NCPA_7_GP1UN1 | BMS | CA |  |  | Geothermal |  | Existing | 2000-01-01 | 2099-12-31 | 1 | 0.1265 | 1.0376 | 93.63% | CAISO | CAISO | CAISO | Geothermal | - | 1 | 2099-12-31 | 1 | 1.0376
| 976 | BMS-2011-4 | Geothermal 2 | NCPA_7_GP2UN3 | BMS | CA |  |  | Geothermal |  | Existing | 2000-01-01 | 2099-12-31 | 1 | 0.1265 | 0.94119 | 84.93% | CAISO | CAISO | CAISO | Geothermal | - | 1 | 2099-12-31 | 1 | 0.94119
| 977 | BMS-2011-5 | Nimbus |  | BMS | CA |  |  | Hydro |  | Existing | 2005-01-01 | 2024-12-31 | 1 | 0.03765 | 0.15429 | 46.78% | BANC | CAISO | BANC | Small_Hydro | - | 1 | 2099-12-31 | 0 | 0.15429
| 978 | BMS-2011-5 | Stampede |  | BMS | CA |  |  | Hydro |  | Existing | 2005-01-01 | 2024-12-31 | 1 | 0.010179 | 0.033242 | 37.28% | BANC | CAISO | BANC | Small_Hydro | - | 1 | 2099-12-31 | 0 | 0.033242
| 979 | BMS-2011-5 | Lewiston | LEWSTN_7_UNIT 1 | BMS | CA |  |  | Hydro |  | Existing | 2005-01-01 | 2024-12-31 | 1 | 0.00097611 | 0.0056861 | 66.5% | CAISO | CAISO | CAISO | Small_Hydro | - | 1 | 2099-12-31 | 0 | 0.0056861
| 980 | BWP-2012-1 | Magnolia Power Project (Biomethane portion) |  | Burbank Water & Power | CA |  |  | Biogas | Pipeline | Existing | 2005-09-23 | 2099-12-31 | 1 | 0 | 73.4089 |  | LADWP | LDWP | LDWP | Other | - | 1 | 2099-12-31 | 0 | 73.4089
| 981 | BWP-2012-2 | Chiquita Canyon | SAUGUS_7_CHIQCN | Burbank Water & Power | CA |  |  | Biogas |  | Existing | 2010-11-23 | 2030-11-23 | 1 | 1.5333 | 7.4788 | 55.68% | CAISO | LDWP | CAISO | Biomass | - | 1 | 2099-12-31 | 1 | 7.4788
| 982 | BWP-2012-3 | Milford Wind WT11 |  | Burbank Water & Power | UT |  |  | Wind |  | Existing | 2009-11-16 | 2029-11-16 | 1 | 10.175 | 20.2756 | 22.75% | LADWP | LDWP | LDWP | Wind | - | 1 | 2099-12-31 | 0 | 20.2756
| 983 | BWP-2012-4 | Pebble Springs |  | Burbank Water & Power | OR |  |  | Wind |  | Existing | 2009-01-30 | 2027-01-29 | 1 | 9.87 | 25.1252 | 29.06% | BPA | LDWP | NW | Wind | - | 1 | 2099-12-31 | 0 | 25.1252
| 984 | BWP-2012-5 | Pleasant Valley (WEST Wyoming Wind Energy Center) |  | Burbank Water & Power | WY |  |  | Wind |  | Existing | 2006-07-01 | 2022-07-01 | 1 | 4.8813 | 8.3796 | 19.6% | PACE | LDWP | NW | Wind | - | 1 | 2099-12-31 | 0 | 8.3796
| 985 | BWP-2012-6 | Tieton |  | Burbank Water & Power | WA |  |  | Hydro |  | Existing | 2009-10-01 | 2099-12-31 | 1 | 28.734 | 23.9418 | 9.512% | BPA | LDWP | NW | Small_Hydro | - | 1 | 2099-12-31 | 0 | 23.9418
| 986 | BWP-2012-9 | Lake One (Biomethane) |  | Burbank Water & Power | CA |  |  | Biogas |  | Existing | 2011-07-01 | 2099-12-31 | 1 | 0 | 0 |  | 0 | LDWP | Other | Biomass | - | 1 | 2099-12-31 | 0 | 0
| 987 | BWP-2013-9 | Wild Rose - Don Campbell - Gabbs Valley |  | Burbank Water & Power | NV |  |  | Geothermal |  | Existing | 2013-11-01 | 1933-11-01 | 1 | 2.4608 | 23.0885 | 107.1% | SPP | LDWP | NW | Geothermal | - | 1 | 2099-12-31 | 0 | 23.0885
| 988 | BWP-2014-1 | Copper Mountain III |  | Burbank Water & Power | NV |  |  | Solar PV |  | Existing | 2014-05-14 | 2033-05-13 | 1 | 40.8 | 96.389 | 26.97% | LADWP | LDWP | LDWP | Solar | - | 1 | 2099-12-31 | 0 | 96.389
| 989 | CCSF-2011-15 | Southeast Digester Gas Cogen Plant |  | CCSF | CA |  |  | Biomass |  | Existing | 2002-06-26 | 2099-12-31 | 1 | 2.1 | 7.6095 | 41.36% | CAISO | CAISO | CAISO | Biomass | - | 1 | 2099-12-31 | 0 | 7.6095
| 990 | CCSF-2011-16 | Southeast Wastwater Treatment Plant/CCSF |  | CCSF | CA |  |  | Solar PV |  | Existing | 2005-10-06 | 2099-12-31 | 1 | 2 | 0.156 | 0.8904% | CAISO | CAISO | CAISO | Solar | - | 1 | 2099-12-31 | 0 | 0.156
| 991 | CCSF-2011-17 | Sunset Reservoir North Basin | MARTIN_1_SUNSET | CCSF | CA |  |  | Solar PV |  | Existing | 2010-11-12 | 2035-11-11 | 1 | 4.96 | 6.134 | 14.12% | CAISO | CAISO | CAISO | Solar | - | 1 | 2099-12-31 | 1 | 6.134
| 992 | CCSF-2011-5 | Moccasin Low Head | INTKEP_2_UNITS | CCSF | CA |  |  | Hydro |  | Existing | 1987-07-01 | 2099-12-31 | 1 | 2.9 | 5.0141 | 19.74% | CAISO | CAISO | CAISO | Small_Hydro | - | 1 | 2099-12-31 | 1 | 5.0141
| 993 | CCSF-62549A/62550A/62551A | Kirkwood (1-3) | INTKEP_2_UNITS | CCSF | CA |  |  | Hydro |  | Existing | 2000-01-01 | 2099-12-31 | 1 | 118.2 | 508.649 | 49.12% | CAISO | CAISO | CAISO | Small_Hydro | - | 1 | 2099-12-31 | 1 | 508.649
| 994 | CLTN-2011-2 | High Winds | BRDSLD_2_HIWIND | Colton | CA |  |  | Wind |  | Existing | 2003-08-15 | 2023-12-31 | 1 | 2.997 | 6.0943 | 23.21% | CAISO | CAISO | CAISO | Wind | - | 1 | 2099-12-31 | 1 | 6.0943
| 995 | CLTN-2011-3 | Perris | VALLEY_5_PERRIS | Colton | CA |  |  | Hydro |  | Existing | 2008-11-01 | 2023-12-31 | 1 | 1.7277 | 3.7588 | 24.83% | CAISO | CAISO | CAISO | Small_Hydro | - | 1 | 2099-12-31 | 1 | 3.7588
| 996 | CLTN-2011-3 | Valley View | VALLEY_5_PERRIS | Colton | CA |  |  | Hydro |  | Existing | 2008-11-01 | 2023-12-31 | 1 | 0.89216 | 1.7369 | 22.22% | CAISO | CAISO | CAISO | Small_Hydro | - | 1 | 2099-12-31 | 1 | 1.7369
| 997 | CLTN-2011-3 | Coyote Creek | VALLEY_5_PERRIS | Colton | CA |  |  | Hydro |  | Existing | 2008-11-01 | 2023-12-31 | 1 | 0.68109 | 1.6509 | 27.67% | CAISO | CAISO | CAISO | Small_Hydro | - | 1 | 2099-12-31 | 1 | 1.6509
| 998 | CLTN-2011-3 | Rio Hondo Power Plant | VALLEY_5_PERRIS | Colton | CA |  |  | Hydro |  | Existing | 2008-11-01 | 2023-12-31 | 1 | 0.41562 | 0.86403 | 23.73% | CAISO | CAISO | CAISO | Small_Hydro | - | 1 | 2099-12-31 | 1 | 0.86403
| 999 | CLTN-2013-1 | Diamond Valley Lake | DMDVLY_1_GEN 1 | Colton | CA |  |  | Hydro |  | Existing | 2013-11-01 | 2013-12-31 | 1 | 29.7 | 27.6206 | 10.62% | CAISO | CAISO | CAISO | Small_Hydro | - | 1 | 2099-12-31 | 0 | 27.6206
| 1000 | CLTN-2013-1 | Red Mountain | DMDVLY_1_GEN 1 | Colton | CA |  |  | Hydro |  | Existing | 2013-11-01 | 2013-12-31 | 1 | 5.9 | 23.2144 | 44.92% | CAISO | CAISO | CAISO | Small_Hydro | - | 1 | 2099-12-31 | 0 | 23.2144
| 1001 | CLTN-2013-1 | Temescal | DMDVLY_1_GEN 1 | Colton | CA |  |  | Hydro |  | Existing | 2013-11-01 | 2013-12-31 | 1 | 2.85 | 14.7071 | 58.91% | CAISO | CAISO | CAISO | Small_Hydro | - | 1 | 2099-12-31 | 0 | 14.7071
| 1002 | CLTN-2013-1 | Corona | DMDVLY_1_GEN 1 | Colton | CA |  |  | Hydro |  | Existing | 2013-11-01 | 2013-12-31 | 1 | 2.85 | 13.9377 | 55.83% | CAISO | CAISO | CAISO | Small_Hydro | - | 1 | 2099-12-31 | 0 | 13.9377
| 1003 | CLTN-2015-1 | Colton Solar One LLC |  | Colton | CA |  |  | Solar PV |  | Existing | 2015-03-01 | 2099-12-31 | 1 | 2.5 | 6.0444 | 27.6% | CAISO | CAISO | CAISO | Solar | - | 1 | 2099-12-31 | 0 | 6.0444
| 1004 | CLTN-2015-1 | Colton Solar Two LLC |  | Colton | CA |  |  | Solar PV |  | Existing | 2015-03-01 | 2099-12-31 | 1 | 0.998 | 2.4129 | 27.6% | CAISO | CAISO | CAISO | Solar | - | 1 | 2099-12-31 | 0 | 2.4129
| 1005 | CNE-MISC-1 | San Gorgonio Wind |  | CNE | CA |  |  | Wind |  | Existing | 2012-01-01 | 2017-12-31 | 1 | 49.5 | 183.708 | 42.37% | CAISO | CAISO | CAISO | Wind | - | 1 | 2099-12-31 | 0 | 183.708
| 1006 | CPA-2011-1 | Ameresco Johnson Canyon | GONZLS_6_UNIT | CPA | CA |  |  | Biogas |  | Existing | 2013-05-12 | 2033-05-11 | 1 | 1.41 | 7.832 | 63.41% | CAISO | CAISO | CAISO | Biomass | - | 1 | 2099-12-31 | 1 | 7.832
| 1007 | CPA-2011-2 | Keller Canyon Landfill (Pittsburg) | KIRKER_7_KELCYN | CPA | CA |  |  | Biogas |  | Existing | 2009-08-01 | 2029-07-31 | 1 | 1.92 | 14.8521 | 88.3% | CAISO | CAISO | CAISO | Biomass | - | 1 | 2099-12-31 | 1 | 14.8521
| 1008 | CPA-2011-3 | Ox Mountain Landfill aka Half Moon Bay | OXMTN_6_LNDFIL | CPA | CA |  |  | Biomass |  | Existing | 2009-04-01 | 2029-03-31 | 1 | 5.73 | 43.7908 | 87.24% | CAISO | CAISO | CAISO | Biomass | - | 1 | 2099-12-31 | 1 | 43.7908
| 1009 | CPA-2011-4 | Ameresco Santa Cruz Energy | GRNVLY_7_SCLAND | CPA | CA |  |  | Biogas |  | Existing | 2006-02-02 | 2026-02-01 | 1 | 1.59 | 7.1808 | 51.56% | CAISO | CAISO | CAISO | Biomass | - | 1 | 2099-12-31 | 1 | 7.1808
| 1010 | CPA-2011-5 | High Winds | BRDSLD_2_HIWIND | CPA | CA |  |  | Wind |  | Existing | 2004-12-01 | 2028-06-30 | 1 | 20.007 | 40.6833 | 23.21% | CAISO | CAISO | CAISO | Wind | - | 1 | 2099-12-31 | 1 | 40.6833
| 1011 | CPA-2011-6 | Shiloh I Wind | BRDSLD_2_SHILO1 | CPA | CA | Solano | Solano | Wind |  | Existing | 2006-06-01 | 2021-12-31 | 1 | 25 | 66.2188 | 30.24% | CAISO | CAISO | CAISO | Wind | Solano | 1 | 2099-12-31 | 1 | 66.2188
| 1012 | CPA-2011-7 | Spicer | SPICER_1_UNIT 1 | CPA | CA |  |  | Hydro |  | Existing | 1982-09-01 | 2099-12-31 | 1 | 1.3752 | 4.0701 | 33.79% | CAISO | CAISO | CAISO | Small_Hydro | - | 1 | 2099-12-31 | 0 | 4.0701
| 1013 | CPA-2011-8 | Nimbus |  | CPA | CA |  |  | Hydro |  | Existing | 2005-01-01 | 2024-12-31 | 1 | 1.5687 | 6.4288 | 46.78% | BANC | CAISO | BANC | Small_Hydro | - | 1 | 2099-12-31 | 0 | 6.4288
| 1014 | CPA-2011-8 | Stampede |  | CPA | CA |  |  | Hydro |  | Existing | 2005-01-01 | 2024-12-31 | 1 | 0.42414 | 1.385 | 37.28% | BANC | CAISO | BANC | Small_Hydro | - | 1 | 2099-12-31 | 0 | 1.385
| 1015 | CPA-2011-8 | Lewiston | LEWSTN_7_UNIT 1 | CPA | CA |  |  | Hydro |  | Existing | 2005-01-01 | 2024-12-31 | 1 | 0.040671 | 0.23692 | 66.5% | CAISO | CAISO | CAISO | Small_Hydro | - | 1 | 2099-12-31 | 0 | 0.23692
| 1016 | CPA-2015-1 | EE K Solar 1 - Kettleman Solar | EEKTMN_6_SOLAR1 | CPA | CA |  |  | Solar PV |  | Existing | 2015-07-01 | 2040-08-16 | 1 | 20 | 48.3552 | 27.6% | CAISO | CAISO | CAISO | Solar | - | 1 | 2099-12-31 | 1 | 48.3552
| 1017 | CPA-2015-2 | Hayworth Solar Farm | LAMONT_1_SOLAR4 | CPA | CA |  |  | Solar PV |  | Existing | 2015-11-01 | 2042-12-21 | 1 | 27 | 65.2795 | 27.6% | CAISO | CAISO | CAISO | Solar | - | 1 | 2099-12-31 | 1 | 65.2795
| 1018 | CPA-2014-1 | Ameresco San Joaquin LLC | CORRAL_6_SJOAQN | CPA | CA |  |  | Biogas |  | Existing | 2014-05-01 | 2024-04-30 | 1 | 4.34 | 20.615 | 54.22% | CAISO | CAISO | CAISO | Biomass | - | 1 | 2099-12-31 | 1 | 20.615
| 1019 | CYRO-2011-1 | Spicer | SPICER_1_UNIT 1 | CYRO | CA |  |  | Hydro |  | Existing | 1982-09-01 | 2099-12-31 | 1 | 0.72 | 2.1309 | 33.79% | CAISO | BANC | CAISO | Small_Hydro | - | 1 | 2099-12-31 | 0 | 2.1309
| 1020 | CYRO-2011-2 | Geothermal 1 | NCPA_7_GP1UN1 | CYRO | CA |  |  | Geothermal |  | Existing | 1983-01-01 | 2099-12-31 | 1 | 4.334 | 35.5479 | 93.63% | CAISO | BANC | CAISO | Geothermal | - | 1 | 2099-12-31 | 1 | 35.5479
| 1021 | CYRO-2011-3 | Geothermal 2 | NCPA_7_GP2UN3 | CYRO | CA |  |  | Geothermal |  | Existing | 1986-05-01 | 2099-12-31 | 1 | 4.334 | 32.2461 | 84.93% | CAISO | BANC | CAISO | Geothermal | - | 1 | 2099-12-31 | 1 | 32.2461
| 1022 | CYRO-2011-4 | Nimbus |  | CYRO | CA |  |  | Hydro |  | Existing | 2005-01-01 | 2024-12-31 | 1 | 0.61853 | 2.5348 | 46.78% | BANC | BANC | BANC | Small_Hydro | - | 1 | 2099-12-31 | 0 | 2.5348
| 1023 | CYRO-2011-4 | Stampede |  | CYRO | CA |  |  | Hydro |  | Existing | 2005-01-01 | 2024-12-31 | 1 | 0.16723 | 0.54611 | 37.28% | BANC | BANC | BANC | Small_Hydro | - | 1 | 2099-12-31 | 0 | 0.54611
| 1024 | CYRO-2011-4 | Lewiston | LEWSTN_7_UNIT 1 | CYRO | CA |  |  | Hydro |  | Existing | 2005-01-01 | 2024-12-31 | 1 | 0.016036 | 0.093413 | 66.5% | CAISO | BANC | CAISO | Small_Hydro | - | 1 | 2099-12-31 | 0 | 0.093413
| 1025 | CYRO-2011-5 | Lincoln Landfill - WPWMA | PLSNTG_7_LNCLND | CYRO | CA |  |  | Biogas |  | Existing | 2004-03-17 | 2016-04-09 | 0 | 4.86 | 21.9753 | 51.62% | CAISO | BANC | CAISO | Biomass | - | 1 | 2016-04-09 | 1 | 21.9753
| 1026 | CYRO-2015-1 | Blackwell Solar | BLCKWL_6_SOLAR1 | CYRO | CA |  |  | Solar PV |  | Existing | 2015-04-10 | 2025-12-31 | 1 | 12 | 29.0131 | 27.6% | CAISO | BANC | CAISO | Solar | - | 1 | 2099-12-31 | 1 | 29.0131
| 1027 | CYRO-61202A | Juniper Canyon Wind Power |  | CYRO | WA |  |  | Wind |  | Existing | 2000-01-01 | 2024-12-31 | 1 | 151.2 | 232.871 | 17.58% | BPA | BANC | NW | Wind | - | 1 | 2099-12-31 | 0 | 232.871
| 1028 | CYSL-2012-2 | Nimbus |  | CYSL | CA |  |  | Hydro |  | Existing | 2005-01-01 | 2024-12-31 | 1 | 0.10264 | 0.42063 | 46.78% | BANC | BANC | BANC | Small_Hydro | - | 1 | 2099-12-31 | 0 | 0.42063
| 1029 | CYSL-2012-2 | Stampede |  | CYSL | CA |  |  | Hydro |  | Existing | 2005-01-01 | 2024-12-31 | 1 | 0.027751 | 0.090622 | 37.28% | BANC | BANC | BANC | Small_Hydro | - | 1 | 2099-12-31 | 0 | 0.090622
| 1030 | CYSL-2012-2 | Lewiston | LEWSTN_7_UNIT 1 | CYSL | CA |  |  | Hydro |  | Existing | 2005-01-01 | 2024-12-31 | 1 | 0.002661 | 0.015501 | 66.5% | CAISO | BANC | CAISO | Small_Hydro | - | 1 | 2099-12-31 | 0 | 0.015501
| 1031 | CYSL-2014-1 | Whitewater Hill Partners, LLC | WHTWTR_1_WINDA1 | CYSL | CA |  |  | Wind |  | Existing | 2014-01-01 | 2014-12-31 | 1 | 61.5 | 161.0429 | 29.89% | CAISO | BANC | CAISO | Wind | - | 1 | 2099-12-31 | 1 | 161.0429
| 1032 | DE-60974A | H.W. Hill Landfill Gas Power Plant AKA ROOSEVELT BIOGAS |  | DE | WA |  |  | Biogas |  | Existing | 2013-01-01 | 2023-12-31 | 1 | 26 | 64.5165 | 28.33% | BPA | CAISO | NW | Biomass | - | 1 | 2099-12-31 | 0 | 64.5165
| 1033 | ESPA-2011-1 | Nimbus |  | ESPA | CA |  |  | Hydro |  | Existing | 2005-01-01 | 2024-12-31 | 1 | 0.086971 | 0.35642 | 46.78% | BANC | CAISO | BANC | Small_Hydro | - | 1 | 2099-12-31 | 0 | 0.35642
| 1034 | ESPA-2011-1 | Stampede |  | ESPA | CA |  |  | Hydro |  | Existing | 2005-01-01 | 2024-12-31 | 1 | 0.023514 | 0.076788 | 37.28% | BANC | CAISO | BANC | Small_Hydro | - | 1 | 2099-12-31 | 0 | 0.076788
| 1035 | ESPA-2011-1 | Lewiston | LEWSTN_7_UNIT 1 | ESPA | CA |  |  | Hydro |  | Existing | 2005-01-01 | 2024-12-31 | 1 | 0.0022548 | 0.013135 | 66.5% | CAISO | CAISO | CAISO | Small_Hydro | - | 1 | 2099-12-31 | 0 | 0.013135
| 1036 | GEU-2011-3 | Geothermal 1 | NCPA_7_GP1UN1 | GEU | CA |  |  | Geothermal |  | Existing | 1983-01-01 | 2099-12-31 | 1 | 0.187 | 1.5338 | 93.63% | CAISO | CAISO | CAISO | Geothermal | - | 1 | 2099-12-31 | 1 | 1.5338
| 1037 | GEU-2011-4 | Geothermal 2 | NCPA_7_GP2UN3 | GEU | CA |  |  | Geothermal |  | Existing | 1985-01-01 | 2099-12-31 | 1 | 0.187 | 1.3913 | 84.93% | CAISO | CAISO | CAISO | Geothermal | - | 1 | 2099-12-31 | 1 | 1.3913
| 1038 | GEU-2011-5 | Nimbus |  | GEU | CA |  |  | Hydro |  | Existing | 2005-01-01 | 2024-12-31 | 1 | 0.0837 | 0.34301 | 46.78% | BANC | CAISO | BANC | Small_Hydro | - | 1 | 2099-12-31 | 0 | 0.34301
| 1039 | GEU-2011-5 | Stampede |  | GEU | CA |  |  | Hydro |  | Existing | 2005-01-01 | 2024-12-31 | 1 | 0.02263 | 0.073899 | 37.28% | BANC | CAISO | BANC | Small_Hydro | - | 1 | 2099-12-31 | 0 | 0.073899
| 1040 | GEU-2011-5 | Lewiston | LEWSTN_7_UNIT 1 | GEU | CA |  |  | Hydro |  | Existing | 2005-01-01 | 2024-12-31 | 1 | 0.00217 | 0.012641 | 66.5% | CAISO | CAISO | CAISO | Small_Hydro | - | 1 | 2099-12-31 | 0 | 0.012641
| 1041 | GEU-2012-6 | Gridley Main Two | GRIDLY_6_SOLAR | GEU | CA |  |  | Solar PV |  | Existing | 2013-03-01 | 2038-02-28 | 1 | 2.5 | 4.843 | 22.11% | CAISO | CAISO | CAISO | Solar | - | 1 | 2099-12-31 | 1 | 4.843
| 1042 | GEU-2012-6 | Gridley Main One | GRIDLY_6_SOLAR | GEU | CA |  |  | Solar PV |  | Existing | 2013-03-01 | 2038-02-28 | 1 | 1 | 2.0205 | 23.07% | CAISO | CAISO | CAISO | Solar | - | 1 | 2099-12-31 | 1 | 2.0205
| 1043 | GLEN-2011-1 | Grayson 3-5 |  | Glendale | CA |  |  | Biogas | Pipeline | Existing | 1994-07-01 | 2099-12-31 | 1 | 0 | 66.4192 | 0% | LADWP | CAISO | LDWP | Other | - | 1 | 2099-12-31 | 0 | 66.4192
| 1044 | GLEN-2011-2 | Tieton |  | Glendale | WA |  |  | Hydro |  | Existing | 2010-01-01 | 2099-12-31 | 1 | 28.734 | 23.9418 | 9.512% | BPA | CAISO | NW | Small_Hydro | - | 1 | 2099-12-31 | 0 | 23.9418
| 1045 | GLEN-2011-3 | High Winds | BRDSLD_2_HIWIND | Glendale | CA |  |  | Wind |  | Existing | 2003-09-01 | 2028-12-31 | 1 | 8.991 | 18.2828 | 23.21% | CAISO | CAISO | CAISO | Wind | - | 1 | 2099-12-31 | 1 | 18.2828
| 1046 | GLEN-2011-4 | Pleasant Valley (WEST Wyoming Wind Energy Center) |  | Glendale | WY |  |  | Wind |  | Existing | 2006-10-06 | 2022-06-30 | 1 | 9.7688 | 16.7699 | 19.6% | PACE | CAISO | NW | Wind | - | 1 | 2099-12-31 | 0 | 16.7699
| 1047 | GLEN-2011-5 | Pebble Springs |  | Glendale | OR |  |  | Wind |  | Existing | 2009-01-01 | 2027-12-31 | 1 | 19.74 | 50.2505 | 29.06% | BPA | CAISO | NW | Wind | - | 1 | 2099-12-31 | 0 | 50.2505
| 1048 | GLEN-2011-6 | Heber Geothermal Co | MIRAGE_2_COCHLA | Glendale | CA |  |  | Geothermal |  | Existing | 2006-01-25 | 2031-12-31 | 1 | 9.525 | 48.1792 | 57.74% | CAISO | CAISO | CAISO | Geothermal | - | 1 | 2099-12-31 | 0 | 48.1792
| 1049 | HED-2011-3 | Geothermal 1 | NCPA_7_GP1UN1 | HED | CA |  |  | Geothermal |  | Existing | 1983-01-01 | 2099-12-31 | 1 | 1.7875 | 14.6612 | 93.63% | CAISO | CAISO | CAISO | Geothermal | - | 1 | 2099-12-31 | 1 | 14.6612
| 1050 | HED-2011-4 | Geothermal 2 | NCPA_7_GP2UN3 | HED | CA |  |  | Geothermal |  | Existing | 1985-05-01 | 2099-12-31 | 1 | 1.7875 | 13.2995 | 84.93% | CAISO | CAISO | CAISO | Geothermal | - | 1 | 2099-12-31 | 1 | 13.2995
| 1051 | HED-2011-5 | Spicer | SPICER_1_UNIT 1 | HED | CA |  |  | Hydro |  | Existing | 1989-11-30 | 2099-12-31 | 1 | 0.0906 | 0.26814 | 33.79% | CAISO | CAISO | CAISO | Small_Hydro | - | 1 | 2099-12-31 | 0 | 0.26814
| 1052 | IID-2013-1/11 | Pilot Knob |  | IID | CA |  |  | Hydro |  | Existing | 2000-01-01 | 2099-12-31 | 1 | 33 | 19.9831 | 6.913% | IID | IID | IID | Small_Hydro | - | 1 | 2099-12-31 | 0 | 19.9831
| 1053 | IID-2013-10 | TURNIP |  | IID | CA |  |  | Hydro |  | Existing | 1960-09-30 | 2099-12-31 | 1 | 0.42 | 0 | 0% | IID | IID | IID | Small_Hydro | - | 1 | 2099-12-31 | 0 | 0
| 1054 | IID-2013-12 | Double Weir |  | IID | CA |  |  | Hydro |  | Existing | 2001-03-19 | 2099-12-31 | 1 | 0.396 | 1.049 | 30.24% | IID | IID | IID | Small_Hydro | - | 1 | 2099-12-31 | 0 | 1.049
| 1055 | IID-2013-13/14 | Siphon Drop Power Plant |  | IID | CA |  |  | Hydro |  | Existing | 2000-01-01 | 2099-12-31 | 1 | 4.4 | 10.1624 | 26.37% | IID | IID | IID | Small_Hydro | - | 1 | 2099-12-31 | 0 | 10.1624
| 1056 | IID-2013-15 | Mecca Plant | MIRAGE_2_COCHLA | IID | CA |  |  | Biomass |  | Existing | 2012-05-01 | 2021-05-01 | 1 | 47 | 344.8388 | 83.76% | CAISO | IID | CAISO | Biomass | - | 1 | 2099-12-31 | 0 | 344.8388
| 1057 | IID-2013-16 | Hudson Ranch Power I LLC |  | IID | CA |  |  | Geothermal |  | Existing | 2012-03-09 | 2013-12-31 | 1 | 49.9 | 389.5633 | 89.12% | IID | IID | IID | Geothermal | - | 1 | 2099-12-31 | 0 | 389.5633
| 1058 | IID-2013-17 | IVSC1 |  | IID | CA |  |  | Solar PV |  | Existing | 2012-06-01 | 2041-06-01 | 1 | 23 | 53.487 | 26.55% | IID | IID | IID | Solar | - | 1 | 2099-12-31 | 0 | 53.487
| 1059 | IID-2013-2 | Drop 1 |  | IID | CA |  |  | Hydro |  | Existing | 1980-11-15 | 2099-12-31 | 1 | 5.85 | 19.4595 | 37.97% | IID | IID | IID | Small_Hydro | - | 1 | 2099-12-31 | 0 | 19.4595
| 1060 | IID-2013-3 | Drop 2 |  | IID | CA |  |  | Hydro |  | Existing | 1949-12-29 | 2099-12-31 | 1 | 10 | 50.4904 | 57.64% | IID | IID | IID | Small_Hydro | - | 1 | 2099-12-31 | 0 | 50.4904
| 1061 | IID-2013-4/8 | Drop 3 |  | IID | CA |  |  | Hydro |  | Existing | 2000-01-01 | 2099-12-31 | 1 | 9.8 | 47.5384 | 55.38% | IID | IID | IID | Small_Hydro | - | 1 | 2099-12-31 | 0 | 47.5384
| 1062 | IID-2013-6 | Drop 5 |  | IID | CA |  |  | Hydro |  | Existing | 1978-02-28 | 2099-12-31 | 1 | 4 | 15.9039 | 45.39% | IID | IID | IID | Small_Hydro | - | 1 | 2099-12-31 | 0 | 15.9039
| 1063 | IID-2013-7 | East Highline |  | IID | CA |  |  | Hydro |  | Existing | 1980-09-11 | 2099-12-31 | 1 | 2.42 | 3.1676 | 14.94% | IID | IID | IID | Small_Hydro | - | 1 | 2099-12-31 | 0 | 3.1676
| 1064 | IID-2013-5/9 | Drop 4 |  | IID | CA |  |  | Hydro |  | Existing | 2000-01-01 | 2099-12-31 | 1 | 19.6 | 102.6972 | 59.81% | IID | IID | IID | Small_Hydro | - | 1 | 2099-12-31 | 0 | 102.6972
| 1065 | IID-2015-1 | IVSC 2 |  | IID | CA |  |  | Solar PV |  | Existing | 2015-07-15 | 2045-07-14 | 1 | 20 | 48.3552 | 27.6% | IID | IID | IID | Solar | - | 1 | 2099-12-31 | 0 | 48.3552
| 1066 | IID-61754A | Heber Solar Facility |  | IID | CA |  |  | Solar PV |  | Existing | 2000-01-01 | 2034-04-22 | 1 | 10 | 19.729 | 22.52% | IID | IID | IID | Solar | - | 1 | 2099-12-31 | 0 | 19.729
| 1067 | IID-62300A | Community I, LLC |  | IID | CA |  |  | Solar PV |  | Existing | 2000-01-01 | 2039-06-26 | 1 | 5.72 | 7.335 | 14.64% | IID | IID | IID | Solar | - | 1 | 2099-12-31 | 0 | 7.335
| 1068 | IID-62368A | Sol Orchard El Centro PV Plant (ECPV) |  | IID | CA |  |  | Solar PV |  | Existing | 2000-01-01 | 2037-11-15 | 1 | 20 | 28.1245 | 16.05% | IID | IID | IID | Solar | - | 1 | 2099-12-31 | 0 | 28.1245
| 1069 | IID-63020C | Seville II |  | IID | CA |  |  | Solar PV |  | Existing | 2000-01-01 | 2099-12-31 | 1 | 30 | 72.5328 | 27.6% | CAISO | IID | CAISO | Solar | - | 1 | 2099-12-31 | 0 | 72.5328
| 1070 | LADWP-2011-1 | Big Pine |  | LADWP | CA |  |  | Hydro |  | Existing | 1925-07-29 | 2099-12-31 | 1 | 3.2 | 10.2085 | 36.42% | LADWP | LDWP | LDWP | Small_Hydro | - | 1 | 2099-12-31 | 0 | 10.2085
| 1071 | LADWP-2011-10 | Control Gorge |  | LADWP | CA |  |  | Hydro |  | Existing | 1952-04-01 | 2099-12-31 | 1 | 37.5 | 62.6827 | 19.08% | LADWP | LDWP | LDWP | Small_Hydro | - | 1 | 2099-12-31 | 0 | 62.6827
| 1072 | LADWP-2011-11 | Middle Gorge |  | LADWP | CA |  |  | Hydro |  | Existing | 1952-05-11 | 2099-12-31 | 1 | 37.5 | 75.9166 | 23.11% | LADWP | LDWP | LDWP | Small_Hydro | - | 1 | 2099-12-31 | 0 | 75.9166
| 1073 | LADWP-2011-12 | Upper Gorge |  | LADWP | CA |  |  | Hydro |  | Existing | 1953-06-15 | 2099-12-31 | 1 | 37.5 | 76.269 | 23.22% | LADWP | LDWP | LDWP | Small_Hydro | - | 1 | 2099-12-31 | 0 | 76.269
| 1074 | LADWP-2011-13/14/15/16 | San Francisquito 2 |  | LADWP | CA |  |  | Hydro |  | Existing | 2000-01-01 | 2099-12-31 | 1 | 28 | 41.9492 | 17.1% | LADWP | LDWP | LDWP | Small_Hydro | - | 1 | 2099-12-31 | 0 | 41.9492
| 1075 | LADWP-2011-17/18/19 | San Francisquito 1 |  | LADWP | CA |  |  | Hydro |  | Existing | 2000-01-01 | 2099-12-31 | 1 | 69.38 | 143.4084 | 23.6% | LADWP | LDWP | LDWP | Small_Hydro | - | 1 | 2099-12-31 | 0 | 143.4084
| 1076 | LADWP-2011-2 | Cottonwood | CTNWDP_1_QF | LADWP | CA |  |  | Hydro |  | Existing | 1908-11-13 | 2099-12-31 | 1 | 1.5 | 6.9362 | 52.79% | CAISO | LDWP | CAISO | Small_Hydro | - | 1 | 2099-12-31 | 1 | 6.9362
| 1077 | LADWP-2011-21 | Bradley Landfill |  | LADWP | CA |  |  | Biogas |  | Existing | 2005-12-20 | 2015-12-09 | 1 | 6 | 23.06 | 43.87% | LADWP | LDWP | LDWP | Biomass | - | 1 | 2099-12-31 | 0 | 23.06
| 1078 | LADWP-2011-3 | Division Creek |  | LADWP | CA |  |  | Hydro |  | Existing | 1909-03-22 | 2099-12-31 | 1 | 0.6 | 3.7962 | 72.23% | LADWP | LDWP | LDWP | Small_Hydro | - | 1 | 2099-12-31 | 0 | 3.7962
| 1079 | LADWP-2011-4 | Foothill |  | LADWP | CA |  |  | Hydro |  | Existing | 1971-10-06 | 2099-12-31 | 1 | 11 | 38.8993 | 40.37% | LADWP | LDWP | LDWP | Small_Hydro | - | 1 | 2099-12-31 | 0 | 38.8993
| 1080 | LADWP-2011-5 | Franklin |  | LADWP | CA |  |  | Hydro |  | Existing | 1921-06-03 | 2099-12-31 | 1 | 2 | 4.6952 | 26.8% | LADWP | LDWP | LDWP | Small_Hydro | - | 1 | 2099-12-31 | 0 | 4.6952
| 1081 | LADWP-2011-6 | Haiwee |  | LADWP | CA |  |  | Hydro |  | Existing | 1927-07-18 | 2099-12-31 | 1 | 6.34 | 12.5644 | 22.62% | LADWP | LDWP | LDWP | Small_Hydro | - | 1 | 2099-12-31 | 0 | 12.5644
| 1082 | LADWP-2011-62 | Pleasant Valley (WEST Wyoming Wind Energy Center) |  | LADWP | WY |  |  | Wind |  | Existing | 2006-08-30 | 2022-07-01 | 1 | 80.8156 | 138.7349 | 19.6% | PACE | LDWP | NW | Wind | - | 1 | 2099-12-31 | 0 | 138.7349
| 1083 | LADWP-2011-63 | Pebble Springs |  | LADWP | OR |  |  | Wind |  | Existing | 2009-01-30 | 2027-01-29 | 1 | 69.09 | 175.8766 | 29.06% | BPA | LDWP | NW | Wind | - | 1 | 2099-12-31 | 0 | 175.8766
| 1084 | LADWP-2011-64 | Sepulveda Canyon | SYLMAR_2_LDWP | LADWP | CA |  |  | Hydro |  | Existing | 2008-11-01 | 2024-01-01 | 1 | 8.54 | 30.5884 | 40.89% | CAISO | LDWP | CAISO | Small_Hydro | - | 1 | 2099-12-31 | 0 | 30.5884
| 1085 | LADWP-2011-65 | Willow Creek |  | LADWP | OR |  |  | Wind |  | Existing | 2008-12-01 | 2023-11-30 | 1 | 72 | 173.3627 | 27.49% | BPA | LDWP | NW | Wind | - | 1 | 2099-12-31 | 0 | 173.3627
| 1086 | LADWP-2011-66 | Pine Tree Wind Power Plant |  | LADWP | CA |  |  | Wind |  | Existing | 2009-06-01 | 2099-12-31 | 1 | 135 | 283.7228 | 23.99% | LADWP | LDWP | LDWP | Wind | - | 1 | 2099-12-31 | 0 | 283.7228
| 1087 | LADWP-2011-67 | Milford Wind WT11 |  | LADWP | UT |  |  | Wind |  | Existing | 2009-11-16 | 2029-11-15 | 1 | 188.2375 | 375.0979 | 22.75% | LADWP | LDWP | LDWP | Wind | - | 1 | 2099-12-31 | 0 | 375.0979
| 1088 | LADWP-2011-68 | Milford Wind WT21 |  | LADWP | UT |  |  | Wind |  | Existing | 2011-02-01 | 2031-06-30 | 1 | 100.5 | 165.762 | 18.83% | LADWP | LDWP | LDWP | Wind | - | 1 | 2099-12-31 | 0 | 165.762
| 1089 | LADWP-2011-69 | Windy Flats Wind Project/ Windy Points |  | LADWP | WA |  |  | Wind |  | Existing | 2009-10-26 | 2030-01-30 | 1 | 262 | 659.85 | 28.75% | BPA | LDWP | NW | Wind | - | 1 | 2099-12-31 | 0 | 659.85
| 1090 | LADWP-2011-7 | San Fernando |  | LADWP | CA |  |  | Hydro |  | Existing | 1922-10-22 | 2099-12-31 | 1 | 6.4 | 15.3849 | 27.44% | LADWP | LDWP | LDWP | Small_Hydro | - | 1 | 2099-12-31 | 0 | 15.3849
| 1091 | LADWP-2011-70 | Toyon Landfill |  | LADWP | CA |  |  | Biogas |  | Existing | 2010-07-01 | 2011-12-31 | 1 | 1.88 | 9.6817 | 58.79% | LADWP | LDWP | LDWP | Biomass | - | 1 | 2099-12-31 | 0 | 9.6817
| 1092 | LADWP-2011-71 | Linden Ranch |  | LADWP | WA |  |  | Wind |  | Existing | 2010-09-15 | 2099-12-31 | 1 | 50 | 145.6463 | 33.25% | BPA | LDWP | NW | Wind | - | 1 | 2099-12-31 | 0 | 145.6463
| 1093 | LADWP-2011-72 | North Hollywood |  | LADWP | CA |  |  | Hydro |  | Existing | 1905-04-13 | 2099-12-31 | 1 | 9 | 3.9692 | 5.035% | LADWP | LDWP | LDWP | Small_Hydro | - | 1 | 2099-12-31 | 0 | 3.9692
| 1094 | LADWP-2011-74 | Harbor Generating Station |  | LADWP | CA |  |  | Biogas | Pipeline | Existing | 1995-01-31 | 2099-12-31 | 1 | 0 | 92.354 |  | LADWP | LDWP | LDWP | Other | - | 1 | 2099-12-31 | 0 | 92.354
| 1095 | LADWP-2011-75 | Valley Generating Station |  | LADWP | CA |  |  | Biogas | Pipeline | Existing | 2001-08-17 | 2099-12-31 | 1 | 0 | 133.4 |  | LADWP | LDWP | LDWP | Other | - | 1 | 2099-12-31 | 0 | 133.4
| 1096 | LADWP-2011-76 | Scattergood 1 and 2 |  | LADWP | CA |  |  | Biogas | Pipeline | Existing | 1958-12-07 | 2099-12-31 | 1 | 0 | 87.3777 |  | LADWP | LDWP | LDWP | Other | - | 1 | 2099-12-31 | 0 | 87.3777
| 1097 | LADWP-2011-77 | Haynes Generating Station |  | LADWP | CA |  |  | Biogas | Pipeline | Existing | 1962-09-02 | 2099-12-31 | 1 | 0 | 502.8 |  | LADWP | LDWP | LDWP | Other | - | 1 | 2099-12-31 | 0 | 502.8
| 1098 | LADWP-2011-8 | Sawtelle |  | LADWP | CA |  |  | Hydro |  | Existing | 1986-06-05 | 2099-12-31 | 1 | 0.64 | 1.9923 | 35.54% | LADWP | LDWP | LDWP | Small_Hydro | - | 1 | 2099-12-31 | 0 | 1.9923
| 1099 | LADWP-2011-9 | Pleasant Valley |  | LADWP | CA |  |  | Hydro |  | Existing | 1958-02-05 | 2099-12-31 | 1 | 3.2 | 6.3531 | 22.66% | LADWP | LDWP | LDWP | Small_Hydro | - | 1 | 2099-12-31 | 0 | 6.3531
| 1100 | LADWP-2012-89 | Adelanto Solar |  | LADWP | CA |  |  | Solar PV |  | Existing | 2012-06-30 | 2099-12-31 | 1 | 10 | 20.62 | 23.54% | LADWP | LDWP | LDWP | Solar | - | 1 | 2099-12-31 | 0 | 20.62
| 1101 | LADWP-2012-90 | Manzana Wind | MANZNA_2_WIND | LADWP | CA |  |  | Wind |  | Existing | 2012-12-20 | 2013-09-19 | 1 | 39.0096 | 109.1368 | 31.94% | CAISO | LDWP | CAISO | Wind | - | 1 | 2099-12-31 | 1 | 109.1368
| 1102 | LADWP-2013-27 | Wild Rose - Don Campbell - Gabbs Valley |  | LADWP | NV |  |  | Geothermal |  | Existing | 2013-12-06 | 2033-12-31 | 1 | 13.5392 | 127.0315 | 107.1% | SPP | LDWP | NW | Geothermal | - | 1 | 2099-12-31 | 0 | 127.0315
| 1103 | LADWP-2013-28 | Pine Tree Solar Project |  | LADWP | CA |  |  | Solar PV |  | Existing | 2014-03-15 | 2099-12-31 | 1 | 8.5 | 15.124 | 20.31% | LADWP | LDWP | LDWP | Solar | - | 1 | 2099-12-31 | 0 | 15.124
| 1104 | LADWP-2014-1 | Copper Mountain III |  | LADWP | NV |  |  | Solar PV |  | Existing | 2015-04-08 | 2035-04-07 | 1 | 214.2 | 506.042 | 26.97% | LADWP | LDWP | LDWP | Solar | - | 1 | 2099-12-31 | 0 | 506.042
| 1105 | LADWP-60480A | MM Lopez Energy LLC | SAUGUS_7_LOPEZ | LADWP | CA |  |  | Biogas |  | Existing | 2017-01-01 | 2099-12-31 | 1 | 6.06 | 46.0372 | 86.72% | CAISO | LDWP | CAISO | Biomass | - | 1 | 2099-12-31 | 1 | 46.0372
| 1106 | LADWP-62326A | LAX Logistics Industrial Center A, B - Hannah Solar |  | LADWP | CA |  |  | Solar PV |  | Existing | 2000-01-01 | 2099-12-31 | 1 | 0.833 | 2.0067 | 27.5% | LADWP | LDWP | LDWP | Solar | - | 1 | 2099-12-31 | 0 | 2.0067
| 1107 | LADWP-62471C | Colon PV |  | LADWP | CA |  |  | Solar PV |  | Existing | 2000-01-01 | 2099-12-31 | 1 | 1.29 | 3.1189 | 27.6% | LADWP | LDWP | LDWP | Solar | - | 1 | 2099-12-31 | 0 | 3.1189
| 1108 | LADWP-62561A | Castaic Efficiency (Small Hydro) |  | LADWP | CA |  |  | Hydro |  | Existing | 2000-01-01 | 2099-12-31 | 1 | 9 | 7.8024 | 9.897% | LADWP | LDWP | LDWP | Small_Hydro | - | 1 | 2099-12-31 | 0 | 7.8024
| 1109 | LADWP-62806A | 3880 NORTH MISSION ROAD |  | LADWP | CA |  |  | Solar PV |  | Existing | 2000-01-01 | 2099-12-31 | 1 | 1.559 | 3.7556 | 27.5% | LADWP | LDWP | LDWP | Solar | - | 1 | 2099-12-31 | 0 | 3.7556
| 1110 | LADWP-62823C | SunStarter Solar CX III |  | LADWP | CA |  |  | Solar PV |  | Existing | 2000-01-01 | 2099-12-31 | 1 | 0.15 | 0.36135 | 27.5% | LADWP | LDWP | LDWP | Solar | - | 1 | 2099-12-31 | 0 | 0.36135
| 1111 | LADWP-MISC-6 | Maclay Solar Project |  | LADWP | CA |  |  | Solar PV |  | Existing | 2015-12-01 | 2099-12-31 | 1 | 2.2 | 5.3191 | 27.6% | LADWP | LDWP | LDWP | Solar | - | 1 | 2099-12-31 | 0 | 5.3191
| 1112 | LODI-2011-3 | Geothermal 1 | NCPA_7_GP1UN1 | Lodi | CA |  |  | Geothermal |  | Existing | 1983-01-01 | 2099-12-31 | 1 | 5.654 | 46.3747 | 93.63% | CAISO | CAISO | CAISO | Geothermal | - | 1 | 2099-12-31 | 1 | 46.3747
| 1113 | LODI-2011-4 | Geothermal 2 | NCPA_7_GP2UN3 | Lodi | CA |  |  | Geothermal |  | Existing | 1985-05-01 | 2099-12-31 | 1 | 5.654 | 42.0672 | 84.93% | CAISO | CAISO | CAISO | Geothermal | - | 1 | 2099-12-31 | 1 | 42.0672
| 1114 | LODI-2011-6 | Spicer | SPICER_1_UNIT 1 | Lodi | CA |  |  | Hydro |  | Existing | 1982-09-01 | 2099-12-31 | 1 | 0.6222 | 1.8415 | 33.79% | CAISO | CAISO | CAISO | Small_Hydro | - | 1 | 2099-12-31 | 0 | 1.8415
| 1115 | LODI-2011-7 | Nimbus |  | Lodi | CA |  |  | Hydro |  | Existing | 2005-01-01 | 2024-12-31 | 1 | 0.066216 | 0.27136 | 46.78% | BANC | CAISO | BANC | Small_Hydro | - | 1 | 2099-12-31 | 0 | 0.27136
| 1116 | LODI-2011-7 | Stampede |  | Lodi | CA |  |  | Hydro |  | Existing | 2005-01-01 | 2024-12-31 | 1 | 0.017903 | 0.058463 | 37.28% | BANC | CAISO | BANC | Small_Hydro | - | 1 | 2099-12-31 | 0 | 0.058463
| 1117 | LODI-2011-7 | Lewiston | LEWSTN_7_UNIT 1 | Lodi | CA |  |  | Hydro |  | Existing | 2005-01-01 | 2024-12-31 | 1 | 0.0017167 | 0.01 | 66.5% | CAISO | CAISO | CAISO | Small_Hydro | - | 1 | 2099-12-31 | 0 | 0.01
| 1118 | LOMP-2011-3 | Geothermal 1 | NCPA_7_GP1UN1 | Lompoc | CA |  |  | Geothermal |  | Existing | 2009-12-29 | 2099-12-31 | 1 | 2.024 | 16.601 | 93.63% | CAISO | CAISO | CAISO | Geothermal | - | 1 | 2099-12-31 | 1 | 16.601
| 1119 | LOMP-2011-4 | Geothermal 2 | NCPA_7_GP2UN3 | Lompoc | CA |  |  | Geothermal |  | Existing | 2009-12-29 | 2099-12-31 | 1 | 2.024 | 15.0591 | 84.93% | CAISO | CAISO | CAISO | Geothermal | - | 1 | 2099-12-31 | 1 | 15.0591
| 1120 | LOMP-2011-6 | Nimbus |  | Lompoc | CA |  |  | Hydro |  | Existing | 2005-01-01 | 2024-12-31 | 1 | 0.034506 | 0.14141 | 46.78% | BANC | CAISO | BANC | Small_Hydro | - | 1 | 2099-12-31 | 0 | 0.14141
| 1121 | LOMP-2011-6 | Stampede |  | Lompoc | CA |  |  | Hydro |  | Existing | 2005-01-01 | 2024-12-31 | 1 | 0.0093294 | 0.030466 | 37.28% | BANC | CAISO | BANC | Small_Hydro | - | 1 | 2099-12-31 | 0 | 0.030466
| 1122 | LOMP-2011-6 | Lewiston | LEWSTN_7_UNIT 1 | Lompoc | CA |  |  | Hydro |  | Existing | 2005-01-01 | 2024-12-31 | 1 | 0.0008946 | 0.0052113 | 66.5% | CAISO | CAISO | CAISO | Small_Hydro | - | 1 | 2099-12-31 | 0 | 0.0052113
| 1123 | LOMP-2011-7 | Spicer | SPICER_1_UNIT 1 | Lompoc | CA |  |  | Hydro |  | Existing | 1982-09-01 | 2099-12-31 | 1 | 0.138 | 0.40843 | 33.79% | CAISO | CAISO | CAISO | Small_Hydro | - | 1 | 2099-12-31 | 0 | 0.40843
| 1124 | MCE-60536A | Pardee Power Plant | PARDEB_2_UNIT 1 | MCE | CA |  |  | Hydro |  | Existing | 2015-07-01 | 2024-12-31 | 1 | 23.6 | 95.3248 | 46.11% | CAISO | CAISO | CAISO | Small_Hydro | - | 1 | 2099-12-31 | 0 | 95.3248
| 1125 | MCE-61205A | Hay Road - Silicon Valley Biomass | PEABDY_2_LNDFIL | MCE | CA |  |  | Biogas |  | Existing | 2013-06-28 | 2033-06-27 | 1 | 1.6 | 11.7188 | 83.61% | CAISO | CAISO | CAISO | Biomass | - | 1 | 2099-12-31 | 1 | 11.7188
| 1126 | MCE-61263A | Kansas, LLC | LEPRFD_1_KANSAS | MCE | CA |  |  | Solar PV |  | Existing | 2014-12-26 | 2017-12-31 | 0 | 20 | 46.9 | 26.77% | CAISO | CAISO | CAISO | Solar | - | 1 | 2017-12-31 | 1 | 46.9
| 1127 | MCE-61632A | Lincoln Landfill - WPWMA | PLSNTG_7_LNCLND | MCE | CA |  |  | Biogas |  | Existing | 2013-02-01 | 2033-01-31 | 1 | 4.86 | 21.9753 | 51.62% | CAISO | CAISO | CAISO | Biomass | - | 1 | 2099-12-31 | 1 | 21.9753
| 1128 | MCE-62355A | Corcoran City | CORCAN_1_SOLAR2 | MCE | CA |  |  | Solar PV |  | Existing | 2015-05-23 | 2040-05-22 | 1 | 11 | 26.5954 | 27.6% | CAISO | CAISO | CAISO | Solar | - | 1 | 2099-12-31 | 1 | 26.5954
| 1129 | MCE-62357A | Cottonwood Goose Lake LLC | GOOSLK_1_SOLAR1 | MCE | CA |  |  | Solar PV |  | Existing | 2015-05-23 | 2040-05-22 | 1 | 12 | 29.0131 | 27.6% | CAISO | CAISO | CAISO | Solar | - | 1 | 2099-12-31 | 1 | 29.0131
| 1130 | MCE-62469C | Rising Tree Wind Farm III LLC | RTREE_2_WIND3 | MCE | CA | Kern | Tehachapi | Wind |  | Existing | 2015-07-01 | 2018-12-31 | 0 | 99 | 200 | 23.06% | CAISO | CAISO | CAISO | Wind | Tehachapi | 1 | 2018-12-31 | 1 | 200
| 1131 | MEID-2013-1 | High Winds | BRDSLD_2_HIWIND | MEID | CA |  |  | Wind |  | Existing | 2003-11-17 | 2028-11-17 | 1 | 5.0058 | 10.1791 | 23.21% | CAISO | CAISO | CAISO | Wind | - | 1 | 2099-12-31 | 1 | 10.1791
| 1132 | MEID-2013-2 | Nimbus |  | MEID | CA |  |  | Hydro |  | Existing | 2000-12-04 | 2024-12-31 | 1 | 0.04455 | 0.18257 | 46.78% | BANC | CAISO | BANC | Small_Hydro | - | 1 | 2099-12-31 | 0 | 0.18257
| 1133 | MEID-2013-2 | Lewiston | LEWSTN_7_UNIT 1 | MEID | CA |  |  | Hydro |  | Existing | 2000-12-04 | 2024-12-31 | 1 | 0.001155 | 0.0067282 | 66.5% | CAISO | CAISO | CAISO | Small_Hydro | - | 1 | 2099-12-31 | 0 | 0.0067282
| 1134 | MEID-61088A | Bennett Creek Windfarm, LLC |  | MEID | ID |  |  | Wind |  | Existing | 2003-11-17 | 2028-11-17 | 1 | 0 | 0.12138 |  | IPC | CAISO | NW | Wind | - | 1 | 2099-12-31 | 0 | 0.12138
| 1135 | MEID-61089A | Hot Springs Windfarm, LLC, Mountain Wind Power II; Nine Canyon Wind Project - Phase 3 |  | MEID | ID, WY, WA |  |  | Wind |  | Existing | 2003-11-17 | 2028-11-17 | 1 | 0 | 0.31601 |  | BPA | CAISO | NW | Wind | - | 1 | 2099-12-31 | 0 | 0.31601
| 1136 | MEID-61202A | Juniper Canyon Wind Power |  | MEID | WA |  |  | Wind |  | Existing | 2003-11-17 | 2028-11-17 | 1 | 4.6721 | 7.1957 | 17.58% | BPA | CAISO | NW | Wind | - | 1 | 2099-12-31 | 0 | 7.1957
| 1137 | MID-2011-1 | High Winds | BRDSLD_2_HIWIND | MID | CA |  |  | Wind |  | Existing | 2004-06-01 | 2014-05-31 | 1 | 25 | 50.8363 | 23.21% | CAISO | BANC | CAISO | Wind | - | 1 | 2099-12-31 | 1 | 50.8363
| 1138 | MID-2011-10 | Big Horn 2 |  | MID | WA |  |  | Wind |  | Existing | 2010-11-01 | 2036-10-31 | 1 | 17.5 | 42.4571 | 27.7% | BPA | BANC | NW | Wind | - | 1 | 2099-12-31 | 0 | 42.4571
| 1139 | MID-2011-12 | Star Point |  | MID | OR |  |  | Wind |  | Existing | 2010-06-01 | 2030-06-30 | 1 | 98.7 | 245.5548 | 28.4% | BPA | BANC | NW | Wind | - | 1 | 2099-12-31 | 0 | 245.5548
| 1140 | MID-2011-13 | McHenry Solar Farm |  | MID | CA |  |  | Solar PV |  | Existing | 2000-01-01 | 2099-12-31 | 1 | 25 | 59.877 | 27.34% | BANC | BANC | BANC | Solar | - | 1 | 2099-12-31 | 0 | 59.877
| 1141 | MID-2011-15 | Stone Drop |  | MID | CA |  |  | Hydro |  | Existing | 1984-04-15 | 2034-04-15 | 1 | 0.25 | 0.1402 | 6.402% | BANC | BANC | BANC | Small_Hydro | - | 1 | 2099-12-31 | 0 | 0.1402
| 1142 | MID-2011-3 | High Winds | BRDSLD_2_HIWIND | MID | CA |  |  | Wind |  | Existing | 2009-04-01 | 2028-06-30 | 1 | 50 | 101.6726 | 23.21% | CAISO | BANC | CAISO | Wind | - | 1 | 2099-12-31 | 1 | 101.6726
| 1143 | MID-2011-4 | Shiloh I Wind | BRDSLD_2_SHILO1 | MID | CA | Solano | Solano | Wind |  | Existing | 2005-06-17 | 2016-05-31 | 1 | 50 | 132.4375 | 30.24% | CAISO | BANC | CAISO | Wind | Solano | 1 | 2099-12-31 | 1 | 132.4375
| 1144 | MID-2011-6 | Big Horn 1 |  | MID | WA |  |  | Wind |  | Existing | 2006-10-01 | 2026-09-30 | 1 | 25 | 66.3376 | 30.29% | BPA | BANC | NW | Wind | - | 1 | 2099-12-31 | 0 | 66.3376
| 1145 | MID-2011-9 | Big Horn 1 |  | MID | WA |  |  | Wind |  | Existing | 2010-11-01 | 2036-10-31 | 1 | 70 | 185.7451 | 30.29% | BPA | BANC | NW | Wind | - | 1 | 2099-12-31 | 0 | 185.7451
| 1146 | NOBLE-60481A | Miramar Energy LLC | MSHGTS_6_MMARLF | NOBLE | CA |  |  | Biogas |  | Existing | 2014-01-01 | 2015-12-31 | 1 | 3.2 | 20.804 | 74.22% | CAISO | CAISO | CAISO | Biomass | - | 1 | 2099-12-31 | 1 | 20.804
| 1147 | NOBLE-60520A | Angels | FROGTN_7_UTICA | NOBLE | CA |  |  | Hydro |  | Existing | 2012-10-01 | 2022-09-30 | 1 | 1.4 | 5.608 | 45.73% | CAISO | CAISO | CAISO | Small_Hydro | - | 1 | 2099-12-31 | 1 | 5.608
| 1148 | NOBLE-60521A | Murphys | FROGTN_7_UTICA | NOBLE | CA |  |  | Hydro |  | Existing | 2012-10-01 | 2022-09-30 | 1 | 4.5 | 14.4021 | 36.53% | CAISO | CAISO | CAISO | Small_Hydro | - | 1 | 2099-12-31 | 1 | 14.4021
| 1149 | NOBLE-60633A | Total Energy Facilities | MESAS_2_QF | NOBLE | CA |  |  | Biomass |  | Existing | 2014-01-01 | 2016-12-31 | 1 | 38.4 | 135.1533 | 40.18% | CAISO | CAISO | CAISO | Biomass | - | 1 | 2099-12-31 | 1 | 135.1533
| 1150 | NOBLE-60866A | Calabasas Gas-to-Energy | MOORPK_2_CALABS | NOBLE | CA |  |  | Biogas |  | Existing | 2013-07-01 | 2016-12-31 | 1 | 13.8 | 44.5878 | 36.88% | CAISO | CAISO | CAISO | Biomass | - | 1 | 2099-12-31 | 1 | 44.5878
| 1151 | NOBLE-62425C | Rising Tree Wind Farm I | RTREE_2_WIND1 | NOBLE | CA | Kern | Tehachapi | Wind |  | Existing | 2015-01-01 | 2018-12-31 | 0 | 79.2 | 0.905 | 0.1304% | CAISO | CAISO | CAISO | Wind | Tehachapi | 1 | 2018-12-31 | 1 | 0.905
| 1152 | POAK-2011-1 | CA - Port of Oakland - Site 1 |  | Port of Oakland | CA |  |  | Solar PV |  | Existing | 2007-11-07 | 2027-11-07 | 1 | 0.899 | 1.334 | 16.94% | CAISO | CAISO | CAISO | Solar | - | 1 | 2099-12-31 | 0 | 1.334
| 1153 | POAK-2011-2 | Nimbus |  | Port of Oakland | CA |  |  | Hydro |  | Existing | 2005-01-01 | 2024-12-31 | 1 | 0.059164 | 0.24246 | 46.78% | BANC | CAISO | BANC | Small_Hydro | - | 1 | 2099-12-31 | 0 | 0.24246
| 1154 | POAK-2011-2 | Stampede |  | Port of Oakland | CA |  |  | Hydro |  | Existing | 2005-01-01 | 2024-12-31 | 1 | 0.015996 | 0.052236 | 37.28% | BANC | CAISO | BANC | Small_Hydro | - | 1 | 2099-12-31 | 0 | 0.052236
| 1155 | POAK-2011-2 | Lewiston | LEWSTN_7_UNIT 1 | Port of Oakland | CA |  |  | Hydro |  | Existing | 2005-01-01 | 2024-12-31 | 1 | 0.0015339 | 0.0089352 | 66.5% | CAISO | CAISO | CAISO | Small_Hydro | - | 1 | 2099-12-31 | 0 | 0.0089352
| 1156 | POAK-2011-3 | Nimbus |  | Port of Oakland | CA |  |  | Hydro |  | Existing | 2005-01-01 | 2024-12-31 | 1 | 0.017928 | 0.073471 | 46.78% | BANC | CAISO | BANC | Small_Hydro | - | 1 | 2099-12-31 | 0 | 0.073471
| 1157 | POAK-2011-3 | Stampede |  | Port of Oakland | CA |  |  | Hydro |  | Existing | 2005-01-01 | 2024-12-31 | 1 | 0.0048472 | 0.015829 | 37.28% | BANC | CAISO | BANC | Small_Hydro | - | 1 | 2099-12-31 | 0 | 0.015829
| 1158 | POAK-2011-3 | Lewiston | LEWSTN_7_UNIT 1 | Port of Oakland | CA |  |  | Hydro |  | Existing | 2005-01-01 | 2024-12-31 | 1 | 0.0004648 | 0.0027076 | 66.5% | CAISO | CAISO | CAISO | Small_Hydro | - | 1 | 2099-12-31 | 0 | 0.0027076
| 1159 | POAK-2012-4 | EBMUD WWTP Power Generation Station | OAK L_7_EBMUD | Port of Oakland | CA |  |  | Biomass |  | Existing | 2012-11-01 | 2017-10-31 | 1 | 6.45 | 24.453 | 43.28% | CAISO | CAISO | CAISO | Biomass | - | 1 | 2099-12-31 | 0 | 24.453
| 1160 | POAK-62025A | EBMUD WWTP Digester Gas Turbine | OAK L_1_GTG1 | Port of Oakland | CA |  |  | Biomass |  | Existing | 2000-01-01 | 2017-10-31 | 1 | 4.6 | 25.8443 | 64.14% | CAISO | CAISO | CAISO | Biomass | - | 1 | 2099-12-31 | 0 | 25.8443
| 1161 | PPC-2011-1 | Nimbus |  | PPC | CA |  |  | Hydro |  | Existing | 2005-01-01 | 2024-12-31 | 1 | 0.047478 | 0.19457 | 46.78% | BANC | CAISO | BANC | Small_Hydro | - | 1 | 2099-12-31 | 0 | 0.19457
| 1162 | PPC-2011-1 | Stampede |  | PPC | CA |  |  | Hydro |  | Existing | 2005-01-01 | 2024-12-31 | 1 | 0.012837 | 0.041919 | 37.28% | BANC | CAISO | BANC | Small_Hydro | - | 1 | 2099-12-31 | 0 | 0.041919
| 1163 | PPC-2011-1 | Lewiston | LEWSTN_7_UNIT 1 | PPC | CA |  |  | Hydro |  | Existing | 2005-01-01 | 2024-12-31 | 1 | 0.0012309 | 0.0071704 | 66.5% | CAISO | CAISO | CAISO | Small_Hydro | - | 1 | 2099-12-31 | 0 | 0.0071704
| 1164 | PPG-60480A | MM Lopez Energy LLC | SAUGUS_7_LOPEZ | PPG | CA |  |  | Biogas |  | Existing | 2006-07-01 | 2016-12-31 | 1 | 6.06 | 46.0372 | 86.72% | CAISO | CAISO | CAISO | Biomass | - | 1 | 2099-12-31 | 1 | 46.0372
| 1165 | PPG-60485A | Coyote Canyon | SANTGO_6_COYOTE | PPG | CA |  |  | Biogas |  | Existing | 2013-01-01 | 2015-12-31 | 1 | 20 | 46.6675 | 26.64% | CAISO | CAISO | CAISO | Biomass | - | 1 | 2099-12-31 | 0 | 46.6675
| 1166 | PWP-2011-1 | Chiquita Canyon | SAUGUS_7_CHIQCN | PWP | CA |  |  | Biogas |  | Existing | 2010-11-23 | 2030-11-23 | 1 | 7.6667 | 37.394 | 55.68% | CAISO | CAISO | CAISO | Biomass | - | 1 | 2099-12-31 | 1 | 37.394
| 1167 | PWP-2011-11 | MM West Covina LLC, Gen 2 | WALNUT_7_WCOVST | PWP | CA |  |  | Biogas |  | Existing | 2007-01-01 | 2016-12-31 | 1 | 7.1 | 36.646 | 58.92% | CAISO | CAISO | CAISO | Biomass | - | 1 | 2099-12-31 | 1 | 36.646
| 1168 | PWP-2011-2 | Azusa | AZUSA_2_HYDRO | PWP | CA |  |  | Hydro |  | Existing | 1933-06-20 | 2099-12-31 | 1 | 3 | 2.6888 | 10.23% | CAISO | CAISO | CAISO | Small_Hydro | - | 1 | 2099-12-31 | 0 | 2.6888
| 1169 | PWP-2011-21 | GLENARM - UNITS 2, 3, 4 | GLNARM_7_UNIT 3 | PWP | CA |  |  | Biogas | Pipeline | Existing | 2011-06-03 | 2099-12-31 | 1 | 0 | 0 |  | CAISO | CAISO | CAISO | Other | - | 1 | 2099-12-31 | 1 | 0
| 1170 | PWP-2011-24 | Broadway Unit B-3 | BRDWAY_7_UNIT 1 | PWP | CA |  |  | Biogas | Pipeline | Existing | 2011-06-25 | 2099-12-31 | 1 | 0 | 0 |  | CAISO | CAISO | CAISO | Other | - | 1 | 2099-12-31 | 0 | 0
| 1171 | PWP-2011-4 | Milford Wind WT11 |  | PWP | UT |  |  | Wind |  | Existing | 2010-04-28 | 2029-11-14 | 1 | 5.0875 | 10.1378 | 22.75% | LADWP | CAISO | LDWP | Wind | - | 1 | 2099-12-31 | 0 | 10.1378
| 1172 | PWP-2011-5 | High Winds | BRDSLD_2_HIWIND | PWP | CA |  |  | Wind |  | Existing | 2003-09-01 | 2023-12-31 | 1 | 5.994 | 12.1885 | 23.21% | CAISO | CAISO | CAISO | Wind | - | 1 | 2099-12-31 | 1 | 12.1885
| 1173 | PWP-2011-6 | Heber Geothermal Co | MIRAGE_2_COCHLA | PWP | CA |  |  | Geothermal |  | Existing | 2006-04-01 | 2031-12-31 | 1 | 9.525 | 48.1792 | 57.74% | CAISO | CAISO | CAISO | Geothermal | - | 1 | 2099-12-31 | 0 | 48.1792
| 1174 | PWP-2011-8 | Magnolia Power Project (Biomethane portion) |  | PWP | CA |  |  | Biogas | Pipeline | Existing | 2005-09-27 | 2036-12-31 | 1 | 0 | 114.8191 |  | LADWP | CAISO | LDWP | Other | - | 1 | 2099-12-31 | 0 | 114.8191
| 1175 | PWP-2014-3 | Columbia Two, LLC | CAMLOT_2_SOLAR2 | PWP | CA |  |  | Solar PV |  | Existing | 2014-11-27 | 2034-12-09 | 1 | 2.571 | 0.31848 | 1.414% | CAISO | CAISO | CAISO | Solar | - | 1 | 2099-12-31 | 1 | 0.31848
| 1176 | PWP-60272A | Dinuba Energy | DINUBA_6_UNIT | PWP | CA |  |  | Biomass |  | Existing | 2000-01-01 | 2015-03-11 | 1 | 12 | 70.8485 | 67.4% | CAISO | CAISO | CAISO | Biomass | - | 1 | 2099-12-31 | 1 | 70.8485
| 1177 | PWRPA-2011-1 | Warm Springs | GYSRVL_7_WSPRNG | PWRPA | CA |  |  | Hydro |  | Existing | 2009-11-03 | 2019-11-30 | 1 | 2.79 | 12.6914 | 51.93% | CAISO | CAISO | CAISO | Small_Hydro | - | 1 | 2099-12-31 | 1 | 12.6914
| 1178 | PWRPA-2011-2 | Nimbus |  | PWRPA | CA |  |  | Hydro |  | Existing | 2005-01-01 | 2024-12-31 | 1 | 0.92231 | 3.7797 | 46.78% | BANC | CAISO | BANC | Small_Hydro | - | 1 | 2099-12-31 | 0 | 3.7797
| 1179 | PWRPA-2011-2 | Stampede |  | PWRPA | CA |  |  | Hydro |  | Existing | 2005-01-01 | 2024-12-31 | 1 | 0.24937 | 0.81432 | 37.28% | BANC | CAISO | BANC | Small_Hydro | - | 1 | 2099-12-31 | 0 | 0.81432
| 1180 | PWRPA-2011-2 | Lewiston | LEWSTN_7_UNIT 1 | PWRPA | CA |  |  | Hydro |  | Existing | 2005-01-01 | 2024-12-31 | 1 | 0.023912 | 0.13929 | 66.5% | CAISO | CAISO | CAISO | Small_Hydro | - | 1 | 2099-12-31 | 0 | 0.13929
| 1181 | PWRPA-2011-3 | Central LF (Sonoma) Phase II Units 1-4 | SNMALF_6_UNITS | PWRPA | CA |  |  | Biogas |  | Existing | 2006-01-01 | 2015-11-30 | 1 | 3.2 | 18.3772 | 65.56% | CAISO | CAISO | CAISO | Biomass | - | 1 | 2099-12-31 | 1 | 18.3772
| 1182 | PWRPA-2011-3 | Central LF (Sonoma) Phase I Units 1-4 | SNMALF_6_UNITS | PWRPA | CA |  |  | Biogas |  | Existing | 2006-01-01 | 2015-11-30 | 1 | 3.2 | 18.1547 | 64.76% | CAISO | CAISO | CAISO | Biomass | - | 1 | 2099-12-31 | 1 | 18.1547
| 1183 | RCMU-2013-2 | MN Milliken Genco LLC, Unit 1-2 | CHINO_7_MILIKN | RCMU | CA |  |  | Biogas |  | Existing | 2013-01-01 | 2017-12-31 | 1 | 2.6 | 9.8977 | 43.46% | CAISO | CAISO | CAISO | Biomass | - | 1 | 2099-12-31 | 1 | 9.8977
| 1184 | RCMU-2013-3 | MN Mid Valley Genco LLC, 1-2 | ETIWND_7_MIDVLY | RCMU | CA |  |  | Biogas |  | Existing | 2013-01-01 | 2017-12-31 | 1 | 2.6 | 12.5317 | 55.02% | CAISO | CAISO | CAISO | Biomass | - | 1 | 2099-12-31 | 1 | 12.5317
| 1185 | REU-2011-1 | Whiskeytown |  | REU | CA |  |  | Hydro |  | Existing | 1983-03-10 | 2099-12-31 | 1 | 3.5 | 24.7387 | 80.69% | BANC | BANC | BANC | Small_Hydro | - | 1 | 2099-12-31 | 0 | 24.7387
| 1186 | REU-2011-3 | Nimbus |  | REU | CA |  |  | Hydro |  | Existing | 2005-01-01 | 2024-12-31 | 1 | 1.1475 | 4.7026 | 46.78% | BANC | BANC | BANC | Small_Hydro | - | 1 | 2099-12-31 | 0 | 4.7026
| 1187 | REU-2011-3 | Stampede |  | REU | CA |  |  | Hydro |  | Existing | 2005-01-01 | 2024-12-31 | 1 | 0.31025 | 1.0131 | 37.28% | BANC | BANC | BANC | Small_Hydro | - | 1 | 2099-12-31 | 0 | 1.0131
| 1188 | REU-2011-3 | Lewiston | LEWSTN_7_UNIT 1 | REU | CA |  |  | Hydro |  | Existing | 2005-01-01 | 2024-12-31 | 1 | 0.02975 | 0.1733 | 66.5% | CAISO | BANC | CAISO | Small_Hydro | - | 1 | 2099-12-31 | 0 | 0.1733
| 1189 | RPU-2011-2 | Salton Sea Unit 5 |  | RPU | CA |  |  | Geothermal |  | Existing | 2009-06-01 | 2020-05-31 | 1 | 49.9 | 324.0137 | 74.12% | IID | CAISO | IID | Geothermal | - | 1 | 2099-12-31 | 0 | 324.0137
| 1190 | RPU-2011-3 | Wintec Energy #2-A | BUCKWD_7_WINTCV | RPU | CA |  |  | Wind |  | Existing | 2003-12-28 | 2018-12-27 | 1 | 1.32 | 3.9299 | 33.99% | CAISO | CAISO | CAISO | Wind | - | 1 | 2099-12-31 | 1 | 3.9299
| 1191 | RPU-2012-4 | Stanislaus Resource Recovery Facility | STNRES_1_UNIT | RPU | CA |  |  | Biomass |  | Existing | 2012-12-01 | 2013-12-31 | 1 | 24 | 132.277 | 62.92% | CAISO | CAISO | CAISO | Biomass | - | 1 | 2099-12-31 | 1 | 132.277
| 1192 | RPU-2012-5 | WAGNER WIND, LLC | GARNET_1_WT3WND | RPU | CA |  |  | Wind |  | Existing | 2012-12-22 | 2032-12-23 | 1 | 6 | 18.3631 | 34.94% | CAISO | CAISO | CAISO | Wind | - | 1 | 2099-12-31 | 1 | 18.3631
| 1193 | RPU-2014-2 | Columbia Two, LLC | CAMLOT_2_SOLAR2 | RPU | CA |  |  | Solar PV |  | Existing | 2014-11-27 | 2034-12-22 | 1 | 11.1435 | 1.3804 | 1.414% | CAISO | CAISO | CAISO | Solar | - | 1 | 2099-12-31 | 1 | 1.3804
| 1194 | RPU-2015-1 | AP North Lake Solar - Diamond Valley Lake Solar | VALLEY_5_SOLAR2 | RPU | CA |  |  | Solar PV |  | Existing | 2015-07-28 | 2040-08-11 | 1 | 20 | 48.3552 | 27.6% | CAISO | CAISO | CAISO | Solar | - | 1 | 2099-12-31 | 1 | 48.3552
| 1195 | RPU-2015-2 | Tequesquite Landfill Solar Project | RVSIDE_6_SOLAR1 | RPU | CA |  |  | Solar PV |  | Existing | 2015-08-12 | 2040-12-31 | 1 | 7.5 | 18.1332 | 27.6% | CAISO | CAISO | CAISO | Solar | - | 1 | 2099-12-31 | 1 | 18.1332
| 1196 | RPU-2014-1 | Cabazon Wind Partners, LLC | TRNSWD_1_QF | RPU | CA |  |  | Wind |  | Existing | 2014-12-22 | 2024-12-31 | 1 | 41 | 109.6637 | 30.53% | CAISO | CAISO | CAISO | Wind | - | 1 | 2099-12-31 | 1 | 109.6637
| 1197 | SHLL-62288A | Palouse Wind |  | Shell | WA |  |  | Wind |  | Existing | 2000-01-01 | 2016-12-31 | 1 | 104.4 | 130.05 | 14.22% | AVA | CAISO | NW | Wind | - | 1 | 2099-12-31 | 0 | 130.05
| 1198 | SMUD-2011-10 | RE Bruceville Solar 1 |  | SMUD | CA |  |  | Solar PV |  | Existing | 2012-01-01 | 2032-02-01 | 1 | 5 | 12.242 | 27.95% | BANC | BANC | BANC | Solar | - | 1 | 2099-12-31 | 0 | 12.242
| 1199 | SMUD-2011-11 | RE Bruceville Solar 2 |  | SMUD | CA |  |  | Solar PV |  | Existing | 2012-02-25 | 2032-03-01 | 1 | 5 | 12.406 | 28.32% | BANC | BANC | BANC | Solar | - | 1 | 2099-12-31 | 0 | 12.406
| 1200 | SMUD-2011-11 | RE Bruceville Solar 3 |  | SMUD | CA |  |  | Solar PV |  | Existing | 2012-02-25 | 2032-03-01 | 1 | 5 | 12.391 | 28.29% | BANC | BANC | BANC | Solar | - | 1 | 2099-12-31 | 0 | 12.391
| 1201 | SMUD-2011-12 | RE Dillard Road 1 |  | SMUD | CA |  |  | Solar PV |  | Existing | 2012-01-01 | 2032-02-01 | 1 | 3 | 7.5115 | 28.58% | BANC | BANC | BANC | Solar | - | 1 | 2099-12-31 | 0 | 7.5115
| 1202 | SMUD-2011-12 | RE Dillard Road 2 |  | SMUD | CA |  |  | Solar PV |  | Existing | 2012-01-01 | 2032-02-01 | 1 | 3 | 7.3825 | 28.09% | BANC | BANC | BANC | Solar | - | 1 | 2099-12-31 | 0 | 7.3825
| 1203 | SMUD-2011-12 | RE Dillard Road 3 |  | SMUD | CA |  |  | Solar PV |  | Existing | 2012-01-01 | 2032-02-01 | 1 | 3 | 7.2715 | 27.67% | BANC | BANC | BANC | Solar | - | 1 | 2099-12-31 | 0 | 7.2715
| 1204 | SMUD-2011-13 | RE Kammerer Road 1 |  | SMUD | CA |  |  | Solar PV |  | Existing | 2012-01-01 | 2032-02-01 | 1 | 5 | 12.5005 | 28.54% | BANC | BANC | BANC | Solar | - | 1 | 2099-12-31 | 0 | 12.5005
| 1205 | SMUD-2011-14 | RE Kammerer Road 2 |  | SMUD | CA |  |  | Solar PV |  | Existing | 2012-02-25 | 2032-03-01 | 1 | 5 | 12.554 | 28.66% | BANC | BANC | BANC | Solar | - | 1 | 2099-12-31 | 0 | 12.554
| 1206 | SMUD-2011-14 | RE Kammerer Road 3 |  | SMUD | CA |  |  | Solar PV |  | Existing | 2012-02-25 | 2032-03-01 | 1 | 5 | 12.4445 | 28.41% | BANC | BANC | BANC | Solar | - | 1 | 2099-12-31 | 0 | 12.4445
| 1207 | SMUD-2011-15 | Green Acres Solar FarmPV2 |  | SMUD | CA |  |  | Solar PV |  | Existing | 2012-09-01 | 2032-10-01 | 1 | 1.41 | 5.8139 | 47.07% | BANC | BANC | BANC | Solar | - | 1 | 2099-12-31 | 0 | 5.8139
| 1208 | SMUD-2011-15 | Green Acres Solar Farm PV1 |  | SMUD | CA |  |  | Solar PV |  | Existing | 2012-09-01 | 2032-10-01 | 1 | 3.42 | 3.7964 | 12.67% | BANC | BANC | BANC | Solar | - | 1 | 2099-12-31 | 0 | 3.7964
| 1209 | SMUD-2011-16 | RE McKenzie 1 |  | SMUD | CA |  |  | Solar PV |  | Existing | 2012-11-08 | 2032-12-01 | 1 | 5 | 12.693 | 28.98% | BANC | BANC | BANC | Solar | - | 1 | 2099-12-31 | 0 | 12.693
| 1210 | SMUD-2011-16 | RE McKenzie 5 |  | SMUD | CA |  |  | Solar PV |  | Existing | 2012-11-08 | 2032-12-01 | 1 | 5 | 12.6525 | 28.89% | BANC | BANC | BANC | Solar | - | 1 | 2099-12-31 | 0 | 12.6525
| 1211 | SMUD-2011-16 | RE McKenzie 6 |  | SMUD | CA |  |  | Solar PV |  | Existing | 2012-11-08 | 2032-12-01 | 1 | 5 | 12.605 | 28.78% | BANC | BANC | BANC | Solar | - | 1 | 2099-12-31 | 0 | 12.605
| 1212 | SMUD-2011-16 | RE McKenzie 4 |  | SMUD | CA |  |  | Solar PV |  | Existing | 2012-11-08 | 2032-12-01 | 1 | 5 | 12.5795 | 28.72% | BANC | BANC | BANC | Solar | - | 1 | 2099-12-31 | 0 | 12.5795
| 1213 | SMUD-2011-16 | RE McKenzie 2 |  | SMUD | CA |  |  | Solar PV |  | Existing | 2012-11-08 | 2032-12-01 | 1 | 5 | 12.53 | 28.61% | BANC | BANC | BANC | Solar | - | 1 | 2099-12-31 | 0 | 12.53
| 1214 | SMUD-2011-16 | RE McKenzie 3 |  | SMUD | CA |  |  | Solar PV |  | Existing | 2012-11-08 | 2032-12-01 | 1 | 5 | 12.441 | 28.4% | BANC | BANC | BANC | Solar | - | 1 | 2099-12-31 | 0 | 12.441
| 1215 | SMUD-2011-18 | Camp Far West | CAMPFW_7_FARWST | SMUD | CA |  |  | Hydro |  | Existing | 1985-02-01 | 2031-07-01 | 1 | 7.18 | 21.3843 | 34% | CAISO | BANC | CAISO | Small_Hydro | - | 1 | 2099-12-31 | 1 | 21.3843
| 1216 | SMUD-2011-19 | MM Yolo Power LLC Facility, 1-5 | DAVIS_7_MNMETH | SMUD | CA |  |  | Biogas |  | Existing | 2007-01-01 | 2026-06-30 | 1 | 3.66 | 18.8582 | 58.82% | CAISO | BANC | CAISO | Biomass | - | 1 | 2099-12-31 | 1 | 18.8582
| 1217 | SMUD-2011-20 | Buena Vista Biomass Power, LLC | JAKVAL_6_UNITG1 | SMUD | CA |  |  | Biomass |  | Existing | 2012-10-24 | 2032-11-30 | 1 | 22.5 | 99.9647 | 50.72% | CAISO | BANC | CAISO | Biomass | - | 1 | 2099-12-31 | 1 | 99.9647
| 1218 | SMUD-2011-21 | Pardee Power Plant | PARDEB_2_UNIT 1 | SMUD | CA |  |  | Hydro |  | Existing | 2005-07-01 | 2015-06-30 | 1 | 23.6 | 95.3248 | 46.11% | CAISO | BANC | CAISO | Small_Hydro | - | 1 | 2099-12-31 | 0 | 95.3248
| 1219 | SMUD-2011-21 | Camanche | PARDEB_2_UNIT 1 | SMUD | CA |  |  | Hydro |  | Existing | 2005-07-01 | 2015-06-30 | 1 | 10.8 | 28.9128 | 30.56% | CAISO | BANC | CAISO | Small_Hydro | - | 1 | 2099-12-31 | 0 | 28.9128
| 1220 | SMUD-2011-22 | Robbs Peak |  | SMUD | CA |  |  | Hydro |  | Existing | 1965-10-01 | 2099-12-31 | 1 | 25.5 | 44.859 | 20.08% | BANC | BANC | BANC | Small_Hydro | - | 1 | 2099-12-31 | 0 | 44.859
| 1221 | SMUD-2011-23 | Nimbus |  | SMUD | CA |  |  | Hydro |  | Existing | 2005-01-01 | 2024-12-31 | 1 | 4.2188 | 17.2889 | 46.78% | BANC | BANC | BANC | Small_Hydro | - | 1 | 2099-12-31 | 0 | 17.2889
| 1222 | SMUD-2011-23 | Stampede |  | SMUD | CA |  |  | Hydro |  | Existing | 2005-01-01 | 2024-12-31 | 1 | 1.1406 | 3.7248 | 37.28% | BANC | BANC | BANC | Small_Hydro | - | 1 | 2099-12-31 | 0 | 3.7248
| 1223 | SMUD-2011-23 | Lewiston | LEWSTN_7_UNIT 1 | SMUD | CA |  |  | Hydro |  | Existing | 2005-01-01 | 2024-12-31 | 1 | 0.10938 | 0.63714 | 66.5% | CAISO | BANC | CAISO | Small_Hydro | - | 1 | 2099-12-31 | 0 | 0.63714
| 1224 | SMUD-2011-24 | Solano Wind 1,2 | USWNDR_2_SMUD | SMUD | CA |  |  | Wind |  | Existing | 2003-01-01 | 2099-12-31 | 1 | 102.18 | 211.3591 | 23.61% | CAISO | BANC | CAISO | Wind | - | 1 | 2099-12-31 | 1 | 211.3591
| 1225 | SMUD-2011-26 | Solano Wind 3 | USWNDR_2_SMUD2 | SMUD | CA |  |  | Wind |  | Existing | 2012-04-26 | 2032-04-25 | 1 | 128 | 350.9922 | 31.3% | CAISO | BANC | CAISO | Wind | - | 1 | 2099-12-31 | 1 | 350.9922
| 1226 | SMUD-2011-27 | Santa Cruz Energy LLC | PSWEET_1_STCRUZ | SMUD | CA |  |  | Biogas |  | Existing | 2009-11-21 | 2024-09-30 | 1 | 1.6 | 10.59 | 75.56% | CAISO | BANC | CAISO | Biomass | - | 1 | 2099-12-31 | 1 | 10.59
| 1227 | SMUD-2011-28 | Iberdrola Renewables, Inc. (Simpson Biomass, Tacoma, WA) |  | SMUD | WA |  |  | Biomass |  | Existing | 2009-07-01 | 2021-08-01 | 1 | 34 | 276.7778 | 92.93% | BPA | BANC | NW | Biomass | - | 1 | 2099-12-31 | 0 | 276.7778
| 1228 | SMUD-2011-30 | SPI Burlington |  | SMUD | WA |  |  | Biomass |  | Existing | 2007-08-01 | 2017-07-31 | 1 | 14.9996 | 117.404 | 89.35% | PSE | BANC | NW | Biomass | - | 1 | 2099-12-31 | 0 | 117.404
| 1229 | SMUD-2011-34 | Jones Fork |  | SMUD | CA |  |  | Hydro |  | Existing | 1985-06-01 | 2099-12-31 | 1 | 10 | 19.4641 | 22.22% | BANC | BANC | BANC | Small_Hydro | - | 1 | 2099-12-31 | 0 | 19.4641
| 1230 | SMUD-2011-41 | Patua Hot Springs |  | SMUD | NV |  |  | Geothermal |  | Existing | 2013-12-28 | 2033-12-31 | 1 | 48 | 110.791 | 26.35% | SPP | BANC | NW | Geothermal | - | 1 | 2099-12-31 | 0 | 110.791
| 1231 | SMUD-2011-42 | CVFA CARSON Cogen 1 | LGHTHP_6_ICEGEN | SMUD | CA |  |  | Biogas | Pipeline | Existing | 2009-08-01 | 2022-08-11 | 1 | 0 | 6.672 |  | CAISO | BANC | CAISO | Other | - | 1 | 2099-12-31 | 1 | 6.672
| 1232 | SMUD-2011-5 | Point Pleasant (Lawrence Solar Farm) |  | SMUD | CA |  |  | Solar PV |  | Existing | 2011-12-30 | 2032-01-01 | 1 | 1 | 2.0613 | 23.53% | BANC | BANC | BANC | Solar | - | 1 | 2099-12-31 | 0 | 2.0613
| 1233 | SMUD-2011-6 | Grundman-Wilkinson Solar Farm (Bruceville Road) |  | SMUD | CA |  |  | Solar PV |  | Existing | 2011-12-28 | 2032-01-01 | 1 | 18 | 36.4867 | 23.14% | BANC | BANC | BANC | Solar | - | 1 | 2099-12-31 | 0 | 36.4867
| 1234 | SMUD-2011-8 | Kost (Fleshman Solar Farm) |  | SMUD | CA |  |  | Solar PV |  | Existing | 2011-11-19 | 2031-12-01 | 1 | 3 | 5.9503 | 22.64% | BANC | BANC | BANC | Solar | - | 1 | 2099-12-31 | 0 | 5.9503
| 1235 | SMUD-2011-9 | Boessow (Van Connett Solar Farm) |  | SMUD | CA |  |  | Solar PV |  | Existing | 2011-12-20 | 2032-01-01 | 1 | 3 | 6.034 | 22.96% | BANC | BANC | BANC | Solar | - | 1 | 2099-12-31 | 0 | 6.034
| 1236 | SMUD-2012-37 | Aerojet I (3.6MW) Solar Plant |  | SMUD | CA |  |  | Solar PV |  | Existing | 2009-12-04 | 2099-12-31 | 1 | 3.6 | 6.6922 | 21.22% | BANC | BANC | BANC | Solar | - | 1 | 2099-12-31 | 0 | 6.6922
| 1237 | SMUD-2012-38 | Aerojet II (2.4MW) Solar Plant |  | SMUD | CA |  |  | Solar PV |  | Existing | 5/21/2010 | 2099-12-31 | 1 | 2.4 | 4.4577 | 21.2% | BANC | BANC | BANC | Solar | - | 1 | 2099-12-31 | 0 | 4.4577
| 1238 | SMUD-2012-46 | Ace Sacramento Solar - Campbell Soup |  | SMUD | CA |  |  | Solar PV |  | Existing | 2012-07-25 | 2099-12-31 | 1 | 1.9 | 3.7249 | 22.38% | BANC | BANC | BANC | Solar | - | 1 | 2099-12-31 | 0 | 3.7249
| 1239 | SMUD-2012-53 | Intel Corporation - Intel |  | SMUD | CA |  |  | Solar PV |  | Existing | 2010-07-06 | 2099-12-31 | 1 | 1 | 1.651 | 18.85% | BANC | BANC | BANC | Solar | - | 1 | 2099-12-31 | 0 | 1.651
| 1240 | SMUD-2012-81 | Siemens Industry Inc. |  | SMUD | CA |  |  | Solar PV |  | Existing | 2010-07-15 | 2099-12-31 | 1 | 1.894 | 4.5626 | 27.5% | BANC | BANC | BANC | Solar | - | 1 | 2099-12-31 | 0 | 4.5626
| 1241 | SMUD-2012-86 | U.S. National Leasing LLC (Depot Park) |  | SMUD | CA |  |  | Solar PV |  | Existing | 2010-12-29 | 2099-12-31 | 1 | 2.5 | 4.006 | 18.29% | BANC | BANC | BANC | Solar | - | 1 | 2099-12-31 | 0 | 4.006
| 1242 | SMUD-2014-1 | Sutter Landing Solar AKA Sacramento (SMUD) |  | SMUD | CA |  |  | Solar PV |  | Existing | 2013-11-18 | 2033-11-18 | 1 | 1.5 | 0.852 | 6.484% | BANC | BANC | BANC | Solar | - | 1 | 2099-12-31 | 0 | 0.852
| 1243 | SMUD-2014-11 | FAA Norcal TRACON |  | SMUD | CA |  |  | Solar PV |  | Existing | 11/9/2012 | 2099-12-31 | 1 | 1 | 1.652 | 18.86% | BANC | BANC | BANC | Solar | - | 1 | 2099-12-31 | 0 | 1.652
| 1244 | SMUD-2014-3 | Salton Sea Unit 3 | MIRAGE_2_COCHLA | SMUD | CA |  |  | Geothermal |  | Existing | 2017-07-01 | 2039-12-31 | 1 | 53.97 | 352.9663 | 74.66% | CAISO | BANC | CAISO | Geothermal | - | 1 | 2099-12-31 | 0 | 352.9663
| 1245 | SMUD-2014-3 | J M Leathers | MIRAGE_2_COCHLA | SMUD | CA |  |  | Geothermal |  | Existing | 2017-07-01 | 2039-12-31 | 1 | 35.8 | 335.4202 | 107% | CAISO | BANC | CAISO | Geothermal | - | 1 | 2099-12-31 | 0 | 335.4202
| 1246 | SMUD-2014-3 | J J Elmore | MIRAGE_2_COCHLA | SMUD | CA |  |  | Geothermal |  | Existing | 2017-07-01 | 2039-12-31 | 1 | 35.8 | 332.3028 | 106% | CAISO | BANC | CAISO | Geothermal | - | 1 | 2099-12-31 | 0 | 332.3028
| 1247 | SMUD-2014-3 | Salton Sea Unit 5 | MIRAGE_2_COCHLA | SMUD | CA |  |  | Geothermal |  | Existing | 2017-07-01 | 2039-12-31 | 1 | 49.9 | 324.0137 | 74.12% | IID | BANC | IID | Geothermal | - | 1 | 2099-12-31 | 0 | 324.0137
| 1248 | SMUD-2014-3 | Del Ranch Company (formerly A W Hoch) | MIRAGE_2_COCHLA | SMUD | CA |  |  | Geothermal |  | Existing | 2017-07-01 | 2039-12-31 | 1 | 35.8 | 316.1212 | 100.8% | CAISO | BANC | CAISO | Geothermal | - | 1 | 2099-12-31 | 0 | 316.1212
| 1249 | SMUD-2014-3 | Salton Sea Unit 4 | MIRAGE_2_COCHLA | SMUD | CA |  |  | Geothermal |  | Existing | 2017-07-01 | 2039-12-31 | 1 | 51 | 313.66 | 70.21% | CAISO | BANC | CAISO | Geothermal | - | 1 | 2099-12-31 | 0 | 313.66
| 1250 | SMUD-2014-3 | Vulcan, Gen 1 | MIRAGE_2_COCHLA | SMUD | CA |  |  | Geothermal |  | Existing | 2017-07-01 | 2039-12-31 | 1 | 30.16 | 272.6727 | 103.2% | CAISO | BANC | CAISO | Geothermal | - | 1 | 2099-12-31 | 0 | 272.6727
| 1251 | SMUD-2014-3 | Salton Sea Unit 2 | MIRAGE_2_COCHLA | SMUD | CA |  |  | Geothermal |  | Existing | 2017-07-01 | 2039-12-31 | 1 | 11.65 | 117.8562 | 115.5% | CAISO | BANC | CAISO | Geothermal | - | 1 | 2099-12-31 | 0 | 117.8562
| 1252 | SMUD-2014-3 | Salton Sea Unit 1 | MIRAGE_2_COCHLA | SMUD | CA |  |  | Geothermal |  | Existing | 2017-07-01 | 2039-12-31 | 1 | 10 | 69.6194 | 79.47% | CAISO | BANC | CAISO | Geothermal | - | 1 | 2099-12-31 | 0 | 69.6194
| 1253 | SMUD-2014-3 | CE Turbo LLC | MIRAGE_2_COCHLA | SMUD | CA |  |  | Geothermal |  | Existing | 2017-07-01 | 2039-12-31 | 1 | 11.5 | 54.0029 | 53.61% | IID | BANC | IID | Geothermal | - | 1 | 2099-12-31 | 0 | 54.0029
| 1254 | SMUD-2014-4 | Kiefer Landfill Gas-to-Energy Facility |  | SMUD | CA |  |  | Biogas |  | Existing | 2014-12-01 | 2025-12-31 | 1 | 9.15 | 66.0493 | 82.4% | BANC | BANC | BANC | Biomass | - | 1 | 2099-12-31 | 0 | 66.0493
| 1255 | SMUD-2014-9 | Intel Corporation Phase 2 |  | SMUD | CA |  |  | Solar PV |  | Existing | 2012-09-24 | 2099-12-31 | 1 | 1 | 1.653 | 18.87% | BANC | BANC | BANC | Solar | - | 1 | 2099-12-31 | 0 | 1.653
| 1256 | SMUD-60703A | Sacramento Soleil, LLC |  | SMUD | CA |  |  | Solar PV |  | Existing | 2000-01-01 | 2028-07-25 | 1 | 1 | 1.7315 | 19.77% | BANC | BANC | BANC | Solar | - | 1 | 2099-12-31 | 0 | 1.7315
| 1257 | SMUD-60760F | COSUMNES POWER PLANT |  | SMUD | CA |  |  | Biogas | Pipeline | Existing | 2000-01-01 | 2099-12-31 | 1 | 0 | 516.5 |  | BANC | BANC | BANC | Other | - | 1 | 2099-12-31 | 0 | 516.5
| 1258 | SMUD-2015-10 | Van Steyn Dairy Digester |  | SMUD | CA |  |  | Biomass |  | Existing | 2000-01-01 | 2035-09-25 | 1 | 0.225 | 1.5768 | 80% | BANC | BANC | BANC | Biomass | - | 1 | 2099-12-31 | 0 | 1.5768
| 1259 | SVP-2011-1 | Geothermal 1 | NCPA_7_GP1UN1 | SVP | CA |  |  | Geothermal |  | Existing | 1983-01-01 | 2099-12-31 | 1 | 24.4148 | 200.2524 | 93.63% | CAISO | CAISO | CAISO | Geothermal | - | 1 | 2099-12-31 | 1 | 200.2524
| 1260 | SVP-2011-10 | Stony Gorge | ELKCRK_6_STONYG | SVP | CA |  |  | Hydro |  | Existing | 1985-08-29 | 2099-12-31 | 1 | 5 | 11.9313 | 27.24% | CAISO | CAISO | CAISO | Small_Hydro | - | 1 | 2099-12-31 | 1 | 11.9313
| 1261 | SVP-2011-11 | High Line Canal | CSCHYD_2_UNIT 2 | SVP | CA |  |  | Hydro |  | Existing | 1987-08-01 | 2099-12-31 | 1 | 0.5 | 0 | 0% | CAISO | CAISO | CAISO | Small_Hydro | - | 1 | 2099-12-31 | 0 | 0
| 1262 | SVP-2011-12 | Ostrom Road aka G2 Energy Project | WHEATL_6_LNDFIL | SVP | CA |  |  | Biogas |  | Existing | 2009-01-09 | 2024-01-09 | 1 | 3.2 | 15.0869 | 53.82% | CAISO | CAISO | CAISO | Biomass | - | 1 | 2099-12-31 | 1 | 15.0869
| 1263 | SVP-2011-13 | Grizzly | GRIZLY_1_UNIT 1 | SVP | CA |  |  | Hydro |  | Existing | 1993-11-18 | 2099-12-31 | 1 | 21 | 35.7591 | 19.44% | CAISO | CAISO | CAISO | Small_Hydro | - | 1 | 2099-12-31 | 1 | 35.7591
| 1264 | SVP-2011-15 | Big Horn 1 |  | SVP | WA |  |  | Wind |  | Existing | 2006-10-01 | 2026-10-01 | 1 | 105 | 278.6177 | 30.29% | BPA | CAISO | NW | Wind | - | 1 | 2099-12-31 | 0 | 278.6177
| 1265 | SVP-2011-16 | Big Horn 2 |  | SVP | WA |  |  | Wind |  | Existing | 2010-11-01 | 2035-11-01 | 1 | 17.5 | 42.4571 | 27.7% | BPA | CAISO | NW | Wind | - | 1 | 2099-12-31 | 0 | 42.4571
| 1266 | SVP-2011-17 | Manzana Wind | MANZNA_2_WIND | SVP | CA |  |  | Wind |  | Existing | 2012-12-20 | 2032-12-20 | 1 | 50.0094 | 139.9108 | 31.94% | CAISO | CAISO | CAISO | Wind | - | 1 | 2099-12-31 | 1 | 139.9108
| 1267 | SVP-2011-2 | Geothermal 2 | NCPA_7_GP2UN3 | SVP | CA |  |  | Geothermal |  | Existing | 1985-05-01 | 2099-12-31 | 1 | 24.4148 | 181.6523 | 84.93% | CAISO | CAISO | CAISO | Geothermal | - | 1 | 2099-12-31 | 1 | 181.6523
| 1268 | SVP-2011-3 | Spicer | SPICER_1_UNIT 1 | SVP | CA |  |  | Hydro |  | Existing | 1989-11-30 | 2099-12-31 | 1 | 2.2212 | 6.5739 | 33.79% | CAISO | CAISO | CAISO | Small_Hydro | - | 1 | 2099-12-31 | 0 | 6.5739
| 1269 | SVP-2011-6 | Nimbus |  | SVP | CA |  |  | Hydro |  | Existing | 2005-01-01 | 2024-12-31 | 1 | 1.2239 | 5.0157 | 46.78% | BANC | CAISO | BANC | Small_Hydro | - | 1 | 2099-12-31 | 0 | 5.0157
| 1270 | SVP-2011-6 | Stampede |  | SVP | CA |  |  | Hydro |  | Existing | 2005-01-01 | 2024-12-31 | 1 | 0.33091 | 1.0806 | 37.28% | BANC | CAISO | BANC | Small_Hydro | - | 1 | 2099-12-31 | 0 | 1.0806
| 1271 | SVP-2011-6 | Lewiston | LEWSTN_7_UNIT 1 | SVP | CA |  |  | Hydro |  | Existing | 2005-01-01 | 2024-12-31 | 1 | 0.031731 | 0.18484 | 66.5% | CAISO | CAISO | CAISO | Small_Hydro | - | 1 | 2099-12-31 | 0 | 0.18484
| 1272 | SVP-2011-9 | Black Butte | BLCKBT_2_STONEY | SVP | CA |  |  | Hydro |  | Existing | 1997-05-20 | 2099-12-31 | 1 | 6.19 | 14.4775 | 26.7% | CAISO | CAISO | CAISO | Small_Hydro | - | 1 | 2099-12-31 | 1 | 14.4775
| 1273 | SVP-2013-2 | RE Rosamond One | RSMSLR_6_SOLAR1 | SVP | CA |  |  | Solar PV |  | Existing | 2013-12-23 | 2038-12-23 | 1 | 20 | 53.2107 | 30.37% | CAISO | CAISO | CAISO | Solar | - | 1 | 2099-12-31 | 1 | 53.2107
| 1274 | SVP-60071A | Tulloch | TULLCK_7_UNIT 1 | SVP | CA |  |  | Hydro |  | Existing | 2000-01-01 | 2023-12-31 | 1 | 17.1 | 102.716 | 68.57% | CAISO | CAISO | CAISO | Small_Hydro | - | 1 | 2099-12-31 | 0 | 102.716
| 1275 | SVP-2014-1 | Beardsley | BEARDS_7_UNIT 1 | SVP | CA |  |  | Hydro |  | Existing | 2000-01-01 | 2023-12-31 | 1 | 9.99 | 46.9204 | 53.62% | CAISO | CAISO | CAISO | Small_Hydro | - | 1 | 2099-12-31 | 1 | 46.9204
| 1276 | SVP-60156A 62380A 62381A | Friant-Kern Hydro Facility (River Outlet, Madera Canal, F-K) | FRIANT_6_UNITS | SVP | CA |  |  | Hydro |  | Existing | 2000-01-01 | 2099-12-31 | 1 | 30.57 | 72.8787 | 27.21% | CAISO | CAISO | CAISO | Small_Hydro | - | 1 | 2099-12-31 | 1 | 72.8787
| 1277 | SVP-2014-2 | Ameresco Vasco Road LLC | CAYTNO_2_VASCO | SVP | CA |  |  | Biogas |  | Existing | 2014-02-11 | 2034-03-31 | 1 | 4.34 | 30.279 | 79.64% | CAISO | CAISO | CAISO | Biomass | - | 1 | 2099-12-31 | 1 | 30.279
| 1278 | SVP-2014-3 | Ameresco Forward LLC | WEBER_6_FORWRD | SVP | CA |  |  | Biogas |  | Existing | 2014-01-31 | 2034-01-31 | 1 | 4.34 | 19.044 | 50.09% | CAISO | CAISO | CAISO | Biomass | - | 1 | 2099-12-31 | 1 | 19.044
| 1279 | SVP-2011-14 | Santa Clara 85C | ZOND_6_UNIT | SVP | CA |  |  | Wind |  | Existing | 2006-08-31 | 2016-08-31 | 1 | 18 | 16.4098 | 10.41% | CAISO | CAISO | CAISO | Wind | - | 1 | 2099-12-31 | 1 | 16.4098
| 1280 | TDPUD-2011-1 | TRANS JORDAN |  | TDPUD | UT |  |  | Biogas |  | Existing | 2011-01-01 | 2023-12-31 | 1 | 3.36 | 16.8686 | 57.31% | BPA | CAISO | NW | Biomass | - | 1 | 2099-12-31 | 0 | 16.8686
| 1281 | TDPUD-2012-10 | Pleasant Valley (WEST Wyoming Wind Energy Center) |  | TDPUD | WY |  |  | Wind |  | Existing | 2009-06-01 | 2028-12-31 | 1 | 2.0417 | 3.505 | 19.6% | PACE | CAISO | NW | Wind | - | 1 | 2099-12-31 | 0 | 3.505
| 1282 | TDPUD-2012-8 | Horse Butte Wind |  | TDPUD | ID |  |  | Wind |  | Existing | 2010-08-04 | 2035-12-31 | 1 | 15.1966 | 11.4433 | 8.596% | PACE | CAISO | NW | Wind | - | 1 | 2099-12-31 | 0 | 11.4433
| 1283 | TDPUD-61355A | Salt Lake Landfill Gas Recovery |  | TDPUD | UT |  |  | Biogas |  | Existing | 2000-01-01 | 2023-12-31 | 1 | 2.24 | 6.0053 | 30.6% | PACE | CAISO | NW | Biomass | - | 1 | 2099-12-31 | 0 | 6.0053
| 1284 | TID-2011-1 | Tuolumne Wind Project |  | TIDC | WA |  |  | Wind |  | Existing | 2000-01-01 | 2099-12-31 | 1 | 75 | 367.1795 | 55.89% | BPA | BANC | NW | Wind | - | 1 | 2099-12-31 | 0 | 367.1795
| 1285 | TID-2011-2 | Geothermal 1 | NCPA_7_GP1UN1 | TIDC | CA |  |  | Geothermal |  | Existing | 2000-01-01 | 2099-12-31 | 1 | 3.4815 | 28.5556 | 93.63% | CAISO | BANC | CAISO | Geothermal | - | 1 | 2099-12-31 | 1 | 28.5556
| 1286 | TID-2011-3 | Geothermal 2 | NCPA_7_GP2UN3 | TIDC | CA |  |  | Geothermal |  | Existing | 1985-01-01 | 2099-12-31 | 1 | 3.4815 | 25.9033 | 84.93% | CAISO | BANC | CAISO | Geothermal | - | 1 | 2099-12-31 | 1 | 25.9033
| 1287 | TID-2011-4 | La Grange |  | TIDC | CA |  |  | Hydro |  | Existing | 1924-01-01 | 2099-12-31 | 1 | 4.2 | 18.7832 | 51.05% | TIDC | BANC | BANC | Small_Hydro | - | 1 | 2099-12-31 | 0 | 18.7832
| 1288 | TID-2011-5 | Upper Dawson |  | TIDC | CA |  |  | Hydro |  | Existing | 1983-11-01 | 2099-12-31 | 1 | 4.4 | 10.6154 | 27.54% | TIDC | BANC | BANC | Small_Hydro | - | 1 | 2099-12-31 | 0 | 10.6154
| 1289 | TID-2011-6 | Turlock Lake |  | TIDC | CA |  |  | Hydro |  | Existing | 1980-07-05 | 2099-12-31 | 1 | 3.3 | 8.196 | 28.35% | TIDC | BANC | BANC | Small_Hydro | - | 1 | 2099-12-31 | 0 | 8.196
| 1290 | TID-2011-7 | Hickman |  | TIDC | CA |  |  | Hydro |  | Existing | 1979-08-31 | 2099-12-31 | 1 | 1.08 | 4.0027 | 42.31% | TIDC | BANC | BANC | Small_Hydro | - | 1 | 2099-12-31 | 0 | 4.0027
| 1291 | TID-2011-10 | Merced ID (Parker) | CRESSY_1_PARKER | TIDC | CA |  |  | Hydro |  | Existing | 1981-09-23 | 2030-09-23 | 1 | 2.7 | 5.9326 | 25.08% | CAISO | BANC | CAISO | Small_Hydro | - | 1 | 2099-12-31 | 1 | 5.9326
| 1292 | TID-2011-11 | Frankenheimer | COTTLE_2_FRNKNH | TIDC | CA |  |  | Hydro |  | Existing | 1982-04-16 | 2031-04-16 | 1 | 5.04 | 14.5714 | 33% | CAISO | BANC | CAISO | Small_Hydro | - | 1 | 2099-12-31 | 1 | 14.5714
| 1293 | TID-60184A | Woodward | VLYHOM_7_SSJID | TIDC | CA |  |  | Hydro |  | Existing | 2013-01-01 | 2031-04-16 | 1 | 2.85 | 5.0603 | 20.27% | CAISO | BANC | CAISO | Small_Hydro | - | 1 | 2099-12-31 | 1 | 5.0603
| 1294 | TID-60201A | Canal Creek Power Plant | CURIS_1_QF | TIDC | CA |  |  | Hydro |  | Existing | 2000-01-01 | 2030-09-23 | 1 | 0.9 | 0 | 0% | CAISO | BANC | CAISO | Small_Hydro | - | 1 | 2099-12-31 | 0 | 0
| 1295 | TID-60210A | Fairfield Power Plant Papazian | CURIS_1_QF | TIDC | CA |  |  | Hydro |  | Existing | 2000-01-01 | 2030-09-23 | 1 | 0.9 | 0 | 0% | CAISO | BANC | CAISO | Small_Hydro | - | 1 | 2099-12-31 | 0 | 0
| 1296 | UKIAH-2011-3 | Geothermal 1 | NCPA_7_GP1UN1 | Ukiah | CA |  |  | Geothermal |  | Existing | 2000-01-01 | 2099-12-31 | 1 | 3.0855 | 25.3076 | 93.63% | CAISO | CAISO | CAISO | Geothermal | - | 1 | 2099-12-31 | 1 | 25.3076
| 1297 | UKIAH-2011-4 | Geothermal 2 | NCPA_7_GP2UN3 | Ukiah | CA |  |  | Geothermal |  | Existing | 2009-12-29 | 2099-12-31 | 1 | 3.0855 | 22.9569 | 84.93% | CAISO | CAISO | CAISO | Geothermal | - | 1 | 2099-12-31 | 1 | 22.9569
| 1298 | UKIAH-2011-6 | Lake Mendocino | UKIAH_7_LAKEMN | Ukiah | CA |  |  | Hydro |  | Existing | 1986-08-11 | 2099-12-31 | 1 | 3.5 | 5.0912 | 16.61% | CAISO | CAISO | CAISO | Small_Hydro | - | 1 | 2099-12-31 | 1 | 5.0912
| 1299 | UKIAH-2011-7 | Nimbus |  | Ukiah | CA |  |  | Hydro |  | Existing | 2005-01-01 | 2024-12-31 | 1 | 0.043956 | 0.18014 | 46.78% | BANC | CAISO | BANC | Small_Hydro | - | 1 | 2099-12-31 | 0 | 0.18014
| 1300 | UKIAH-2011-7 | Stampede |  | Ukiah | CA |  |  | Hydro |  | Existing | 2005-01-01 | 2024-12-31 | 1 | 0.011884 | 0.038809 | 37.28% | BANC | CAISO | BANC | Small_Hydro | - | 1 | 2099-12-31 | 0 | 0.038809
| 1301 | UKIAH-2011-7 | Lewiston | LEWSTN_7_UNIT 1 | Ukiah | CA |  |  | Hydro |  | Existing | 2005-01-01 | 2024-12-31 | 1 | 0.0011396 | 0.0066385 | 66.5% | CAISO | CAISO | CAISO | Small_Hydro | - | 1 | 2099-12-31 | 0 | 0.0066385
| 1302 | UKIAH-2011-8 | Spicer | SPICER_1_UNIT 1 | Ukiah | CA |  |  | Hydro |  | Existing | 1982-09-01 | 2099-12-31 | 1 | 0.1224 | 0.36226 | 33.79% | CAISO | CAISO | CAISO | Small_Hydro | - | 1 | 2099-12-31 | 0 | 0.36226
| 1303 | VERN-2014-1 | Malburg Generating Station | VERNON_7_CTG1 | Vernon | CA |  |  | Biogas | Pipeline | Existing | 2008-04-10 | 2023-04-10 | 1 | 0 | 105.1625 |  | CAISO | CAISO | CAISO | Other | - | 1 | 2099-12-31 | 0 | 105.1625
| 1304 |  | Mesquite Solar 3, LLC | MSOLAR_2_SOLAR3 | WAPA | CA |  |  | Solar PV |  | Existing | 2016-12-01 | 2041-11-30 | 1 | 152 | 399.456 | 30% | CAISO | CAISO | CAISO | Solar | - | 1 | 2099-12-31 | 0 | 399.456
| 1305 |  | Solverde 1 | BIGSKY_2_SOLAR6 | CDWR | CA |  |  | Solar PV |  | Existing | 2016-12-17 | 2036-12-16 | 1 | 85 | 223.38 | 30% | CAISO | CAISO | CAISO | Solar | - | 1 | 2099-12-31 | 0 | 223.38
| 1306 |  | Astoria 2 | ASTORA_2_SOLAR2 | City of Azusa | CA |  |  | Solar PV |  | Existing | 2016-10-31 | 2041-10-30 | 1 | 2 | 5.256 | 30% | CAISO | CAISO | CAISO | Solar | - | 1 | 2099-12-31 | 1 | 5.256
| 1307 |  | Astoria 2 | ASTORA_2_SOLAR2 | City of Banning | CA |  |  | Solar PV |  | Existing | 2016-10-31 | 2041-10-30 | 1 | 8 | 21.024 | 30% | CAISO | CAISO | CAISO | Solar | - | 1 | 2099-12-31 | 1 | 21.024
| 1308 |  | Astoria 2 | ASTORA_2_SOLAR2 | City of Colton | CA |  |  | Solar PV |  | Existing | 2016-10-31 | 2041-10-30 | 1 | 5 | 13.14 | 30% | CAISO | CAISO | CAISO | Solar | - | 1 | 2099-12-31 | 1 | 13.14
| 1309 |  | Astoria 2 | ASTORA_2_SOLAR2 | City of Vernon | CA |  |  | Solar PV |  | Existing | 2016-10-31 | 2041-10-30 | 1 | 30 | 78.84 | 30% | CAISO | CAISO | CAISO | Solar | - | 1 | 2099-12-31 | 1 | 78.84
| 1310 |  | Astoria 2 | ASTORA_2_SOLAR2 | Corona | CA |  |  | Solar PV |  | Existing | 2016-10-31 | 2041-10-30 | 1 | 2 | 5.256 | 30% | CAISO | CAISO | CAISO | Solar | - | 1 | 2099-12-31 | 1 | 5.256
| 1311 |  | Astoria 2 | ASTORA_2_SOLAR2 | Lodi | CA |  |  | Solar PV |  | Existing | 2016-10-31 | 2041-10-30 | 1 | 10 | 26.28 | 30% | CAISO | CAISO | CAISO | Solar | - | 1 | 2099-12-31 | 1 | 26.28
| 1312 |  | Astoria 2 | ASTORA_2_SOLAR2 | Moreno Valley | CA |  |  | Solar PV |  | Existing | 2016-10-31 | 2041-10-30 | 1 | 2 | 5.256 | 30% | CAISO | CAISO | CAISO | Solar | - | 1 | 2099-12-31 | 1 | 5.256
| 1313 |  | Astoria 2 | ASTORA_2_SOLAR2 | Rancho Cucamonga | CA |  |  | Solar PV |  | Existing | 2016-10-31 | 2041-10-30 | 1 | 6 | 15.768 | 30% | CAISO | CAISO | CAISO | Solar | - | 1 | 2099-12-31 | 1 | 15.768
| 1314 |  | Astoria 2 | ASTORA_2_SOLAR2 | PWRPA | CA |  |  | Solar PV |  | Existing | 2016-10-31 | 2041-10-30 | 1 | 10 | 26.28 | 30% | CAISO | CAISO | CAISO | Solar | - | 1 | 2099-12-31 | 1 | 26.28
| 1315 |  | Excelsior Solar | EXCLSG_1_SOLAR | UC | CA |  |  | Solar PV |  | Existing | 2016-10-06 | 2041-10-05 | 1 | 60 | 157.68 | 30% | CAISO | CAISO | CAISO | Solar | - | 1 | 2099-12-31 | 0 | 157.68
| 1316 |  | Rosamond West Solar 2 | RTEDDY_2_SOLAR2 | TIDC | CA |  |  | Solar PV |  | Existing | 2016-12-22 | 2036-12-21 | 1 | 55 | 144.54 | 30% | CAISO | CAISO | CAISO | Solar | - | 1 | 2099-12-31 | 0 | 144.54
| 1317 |  | Rosamond West Solar 1 | RTEDDY_2_SOLAR1 | Stanford | CA |  |  | Solar PV |  | Existing | 2016-12-22 | 2036-12-21 | 1 | 54 | 141.912 | 30% | CAISO | CAISO | CAISO | Solar | - | 1 | 2099-12-31 | 0 | 141.912
| 1318 |  | Big Sky Solar 1 | BIGSKY_2_SOLAR7 | SCPPA | CA |  |  | Solar PV |  | Existing | 2016-12-15 | 2036-12-14 | 1 | 50 | 131.4 | 30% | CAISO | CAISO | CAISO | Solar | - | 1 | 2099-12-31 | 0 | 131.4
| 1319 |  | Golden Hills B | USWND2_1_WIND2 | Google | CA |  |  | Wind |  | Existing | 2015-12-18 | 2035-12-17 | 1 | 42.96 | 112.8989 | 30% | CAISO | CAISO | CAISO | Wind | - | 1 | 2099-12-31 | 1 | 112.8989
| 1320 |  | Big Sky Solar 4 | BIGSKY_2_SOLAR2 | City of Palo Alto | CA |  |  | Solar PV |  | Existing | 2016-12-03 | 2041-12-02 | 1 | 40 | 105.12 | 30% | CAISO | CAISO | CAISO | Solar | - | 1 | 2099-12-31 | 0 | 105.12
| 1321 |  | Mustang 3 | MSTANG_2_SOLAR3 | SCP/MCE | CA |  |  | Solar PV |  | Existing | 2016-05-03 | 2041-05-02 | 1 | 40 | 105.12 | 30% | CAISO | CAISO | CAISO | Solar | - | 1 | 2099-12-31 | 1 | 105.12
| 1322 |  | Mustang | MSTANG_2_SOLAR | SCP/MCE | CA |  |  | Solar PV |  | Existing | 2016-07-12 | 2041-07-11 | 1 | 30 | 78.84 | 30% | CAISO | CAISO | CAISO | Solar | - | 1 | 2099-12-31 | 1 | 78.84
| 1323 |  | Mustang 4 | MSTANG_2_SOLAR4 | SCP/MCE | CA |  |  | Solar PV |  | Existing | 2016-06-09 | 2041-06-08 | 1 | 30 | 78.84 | 30% | CAISO | CAISO | CAISO | Solar | - | 1 | 2099-12-31 | 1 | 78.84
| 1324 |  | Antelope Big Sky Ranch | BIGSKY_2_SOLAR1 | SCPPA | CA |  |  | Solar PV |  | Existing | 2016-08-16 | 2041-08-15 | 1 | 20 | 52.56 | 30% | CAISO | CAISO | CAISO | Solar | - | 1 | 2099-12-31 | 1 | 52.56
| 1325 |  | Western Antelope Blue Sky Ranch B | BIGSKY_2_SOLAR4 | City of Palo Alto | CA |  |  | Solar PV |  | Existing | 2016-12-03 | 2041-12-02 | 1 | 20 | 52.56 | 30% | CAISO | CAISO | CAISO | Solar | - | 1 | 2099-12-31 | 0 | 52.56
| 1326 |  | Blythe Green 1 | BLYTHE_1_SOLAR2 | Cisco | CA |  |  | Solar PV |  | Existing | 2017-04-05 | 2037-04-04 | 1 | 20 | 52.56 | 30% | CAISO | CAISO | CAISO | Solar | - | 1 | 2099-12-31 | 0 | 52.56
| 1327 |  | Crow Creek Solar 1 | CRWCKS_1_SOLAR1 | City of Palo Alto | CA |  |  | Solar PV |  | Existing | 2016-06-30 | 2046-06-29 | 1 | 20 | 52.56 | 30% | CAISO | CAISO | CAISO | Solar | - | 1 | 2099-12-31 | 1 | 52.56
| 1328 |  | Kingbird Solar A | KNGBRD_2_SOLAR1 | SCPPA | CA |  |  | Solar PV |  | Existing | 2016-04-30 | 2036-04-29 | 1 | 20 | 52.56 | 30% | CAISO | CAISO | CAISO | Solar | - | 1 | 2099-12-31 | 1 | 52.56
| 1329 |  | Kingbird Solar B | KNGBRD_2_SOLAR2 | SCPPA | CA |  |  | Solar PV |  | Existing | 2016-04-30 | 2036-04-29 | 1 | 20 | 52.56 | 30% | CAISO | CAISO | CAISO | Solar | - | 1 | 2099-12-31 | 1 | 52.56
| 1330 |  | Western Antelope Dry Ranch | PLAINV_6_DSOLAR | City of Lancaster | CA |  |  | Solar PV |  | Existing | 2016-12-01 | 2036-11-30 | 1 | 10 | 26.28 | 30% | CAISO | CAISO | CAISO | Solar | - | 1 | 2099-12-31 | 0 | 26.28
| 1331 |  | PearBlossom | PBLOSM_2_SOLAR | CDWR | CA |  |  | Solar PV |  | Existing | 2016-12-29 | 2041-12-28 | 1 | 9.5 | 24.966 | 30% | CAISO | CAISO | CAISO | Solar | - | 1 | 2099-12-31 | 0 | 24.966
| 1332 |  | Big Sky Solar 2 | BIGSKY_2_SOLAR5 | SCPPA | CA |  |  | Solar PV |  | Existing | 2016-11-30 | 2036-11-29 | 1 | 5 | 13.14 | 30% | CAISO | CAISO | CAISO | Solar | - | 1 | 2099-12-31 | 0 | 13.14
| 1333 |  | Golden Hills A | USWND2_1_WIND1 | Google | CA |  |  | Wind |  | Existing | 2015-12-18 | 2035-12-17 | 1 | 4.3 | 11.3004 | 30% | CAISO | CAISO | CAISO | Wind | - | 1 | 2099-12-31 | 1 | 11.3004
| 1334 |  | Dracker Solar Unit 1 | DRACKR_2_SOLAR1 | Unknown | CA |  |  | Solar PV |  | Existing | 2016-05-02 | 2041-05-01 | 1 | 110 | 289.08 | 30% | CAISO | CAISO | CAISO | Solar | - | 1 | 2099-12-31 | 1 | 289.08
| 1335 |  | Wright Solar Park |  | PCE | CA | Merced |  | Solar PV |  | New | 2018-11-30 | 2038-11-29 | 1 | 200 | 550.78 | 31.44% | CAISO | CAISO | CAISO | Solar | - | 0.84 | 2099-12-31 | 0 | 462.6552
| 1336 |  | Mustang 2 |  | PCE | CA | Santa Barbara |  | Solar PV |  | New | 2019-12-31 | 2034-12-30 | 1 | 100 | 295.182 | 33.7% | CAISO | CAISO | CAISO | Solar | - | 0.84 | 2099-12-31 | 0 | 247.9529
| 1337 |  | 50001 SCWA North and South Ponds |  | SCPA | CA | Sonoma |  | Solar PV |  | New | 2018-10-01 | 2043-09-30 | 1 | 7 | 16.581 | 27.04% | CAISO | CAISO | CAISO | Solar | - | 0.84 | 2099-12-31 | 0 | 13.9281
| 1338 |  | 50002 SCWA R1 & R2 Ponds |  | SCPA | CA | Sonoma |  | Solar PV |  | New | 2019-03-31 | 2044-02-28 | 1 | 2 | 16.581 | 27.04% | CAISO | CAISO | CAISO | Solar | - | 0.84 | 2099-12-31 | 0 | 13.9281
| 1339 |  | 50003 SCWA R4 Pond |  | SCPA | CA | Sonoma |  | Solar PV |  | New | 2019-03-31 | 2044-02-28 | 1 | 1.5 | 16.581 | 27.04% | CAISO | CAISO | CAISO | Solar | - | 0.84 | 2099-12-31 | 0 | 13.9281
| 1340 |  | 50004 SCWA R5 Pond |  | SCPA | CA | Sonoma |  | Solar PV |  | New | 2018-02-01 | 2043-01-31 | 1 | 2 | 16.581 | 27.04% | CAISO | CAISO | CAISO | Solar | - | 0.84 | 2099-12-31 | 0 | 13.9281
| 1341 |  | Golden Hills North |  | SCPA | CA | Sonoma |  | Wind |  | New | 2017-11-10 | 2037-11-09 | 1 | 41.2 | 108.2736 | 30% | CAISO | CAISO | CAISO | Wind | - | 0.84 | 2099-12-31 | 0 | 90.9498
| 1342 |  | Antelope II Expansion |  | MCE | CA | Marin |  | Solar PV |  | New | 2018-01-01 | 2037-12-31 | 1 | 105 | 290.471 | 31.58% | CAISO | CAISO | CAISO | Solar | - | 0.84 | 2099-12-31 | 0 | 243.9956
| 1343 |  | Little Bear 1 |  | MCE | CA | Los Angeles |  | Solar PV |  | New | 2018-01-01 | 2037-12-31 | 1 | 40 | 109.499 | 31.25% | CAISO | CAISO | CAISO | Solar | - | 0.84 | 2099-12-31 | 0 | 91.9792
| 1344 |  | Little Bear 3 |  | MCE | CA | Fresno |  | Solar PV |  | New | 2018-01-01 | 2037-12-31 | 1 | 20 | 54.75 | 31.25% | CAISO | CAISO | CAISO | Solar | - | 0.84 | 2099-12-31 | 0 | 45.99
| 1345 |  | Little Bear 4 |  | MCE | CA | Fresno |  | Solar PV |  | New | 2018-01-01 | 2037-12-31 | 1 | 50 | 136.874 | 31.25% | CAISO | CAISO | CAISO | Solar | - | 0.84 | 2099-12-31 | 0 | 114.9742
| 1346 |  | Little Bear 5 |  | MCE | CA | Fresno |  | Solar PV |  | New | 2018-01-01 | 2037-12-31 | 1 | 50 | 136.874 | 31.25% | CAISO | CAISO | CAISO | Solar | - | 0.84 | 2099-12-31 | 0 | 114.9742
| 1347 |  | Voyager Wind III |  | MCE | CA | Kern |  | Wind |  | New | 2018-01-01 | 2029-12-31 | 1 | 42 | 138 | 37.51% | CAISO | CAISO | CAISO | Wind | - | 0.84 | 2099-12-31 | 0 | 115.92
| 1348 |  | Los Banos Wind |  | MCE | CA | Merced |  | Wind |  | New | 2018-01-01 | 2029-12-31 | 1 | 125 | 372.2 | 33.99% | CAISO | CAISO | CAISO | Wind | - | 0.84 | 2099-12-31 | 0 | 312.648
| 1349 |  | Desert Harvest |  | MCE | CA | Riverside |  | Solar PV |  | New | 2018-01-01 | 2037-12-31 | 1 | 80 | 261.597 | 37.33% | CAISO | CAISO | CAISO | Solar | - | 0.84 | 2099-12-31 | 0 | 219.7415
| 1350 |  | Freethy 1 (FIT) |  | MCE | CA | Contra Costa |  | Solar PV |  | Existing | 2016-10-06 | 2036-10-05 | 1 | 1 | 1.8 | 20.55% | CAISO | CAISO | CAISO | Solar | - | 1 | 2099-12-31 | 0 | 1.8
| 1351 |  | Freethy 2 (FIT) |  | MCE | CA | Contra Costa |  | Solar PV |  | Existing | 2016-10-06 | 2036-10-05 | 1 | 1 | 1.8 | 20.55% | CAISO | CAISO | CAISO | Solar | - | 1 | 2099-12-31 | 0 | 1.8
Formulas:
Assumed End Date = IF([Eligible for Recontr?],DATE(2099,12,31),[Contract End Date])

## raw_resource_build
period | resource | zone | contract | technology | planned_capacity_mw | new_build_mw | cumulative_new_build_mw | total_capacity_mw | retrofit_mw | cumulative_retrofitted_capacity_mw | transmission_zone | fully_deliverable_capacity_mw | energy_only_capacity_mw | new_build_flexible_load_capacity_mwh_per_day | total_flexible_load_capacity_mwh_per_day | hydrogen_electrolysis_capacity_mw | capacity_limit_dual_$ | unit_size_mw | total_units
2018 | BANC_Biomass_for_Other | BANC | BANC | Biomass | 7.72 |  |  | 7.72
2018 | BANC_CCGT | BANC | BANC | BANC_CCGT | 1874.06 |  |  | 1874.06 | [9 empty] | 234.26 | 8
2018 | BANC_Geothermal_for_Other | BANC | BANC | Geothermal | 0 |  |  | 0
2018 | BANC_Hydro | BANC | BANC | Hydro | 2742.3 |  |  | 2742.3
2018 | BANC_Peaker | BANC | BANC | BANC_Peaker | 890.6 |  |  | 890.6 | [9 empty] | 40.48 | 22
2018 | BANC_Small_Hydro_for_CAISO | BANC | CAISO | Small_Hydro | 2.81 |  |  | 2.81
2018 | BANC_Small_Hydro_for_Other | BANC | BANC | Small_Hydro | 18.39 |  |  | 18.39
2018 | BANC_Solar_for_Other | BANC | BANC | Solar | 123.5 |  |  | 123.5
2018 | BANC_Wind_for_Other | BANC | BANC | Wind | 0 |  |  | 0
2018 | CAISO_Advanced_CCGT | CAISO | CAISO | CAISO_Advanced_CCGT | 0 | 0 | 0 | 0 | [9 empty] | 600 | 0
2018 | CAISO_Aero_CT | CAISO | CAISO | CAISO_Aero_CT | 0 | 0 | 0 | 0 | [9 empty] | 100 | 0
2018 | CAISO_Biomass_for_CAISO | CAISO | CAISO | Biomass | 715.07 |  |  | 715.07
2018 | CAISO_Biomass_for_Other | CAISO | BANC | Biomass | 60.25 |  |  | 60.25
2018 | CAISO_CCGT1 | CAISO | CAISO | CAISO_CCGT1 | 12418.87 |  |  | 12418.87 | [9 empty] | 483.71 | 25.67
2018 | CAISO_CCGT2 | CAISO | CAISO | CAISO_CCGT2 | 2974.32 |  |  | 2974.32 | [9 empty] | 247.86 | 12
2018 | CAISO_CHP | CAISO | CAISO | CAISO_CHP | 1684.87 |  |  | 1684.87
2018 | CAISO_Existing_Pumped_Storage | CAISO | CAISO | Pumped_Hydro | 1832 |  |  | 1832
2018 | CAISO_Geothermal_for_CAISO | CAISO | CAISO | Geothermal | 1017.42 |  |  | 1017.42
2018 | CAISO_Geothermal_for_Other | CAISO | BANC | Geothermal | 254.89 |  |  | 254.89
2018 | CAISO_Hydro | CAISO | CAISO | Hydro | 7843.85 |  |  | 7843.85
2018 | CAISO_New_Flow_Battery | CAISO | CAISO | Flow_Battery | 0 | 0 | 0 | 0 | [8 empty] | 0
2018 | CAISO_New_Li_Battery | CAISO | CAISO | Li_Battery | 0 | 0 | 0 | 0 | [8 empty] | 0
2018 | CAISO_New_Pumped_Storage | CAISO | CAISO | Pumped_Hydro | 0 | 0 | 0 | 0 | [8 empty] | -231281.24
2018 | CAISO_Nuclear | CAISO | CAISO | CAISO_Nuclear | 2922.05 |  |  | 2922.05
2018 | CAISO_Peaker1 | CAISO | CAISO | CAISO_Peaker1 | 5195.4 |  |  | 5195.4 | [9 empty] | 62.26 | 83.45
2018 | CAISO_Peaker2 | CAISO | CAISO | CAISO_Peaker2 | 2859.23 |  |  | 2859.23 | [9 empty] | 45.37 | 63.02
2018 | CAISO_Reciprocating_Engine | CAISO | CAISO | CAISO_Reciprocating_Engine | 262.8 | 0 | 0 | 262.8 | [9 empty] | 5.36 | 49
2018 | CAISO_ST | CAISO | CAISO | CAISO_ST | 6416.22 |  |  | 6416.22 | [9 empty] | 336.64 | 19.06
2018 | CAISO_Shed_DR_Existing | CAISO | CAISO | CAISO_Conventional_DR | 1752.45 |  |  | 1752.45 | [9 empty] | 1 | 1752.45
2018 | CAISO_Shed_DR_Tranche1 | CAISO | CAISO | CAISO_Conventional_DR | 0 | 0 | 0 | 0 | [8 empty] | 0 | 1 | 0
2018 | CAISO_Shed_DR_Tranche2 | CAISO | CAISO | CAISO_Conventional_DR | 0 | 0 | 0 | 0 | [8 empty] | 0 | 1 | 0
2018 | CAISO_Shed_DR_Tranche3 | CAISO | CAISO | CAISO_Conventional_DR | 0 | 0 | 0 | 0 | [8 empty] | 0 | 1 | 0
2018 | CAISO_Shed_DR_Tranche4 | CAISO | CAISO | CAISO_Conventional_DR | 0 | 0 | 0 | 0 | [8 empty] | 0 | 1 | 0
2018 | CAISO_Shed_DR_Tranche5 | CAISO | CAISO | CAISO_Conventional_DR | 0 | 0 | 0 | 0 | [8 empty] | 0 | 1 | 0
2018 | CAISO_Shed_DR_Tranche6 | CAISO | CAISO | CAISO_Conventional_DR | 0 | 0 | 0 | 0 | [8 empty] | 0 | 1 | 0
2018 | CAISO_Shed_DR_Tranche7 | CAISO | CAISO | CAISO_Conventional_DR | 0 | 0 | 0 | 0 | [8 empty] | 0 | 1 | 0
2018 | CAISO_Shed_DR_Tranche8 | CAISO | CAISO | CAISO_Conventional_DR | 0 | 0 | 0 | 0 | [8 empty] | 0 | 1 | 0
2018 | CAISO_Small_Hydro_for_CAISO | CAISO | CAISO | Small_Hydro | 460.65 |  |  | 460.65
2018 | CAISO_Small_Hydro_for_Other | CAISO | BANC | Small_Hydro | 24.17 |  |  | 24.17
2018 | CAISO_Solar_for_CAISO | CAISO | CAISO | Solar | 10216.48 |  |  | 10216.48
2018 | CAISO_Solar_for_Other | CAISO | BANC | Solar | 42.01 |  |  | 42.01
2018 | CAISO_Storage_Mandate | CAISO | CAISO | Li_Battery | 689.75 |  |  | 689.75
2018 | CAISO_Wind_for_CAISO | CAISO | CAISO | Wind | 6005.01 |  |  | 6005.01
2018 | CAISO_Wind_for_Other | CAISO | BANC | Wind | 455.69 |  |  | 455.69
2018 | Central_Valley_North_Los_Banos_Solar | CAISO | CAISO | Solar | 0 | 0 | 0 | 0 |  |  | Central_Valley_North_Los_Banos | 0 | 0 |  |  |  | 0
2018 | Central_Valley_North_Los_Banos_Wind | CAISO | CAISO | Wind | 0 | 145.91 | 145.91 | 145.91 |  |  | Central_Valley_North_Los_Banos | 145.91 | 0 |  |  |  | 0
2018 | Customer_PV | CAISO | CAISO | Customer_PV | 6078.07 |  |  | 6078.07
2018 | Distributed_Solar | CAISO | CAISO | Solar | 0 | 0 | 0 | 0 |  |  | None | 0 | 0 |  |  |  | 0
2018 | Distributed_Wind | CAISO | CAISO | Wind | 0 | 0 | 0 | 0 |  |  | None | 0 | 0 |  |  |  | 0
2018 | Greater_Carrizo_Solar | CAISO | CAISO | Solar | 0 | 0 | 0 | 0 |  |  | Greater_Carrizo | 0 | 0 |  |  |  | 0
2018 | Greater_Carrizo_Wind | CAISO | CAISO | Wind | 0 | 0 | 0 | 0 |  |  | Greater_Carrizo | 0 | 0 |  |  |  | 0
2018 | Greater_Imperial_Geothermal | CAISO | CAISO | Geothermal | 0 | 0 | 0 | 0 |  |  | Greater_Imperial | 0 | 0 |  |  |  | 0
2018 | Greater_Imperial_Solar | CAISO | CAISO | Solar | 0 | 0 | 0 | 0 |  |  | Greater_Imperial | 0 | 0 |  |  |  | 0
2018 | IID_Biomass_for_Other | IID | IID | Biomass | 0 |  |  | 0
2018 | IID_CCGT | IID | IID | IID_CCGT | 255.3 |  |  | 255.3 | [9 empty] | 127.65 | 2
2018 | IID_Geothermal_for_CAISO | IID | CAISO | Geothermal | 336.77 |  |  | 336.77
2018 | IID_Geothermal_for_Other | IID | IID | Geothermal | 91.62 |  |  | 91.62
2018 | IID_Hydro | IID | IID | Hydro | 84.5 |  |  | 84.5
2018 | IID_Peaker | IID | IID | IID_Peaker | 634.1 |  |  | 634.1 | [9 empty] | 40.7 | 15.58
2018 | IID_Small_Hydro_for_Other | IID | IID | Small_Hydro | 30.87 |  |  | 30.87
2018 | IID_Solar_for_CAISO | IID | CAISO | Solar | 23.16 |  |  | 23.16
2018 | IID_Solar_for_Other | IID | IID | Solar | 53.1 |  |  | 53.1
2018 | IID_Wind_for_Other | IID | IID | Wind | 0 |  |  | 0
2018 | InState_Biomass | CAISO | CAISO | Biomass | 0 | 0 | 0 | 0 |  |  | None | 0 | 0 |  |  |  | 0
2018 | Kramer_Inyokern_Solar | CAISO | CAISO | Solar | 0 | 0 | 0 | 0 |  |  | Kramer_Inyokern | 0 | 0 |  |  |  | 0
2018 | LDWP_Biomass_for_Other | LDWP | LDWP | Biomass | 3.74 |  |  | 3.74
2018 | LDWP_CCGT | LDWP | LDWP | LDWP_CCGT | 1935.9 |  |  | 1935.9 | [9 empty] | 215.1 | 9
2018 | LDWP_Coal | LDWP | LDWP | LDWP_Coal | 1800 |  |  | 1800 | [9 empty] | 900 | 2
2018 | LDWP_Geothermal_for_Other | LDWP | LDWP | Geothermal | 86.76 |  |  | 86.76
2018 | LDWP_Hydro | LDWP | LDWP | Hydro | 1938.88 |  |  | 1938.88
2018 | LDWP_Nuclear | LDWP | LDWP | LDWP_Nuclear | 456.69 |  |  | 456.69
2018 | LDWP_Peaker | LDWP | LDWP | LDWP_Peaker | 2759.2 |  |  | 2759.2 | [9 empty] | 73.63 | 37.47
2018 | LDWP_Small_Hydro_for_Other | LDWP | LDWP | Small_Hydro | 57.75 |  |  | 57.75
2018 | LDWP_Solar_for_Other | LDWP | LDWP | Solar | 975.21 |  |  | 975.21
2018 | LDWP_Wind_for_CAISO | LDWP | CAISO | Wind | 3.95 |  |  | 3.95
2018 | LDWP_Wind_for_Other | LDWP | LDWP | Wind | 328.86 |  |  | 328.86
2018 | Mountain_Pass_El_Dorado_Solar | CAISO | CAISO | Solar | 0 | 0 | 0 | 0 |  |  | Mountain_Pass_El_Dorado | 0 | 0 |  |  |  | 0
2018 | NW_Biomass_for_CAISO | NW | CAISO | Biomass | 9.98 |  |  | 9.98
2018 | NW_Biomass_for_Other | NW | NW | Biomass | 644.71 |  |  | 644.71
2018 | NW_CCGT | NW | NW | NW_CCGT | 9594.31 |  |  | 9594.31 | [9 empty] | 337 | 28.47
2018 | NW_Coal | NW | NW | NW_Coal | 10764.8 |  |  | 10764.8 | [9 empty] | 305 | 35.29
2018 | NW_Ext_Tx_Wind | CAISO | CAISO | Wind | 0 | 0 | 0 | 0 |  |  | Northern_California | 0 | 0 |  |  |  | 0
2018 | NW_Geothermal_for_CAISO | NW | CAISO | Geothermal | 6.46 |  |  | 6.46
2018 | NW_Geothermal_for_Other | NW | NW | Geothermal | 133.63 |  |  | 133.63
2018 | NW_Hydro | NW | NW | Hydro | 34379.2 |  |  | 34379.2
2018 | NW_Nuclear | NW | NW | NW_Nuclear | 1170 |  |  | 1170
2018 | NW_Peaker | NW | NW | NW_Peaker | 3327.37 |  |  | 3327.37 | [9 empty] | 28 | 118.83
2018 | NW_Small_Hydro_for_CAISO | NW | CAISO | Small_Hydro | 2.73 |  |  | 2.73
2018 | NW_Small_Hydro_for_Other | NW | NW | Small_Hydro | 2.73 |  |  | 2.73
2018 | NW_Solar_for_Other | NW | NW | Solar | 427.51 |  |  | 427.51
2018 | NW_Wind_for_CAISO | NW | CAISO | Wind | 1345.76 |  |  | 1345.76
2018 | NW_Wind_for_Other | NW | NW | Wind | 8250.56 |  |  | 8250.56
2018 | Northern_California_Geothermal | CAISO | CAISO | Geothermal | 0 | 0 | 0 | 0 |  |  | Northern_California | 0 | 0 |  |  |  | 0
2018 | Northern_California_Solar | CAISO | CAISO | Solar | 0 | 0 | 0 | 0 |  |  | Northern_California | 0 | 0 |  |  |  | 0
2018 | Riverside_East_Palm_Springs_Solar | CAISO | CAISO | Solar | 0 | 0 | 0 | 0 |  |  | Riverside_East_Palm_Springs | 0 | 0 |  |  |  | 0
2018 | Riverside_East_Palm_Springs_Wind | CAISO | CAISO | Wind | 0 | 0 | 0 | 0 |  |  | Riverside_East_Palm_Springs | 0 | 0 |  |  |  | 0
2018 | SW_Biomass_for_Other | SW | SW | Biomass | 37.4 |  |  | 37.4
2018 | SW_CCGT | SW | SW | SW_CCGT | 19863.05 |  |  | 19863.05 | [9 empty] | 372 | 53.4
2018 | SW_Coal | SW | SW | SW_Coal | 9100.5 |  |  | 9100.5 | [9 empty] | 414 | 21.98
2018 | SW_Ext_Tx_Wind | CAISO | CAISO | Wind | 0 | 0 | 0 | 0 |  |  | Riverside_East_Palm_Springs | 0 | 0 |  |  |  | 0
2018 | SW_Geothermal_for_Other | SW | SW | Geothermal | 406.91 |  |  | 406.91
2018 | SW_Hydro | SW | SW | Hydro | 3990.67 |  |  | 3990.67
2018 | SW_Nuclear | SW | SW | SW_Nuclear | 2858.26 |  |  | 2858.26
2018 | SW_Peaker | SW | SW | SW_Peaker | 8586.25 |  |  | 8586.25 | [9 empty] | 71 | 120.93
2018 | SW_Small_Hydro_for_Other | SW | SW | Small_Hydro | 0 |  |  | 0
2018 | SW_Solar_for_CAISO | SW | CAISO | Solar | 127.03 |  |  | 127.03
2018 | SW_Solar_for_Other | SW | SW | Solar | 1971.31 |  |  | 1971.31
2018 | SW_Wind_for_CAISO | SW | CAISO | Wind | 571.55 |  |  | 571.55
2018 | SW_Wind_for_Other | SW | SW | Wind | 1980.86 |  |  | 1980.86
2018 | Solano_Solar | CAISO | CAISO | Solar | 0 | 0 | 0 | 0 |  |  | Solano | 0 | 0 |  |  |  | 0
2018 | Solano_Wind | CAISO | CAISO | Wind | 0 | 0 | 0 | 0 |  |  | Solano | 0 | 0 |  |  |  | 0
2018 | Southern_California_Desert_Solar | CAISO | CAISO | Solar | 0 | 0 | 0 | 0 |  |  | Southern_California_Desert | 0 | 0 |  |  |  | 0
2018 | Southern_Nevada_Geothermal | CAISO | CAISO | Geothermal | 0 | 0 | 0 | 0 |  |  | Mountain_Pass_El_Dorado | 0 | 0 |  |  |  | 0
2018 | Southern_Nevada_Solar | CAISO | CAISO | Solar | 0 | 0 | 0 | 0 |  |  | Mountain_Pass_El_Dorado | 0 | 0 |  |  |  | 0
2018 | Southern_Nevada_Wind | CAISO | CAISO | Wind | 0 | 0 | 0 | 0 |  |  | Mountain_Pass_El_Dorado | 0 | 0 |  |  |  | 0
2018 | Tehachapi_Solar | CAISO | CAISO | Solar | 0 | 0 | 0 | 0 |  |  | Tehachapi | 0 | 0 |  |  |  | 0
2018 | Tehachapi_Wind | CAISO | CAISO | Wind | 0 | 156.99 | 156.99 | 156.99 |  |  | Tehachapi | 156.99 | 0 |  |  |  | 0
2018 | Westlands_Solar | CAISO | CAISO | Solar | 0 | 0 | 0 | 0 |  |  | Westlands | 0 | 0 |  |  |  | 0
2018 | Flexible_Load_Shift_CAISO | CAISO | CAISO | Flexible_Load_Shift | [9 empty] | 0 | 0
2018 | Hydrogen_Electrolysis_Load | CAISO | CAISO | Hydrogen_Electrolysis_Load | [11 empty] | 0
2022 | BANC_Biomass_for_Other | BANC | BANC | Biomass | 7.72 |  |  | 7.72
2022 | BANC_CCGT | BANC | BANC | BANC_CCGT | 1874.06 |  |  | 1874.06 | [9 empty] | 234.26 | 8
2022 | BANC_Geothermal_for_Other | BANC | BANC | Geothermal | 0 |  |  | 0
2022 | BANC_Hydro | BANC | BANC | Hydro | 2742.3 |  |  | 2742.3
2022 | BANC_Peaker | BANC | BANC | BANC_Peaker | 890.6 |  |  | 890.6 | [9 empty] | 40.48 | 22
2022 | BANC_Small_Hydro_for_CAISO | BANC | CAISO | Small_Hydro | 2.81 |  |  | 2.81
2022 | BANC_Small_Hydro_for_Other | BANC | BANC | Small_Hydro | 18.39 |  |  | 18.39
2022 | BANC_Solar_for_Other | BANC | BANC | Solar | 123.5 |  |  | 123.5
2022 | BANC_Wind_for_Other | BANC | BANC | Wind | 0 |  |  | 0
2022 | CAISO_Advanced_CCGT | CAISO | CAISO | CAISO_Advanced_CCGT | 0 | 0 | 0 | 0 | [9 empty] | 600 | 0
2022 | CAISO_Aero_CT | CAISO | CAISO | CAISO_Aero_CT | 0 | 0 | 0 | 0 | [9 empty] | 100 | 0
2022 | CAISO_Biomass_for_CAISO | CAISO | CAISO | Biomass | 715.07 |  |  | 715.07
2022 | CAISO_Biomass_for_Other | CAISO | BANC | Biomass | 60.25 |  |  | 60.25
2022 | CAISO_CCGT1 | CAISO | CAISO | CAISO_CCGT1 | 13702.87 |  |  | 13702.87 | [9 empty] | 483.71 | 28.33
2022 | CAISO_CCGT2 | CAISO | CAISO | CAISO_CCGT2 | 2974.32 |  |  | 2974.32 | [9 empty] | 247.86 | 12
2022 | CAISO_CHP | CAISO | CAISO | CAISO_CHP | 1684.87 |  |  | 1684.87
2022 | CAISO_Existing_Pumped_Storage | CAISO | CAISO | Pumped_Hydro | 1832 |  |  | 1832
2022 | CAISO_Geothermal_for_CAISO | CAISO | CAISO | Geothermal | 1062.42 |  |  | 1062.42
2022 | CAISO_Geothermal_for_Other | CAISO | BANC | Geothermal | 254.89 |  |  | 254.89
2022 | CAISO_Hydro | CAISO | CAISO | Hydro | 7843.85 |  |  | 7843.85
2022 | CAISO_New_Flow_Battery | CAISO | CAISO | Flow_Battery | 0 | 0 | 0 | 0 | [8 empty] | 0
2022 | CAISO_New_Li_Battery | CAISO | CAISO | Li_Battery | 0 | 0 | 0 | 0 | [8 empty] | 0
2022 | CAISO_New_Pumped_Storage | CAISO | CAISO | Pumped_Hydro | 0 | 0 | 0 | 0 | [8 empty] | 0
2022 | CAISO_Nuclear | CAISO | CAISO | CAISO_Nuclear | 2922.05 |  |  | 2922.05
2022 | CAISO_Peaker1 | CAISO | CAISO | CAISO_Peaker1 | 5555.4 |  |  | 5555.4 | [9 empty] | 62.26 | 89.23
2022 | CAISO_Peaker2 | CAISO | CAISO | CAISO_Peaker2 | 2729.23 |  |  | 2729.23 | [9 empty] | 45.37 | 60.16
2022 | CAISO_Reciprocating_Engine | CAISO | CAISO | CAISO_Reciprocating_Engine | 262.8 | 0 | 0 | 262.8 | [9 empty] | 5.36 | 49
2022 | CAISO_ST | CAISO | CAISO | CAISO_ST | 652 |  |  | 652 | [9 empty] | 336.64 | 1.94
2022 | CAISO_Shed_DR_Existing | CAISO | CAISO | CAISO_Conventional_DR | 1752.45 |  |  | 1752.45 | [9 empty] | 1 | 1752.45
2022 | CAISO_Shed_DR_Tranche1 | CAISO | CAISO | CAISO_Conventional_DR | 0 | 0 | 0 | 0 | [8 empty] | 0 | 1 | 0
2022 | CAISO_Shed_DR_Tranche2 | CAISO | CAISO | CAISO_Conventional_DR | 0 | 0 | 0 | 0 | [8 empty] | 0 | 1 | 0
2022 | CAISO_Shed_DR_Tranche3 | CAISO | CAISO | CAISO_Conventional_DR | 0 | 0 | 0 | 0 | [8 empty] | 0 | 1 | 0
2022 | CAISO_Shed_DR_Tranche4 | CAISO | CAISO | CAISO_Conventional_DR | 0 | 0 | 0 | 0 | [8 empty] | 0 | 1 | 0
2022 | CAISO_Shed_DR_Tranche5 | CAISO | CAISO | CAISO_Conventional_DR | 0 | 0 | 0 | 0 | [8 empty] | 0 | 1 | 0
2022 | CAISO_Shed_DR_Tranche6 | CAISO | CAISO | CAISO_Conventional_DR | 0 | 0 | 0 | 0 | [8 empty] | 0 | 1 | 0
2022 | CAISO_Shed_DR_Tranche7 | CAISO | CAISO | CAISO_Conventional_DR | 0 | 0 | 0 | 0 | [8 empty] | 0 | 1 | 0
2022 | CAISO_Shed_DR_Tranche8 | CAISO | CAISO | CAISO_Conventional_DR | 0 | 0 | 0 | 0 | [8 empty] | 0 | 1 | 0
2022 | CAISO_Small_Hydro_for_CAISO | CAISO | CAISO | Small_Hydro | 460.84 |  |  | 460.84
2022 | CAISO_Small_Hydro_for_Other | CAISO | BANC | Small_Hydro | 24.17 |  |  | 24.17
2022 | CAISO_Solar_for_CAISO | CAISO | CAISO | Solar | 12660.7 |  |  | 12660.7
2022 | CAISO_Solar_for_Other | CAISO | BANC | Solar | 42.01 |  |  | 42.01
2022 | CAISO_Storage_Mandate | CAISO | CAISO | Li_Battery | 1113.25 |  |  | 1113.25
2022 | CAISO_Wind_for_CAISO | CAISO | CAISO | Wind | 6272.36 |  |  | 6272.36
2022 | CAISO_Wind_for_Other | CAISO | BANC | Wind | 455.69 |  |  | 455.69
2022 | Central_Valley_North_Los_Banos_Solar | CAISO | CAISO | Solar | 0 | 0 | 0 | 0 |  |  | Central_Valley_North_Los_Banos | 0 | 0 |  |  |  | 0
2022 | Central_Valley_North_Los_Banos_Wind | CAISO | CAISO | Wind | 0 | 0 | 145.91 | 145.91 |  |  | Central_Valley_North_Los_Banos | 145.91 | 0 |  |  |  | -43165.7
2022 | Customer_PV | CAISO | CAISO | Customer_PV | 8311.38 |  |  | 8311.38
2022 | Distributed_Solar | CAISO | CAISO | Solar | 0 | 0 | 0 | 0 |  |  | None | 0 | 0 |  |  |  | 0
2022 | Distributed_Wind | CAISO | CAISO | Wind | 0 | 0 | 0 | 0 |  |  | None | 0 | 0 |  |  |  | 0
2022 | Greater_Carrizo_Solar | CAISO | CAISO | Solar | 0 | 0 | 0 | 0 |  |  | Greater_Carrizo | 0 | 0 |  |  |  | 0
2022 | Greater_Carrizo_Wind | CAISO | CAISO | Wind | 0 | 0 | 0 | 0 |  |  | Greater_Carrizo | 0 | 0 |  |  |  | 0
2022 | Greater_Imperial_Geothermal | CAISO | CAISO | Geothermal | 0 | 0 | 0 | 0 |  |  | Greater_Imperial | 0 | 0 |  |  |  | 0
2022 | Greater_Imperial_Solar | CAISO | CAISO | Solar | 0 | 0 | 0 | 0 |  |  | Greater_Imperial | 0 | 0 |  |  |  | 0
2022 | IID_Biomass_for_Other | IID | IID | Biomass | 0 |  |  | 0
2022 | IID_CCGT | IID | IID | IID_CCGT | 255.3 |  |  | 255.3 | [9 empty] | 127.65 | 2
2022 | IID_Geothermal_for_CAISO | IID | CAISO | Geothermal | 181.16 |  |  | 181.16
2022 | IID_Geothermal_for_Other | IID | IID | Geothermal | 91.62 |  |  | 91.62
2022 | IID_Hydro | IID | IID | Hydro | 84.5 |  |  | 84.5
2022 | IID_Peaker | IID | IID | IID_Peaker | 814.1 |  |  | 814.1 | [9 empty] | 40.7 | 20
2022 | IID_Small_Hydro_for_Other | IID | IID | Small_Hydro | 30.87 |  |  | 30.87
2022 | IID_Solar_for_CAISO | IID | CAISO | Solar | 62.51 |  |  | 62.51
2022 | IID_Solar_for_Other | IID | IID | Solar | 107.2 |  |  | 107.2
2022 | IID_Wind_for_Other | IID | IID | Wind | 0 |  |  | 0
2022 | InState_Biomass | CAISO | CAISO | Biomass | 0 | 0 | 0 | 0 |  |  | None | 0 | 0 |  |  |  | 0
2022 | Kramer_Inyokern_Solar | CAISO | CAISO | Solar | 0 | 1975.66 | 1975.66 | 1975.66 |  |  | Kramer_Inyokern | 975.66 | 1000 |  |  |  | 0
2022 | LDWP_Biomass_for_Other | LDWP | LDWP | Biomass | 3.74 |  |  | 3.74
2022 | LDWP_CCGT | LDWP | LDWP | LDWP_CCGT | 1968.6 |  |  | 1968.6 | [9 empty] | 215.1 | 9.15
2022 | LDWP_Coal | LDWP | LDWP | LDWP_Coal | 1800 |  |  | 1800 | [9 empty] | 900 | 2
2022 | LDWP_Geothermal_for_Other | LDWP | LDWP | Geothermal | 171.23 |  |  | 171.23
2022 | LDWP_Hydro | LDWP | LDWP | Hydro | 1938.88 |  |  | 1938.88
2022 | LDWP_Nuclear | LDWP | LDWP | LDWP_Nuclear | 456.69 |  |  | 456.69
2022 | LDWP_Peaker | LDWP | LDWP | LDWP_Peaker | 2726.5 |  |  | 2726.5 | [9 empty] | 73.63 | 37.03
2022 | LDWP_Small_Hydro_for_Other | LDWP | LDWP | Small_Hydro | 57.75 |  |  | 57.75
2022 | LDWP_Solar_for_Other | LDWP | LDWP | Solar | 1424.42 |  |  | 1424.42
2022 | LDWP_Wind_for_CAISO | LDWP | CAISO | Wind | 3.95 |  |  | 3.95
2022 | LDWP_Wind_for_Other | LDWP | LDWP | Wind | 355.06 |  |  | 355.06
2022 | Mountain_Pass_El_Dorado_Solar | CAISO | CAISO | Solar | 0 | 62.12 | 62.12 | 62.12 |  |  | Mountain_Pass_El_Dorado | 62.12 | 0 |  |  |  | 0
2022 | NW_Biomass_for_CAISO | NW | CAISO | Biomass | 9.98 |  |  | 9.98
2022 | NW_Biomass_for_Other | NW | NW | Biomass | 644.71 |  |  | 644.71
2022 | NW_CCGT | NW | NW | NW_CCGT | 11133.31 |  |  | 11133.31 | [9 empty] | 337 | 33.04
2022 | NW_Coal | NW | NW | NW_Coal | 8895.8 |  |  | 8895.8 | [9 empty] | 305 | 29.17
2022 | NW_Ext_Tx_Wind | CAISO | CAISO | Wind | 0 | 0 | 0 | 0 |  |  | Northern_California | 0 | 0 |  |  |  | 0
2022 | NW_Geothermal_for_CAISO | NW | CAISO | Geothermal | 6.46 |  |  | 6.46
2022 | NW_Geothermal_for_Other | NW | NW | Geothermal | 133.63 |  |  | 133.63
2022 | NW_Hydro | NW | NW | Hydro | 34379.2 |  |  | 34379.2
2022 | NW_Nuclear | NW | NW | NW_Nuclear | 1170 |  |  | 1170
2022 | NW_Peaker | NW | NW | NW_Peaker | 3657.37 |  |  | 3657.37 | [9 empty] | 28 | 130.62
2022 | NW_Small_Hydro_for_CAISO | NW | CAISO | Small_Hydro | 2.73 |  |  | 2.73
2022 | NW_Small_Hydro_for_Other | NW | NW | Small_Hydro | 2.73 |  |  | 2.73
2022 | NW_Solar_for_Other | NW | NW | Solar | 565.76 |  |  | 565.76
2022 | NW_Wind_for_CAISO | NW | CAISO | Wind | 1345.76 |  |  | 1345.76
2022 | NW_Wind_for_Other | NW | NW | Wind | 9705.28 |  |  | 9705.28
2022 | Northern_California_Geothermal | CAISO | CAISO | Geothermal | 0 | 0 | 0 | 0 |  |  | Northern_California | 0 | 0 |  |  |  | 0
2022 | Northern_California_Solar | CAISO | CAISO | Solar | 0 | 0 | 0 | 0 |  |  | Northern_California | 0 | 0 |  |  |  | 0
2022 | Riverside_East_Palm_Springs_Solar | CAISO | CAISO | Solar | 0 | 0 | 0 | 0 |  |  | Riverside_East_Palm_Springs | 0 | 0 |  |  |  | 0
2022 | Riverside_East_Palm_Springs_Wind | CAISO | CAISO | Wind | 0 | 0 | 0 | 0 |  |  | Riverside_East_Palm_Springs | 0 | 0 |  |  |  | 0
2022 | SW_Biomass_for_Other | SW | SW | Biomass | 37.4 |  |  | 37.4
2022 | SW_CCGT | SW | SW | SW_CCGT | 20571.45 |  |  | 20571.45 | [9 empty] | 372 | 55.3
2022 | SW_Coal | SW | SW | SW_Coal | 8096.5 |  |  | 8096.5 | [9 empty] | 414 | 19.56
2022 | SW_Ext_Tx_Wind | CAISO | CAISO | Wind | 0 | 0 | 0 | 0 |  |  | Riverside_East_Palm_Springs | 0 | 0 |  |  |  | 0
2022 | SW_Geothermal_for_Other | SW | SW | Geothermal | 406.91 |  |  | 406.91
2022 | SW_Hydro | SW | SW | Hydro | 3990.67 |  |  | 3990.67
2022 | SW_Nuclear | SW | SW | SW_Nuclear | 2858.26 |  |  | 2858.26
2022 | SW_Peaker | SW | SW | SW_Peaker | 9197.16 |  |  | 9197.16 | [9 empty] | 71 | 129.54
2022 | SW_Small_Hydro_for_Other | SW | SW | Small_Hydro | 0 |  |  | 0
2022 | SW_Solar_for_CAISO | SW | CAISO | Solar | 127.03 |  |  | 127.03
2022 | SW_Solar_for_Other | SW | SW | Solar | 1971.31 |  |  | 1971.31
2022 | SW_Wind_for_CAISO | SW | CAISO | Wind | 571.55 |  |  | 571.55
2022 | SW_Wind_for_Other | SW | SW | Wind | 2132.84 |  |  | 2132.84
2022 | Solano_Solar | CAISO | CAISO | Solar | 0 | 0 | 0 | 0 |  |  | Solano | 0 | 0 |  |  |  | 0
2022 | Solano_Wind | CAISO | CAISO | Wind | 0 | 0 | 0 | 0 |  |  | Solano | 0 | 0 |  |  |  | 0
2022 | Southern_California_Desert_Solar | CAISO | CAISO | Solar | 0 | 0 | 0 | 0 |  |  | Southern_California_Desert | 0 | 0 |  |  |  | 0
2022 | Southern_Nevada_Geothermal | CAISO | CAISO | Geothermal | 0 | 0 | 0 | 0 |  |  | Mountain_Pass_El_Dorado | 0 | 0 |  |  |  | 0
2022 | Southern_Nevada_Solar | CAISO | CAISO | Solar | 0 | 21.52 | 21.52 | 21.52 |  |  | Mountain_Pass_El_Dorado | 21.52 | 0 |  |  |  | 0
2022 | Southern_Nevada_Wind | CAISO | CAISO | Wind | 0 | 0 | 0 | 0 |  |  | Mountain_Pass_El_Dorado | 0 | 0 |  |  |  | 0
2022 | Tehachapi_Solar | CAISO | CAISO | Solar | 0 | 1018 | 1018 | 1018 |  |  | Tehachapi | 1018 | 0 |  |  |  | 0
2022 | Tehachapi_Wind | CAISO | CAISO | Wind | 0 | 0 | 156.99 | 156.99 |  |  | Tehachapi | 156.99 | 0 |  |  |  | 0
2022 | Westlands_Solar | CAISO | CAISO | Solar | 0 | 0 | 0 | 0 |  |  | Westlands | 0 | 0 |  |  |  | 0
2022 | Flexible_Load_Shift_CAISO | CAISO | CAISO | Flexible_Load_Shift | [9 empty] | 0 | 0
2022 | Hydrogen_Electrolysis_Load | CAISO | CAISO | Hydrogen_Electrolysis_Load | [11 empty] | 0
2026 | BANC_Biomass_for_Other | BANC | BANC | Biomass | 7.72 |  |  | 7.72
2026 | BANC_CCGT | BANC | BANC | BANC_CCGT | 1874.06 |  |  | 1874.06 | [9 empty] | 234.26 | 8
2026 | BANC_Geothermal_for_Other | BANC | BANC | Geothermal | 0 |  |  | 0
2026 | BANC_Hydro | BANC | BANC | Hydro | 2742.3 |  |  | 2742.3
2026 | BANC_Peaker | BANC | BANC | BANC_Peaker | 890.6 |  |  | 890.6 | [9 empty] | 40.48 | 22
2026 | BANC_Small_Hydro_for_CAISO | BANC | CAISO | Small_Hydro | 2.81 |  |  | 2.81
2026 | BANC_Small_Hydro_for_Other | BANC | BANC | Small_Hydro | 18.39 |  |  | 18.39
2026 | BANC_Solar_for_Other | BANC | BANC | Solar | 649.77 |  |  | 649.77
2026 | BANC_Wind_for_Other | BANC | BANC | Wind | 0 |  |  | 0
2026 | CAISO_Advanced_CCGT | CAISO | CAISO | CAISO_Advanced_CCGT | 0 | 0 | 0 | 0 | [9 empty] | 600 | 0
2026 | CAISO_Aero_CT | CAISO | CAISO | CAISO_Aero_CT | 0 | 0 | 0 | 0 | [9 empty] | 100 | 0
2026 | CAISO_Biomass_for_CAISO | CAISO | CAISO | Biomass | 715.07 |  |  | 715.07
2026 | CAISO_Biomass_for_Other | CAISO | BANC | Biomass | 60.25 |  |  | 60.25
2026 | CAISO_CCGT1 | CAISO | CAISO | CAISO_CCGT1 | 13702.87 |  |  | 13702.87 | [9 empty] | 483.71 | 28.33
2026 | CAISO_CCGT2 | CAISO | CAISO | CAISO_CCGT2 | 2974.32 |  |  | 2974.32 | [9 empty] | 247.86 | 12
2026 | CAISO_CHP | CAISO | CAISO | CAISO_CHP | 1684.87 |  |  | 1684.87
2026 | CAISO_Existing_Pumped_Storage | CAISO | CAISO | Pumped_Hydro | 1832 |  |  | 1832
2026 | CAISO_Geothermal_for_CAISO | CAISO | CAISO | Geothermal | 1062.42 |  |  | 1062.42
2026 | CAISO_Geothermal_for_Other | CAISO | BANC | Geothermal | 254.89 |  |  | 254.89
2026 | CAISO_Hydro | CAISO | CAISO | Hydro | 7843.85 |  |  | 7843.85
2026 | CAISO_New_Flow_Battery | CAISO | CAISO | Flow_Battery | 0 | 0 | 0 | 0 | [8 empty] | 0
2026 | CAISO_New_Li_Battery | CAISO | CAISO | Li_Battery | 0 | 0 | 0 | 0 | [8 empty] | 0
2026 | CAISO_New_Pumped_Storage | CAISO | CAISO | Pumped_Hydro | 0 | 0 | 0 | 0 | [8 empty] | 0
2026 | CAISO_Nuclear | CAISO | CAISO | CAISO_Nuclear | 622.05 |  |  | 622.05
2026 | CAISO_Peaker1 | CAISO | CAISO | CAISO_Peaker1 | 5555.4 |  |  | 5555.4 | [9 empty] | 62.26 | 89.23
2026 | CAISO_Peaker2 | CAISO | CAISO | CAISO_Peaker2 | 2729.23 |  |  | 2729.23 | [9 empty] | 45.37 | 60.16
2026 | CAISO_Reciprocating_Engine | CAISO | CAISO | CAISO_Reciprocating_Engine | 262.8 | 0 | 0 | 262.8 | [9 empty] | 5.36 | 49
2026 | CAISO_ST | CAISO | CAISO | CAISO_ST | 652 |  |  | 652 | [9 empty] | 336.64 | 1.94
2026 | CAISO_Shed_DR_Existing | CAISO | CAISO | CAISO_Conventional_DR | 1752.45 |  |  | 1752.45 | [9 empty] | 1 | 1752.45
2026 | CAISO_Shed_DR_Tranche1 | CAISO | CAISO | CAISO_Conventional_DR | 0 | 0 | 0 | 0 | [8 empty] | 0 | 1 | 0
2026 | CAISO_Shed_DR_Tranche2 | CAISO | CAISO | CAISO_Conventional_DR | 0 | 0 | 0 | 0 | [8 empty] | 0 | 1 | 0
2026 | CAISO_Shed_DR_Tranche3 | CAISO | CAISO | CAISO_Conventional_DR | 0 | 0 | 0 | 0 | [8 empty] | 0 | 1 | 0
2026 | CAISO_Shed_DR_Tranche4 | CAISO | CAISO | CAISO_Conventional_DR | 0 | 0 | 0 | 0 | [8 empty] | 0 | 1 | 0
2026 | CAISO_Shed_DR_Tranche5 | CAISO | CAISO | CAISO_Conventional_DR | 0 | 0 | 0 | 0 | [8 empty] | 0 | 1 | 0
2026 | CAISO_Shed_DR_Tranche6 | CAISO | CAISO | CAISO_Conventional_DR | 0 | 0 | 0 | 0 | [8 empty] | 0 | 1 | 0
2026 | CAISO_Shed_DR_Tranche7 | CAISO | CAISO | CAISO_Conventional_DR | 0 | 0 | 0 | 0 | [8 empty] | 0 | 1 | 0
2026 | CAISO_Shed_DR_Tranche8 | CAISO | CAISO | CAISO_Conventional_DR | 0 | 0 | 0 | 0 | [8 empty] | 0 | 1 | 0
2026 | CAISO_Small_Hydro_for_CAISO | CAISO | CAISO | Small_Hydro | 460.84 |  |  | 460.84
2026 | CAISO_Small_Hydro_for_Other | CAISO | BANC | Small_Hydro | 24.17 |  |  | 24.17
2026 | CAISO_Solar_for_CAISO | CAISO | CAISO | Solar | 12660.7 |  |  | 12660.7
2026 | CAISO_Solar_for_Other | CAISO | BANC | Solar | 42.01 |  |  | 42.01
2026 | CAISO_Storage_Mandate | CAISO | CAISO | Li_Battery | 1325 |  |  | 1325
2026 | CAISO_Wind_for_CAISO | CAISO | CAISO | Wind | 6272.36 |  |  | 6272.36
2026 | CAISO_Wind_for_Other | CAISO | BANC | Wind | 455.69 |  |  | 455.69
2026 | Central_Valley_North_Los_Banos_Solar | CAISO | CAISO | Solar | 0 | 0 | 0 | 0 |  |  | Central_Valley_North_Los_Banos | 0 | 0 |  |  |  | 0
2026 | Central_Valley_North_Los_Banos_Wind | CAISO | CAISO | Wind | 0 | 0 | 145.91 | 145.91 |  |  | Central_Valley_North_Los_Banos | 145.91 | 0 |  |  |  | 0
2026 | Customer_PV | CAISO | CAISO | Customer_PV | 12001.03 |  |  | 12001.03
2026 | Distributed_Solar | CAISO | CAISO | Solar | 0 | 0 | 0 | 0 |  |  | None | 0 | 0 |  |  |  | 0
2026 | Distributed_Wind | CAISO | CAISO | Wind | 0 | 0 | 0 | 0 |  |  | None | 0 | 0 |  |  |  | 0
2026 | Greater_Carrizo_Solar | CAISO | CAISO | Solar | 0 | 0 | 0 | 0 |  |  | Greater_Carrizo | 0 | 0 |  |  |  | 0
2026 | Greater_Carrizo_Wind | CAISO | CAISO | Wind | 0 | 0 | 0 | 0 |  |  | Greater_Carrizo | 0 | 0 |  |  |  | 0
2026 | Greater_Imperial_Geothermal | CAISO | CAISO | Geothermal | 0 | 0 | 0 | 0 |  |  | Greater_Imperial | 0 | 0 |  |  |  | 0
2026 | Greater_Imperial_Solar | CAISO | CAISO | Solar | 0 | 0 | 0 | 0 |  |  | Greater_Imperial | 0 | 0 |  |  |  | 0
2026 | IID_Biomass_for_Other | IID | IID | Biomass | 0 |  |  | 0
2026 | IID_CCGT | IID | IID | IID_CCGT | 255.3 |  |  | 255.3 | [9 empty] | 127.65 | 2
2026 | IID_Geothermal_for_CAISO | IID | CAISO | Geothermal | 151.3 |  |  | 151.3
2026 | IID_Geothermal_for_Other | IID | IID | Geothermal | 91.62 |  |  | 91.62
2026 | IID_Hydro | IID | IID | Hydro | 84.5 |  |  | 84.5
2026 | IID_Peaker | IID | IID | IID_Peaker | 814.1 |  |  | 814.1 | [9 empty] | 40.7 | 20
2026 | IID_Small_Hydro_for_Other | IID | IID | Small_Hydro | 30.87 |  |  | 30.87
2026 | IID_Solar_for_CAISO | IID | CAISO | Solar | 62.51 |  |  | 62.51
2026 | IID_Solar_for_Other | IID | IID | Solar | 246.72 |  |  | 246.72
2026 | IID_Wind_for_Other | IID | IID | Wind | 0 |  |  | 0
2026 | InState_Biomass | CAISO | CAISO | Biomass | 0 | 0 | 0 | 0 |  |  | None | 0 | 0 |  |  |  | 0
2026 | Kramer_Inyokern_Solar | CAISO | CAISO | Solar | 0 | 0 | 1975.66 | 1975.66 |  |  | Kramer_Inyokern | 975.66 | 1000 |  |  |  | 0
2026 | LDWP_Biomass_for_Other | LDWP | LDWP | Biomass | 3.74 |  |  | 3.74
2026 | LDWP_CCGT | LDWP | LDWP | LDWP_CCGT | 2412.6 |  |  | 2412.6 | [9 empty] | 215.1 | 11.22
2026 | LDWP_Coal | LDWP | LDWP | LDWP_Coal | 1800 |  |  | 1800 | [9 empty] | 900 | 2
2026 | LDWP_Geothermal_for_Other | LDWP | LDWP | Geothermal | 256.85 |  |  | 256.85
2026 | LDWP_Hydro | LDWP | LDWP | Hydro | 1938.88 |  |  | 1938.88
2026 | LDWP_Nuclear | LDWP | LDWP | LDWP_Nuclear | 456.69 |  |  | 456.69
2026 | LDWP_Peaker | LDWP | LDWP | LDWP_Peaker | 2282.5 |  |  | 2282.5 | [9 empty] | 73.63 | 31
2026 | LDWP_Small_Hydro_for_Other | LDWP | LDWP | Small_Hydro | 57.75 |  |  | 57.75
2026 | LDWP_Solar_for_Other | LDWP | LDWP | Solar | 1670.71 |  |  | 1670.71
2026 | LDWP_Wind_for_CAISO | LDWP | CAISO | Wind | 3.95 |  |  | 3.95
2026 | LDWP_Wind_for_Other | LDWP | LDWP | Wind | 588.47 |  |  | 588.47
2026 | Mountain_Pass_El_Dorado_Solar | CAISO | CAISO | Solar | 0 | 0 | 62.12 | 62.12 |  |  | Mountain_Pass_El_Dorado | 62.12 | 0 |  |  |  | -2774.63
2026 | NW_Biomass_for_CAISO | NW | CAISO | Biomass | 9.98 |  |  | 9.98
2026 | NW_Biomass_for_Other | NW | NW | Biomass | 606.37 |  |  | 606.37
2026 | NW_CCGT | NW | NW | NW_CCGT | 12133.31 |  |  | 12133.31 | [9 empty] | 337 | 36
2026 | NW_Coal | NW | NW | NW_Coal | 8225.8 |  |  | 8225.8 | [9 empty] | 305 | 26.97
2026 | NW_Ext_Tx_Wind | CAISO | CAISO | Wind | 0 | 0 | 0 | 0 |  |  | Northern_California | 0 | 0 |  |  |  | 0
2026 | NW_Geothermal_for_CAISO | NW | CAISO | Geothermal | 6.46 |  |  | 6.46
2026 | NW_Geothermal_for_Other | NW | NW | Geothermal | 133.63 |  |  | 133.63
2026 | NW_Hydro | NW | NW | Hydro | 34379.2 |  |  | 34379.2
2026 | NW_Nuclear | NW | NW | NW_Nuclear | 1170 |  |  | 1170
2026 | NW_Peaker | NW | NW | NW_Peaker | 3327.37 |  |  | 3327.37 | [9 empty] | 28 | 118.83
2026 | NW_Small_Hydro_for_CAISO | NW | CAISO | Small_Hydro | 2.73 |  |  | 2.73
2026 | NW_Small_Hydro_for_Other | NW | NW | Small_Hydro | 2.73 |  |  | 2.73
2026 | NW_Solar_for_Other | NW | NW | Solar | 565.76 |  |  | 565.76
2026 | NW_Wind_for_CAISO | NW | CAISO | Wind | 1345.76 |  |  | 1345.76
2026 | NW_Wind_for_Other | NW | NW | Wind | 9705.28 |  |  | 9705.28
2026 | Northern_California_Geothermal | CAISO | CAISO | Geothermal | 0 | 0 | 0 | 0 |  |  | Northern_California | 0 | 0 |  |  |  | 0
2026 | Northern_California_Solar | CAISO | CAISO | Solar | 0 | 0 | 0 | 0 |  |  | Northern_California | 0 | 0 |  |  |  | 0
2026 | Riverside_East_Palm_Springs_Solar | CAISO | CAISO | Solar | 0 | 0 | 0 | 0 |  |  | Riverside_East_Palm_Springs | 0 | 0 |  |  |  | 0
2026 | Riverside_East_Palm_Springs_Wind | CAISO | CAISO | Wind | 0 | 0 | 0 | 0 |  |  | Riverside_East_Palm_Springs | 0 | 0 |  |  |  | 0
2026 | SW_Biomass_for_Other | SW | SW | Biomass | 37.4 |  |  | 37.4
2026 | SW_CCGT | SW | SW | SW_CCGT | 20887.2 |  |  | 20887.2 | [9 empty] | 372 | 56.15
2026 | SW_Coal | SW | SW | SW_Coal | 7448.5 |  |  | 7448.5 | [9 empty] | 414 | 17.99
2026 | SW_Ext_Tx_Wind | CAISO | CAISO | Wind | 0 | 0 | 0 | 0 |  |  | Riverside_East_Palm_Springs | 0 | 0 |  |  |  | 0
2026 | SW_Geothermal_for_Other | SW | SW | Geothermal | 406.91 |  |  | 406.91
2026 | SW_Hydro | SW | SW | Hydro | 3990.67 |  |  | 3990.67
2026 | SW_Nuclear | SW | SW | SW_Nuclear | 2858.26 |  |  | 2858.26
2026 | SW_Peaker | SW | SW | SW_Peaker | 10759.31 |  |  | 10759.31 | [9 empty] | 71 | 151.54
2026 | SW_Small_Hydro_for_Other | SW | SW | Small_Hydro | 0 |  |  | 0
2026 | SW_Solar_for_CAISO | SW | CAISO | Solar | 127.03 |  |  | 127.03
2026 | SW_Solar_for_Other | SW | SW | Solar | 1963.1 |  |  | 1963.1
2026 | SW_Wind_for_CAISO | SW | CAISO | Wind | 571.55 |  |  | 571.55
2026 | SW_Wind_for_Other | SW | SW | Wind | 2132.84 |  |  | 2132.84
2026 | Solano_Solar | CAISO | CAISO | Solar | 0 | 0 | 0 | 0 |  |  | Solano | 0 | 0 |  |  |  | 0
2026 | Solano_Wind | CAISO | CAISO | Wind | 0 | 0 | 0 | 0 |  |  | Solano | 0 | 0 |  |  |  | 0
2026 | Southern_California_Desert_Solar | CAISO | CAISO | Solar | 0 | 0 | 0 | 0 |  |  | Southern_California_Desert | 0 | 0 |  |  |  | 0
2026 | Southern_Nevada_Geothermal | CAISO | CAISO | Geothermal | 0 | 0 | 0 | 0 |  |  | Mountain_Pass_El_Dorado | 0 | 0 |  |  |  | 0
2026 | Southern_Nevada_Solar | CAISO | CAISO | Solar | 0 | 0 | 21.52 | 21.52 |  |  | Mountain_Pass_El_Dorado | 21.52 | 0 |  |  |  | 0
2026 | Southern_Nevada_Wind | CAISO | CAISO | Wind | 0 | 0 | 0 | 0 |  |  | Mountain_Pass_El_Dorado | 0 | 0 |  |  |  | 0
2026 | Tehachapi_Solar | CAISO | CAISO | Solar | 0 | 0 | 1018 | 1018 |  |  | Tehachapi | 1018 | 0 |  |  |  | 0
2026 | Tehachapi_Wind | CAISO | CAISO | Wind | 0 | 0 | 156.99 | 156.99 |  |  | Tehachapi | 156.99 | 0 |  |  |  | 0
2026 | Westlands_Solar | CAISO | CAISO | Solar | 0 | 0 | 0 | 0 |  |  | Westlands | 0 | 0 |  |  |  | 0
2026 | Flexible_Load_Shift_CAISO | CAISO | CAISO | Flexible_Load_Shift | [9 empty] | 0 | 0
2026 | Hydrogen_Electrolysis_Load | CAISO | CAISO | Hydrogen_Electrolysis_Load | [11 empty] | 0
2030 | BANC_Biomass_for_Other | BANC | BANC | Biomass | 7.72 |  |  | 7.72
2030 | BANC_CCGT | BANC | BANC | BANC_CCGT | 1874.06 |  |  | 1874.06 | [9 empty] | 234.26 | 8
2030 | BANC_Geothermal_for_Other | BANC | BANC | Geothermal | 0 |  |  | 0
2030 | BANC_Hydro | BANC | BANC | Hydro | 2742.3 |  |  | 2742.3
2030 | BANC_Peaker | BANC | BANC | BANC_Peaker | 890.6 |  |  | 890.6 | [9 empty] | 40.48 | 22
2030 | BANC_Small_Hydro_for_CAISO | BANC | CAISO | Small_Hydro | 2.81 |  |  | 2.81
2030 | BANC_Small_Hydro_for_Other | BANC | BANC | Small_Hydro | 18.39 |  |  | 18.39
2030 | BANC_Solar_for_Other | BANC | BANC | Solar | 1259.63 |  |  | 1259.63
2030 | BANC_Wind_for_Other | BANC | BANC | Wind | 0 |  |  | 0
2030 | CAISO_Advanced_CCGT | CAISO | CAISO | CAISO_Advanced_CCGT | 0 | 0 | 0 | 0 | [9 empty] | 600 | 0
2030 | CAISO_Aero_CT | CAISO | CAISO | CAISO_Aero_CT | 0 | 0 | 0 | 0 | [9 empty] | 100 | 0
2030 | CAISO_Biomass_for_CAISO | CAISO | CAISO | Biomass | 715.07 |  |  | 715.07
2030 | CAISO_Biomass_for_Other | CAISO | BANC | Biomass | 60.25 |  |  | 60.25
2030 | CAISO_CCGT1 | CAISO | CAISO | CAISO_CCGT1 | 13702.87 |  |  | 13702.87 | [9 empty] | 483.71 | 28.33
2030 | CAISO_CCGT2 | CAISO | CAISO | CAISO_CCGT2 | 2974.32 |  |  | 2974.32 | [9 empty] | 247.86 | 12
2030 | CAISO_CHP | CAISO | CAISO | CAISO_CHP | 1684.87 |  |  | 1684.87
2030 | CAISO_Existing_Pumped_Storage | CAISO | CAISO | Pumped_Hydro | 1832 |  |  | 1832
2030 | CAISO_Geothermal_for_CAISO | CAISO | CAISO | Geothermal | 1062.42 |  |  | 1062.42
2030 | CAISO_Geothermal_for_Other | CAISO | BANC | Geothermal | 254.89 |  |  | 254.89
2030 | CAISO_Hydro | CAISO | CAISO | Hydro | 7843.85 |  |  | 7843.85
2030 | CAISO_New_Flow_Battery | CAISO | CAISO | Flow_Battery | 0 | 0 | 0 | 0 | [8 empty] | 0
2030 | CAISO_New_Li_Battery | CAISO | CAISO | Li_Battery | 0 | 806.92 | 806.92 | 806.92 | [8 empty] | 0
2030 | CAISO_New_Pumped_Storage | CAISO | CAISO | Pumped_Hydro | 0 | 0 | 0 | 0 | [8 empty] | 0
2030 | CAISO_Nuclear | CAISO | CAISO | CAISO_Nuclear | 622.05 |  |  | 622.05
2030 | CAISO_Peaker1 | CAISO | CAISO | CAISO_Peaker1 | 5555.4 |  |  | 5555.4 | [9 empty] | 62.26 | 89.23
2030 | CAISO_Peaker2 | CAISO | CAISO | CAISO_Peaker2 | 2729.23 |  |  | 2729.23 | [9 empty] | 45.37 | 60.16
2030 | CAISO_Reciprocating_Engine | CAISO | CAISO | CAISO_Reciprocating_Engine | 262.8 | 0 | 0 | 262.8 | [9 empty] | 5.36 | 49
2030 | CAISO_ST | CAISO | CAISO | CAISO_ST | 652 |  |  | 652 | [9 empty] | 336.64 | 1.94
2030 | CAISO_Shed_DR_Existing | CAISO | CAISO | CAISO_Conventional_DR | 1752.45 |  |  | 1752.45 | [9 empty] | 1 | 1752.45
2030 | CAISO_Shed_DR_Tranche1 | CAISO | CAISO | CAISO_Conventional_DR | 0 | 0 | 0 | 0 | [8 empty] | 0 | 1 | 0
2030 | CAISO_Shed_DR_Tranche2 | CAISO | CAISO | CAISO_Conventional_DR | 0 | 0 | 0 | 0 | [8 empty] | 0 | 1 | 0
2030 | CAISO_Shed_DR_Tranche3 | CAISO | CAISO | CAISO_Conventional_DR | 0 | 0 | 0 | 0 | [8 empty] | 0 | 1 | 0
2030 | CAISO_Shed_DR_Tranche4 | CAISO | CAISO | CAISO_Conventional_DR | 0 | 0 | 0 | 0 | [8 empty] | 0 | 1 | 0
2030 | CAISO_Shed_DR_Tranche5 | CAISO | CAISO | CAISO_Conventional_DR | 0 | 0 | 0 | 0 | [8 empty] | 0 | 1 | 0
2030 | CAISO_Shed_DR_Tranche6 | CAISO | CAISO | CAISO_Conventional_DR | 0 | 0 | 0 | 0 | [8 empty] | 0 | 1 | 0
2030 | CAISO_Shed_DR_Tranche7 | CAISO | CAISO | CAISO_Conventional_DR | 0 | 0 | 0 | 0 | [8 empty] | 0 | 1 | 0
2030 | CAISO_Shed_DR_Tranche8 | CAISO | CAISO | CAISO_Conventional_DR | 0 | 0 | 0 | 0 | [8 empty] | 0 | 1 | 0
2030 | CAISO_Small_Hydro_for_CAISO | CAISO | CAISO | Small_Hydro | 460.84 |  |  | 460.84
2030 | CAISO_Small_Hydro_for_Other | CAISO | BANC | Small_Hydro | 24.17 |  |  | 24.17
2030 | CAISO_Solar_for_CAISO | CAISO | CAISO | Solar | 12660.7 |  |  | 12660.7
2030 | CAISO_Solar_for_Other | CAISO | BANC | Solar | 42.01 |  |  | 42.01
2030 | CAISO_Storage_Mandate | CAISO | CAISO | Li_Battery | 1325 |  |  | 1325
2030 | CAISO_Wind_for_CAISO | CAISO | CAISO | Wind | 6272.36 |  |  | 6272.36
2030 | CAISO_Wind_for_Other | CAISO | BANC | Wind | 455.69 |  |  | 455.69
2030 | Central_Valley_North_Los_Banos_Solar | CAISO | CAISO | Solar | 0 | 0 | 0 | 0 |  |  | Central_Valley_North_Los_Banos | 0 | 0 |  |  |  | 0
2030 | Central_Valley_North_Los_Banos_Wind | CAISO | CAISO | Wind | 0 | 0 | 145.91 | 145.91 |  |  | Central_Valley_North_Los_Banos | 145.91 | 0 |  |  |  | 0
2030 | Customer_PV | CAISO | CAISO | Customer_PV | 15940.66 |  |  | 15940.66
2030 | Distributed_Solar | CAISO | CAISO | Solar | 0 | 0 | 0 | 0 |  |  | None | 0 | 0 |  |  |  | 0
2030 | Distributed_Wind | CAISO | CAISO | Wind | 0 | 0 | 0 | 0 |  |  | None | 0 | 0 |  |  |  | 0
2030 | Greater_Carrizo_Solar | CAISO | CAISO | Solar | 0 | 0 | 0 | 0 |  |  | Greater_Carrizo | 0 | 0 |  |  |  | 0
2030 | Greater_Carrizo_Wind | CAISO | CAISO | Wind | 0 | 0 | 0 | 0 |  |  | Greater_Carrizo | 0 | 0 |  |  |  | 0
2030 | Greater_Imperial_Geothermal | CAISO | CAISO | Geothermal | 0 | 0 | 0 | 0 |  |  | Greater_Imperial | 0 | 0 |  |  |  | 0
2030 | Greater_Imperial_Solar | CAISO | CAISO | Solar | 0 | 0 | 0 | 0 |  |  | Greater_Imperial | 0 | 0 |  |  |  | 0
2030 | IID_Biomass_for_Other | IID | IID | Biomass | 0 |  |  | 0
2030 | IID_CCGT | IID | IID | IID_CCGT | 255.3 |  |  | 255.3 | [9 empty] | 127.65 | 2
2030 | IID_Geothermal_for_CAISO | IID | CAISO | Geothermal | 151.3 |  |  | 151.3
2030 | IID_Geothermal_for_Other | IID | IID | Geothermal | 91.62 |  |  | 91.62
2030 | IID_Hydro | IID | IID | Hydro | 84.5 |  |  | 84.5
2030 | IID_Peaker | IID | IID | IID_Peaker | 814.1 |  |  | 814.1 | [9 empty] | 40.7 | 20
2030 | IID_Small_Hydro_for_Other | IID | IID | Small_Hydro | 30.87 |  |  | 30.87
2030 | IID_Solar_for_CAISO | IID | CAISO | Solar | 62.51 |  |  | 62.51
2030 | IID_Solar_for_Other | IID | IID | Solar | 401.83 |  |  | 401.83
2030 | IID_Wind_for_Other | IID | IID | Wind | 0 |  |  | 0
2030 | InState_Biomass | CAISO | CAISO | Biomass | 0 | 0 | 0 | 0 |  |  | None | 0 | 0 |  |  |  | 0
2030 | Kramer_Inyokern_Solar | CAISO | CAISO | Solar | 0 | 0 | 1975.66 | 1975.66 |  |  | Kramer_Inyokern | 975.66 | 1000 |  |  |  | 0
2030 | LDWP_Biomass_for_Other | LDWP | LDWP | Biomass | 3.74 |  |  | 3.74
2030 | LDWP_CCGT | LDWP | LDWP | LDWP_CCGT | 4212.6 |  |  | 4212.6 | [9 empty] | 215.1 | 19.58
2030 | LDWP_Coal | LDWP | LDWP | LDWP_Coal | 0 |  |  | 0 | [9 empty] | 900 | 0
2030 | LDWP_Geothermal_for_Other | LDWP | LDWP | Geothermal | 262.56 |  |  | 262.56
2030 | LDWP_Hydro | LDWP | LDWP | Hydro | 1938.88 |  |  | 1938.88
2030 | LDWP_Nuclear | LDWP | LDWP | LDWP_Nuclear | 456.69 |  |  | 456.69
2030 | LDWP_Peaker | LDWP | LDWP | LDWP_Peaker | 2282.5 |  |  | 2282.5 | [9 empty] | 73.63 | 31
2030 | LDWP_Small_Hydro_for_Other | LDWP | LDWP | Small_Hydro | 57.75 |  |  | 57.75
2030 | LDWP_Solar_for_Other | LDWP | LDWP | Solar | 2277.48 |  |  | 2277.48
2030 | LDWP_Wind_for_CAISO | LDWP | CAISO | Wind | 3.95 |  |  | 3.95
2030 | LDWP_Wind_for_Other | LDWP | LDWP | Wind | 760.48 |  |  | 760.48
2030 | Mountain_Pass_El_Dorado_Solar | CAISO | CAISO | Solar | 0 | 0 | 62.12 | 62.12 |  |  | Mountain_Pass_El_Dorado | 62.12 | 0 |  |  |  | 0
2030 | NW_Biomass_for_CAISO | NW | CAISO | Biomass | 9.98 |  |  | 9.98
2030 | NW_Biomass_for_Other | NW | NW | Biomass | 599.76 |  |  | 599.76
2030 | NW_CCGT | NW | NW | NW_CCGT | 12217.51 |  |  | 12217.51 | [9 empty] | 337 | 36.25
2030 | NW_Coal | NW | NW | NW_Coal | 8225.8 |  |  | 8225.8 | [9 empty] | 305 | 26.97
2030 | NW_Ext_Tx_Wind | CAISO | CAISO | Wind | 0 | 0 | 0 | 0 |  |  | Northern_California | 0 | 0 |  |  |  | 0
2030 | NW_Geothermal_for_CAISO | NW | CAISO | Geothermal | 6.46 |  |  | 6.46
2030 | NW_Geothermal_for_Other | NW | NW | Geothermal | 133.63 |  |  | 133.63
2030 | NW_Hydro | NW | NW | Hydro | 34379.2 |  |  | 34379.2
2030 | NW_Nuclear | NW | NW | NW_Nuclear | 1170 |  |  | 1170
2030 | NW_Peaker | NW | NW | NW_Peaker | 3243.17 |  |  | 3243.17 | [9 empty] | 28 | 115.83
2030 | NW_Small_Hydro_for_CAISO | NW | CAISO | Small_Hydro | 2.73 |  |  | 2.73
2030 | NW_Small_Hydro_for_Other | NW | NW | Small_Hydro | 2.73 |  |  | 2.73
2030 | NW_Solar_for_Other | NW | NW | Solar | 564.8 |  |  | 564.8
2030 | NW_Wind_for_CAISO | NW | CAISO | Wind | 1345.76 |  |  | 1345.76
2030 | NW_Wind_for_Other | NW | NW | Wind | 10159.91 |  |  | 10159.91
2030 | Northern_California_Geothermal | CAISO | CAISO | Geothermal | 0 | 0 | 0 | 0 |  |  | Northern_California | 0 | 0 |  |  |  | 0
2030 | Northern_California_Solar | CAISO | CAISO | Solar | 0 | 0 | 0 | 0 |  |  | Northern_California | 0 | 0 |  |  |  | 0
2030 | Riverside_East_Palm_Springs_Solar | CAISO | CAISO | Solar | 0 | 0 | 0 | 0 |  |  | Riverside_East_Palm_Springs | 0 | 0 |  |  |  | 0
2030 | Riverside_East_Palm_Springs_Wind | CAISO | CAISO | Wind | 0 | 0 | 0 | 0 |  |  | Riverside_East_Palm_Springs | 0 | 0 |  |  |  | 0
2030 | SW_Biomass_for_Other | SW | SW | Biomass | 36.03 |  |  | 36.03
2030 | SW_CCGT | SW | SW | SW_CCGT | 21275.67 |  |  | 21275.67 | [9 empty] | 372 | 57.19
2030 | SW_Coal | SW | SW | SW_Coal | 7448.5 |  |  | 7448.5 | [9 empty] | 414 | 17.99
2030 | SW_Ext_Tx_Wind | CAISO | CAISO | Wind | 0 | 0 | 0 | 0 |  |  | Riverside_East_Palm_Springs | 0 | 0 |  |  |  | 0
2030 | SW_Geothermal_for_Other | SW | SW | Geothermal | 406.91 |  |  | 406.91
2030 | SW_Hydro | SW | SW | Hydro | 3990.67 |  |  | 3990.67
2030 | SW_Nuclear | SW | SW | SW_Nuclear | 2858.26 |  |  | 2858.26
2030 | SW_Peaker | SW | SW | SW_Peaker | 10370.83 |  |  | 10370.83 | [9 empty] | 71 | 146.07
2030 | SW_Small_Hydro_for_Other | SW | SW | Small_Hydro | 0 |  |  | 0
2030 | SW_Solar_for_CAISO | SW | CAISO | Solar | 127.03 |  |  | 127.03
2030 | SW_Solar_for_Other | SW | SW | Solar | 2908.28 |  |  | 2908.28
2030 | SW_Wind_for_CAISO | SW | CAISO | Wind | 571.55 |  |  | 571.55
2030 | SW_Wind_for_Other | SW | SW | Wind | 1742.02 |  |  | 1742.02
2030 | Solano_Solar | CAISO | CAISO | Solar | 0 | 0 | 0 | 0 |  |  | Solano | 0 | 0 |  |  |  | 0
2030 | Solano_Wind | CAISO | CAISO | Wind | 0 | 0 | 0 | 0 |  |  | Solano | 0 | 0 |  |  |  | 0
2030 | Southern_California_Desert_Solar | CAISO | CAISO | Solar | 0 | 0 | 0 | 0 |  |  | Southern_California_Desert | 0 | 0 |  |  |  | 0
2030 | Southern_Nevada_Geothermal | CAISO | CAISO | Geothermal | 0 | 0 | 0 | 0 |  |  | Mountain_Pass_El_Dorado | 0 | 0 |  |  |  | 0
2030 | Southern_Nevada_Solar | CAISO | CAISO | Solar | 0 | 0 | 21.52 | 21.52 |  |  | Mountain_Pass_El_Dorado | 21.52 | 0 |  |  |  | 0
2030 | Southern_Nevada_Wind | CAISO | CAISO | Wind | 0 | 0 | 0 | 0 |  |  | Mountain_Pass_El_Dorado | 0 | 0 |  |  |  | 0
2030 | Tehachapi_Solar | CAISO | CAISO | Solar | 0 | 0 | 1018 | 1018 |  |  | Tehachapi | 1018 | 0 |  |  |  | -8279.55
2030 | Tehachapi_Wind | CAISO | CAISO | Wind | 0 | 0 | 156.99 | 156.99 |  |  | Tehachapi | 156.99 | 0 |  |  |  | -8348.71
2030 | Westlands_Solar | CAISO | CAISO | Solar | 0 | 0 | 0 | 0 |  |  | Westlands | 0 | 0 |  |  |  | 0
2030 | Flexible_Load_Shift_CAISO | CAISO | CAISO | Flexible_Load_Shift | [9 empty] | 0 | 0
2030 | Hydrogen_Electrolysis_Load | CAISO | CAISO | Hydrogen_Electrolysis_Load | [11 empty] | 0

## raw_storage_build
period | resource | zone | contract | technology | planned_energy_capacity_mwh | new_build_mwh | cumulative_new_build_mwh | total_energy_capacity_mwh
2018 | CAISO_Existing_Pumped_Storage | CAISO | CAISO | Pumped_Hydro | 289625
2018 | CAISO_New_Flow_Battery | CAISO | CAISO | Flow_Battery | 0 | 0 | 0 | 0
2018 | CAISO_New_Li_Battery | CAISO | CAISO | Li_Battery | 0 | 0 | 0 | 0
2018 | CAISO_New_Pumped_Storage | CAISO | CAISO | Pumped_Hydro | 0 | 0 | 0 | 0
2018 | CAISO_Storage_Mandate | CAISO | CAISO | Li_Battery | 2759
2022 | CAISO_Existing_Pumped_Storage | CAISO | CAISO | Pumped_Hydro | 289625
2022 | CAISO_New_Flow_Battery | CAISO | CAISO | Flow_Battery | 0 | 0 | 0 | 0
2022 | CAISO_New_Li_Battery | CAISO | CAISO | Li_Battery | 0 | 0 | 0 | 0
2022 | CAISO_New_Pumped_Storage | CAISO | CAISO | Pumped_Hydro | 0 | 0 | 0 | 0
2022 | CAISO_Storage_Mandate | CAISO | CAISO | Li_Battery | 4453
2026 | CAISO_Existing_Pumped_Storage | CAISO | CAISO | Pumped_Hydro | 289625
2026 | CAISO_New_Flow_Battery | CAISO | CAISO | Flow_Battery | 0 | 0 | 0 | 0
2026 | CAISO_New_Li_Battery | CAISO | CAISO | Li_Battery | 0 | 0 | 0 | 0
2026 | CAISO_New_Pumped_Storage | CAISO | CAISO | Pumped_Hydro | 0 | 0 | 0 | 0
2026 | CAISO_Storage_Mandate | CAISO | CAISO | Li_Battery | 5300
2030 | CAISO_Existing_Pumped_Storage | CAISO | CAISO | Pumped_Hydro | 289625
2030 | CAISO_New_Flow_Battery | CAISO | CAISO | Flow_Battery | 0 | 0 | 0 | 0
2030 | CAISO_New_Li_Battery | CAISO | CAISO | Li_Battery | 0 | 806.92 | 806.92 | 806.92
2030 | CAISO_New_Pumped_Storage | CAISO | CAISO | Pumped_Hydro | 0 | 0 | 0 | 0
2030 | CAISO_Storage_Mandate | CAISO | CAISO | Li_Battery | 5300