## Overview and Directions
Avoided Gas Project Costs
Calculation Template Provided by CPUC for Assessing Avoided Gas Project Costs for Comparison with Zero-Emission Alternatives
August 2026 Version
Summary
This calculation template uses basic project site information, input by the user, to calculate the avoided gas project costs associated with replacing gas distribution mains, services, and regulator stations at a particular site. These are the main types of gas projects likely to be avoided by zero-emission alternatives. The tool uses historical district average costs for main and service replacement per mile, and for regulator station replacement per station, to estimate project costs. The tool adds to this the site's share of systemwide gas maintenance costs, based on the number of gas services and the project's estimated years in operation. Costs are increased to account for inflation and calculated as the net present value in the application year (2027).
General Directions
a. Complete one copy of this calculation template for each project or site. If the project overlaps more than one operating district, complete one copy for the portion in each operating district.
b. Submit the completed calculation templates electronically with the application in working Excel and PDF format.
Calculation Directions
a. In the utility-specific “Calculations” tab, fill in the blue cells with the information for the proposed avoided gas project site. There are 17 required blue cells and ten optional cells. | a. Blue fill-in cells are shown with mock information in this mock example spreadsheet. Replace the mock information with actual information.
b. Copy the values from the purple cells showing the Total Ratepayer Cost of the Avoided Gas Project (cell B7) and Costs Per Service (cell B8) into the application template. | b. Do not fill in the Total Ratepayer Cost of the Avoided Gas Project (cell B7, cell I18) and Costs Per Service (cell B8). These cells automatically populate using information from the blue cells.
c. Copy additional information into the application as desired.
d. Other tabs may be reviewed for informational purposes, but do not require any edits.
Additional Notes
a. Data provided in the utility-specific "Costs Data" tabs is a subset of data provided by utilities, reformatted for this calculator. It may also be used as a reference. Data are annual based on 2021-2024 actuals, therefore can be considered to be in 2022 dollars. For additional details, see cost spreadsheets provided by each utility.
b. Data provided in the utility-specific "Pressure Districts" tabs may be used to identify whether a given census tract has a regulator station serving it which is up for replacement, if known, and an estimate of how many customer meters are dependent on each such regulator station. To decommission the regulator station, these customers would need to be decommissioned or served by another station.
c. Discount rates have a minor impact on the calculation results, because they are only used to calculate maintenance costs and to adjust initial costs to the project start year. Net present value of replacement costs is not impacted by the rate of return because their discount rate is assumed to be the same as their rate of return, and therefore they cancel out. For details of these calculations, see the equations used in the "Calculations" and "NPV Calculations" tabs.

## PGnE Calculations
PG&E Avoided Gas Project Costs
Site Name | Gas Infrastructure Replacement Type(s) | Site Address / Location | Operating District | Census Tract | City | Zip Code | Partnering Organization(s) | Gas Utility | Electric Utility
Fourth St Community | Distribution mains, services, and regulator stations | 123 Fourth St | Central Coast | 01234567890 | Startville | 98765 | FourthStreetOrganization, 123 LocalPower, 456 HousingAdvocates | PG&E | 123 LocalPower
Number of Affected Services | 100 |  |  |  | Estimated Gas Project Start Year | 2026 |  | Application Year | 2027
Total Ratepayer Cost of the Avoided Gas Project | 1508799598.0033 |  |  |  | Years to Completion | 3 |  | Rate of Return (WACC) | 0.0725
Costs Per Service | 15087995.98 |  |  |  | Gas Distribution Mains and Services Estimated Years in Operation | 100 |  | Discount Rate for Net Present Value Calculation | 0.0725
[5 empty] | Regulator Station Estimated Years in Operation | 100 |  | Project Cost Inflation | 0.04
Calculations | [8 empty] | Non-Ratepayer Cost Calculation (optional)
Row ID | Gas Infrastructure Type | Mileage or Number of Stations | Cost Per Mile or Per Regulator Station | Replacement Cost (Nominal Dollar Value) | Replacement Cost (Net Present Value) | Annual Maintenance Cost (Nominal Dollar Value) | Maintenance Cost Over Gas Project Lifetime (Net Present Value) | Total Ratepayer Cost | Local Government Permitting Cost | Other Costs | Total Cost Impacts
001 | Gas distribution service | 100 | 2324516.7789 | 271935585.1703 | 790055554.6719 |  |  | 790055554.6719 | 100 | 100 | 790055754.6719
002 | Gas distribution main | 100 | 1929702.0255 | 225747843.2785 | 259667867.6552 |  |  | 259667867.6552 | 100 | 100 | 259668067.6552
003 | Regulator stations | 100 | 3056326.4362 | 357546964.3489 | 411270630.4108 |  |  | 411270630.4108 | 100 | 100 | 411270830.4108
004 | Project's share of gas system maintenance costs |  |  |  |  | 626600 | 47805545.2654 | 47805545.2654 | 100 | 100 | 47805745.2654
005 | Total |  |  | 855230392.7978 | 1460994052.7379 | 626600 | 47805545.2654 | 1508799598.0033 | 400 | 400 | 1508800398.0033

## PGnE NPV Calc Details
|  | Gas Distribution Services |  |  |  | Gas Distribution Mains |  |  |  | Gas Distribution Regulator Stations |  |  |  | Project's Share of Gas System Maintenance Costs
Row | Years After Current Year | Year Share of Replacement Cost (2022 Dollar Value) | Utility Shareholder Return (2022 Dollar Value) | Cost to Ratepayers (Net Present Value) | Replacement Cost to Ratepayers (Net Present Value) | Year Share of Replacement Cost (2022 Dollar Value) | Utility Shareholder Return (2022 Dollar Value) | Replacement Cost to Ratepayers (Net Present Value) | Replacement Cost to Ratepayers (Net Present Value) | Year Share of Replacement Cost (2022 Dollar Value) | Utility Shareholder Return (2022 Dollar Value) | Replacement Cost to Ratepayers (Net Present Value) | Replacement Cost to Ratepayers (Net Present Value) | Annual Maintenance Cost (2022 Dollar Value) | Utility Shareholder Return (2022 Dollar Value) | Maintenance Cost to Ratepayers Over Gas Project Lifetime (Net Present Value)
Total |  | 264015131.2333 | 1024048690.2713 | 790055554.6719 | 312795606.4396 | 219172663.3772 | 850115968.0744 | 655866121.4777 | 259667867.6552 | 347132975.096 | 1346442027.1536 | 1038782640.6132 | 411270630.4108 | 62660000 | 4542850 | 47805545.2654
1 | -1 | 2640151.3123 | 19715329.9248 | 23976253.6269 |  | 2191726.6338 | 16366718.6377 | 19903932.5536 |  | 3471329.751 | 25922154.9153 | 31524512.3046 |  | 626600 | 45428.5 | 720750.5663
2 | 0 | 2640151.3123 | 19523918.9547 | 22164070.267 |  | 2191726.6338 | 16207818.4567 | 18399545.0905 |  | 3471329.751 | 25670483.5083 | 29141813.2593 |  | 626600 | 45428.5 | 672028.5
3 | 1 | 2640151.3123 | 19332507.9846 | 20487328.0158 |  | 2191726.6338 | 16048918.2758 | 17007594.3213 |  | 3471329.751 | 25418812.1014 | 26937195.2003 |  | 626600 | 45428.5 | 626600
4 | 2 | 2640151.3123 | 19141097.0144 | 18935996.5023 |  | 2191726.6338 | 15890018.0948 | 15719753.5146 |  | 3471329.751 | 25167140.6945 | 24897469.9728 |  | 626600 | 45428.5 | 584242.4242
5 | 3 | 2640151.3123 | 18949686.0443 | 17500782.5271 |  | 2191726.6338 | 15731117.9139 | 14528307.9032 |  | 3471329.751 | 24915469.2875 | 23010418.6709 |  | 626600 | 45428.5 | 544748.1811
6 | 4 | 2640151.3123 | 18758275.0741 | 16173076.2326 |  | 2191726.6338 | 15572217.733 | 13426109.9974 |  | 3471329.751 | 24663797.8806 | 21264720.8623 |  | 626600 | 45428.5 | 507923.712
7 | 5 | 2640151.3123 | 18566864.104 | 14944901.1835 |  | 2191726.6338 | 15413317.552 | 12406538.1442 |  | 3471329.751 | 24412126.4736 | 19649888.9518 |  | 626600 | 45428.5 | 473588.5427
8 | 6 | 2640151.3123 | 18375453.1338 | 13808868.0726 |  | 2191726.6338 | 15254417.3711 | 11463458.0963 |  | 3471329.751 | 24160455.0667 | 18156207.3141 |  | 626600 | 45428.5 | 441574.3987
9 | 7 | 2640151.3123 | 18184042.1637 | 12758131.7921 |  | 2191726.6338 | 15095517.1901 | 10591187.3745 |  | 3471329.751 | 23908783.6597 | 16774675.849 |  | 626600 | 45428.5 | 411724.3811
10 | 8 | 2640151.3123 | 17992631.1936 | 11786351.6251 |  | 2191726.6338 | 14936617.0092 | 9784462.2204 |  | 3471329.751 | 23657112.2528 | 15496957.6404 |  | 626600 | 45428.5 | 383892.1968
11 | 9 | 2640151.3123 | 17801220.2234 | 10887654.3325 |  | 2191726.6338 | 14777716.8282 | 9038406.9536 |  | 3471329.751 | 23405440.8458 | 14315330.4229 |  | 626600 | 45428.5 | 357941.4423
12 | 10 | 2640151.3123 | 17609809.2533 | 10056599.9255 |  | 2191726.6338 | 14618816.6473 | 8348505.5568 |  | 3471329.751 | 23153769.4389 | 13222641.5781 |  | 626600 | 45428.5 | 333744.9345
13 | 11 | 2640151.3123 | 17418398.2831 | 9288149.9298 |  | 2191726.6338 | 14459916.4663 | 7710575.3313 |  | 3471329.751 | 22902098.032 | 12212266.4077 |  | 626600 | 45428.5 | 311184.0881
14 | 12 | 2640151.3123 | 17226987.313 | 8577637.9602 |  | 2191726.6338 | 14301016.2854 | 7120742.4682 |  | 3471329.751 | 22650426.625 | 11278069.4444 |  | 626600 | 45428.5 | 290148.3339
15 | 13 | 2640151.3123 | 17035576.3428 | 7920742.4388 |  | 2191726.6338 | 14142116.1044 | 6575419.4016 |  | 3471329.751 | 22398755.2181 | 10414368.5814 |  | 626600 | 45428.5 | 270534.5771
16 | 14 | 2640151.3123 | 16844165.3727 | 7313461.3013 |  | 2191726.6338 | 13983215.9235 | 6071283.8102 |  | 3471329.751 | 22147083.8111 | 9615901.8156 |  | 626600 | 45428.5 | 252246.6919
17 | 15 | 2640151.3123 | 16652754.4025 | 6752088.5477 |  | 2191726.6338 | 13824315.7425 | 5605259.151 |  | 3471329.751 | 21895412.4042 | 8877796.4154 |  | 626600 | 45428.5 | 235195.0507
18 | 16 | 2640151.3123 | 16461343.4324 | 6233192.5025 |  | 2191726.6338 | 13665415.5616 | 5174496.6121 |  | 3471329.751 | 21643740.9972 | 8195540.3375 |  | 626600 | 45428.5 | 219296.0846
19 | 17 | 2640151.3123 | 16269932.4623 | 5753595.662 |  | 2191726.6338 | 13506515.3806 | 4776358.3827 |  | 3471329.751 | 21392069.5903 | 7564955.7293 |  | 626600 | 45428.5 | 204471.8738
20 | 18 | 2640151.3123 | 16078521.4921 | 5310356.012 |  | 2191726.6338 | 13347615.1997 | 4408402.1442 |  | 3471329.751 | 21140398.1833 | 6982174.365 |  | 626600 | 45428.5 | 190649.7657
21 | 19 | 2640151.3123 | 15887110.522 | 4900749.7101 |  | 2191726.6338 | 13188715.0187 | 4068366.6935 |  | 3471329.751 | 20888726.7764 | 6443614.8758 |  | 626600 | 45428.5 | 177762.0193
22 | 20 | 2640151.3123 | 15695699.5518 | 4522255.0333 |  | 2191726.6338 | 13029814.8378 | 3754158.6177 |  | 3471329.751 | 20637055.3695 | 5945961.6443 |  | 626600 | 45428.5 | 165745.4726
23 | 21 | 2640151.3123 | 15504288.5817 | 4172537.4987 |  | 2191726.6338 | 12870914.6568 | 3463839.9412 |  | 3471329.751 | 20385383.9625 | 5486145.2405 |  | 626600 | 45428.5 | 154541.2332
24 | 22 | 2640151.3123 | 15312877.6115 | 3849436.0726 |  | 2191726.6338 | 12712014.4759 | 3195616.6777 |  | 3471329.751 | 20133712.5556 | 5061324.2889 |  | 626600 | 45428.5 | 144094.3899
25 | 23 | 2640151.3123 | 15121466.6414 | 3550950.3879 |  | 2191726.6338 | 12553114.2949 | 2947828.2188 |  | 3471329.751 | 19882041.1486 | 4668868.6622 |  | 626600 | 45428.5 | 134353.7435
26 | 24 | 2640151.3123 | 14930055.6712 | 3275228.8973 |  | 2191726.6338 | 12394214.114 | 2718937.4989 |  | 3471329.751 | 19630369.7417 | 4306343.9051 |  | 626600 | 45428.5 | 125271.5557
27 | 25 | 2640151.3123 | 14738644.7011 | 3020557.8947 |  | 2191726.6338 | 12235313.933 | 2507521.8817 |  | 3471329.751 | 19378698.3347 | 3971496.7985 |  | 626600 | 45428.5 | 116803.3154
28 | 26 | 2640151.3123 | 14547233.731 | 2785351.3396 |  | 2191726.6338 | 12076413.7521 | 2312264.7126 |  | 3471329.751 | 19127026.9278 | 3662241.981 |  | 626600 | 45428.5 | 108907.5201
29 | 27 | 2640151.3123 | 14355822.7608 | 2568141.4283 |  | 2191726.6338 | 11917513.5711 | 2131947.4916 |  | 3471329.751 | 18875355.5208 | 3376649.5515 |  | 626600 | 45428.5 | 101545.4733
30 | 28 | 2640151.3123 | 14164411.7907 | 2367569.8559 |  | 2191726.6338 | 11758613.3902 | 1965442.6193 |  | 3471329.751 | 18623684.1139 | 3112933.5807 |  | 626600 | 45428.5 | 94681.094
31 | 29 | 2640151.3123 | 13973000.8205 | 2182379.7199 |  | 2191726.6338 | 11599713.2092 | 1811706.6756 |  | 3471329.751 | 18372012.707 | 2869441.465 |  | 626600 | 45428.5 | 88280.7403
32 | 30 | 2640151.3123 | 13781589.8504 | 2011408.0173 |  | 2191726.6338 | 11440813.0283 | 1669774.1915 |  | 3471329.751 | 18120341.3 | 2644644.0623 |  | 626600 | 45428.5 | 82313.0446
33 | 31 | 2640151.3123 | 13590178.8802 | 1853578.6936 |  | 2191726.6338 | 11281912.8473 | 1538751.8782 |  | 3471329.751 | 17868669.8931 | 2437126.5521 |  | 626600 | 45428.5 | 76748.7595
34 | 32 | 2640151.3123 | 13398767.9101 | 1707896.2019 |  | 2191726.6338 | 11123012.6664 | 1417813.2806 |  | 3471329.751 | 17616998.4861 | 2245579.9671 |  | 626600 | 45428.5 | 71560.615
35 | 33 | 2640151.3123 | 13207356.9399 | 1573439.5352 |  | 2191726.6338 | 10964112.4854 | 1306193.823 |  | 3471329.751 | 17365327.0792 | 2068793.347 |  | 626600 | 45428.5 | 66723.1841
36 | 34 | 2640151.3123 | 13015945.9698 | 1449356.6987 |  | 2191726.6338 | 10805212.3045 | 1203186.2203 |  | 3471329.751 | 17113655.6722 | 1905646.4698 |  | 626600 | 45428.5 | 62212.7591
37 | 35 | 2640151.3123 | 12824534.9997 | 1334859.5876 |  | 2191726.6338 | 10646312.1235 | 1108136.2257 |  | 3471329.751 | 16861984.2653 | 1755103.1178 |  | 626600 | 45428.5 | 58007.2346
38 | 36 | 2640151.3123 | 12633124.0295 | 1229219.2428 |  | 2191726.6338 | 10487411.9426 | 1020438.6925 |  | 3471329.751 | 16610312.8583 | 1616204.8395 |  | 626600 | 45428.5 | 54085.9996
39 | 37 | 2640151.3123 | 12441713.0594 | 1131761.456 |  | 2191726.6338 | 10328511.7617 | 939533.9254 |  | 3471329.751 | 16358641.4514 | 1488065.1707 |  | 626600 | 45428.5 | 50429.8365
40 | 38 | 2640151.3123 | 12250302.0892 | 1041862.6983 |  | 2191726.6338 | 10169611.5807 | 864904.3007 |  | 3471329.751 | 16106970.0445 | 1369864.2816 |  | 626600 | 45428.5 | 47020.8265
41 | 39 | 2640151.3123 | 12058891.1191 | 958946.3493 |  | 2191726.6338 | 10010711.3998 | 796071.1359 |  | 3471329.751 | 15855298.6375 | 1260844.0192 |  | 626600 | 45428.5 | 43842.2625
42 | 40 | 2640151.3123 | 11867480.1489 | 882479.205 |  | 2191726.6338 | 9851811.2188 | 732591.7906 |  | 3471329.751 | 15603627.2306 | 1160303.3147 |  | 626600 | 45428.5 | 40878.5664
43 | 41 | 2640151.3123 | 11676069.1788 | 811968.2423 |  | 2191726.6338 | 9692911.0379 | 674056.9808 |  | 3471329.751 | 15351955.8236 | 1067593.9303 |  | 626600 | 45428.5 | 38115.2135
44 | 42 | 2640151.3123 | 11484658.2086 | 746957.6232 |  | 2191726.6338 | 9534010.8569 | 620088.2917 |  | 3471329.751 | 15100284.4167 | 982116.5204 |  | 626600 | 45428.5 | 35538.6606
45 |  | 2640151.3123 | 11293247.2385 | 13933398.5508 |  | 2191726.6338 | 9375110.676 | 11566837.3097 |  | 3471329.751 | 14848613.0097 | 18319942.7607 |  | 626600 | 45428.5 | 672028.5
46 |  | 2640151.3123 | 11101836.2684 | 13741987.5807 |  | 2191726.6338 | 9216210.495 | 11407937.1288 |  | 3471329.751 | 14596941.6028 | 18068271.3537 |  | 626600 | 45428.5 | 672028.5
47 |  | 2640151.3123 | 10910425.2982 | 13550576.6106 |  | 2191726.6338 | 9057310.3141 | 11249036.9478 |  | 3471329.751 | 14345270.1958 | 17816599.9468 |  | 626600 | 45428.5 | 672028.5
48 |  | 2640151.3123 | 10719014.3281 | 13359165.6404 |  | 2191726.6338 | 8898410.1331 | 11090136.7669 |  | 3471329.751 | 14093598.7889 | 17564928.5399 |  | 626600 | 45428.5 | 672028.5
49 |  | 2640151.3123 | 10527603.3579 | 13167754.6703 |  | 2191726.6338 | 8739509.9522 | 10931236.5859 |  | 3471329.751 | 13841927.382 | 17313257.1329 |  | 626600 | 45428.5 | 672028.5
50 |  | 2640151.3123 | 10336192.3878 | 12976343.7001 |  | 2191726.6338 | 8580609.7712 | 10772336.405 |  | 3471329.751 | 13590255.975 | 17061585.726 |  | 626600 | 45428.5 | 672028.5
51 |  | 2640151.3123 | 10144781.4176 | 12784932.73 |  | 2191726.6338 | 8421709.5903 | 10613436.224 |  | 3471329.751 | 13338584.5681 | 16809914.319 |  | 626600 | 45428.5 | 672028.5
52 |  | 2640151.3123 | 9953370.4475 | 12593521.7598 |  | 2191726.6338 | 8262809.4093 | 10454536.0431 |  | 3471329.751 | 13086913.1611 | 16558242.9121 |  | 626600 | 45428.5 | 672028.5
53 |  | 2640151.3123 | 9761959.4774 | 12402110.7897 |  | 2191726.6338 | 8103909.2284 | 10295635.8621 |  | 3471329.751 | 12835241.7542 | 16306571.5051 |  | 626600 | 45428.5 | 672028.5
54 |  | 2640151.3123 | 9570548.5072 | 12210699.8195 |  | 2191726.6338 | 7945009.0474 | 10136735.6812 |  | 3471329.751 | 12583570.3472 | 16054900.0982 |  | 626600 | 45428.5 | 672028.5
55 |  | 2640151.3123 | 9379137.5371 | 12019288.8494 |  | 2191726.6338 | 7786108.8665 | 9977835.5002 |  | 3471329.751 | 12331898.9403 | 15803228.6912 |  | 626600 | 45428.5 | 672028.5
56 |  | 2640151.3123 | 9187726.5669 | 11827877.8793 |  | 2191726.6338 | 7627208.6855 | 9818935.3193 |  | 3471329.751 | 12080227.5333 | 15551557.2843 |  | 626600 | 45428.5 | 672028.5
57 |  | 2640151.3123 | 8996315.5968 | 11636466.9091 |  | 2191726.6338 | 7468308.5046 | 9660035.1384 |  | 3471329.751 | 11828556.1264 | 15299885.8774 |  | 626600 | 45428.5 | 672028.5
58 |  | 2640151.3123 | 8804904.6266 | 11445055.939 |  | 2191726.6338 | 7309408.3236 | 9501134.9574 |  | 3471329.751 | 11576884.7195 | 15048214.4704 |  | 626600 | 45428.5 | 672028.5
59 |  | 2640151.3123 | 8613493.6565 | 11253644.9688 |  | 2191726.6338 | 7150508.1427 | 9342234.7765 |  | 3471329.751 | 11325213.3125 | 14796543.0635 |  | 626600 | 45428.5 | 672028.5
60 |  | 2640151.3123 | 8422082.6863 | 11062233.9987 |  | 2191726.6338 | 6991607.9617 | 9183334.5955 |  | 3471329.751 | 11073541.9056 | 14544871.6565 |  | 626600 | 45428.5 | 672028.5
61 |  | 2640151.3123 | 8230671.7162 | 10870823.0285 |  | 2191726.6338 | 6832707.7808 | 9024434.4146 |  | 3471329.751 | 10821870.4986 | 14293200.2496 |  | 626600 | 45428.5 | 672028.5
62 |  | 2640151.3123 | 8039260.7461 | 10679412.0584 |  | 2191726.6338 | 6673807.5998 | 8865534.2336 |  | 3471329.751 | 10570199.0917 | 14041528.8426 |  | 626600 | 45428.5 | 672028.5
63 |  | 2640151.3123 | 7847849.7759 | 10488001.0882 |  | 2191726.6338 | 6514907.4189 | 8706634.0527 |  | 3471329.751 | 10318527.6847 | 13789857.4357 |  | 626600 | 45428.5 | 672028.5
64 |  | 2640151.3123 | 7656438.8058 | 10296590.1181 |  | 2191726.6338 | 6356007.2379 | 8547733.8717 |  | 3471329.751 | 10066856.2778 | 13538186.0287 |  | 626600 | 45428.5 | 672028.5
65 |  | 2640151.3123 | 7465027.8356 | 10105179.148 |  | 2191726.6338 | 6197107.057 | 8388833.6908 |  | 3471329.751 | 9815184.8708 | 13286514.6218 |  | 626600 | 45428.5 | 672028.5
66 |  | 2640151.3123 | 7273616.8655 | 9913768.1778 |  | 2191726.6338 | 6038206.876 | 8229933.5098 |  | 3471329.751 | 9563513.4639 | 13034843.2149 |  | 626600 | 45428.5 | 672028.5
67 |  | 2640151.3123 | 7082205.8953 | 9722357.2077 |  | 2191726.6338 | 5879306.6951 | 8071033.3289 |  | 3471329.751 | 9311842.057 | 12783171.8079 |  | 626600 | 45428.5 | 672028.5
68 |  | 2640151.3123 | 6890794.9252 | 9530946.2375 |  | 2191726.6338 | 5720406.5141 | 7912133.1479 |  | 3471329.751 | 9060170.65 | 12531500.401 |  | 626600 | 45428.5 | 672028.5
69 |  | 2640151.3123 | 6699383.955 | 9339535.2674 |  | 2191726.6338 | 5561506.3332 | 7753232.967 |  | 3471329.751 | 8808499.2431 | 12279828.994 |  | 626600 | 45428.5 | 672028.5
70 |  | 2640151.3123 | 6507972.9849 | 9148124.2972 |  | 2191726.6338 | 5402606.1522 | 7594332.786 |  | 3471329.751 | 8556827.8361 | 12028157.5871 |  | 626600 | 45428.5 | 672028.5
71 |  | 2640151.3123 | 6316562.0148 | 8956713.3271 |  | 2191726.6338 | 5243705.9713 | 7435432.6051 |  | 3471329.751 | 8305156.4292 | 11776486.1801 |  | 626600 | 45428.5 | 672028.5
72 |  | 2640151.3123 | 6125151.0446 | 8765302.3569 |  | 2191726.6338 | 5084805.7904 | 7276532.4241 |  | 3471329.751 | 8053485.0222 | 11524814.7732 |  | 626600 | 45428.5 | 672028.5
73 |  | 2640151.3123 | 5933740.0745 | 8573891.3868 |  | 2191726.6338 | 4925905.6094 | 7117632.2432 |  | 3471329.751 | 7801813.6153 | 11273143.3662 |  | 626600 | 45428.5 | 672028.5
74 |  | 2640151.3123 | 5742329.1043 | 8382480.4167 |  | 2191726.6338 | 4767005.4285 | 6958732.0622 |  | 3471329.751 | 7550142.2083 | 11021471.9593 |  | 626600 | 45428.5 | 672028.5
75 |  | 2640151.3123 | 5550918.1342 | 8191069.4465 |  | 2191726.6338 | 4608105.2475 | 6799831.8813 |  | 3471329.751 | 7298470.8014 | 10769800.5524 |  | 626600 | 45428.5 | 672028.5
76 |  | 2640151.3123 | 5359507.164 | 7999658.4764 |  | 2191726.6338 | 4449205.0666 | 6640931.7003 |  | 3471329.751 | 7046799.3944 | 10518129.1454 |  | 626600 | 45428.5 | 672028.5
77 |  | 2640151.3123 | 5168096.1939 | 7808247.5062 |  | 2191726.6338 | 4290304.8856 | 6482031.5194 |  | 3471329.751 | 6795127.9875 | 10266457.7385 |  | 626600 | 45428.5 | 672028.5
78 |  | 2640151.3123 | 4976685.2237 | 7616836.5361 |  | 2191726.6338 | 4131404.7047 | 6323131.3384 |  | 3471329.751 | 6543456.5806 | 10014786.3315 |  | 626600 | 45428.5 | 672028.5
79 |  | 2640151.3123 | 4785274.2536 | 7425425.5659 |  | 2191726.6338 | 3972504.5237 | 6164231.1575 |  | 3471329.751 | 6291785.1736 | 9763114.9246 |  | 626600 | 45428.5 | 672028.5
80 |  | 2640151.3123 | 4593863.2835 | 7234014.5958 |  | 2191726.6338 | 3813604.3428 | 6005330.9765 |  | 3471329.751 | 6040113.7667 | 9511443.5176 |  | 626600 | 45428.5 | 672028.5
81 |  | 2640151.3123 | 4402452.3133 | 7042603.6256 |  | 2191726.6338 | 3654704.1618 | 5846430.7956 |  | 3471329.751 | 5788442.3597 | 9259772.1107 |  | 626600 | 45428.5 | 672028.5
82 |  | 2640151.3123 | 4211041.3432 | 6851192.6555 |  | 2191726.6338 | 3495803.9809 | 5687530.6146 |  | 3471329.751 | 5536770.9528 | 9008100.7037 |  | 626600 | 45428.5 | 672028.5
83 |  | 2640151.3123 | 4019630.373 | 6659781.6854 |  | 2191726.6338 | 3336903.7999 | 5528630.4337 |  | 3471329.751 | 5285099.5458 | 8756429.2968 |  | 626600 | 45428.5 | 672028.5
84 |  | 2640151.3123 | 3828219.4029 | 6468370.7152 |  | 2191726.6338 | 3178003.619 | 5369730.2527 |  | 3471329.751 | 5033428.1389 | 8504757.8899 |  | 626600 | 45428.5 | 672028.5
85 |  | 2640151.3123 | 3636808.4327 | 6276959.7451 |  | 2191726.6338 | 3019103.438 | 5210830.0718 |  | 3471329.751 | 4781756.7319 | 8253086.4829 |  | 626600 | 45428.5 | 672028.5
86 |  | 2640151.3123 | 3445397.4626 | 6085548.7749 |  | 2191726.6338 | 2860203.2571 | 5051929.8908 |  | 3471329.751 | 4530085.325 | 8001415.076 |  | 626600 | 45428.5 | 672028.5
87 |  | 2640151.3123 | 3253986.4925 | 5894137.8048 |  | 2191726.6338 | 2701303.0761 | 4893029.7099 |  | 3471329.751 | 4278413.9181 | 7749743.669 |  | 626600 | 45428.5 | 672028.5
88 |  | 2640151.3123 | 3062575.5223 | 5702726.8346 |  | 2191726.6338 | 2542402.8952 | 4734129.5289 |  | 3471329.751 | 4026742.5111 | 7498072.2621 |  | 626600 | 45428.5 | 672028.5
89 |  | 2640151.3123 | 2871164.5522 | 5511315.8645 |  | 2191726.6338 | 2383502.7142 | 4575229.348 |  | 3471329.751 | 3775071.1042 | 7246400.8551 |  | 626600 | 45428.5 | 672028.5
90 |  | 2640151.3123 | 2679753.582 | 5319904.8944 |  | 2191726.6338 | 2224602.5333 | 4416329.1671 |  | 3471329.751 | 3523399.6972 | 6994729.4482 |  | 626600 | 45428.5 | 672028.5
91 |  | 2640151.3123 | 2488342.6119 | 5128493.9242 |  | 2191726.6338 | 2065702.3523 | 4257428.9861 |  | 3471329.751 | 3271728.2903 | 6743058.0412 |  | 626600 | 45428.5 | 672028.5
92 |  | 2640151.3123 | 2296931.6417 | 4937082.9541 |  | 2191726.6338 | 1906802.1714 | 4098528.8052 |  | 3471329.751 | 3020056.8833 | 6491386.6343 |  | 626600 | 45428.5 | 672028.5
93 |  | 2640151.3123 | 2105520.6716 | 4745671.9839 |  | 2191726.6338 | 1747901.9904 | 3939628.6242 |  | 3471329.751 | 2768385.4764 | 6239715.2274 |  | 626600 | 45428.5 | 672028.5
94 |  | 2640151.3123 | 1914109.7014 | 4554261.0138 |  | 2191726.6338 | 1589001.8095 | 3780728.4433 |  | 3471329.751 | 2516714.0694 | 5988043.8204 |  | 626600 | 45428.5 | 672028.5
95 |  | 2640151.3123 | 1722698.7313 | 4362850.0436 |  | 2191726.6338 | 1430101.6285 | 3621828.2623 |  | 3471329.751 | 2265042.6625 | 5736372.4135 |  | 626600 | 45428.5 | 672028.5
96 |  | 2640151.3123 | 1531287.7612 | 4171439.0735 |  | 2191726.6338 | 1271201.4476 | 3462928.0814 |  | 3471329.751 | 2013371.2556 | 5484701.0065 |  | 626600 | 45428.5 | 672028.5
97 |  | 2640151.3123 | 1339876.791 | 3980028.1033 |  | 2191726.6338 | 1112301.2666 | 3304027.9004 |  | 3471329.751 | 1761699.8486 | 5233029.5996 |  | 626600 | 45428.5 | 672028.5
98 |  | 2640151.3123 | 1148465.8209 | 3788617.1332 |  | 2191726.6338 | 953401.0857 | 3145127.7195 |  | 3471329.751 | 1510028.4417 | 4981358.1926 |  | 626600 | 45428.5 | 672028.5
99 |  | 2640151.3123 | 957054.8507 | 3597206.1631 |  | 2191726.6338 | 794500.9047 | 2986227.5385 |  | 3471329.751 | 1258357.0347 | 4729686.7857 |  | 626600 | 45428.5 | 672028.5
100 |  | 2640151.3123 | 765643.8806 | 3405795.1929 |  | 2191726.6338 | 635600.7238 | 2827327.3576 |  | 3471329.751 | 1006685.6278 | 4478015.3787 |  | 626600 | 45428.5 | 672028.5
|  | 2640151.3123 | 574232.9104 |  |  | 2191726.6338 | 476700.5428 |  |  | 3471329.751 | 755014.2208 |  |  | 626600 | 45428.5
|  | 2640151.3123 | 382821.9403 |  |  | 2191726.6338 | 317800.3619 |  |  | 3471329.751 | 503342.8139 |  |  | 626600 | 45428.5
|  | 2640151.3123 | 191410.9701 |  |  | 2191726.6338 | 158900.1809 |  |  | 3471329.751 | 251671.4069 |  |  | 626600 | 45428.5

## PGnE Costs Data
PG&E Gas Distribution Costs by Operating District
Based on data provided by Pacific Gas and Electric Company in response to September 24, 2025 ALJ's Ruling Directing Gas Utilities to Provide Gas Distribution Cost Data
See https://www.cpuc.ca.gov/industries-and-topics/natural-gas/SB-1221-implementation for utility-provided data and CPUC data templates.
[5 empty] | Districts Where Mains-and-Services Replacement Costs More Per Service Than Services-Only Replacement | [15 empty] | Districts Where Mains-and-Services Replacement is Cheaper Per Service Than Services-Only Replacement
| Row ID in Utility Data | Program Category | Row Name | Definition | Central Coast | De Anza | Diablo | Fresno | Humboldt | Kern | Mission | North Bay | North Valley | Peninsula | Sacramento | San Jose | Sierra | Sonoma | Stockton | Yosemite | East Bay | San Francisco | Systemwide(a) | Totals or Averages Across All Operating Districts | PG&E Notes
Background Information | B1 | Service-only replacement programs | Cost per service replaced, for services only | Average cost of replacing gas distribution services only. Calculated by dividing B5 by B3. | 28973.2766 | 38259.2019 | 43801.2342 | 24863.0268 | 28591.1193 | 15327.1958 | 39665.2235 | 52893.4309 | 28063.3285 | 30456.7115 | 28405.2271 | 25864.9269 | 29681.3398 | 41482.1859 | 32598.4611 | 20966.5418 | 49167.7582 | 39464.5486 |  | 35080.5218 | The value for "cost per service replaced, for services only" was derived using recorded costs and units from 2021 - 2024 which were then averaged. Due to volumes of work differing by PG&E operating districts (divisions), PG&E provides a weighted average for this value in the last column. Any ratesetting activity should rely on the forecast presented in the General Rate Case (GRC). The value presented in this spreadsheet is different from the forecast methodology used in the GRC or other proceedings.
| B8 | Main and service replacement programs | Cost per service, for main programs | Average cost of gas distribution main and service replacement activities, per service. Calculated by dividing B15 by B12. | 49139.2334 | 56676.0554 | 34769.8619 | 34285.7821 | 31640.9822 | 32310.7408 | 35345.9957 | 53245.7962 | 31882.8039 | 36254.4375 | 29669.325 | 30504.5999 | 34738.2448 | 38612.9537 | 33203.611 | 27127.245 | 37347.0067 | 35668.8241 |  | 33681.5226 | The value for the "Cost per service, for main programs" was derived using recoded costs from 2021 - 2024 which were then averaged. PG&E does not track services as a primary unit of measure for main replacement programs and routinely does not report this information. Due to volumes of work differing by PG&E operating districts (divisions), PG&E provides a weighted average for this value in the last column. Any ratesetting activity should rely on the forecast presented in the General Rate Case (GRC). The value presented in this spreadsheet is different from the forecast methodology used in the GRC or other proceedings.
Calculation Inputs | B2 | Service-only replacement programs | Cost per service mile replaced, for services only | Average cost of service-only replacement activities, per mile of service. Calculated by dividing B5 by B4. | 2324516.7789 | 3510257.5948 | 3684256.947 | 1960720.493 | 2507171.992 | 1187245.6631 | 2839246.0983 | 4170915.3205 | 2418774.5325 | 3721210.4805 | 2263153.5535 | 2694134.5227 | 2183466.3656 | 2391957.1478 | 1542138.7151 | 1620507.8242 | 5384708.564 | 6498654.9764 |  | 2951455.9451 | For the value for "Cost per service mile replaced, for services only", PG&E does not use a unit of measure (UoM) of miles for services for routine reporting or internal tracking purposes. Any ratesetting activity should rely on the forecast presented in the General Rate Case (GRC). The value presented in this spreadsheet is different from the forecast methodology used in the GRC or other proceedings.
|  | Main and service replacement programs | Cost per main mile replaced, in addition to cost of replacing services | Average cost of replacing gas distribution mains only, per mile of main, assuming services are also replaced. Calculated by subtracting the product of B2 and B14 from B15, then dividing by B13. If negative (cost of service-only replacement per service mile exceeds cost of mains-and-services replacement per service mile), then use cost of main miles replaced including services, to calculate mains-and-services project costs, and only use services costs for services-only projects. | 1929702.0255 | 2302838.9585 | 79522.1051 | 1545355.1843 | 1000211.8146 | 1827305.7218 | 1122884.6881 | 1101010.309 | 1102891.469 | 969215.0778 | 1110749.3841 | 1053693.3326 | 1531500.1563 | 1392862.0356 | 1895437.7882 | 1037068.366 | NA (would be negative, because service-only replacement programs' cost per service mile replaced is greater than main and service replacement programs' cost per service mile replaced) | NA (would be negative, because service-only replacement programs' cost per service mile replaced is greater than main and service replacement programs' cost per service mile replaced) |  | 819771.0688
| B9 | Main and service replacement programs | Cost per main mile replaced,including associated services, if used in calculator | Average cost of gas distribution main and service replacement activities, per mile of main. Calculated by dividing B15 by B13. Only used for calculations, and therefore shown in this row, if above row shows NA. | [16 empty] | 5275673.5963 | 7430952.7246 |  | 3871135.0292 | The value for "cost per main mile replaced" was derived using recorded costs and units from 2021 - 2024 which were then averaged. Due to volumes of work differing by PG&E operating districts (divisions), PG&E provides a weighted average for this value in the last column. Any ratesetting activity should rely on the forecast presented in the General Rate Case (GRC). The value presented in this spreadsheet is different from the forecast methodology used in the GRC or other proceedings.
| E3 | Regulator station replacement programs | Cost per regulator station replaced | Average cost of replacing a gas distribution regulator station. Calculated by dividing E9 by E6. | 3056326.4362 | 2883551.19 | 2539484.9 | 4065911.6233 | 0 | 3226512 | 2917276.7387 | 3449218.6 | 1884799.225 | 3149342.2929 | 2489036.965 | 4423207.475 | 2237016.4625 | 3547129.13 | 2891675.65 | 3026546.785 | 3921483.38 | 0 |  | 3046801.1797 | The values for "Cost per regulator station replaced" were obtained using recorded costs and units for medium-pressure regulator stations, a sub-set of all the projects in the Regulator Station Rebuild program (50C) from 2021 - 2024 (each year's value taken as is, values not escalated into 2024$ for the average calculation). Any ratesetting activity should rely on the forecast presented in the GRC. The value presented in this spreadsheet is different from the forecast methodology used in the GRC or other proceedings. Due to volumes of work differing by PG&E operating districts (divisions), PG&E provides a weighted average for this value in the last column.
| A8 | NA | Maintenance cost per service | Average cost of gas distribution pipeline maintenance, per service, not including replacement costs. Also shown in later table, cell G1. | [19 empty] | 62.66 | For the value for "Maintenance cost per service," PG&E utilized value from workbook file labeled: "Maintenance Costs - PG&E," tab labeled "Distribution Pipelines," and Row Name labeled "Maintenance cost per service."
| B22 | Main and service replacement programs | Project time to completion, for main programs | Average days between the date that the project was identified for replacement and the date that the replacement equipment was placed in operation. | 1106.725 | 1227.8182 | 1474.1935 | 1019.0274 | 992.9333 | 696.5556 | 1490.1228 | 1564.093 | 860.8455 | 1397.7353 | 928.5765 | 1354.2581 | 907.6102 | 1310.8824 | 1024.3934 | 1040.0714 | 1239.5333 | 1451.2241 |  | 1171.4777 | For the value for "Project time to completion, for main programs," PG&E used the average days between the job creation and the construction complete task date associated with the job. PG&E applied data validation rules to ensure data quality.
| E15 | Regulator station replacement programs | Project time to completion, for regulator station replacement | Average days between the date that the regulator station was identified for replacement and the date that the replacement station was placed in operation. | 919.5385 | 1222.8333 | 777.5 | 1338.6667 |  | 627 | 886.375 | 499.5 | 1015.5 | 1061.4286 | 695.5 | 976 | 772.25 | 693 | 2819 | 841 | 863.5 | 0 |  | 947.6154 | For the value for "Project time to completion, for regulator station replacement", PG&E used the average days between the order creation and the construction complete task date assoicated with the project. This is calculated only for the projects with unit capture in 2021 to 2024. Due to volumes of work differing by PG&E operating districts (divisions), PG&E provides a weighted average for this value in the last column.
Additional Information on Service-Only Replacement Programs | B3 | Service-only replacement programs | Services replaced per year, when services only | Average number of services replaced by service-only replacement programs. | 38.5 | 10.5 | 35.5 | 53.25 | 22.75 | 6.5 | 16.5 | 42 | 39.5 | 84 | 49.75 | 40 | 16.25 | 90.75 | 9.5 | 18.25 | 63.75 | 33 |  | 670.25 | For the value for "Services replaced per year, when services only," PG&E is providing an average total count of services in the 2021 through 2024 timeframe.
| B4 | Service-only replacement programs | Service miles replaced, when services only | Total miles of service replaced by service-only replacement programs. | 0.47987 | 0.11444 | 0.42205 | 0.67524 | 0.25943 | 0.083914 | 0.23051 | 0.53262 | 0.45829 | 0.68751 | 0.62442 | 0.38402 | 0.2209 | 1.5738 | 0.20082 | 0.23612 | 0.5821 | 0.2004 |  | 7.9665 | For the value for "Service miles replaced, when services only," PG&E does not use a unit of measure (UoM) of miles for services for routine reporting or internal tracking purposes. PG&E performed an export of service lengths from its GD GIS system of service-only jobs that had a unit associated in 2021 - 2024 timeframe.
| B5 | Service-only replacement programs | Total costs, for service-only programs | Total costs of service-only replacement programs. Calculated by summing costs for service-only replacement program work orders using cost definitions for the four cost groups “Internal Labor and Related Costs,” “External Labor and Related Costs,” “Materials,” and “Other Misc Costs.” | 1115471.1475 | 401721.62 | 1554943.815 | 1323956.1775 | 650447.965 | 99626.7725 | 654476.1875 | 2221524.0975 | 1108501.475 | 2558363.7625 | 1413160.0475 | 1034597.0775 | 482321.7725 | 3764508.37 | 309685.38 | 382639.3875 | 3134444.5825 | 1302330.1025 |  | 23512719.74 | For the value for "Total costs, for service-only programs", PG&E is providing the per year average 2021 through 2024. Depending on complexity and work scope, the life-cycle of projects can vary widely, with the major phases being project initiation, design and scoping, execution, documentation, mapping, and closeout. Therefore, each year, there are multiple projects that incur costs but that do not count as a completed unit. Therefore, each year, there are multiple projects that incur costs but that do not count as a completed unit. Any ratesetting activity should rely on the forecast presented in the General Rate Case (GRC). The value presented in this spreadsheet is different from the forecast methodology used in the GRC or other proceedings.
| B6 | Service-only replacement programs | Project planning period, for services only | Average days between the date that the service(s) was identified for replacement and the date that replacement activities broke ground. | 519.1717 | 588.8333 | 645.375 | 730.1529 | 463.1923 | 450.8333 | 469.4681 | 731.2397 | 429.0723 | 583.4753 | 498.1159 | 616.6386 | 360.7143 | 328.71 | 463.8387 | 478.2419 | 708.4785 | 626.9452 |  | 538.4721 | For the value for "Project planning period, for services only," PG&E used the average days between the job creation and the earliest scheduled construction date associated with the job. PG&E applied data validation rules to ensure data quality.
| B7 | Service-only replacement programs | Project time to completion, for services only | Average days between the date that the project was identified for replacement and the date that the replaced service(s) was placed in operation. | 519.9596 | 591.2917 | 647.5096 | 733.5588 | 463.4615 | 452 | 470.1702 | 731.8017 | 429.5783 | 584.0837 | 498.7101 | 616.9277 | 361.2653 | 329.4201 | 463.9355 | 478.3065 | 710.0368 | 628.137 |  | 539.453 | For the value for "Project time to completion, for services only," PG&E used the average days between the job creation and the construction complete task date associated with the job. PG&E applied data validation rules to ensure data quality.
Additional Information on Main and Service Replacement Programs | B9 | Main and service replacement programs | Cost per main mile replaced | Average cost of gas distribution main and service replacement activities, per mile of main. Calculated by dividing B15 by B13. | 3723484.0629 | 4341885.6898 | 3897125.7575 | 3762681.8305 | 3872299.4843 | 3819849.5201 | 3867078.1988 | 4744102.9455 | 2605708.0519 | 4928771.5187 | 3448902.1301 | 3943845.7741 | 3586911.7159 | 4545186.4876 | 3622372.5254 | 2797256.1475 | 5275673.5963 | 7430952.7246 |  | 3871135.0292 | The value for "cost per main mile replaced" was derived using recorded costs and units from 2021 - 2024 which were then averaged. Due to volumes of work differing by PG&E operating districts (divisions), PG&E provides a weighted average for this value in the last column. Any ratesetting activity should rely on the forecast presented in the General Rate Case (GRC). The value presented in this spreadsheet is different from the forecast methodology used in the GRC or other proceedings.
| B10 | Main and service replacement programs | Services per project, for main programs | Average number of services in a single work order. Calculated by dividing B12 by B11. | 30.0244 | 32.4545 | 71.6935 | 66.4324 | 95.2667 | 64.3611 | 81.5789 | 36.0698 | 28.6304 | 63.3 | 71.4109 | 69.5625 | 37.6721 | 33.8 | 73.4262 | 65.6118 | 56.6055 | 91.1833 |  | 58.7795 | For the value for "Services per project, for main programs," PG&E does not track services as a primary unit of measure for main replacement programs and routinely does not report this information. Due to volumes of work differing by PG&E operating districts (divisions), PG&E provides a weighted average for this value in the last column.
| B11 | Main and service replacement programs | Main program projects per year | Average work orders per year, totaled across the utility’s main and service replacement programs. | 10.25 | 2.75 | 15.5 | 18.5 | 3.75 | 9 | 14.25 | 10.75 | 46 | 17.5 | 50.5 | 16 | 15.25 | 8.75 | 15.25 | 21.25 | 27.25 | 15 |  | 317.5 | For the value for "Main program projects per year," PG&E is providing an average total count of jobs per year containing units associated with them from 2021 through 2024. The count excludes those jobs that did not have units associated with them in the 2021 through 2024 timeframe.
| B12 | Main and service replacement programs | Services addressed by main programs | Total services connected to mains replaced by main and service replacement programs, whether or not the service was replaced by the project. | 307.75 | 89.25 | 1111.25 | 1229 | 357.25 | 579.25 | 1162.5 | 387.75 | 1317 | 1107.75 | 3606.25 | 1113 | 574.5 | 295.75 | 1119.75 | 1394.25 | 1542.5 | 1367.75 |  | 18662.5 | For the value for "Services addressed by main programs," PG&E provided an average number of services replaced per year associated with main and service replacement program jobs in the 2021 through 2024 timeframe. PG&E's "planned service replacement" number was lower than the "services replaced" number and thus PG&E elected to utilized "services replaced".
| B13 | Main and service replacement programs | Main miles replaced | Total miles of main replaced by main and service replacement program work orders. | 4.0614 | 1.165 | 9.9145 | 11.1987 | 2.9191 | 4.8997 | 10.6255 | 4.3519 | 16.1145 | 8.1482 | 31.0229 | 8.6088 | 5.5639 | 2.5125 | 10.2639 | 13.5212 | 10.9195 | 6.5652 |  | 162.3765 | For the value for "Main miles replaced," PG&E provided the total average per year of miles of main replaced in the 2021 through 2024 time period.
| B14 | Main and service replacement programs | Service miles replaced, for main programs | Total miles of service replaced by main and service replacement program work orders. | 3.1341 | 0.67673 | 10.2733 | 12.6643 | 3.344 | 8.2231 | 10.2698 | 3.8012 | 10.0121 | 8.6701 | 32.051 | 9.2351 | 5.2376 | 3.3112 | 11.4939 | 14.6866 | 11.9765 | 8.8123 |  | 167.873 | For the value for "Service miles replaced, for main programs," PG&E does not routinely utilize a unit of measure (UoM) of "miles" for regulatory reporting or internal tracking for services within main replacement programs. PG&E performed an export of service lengths from its Gas Distribution (GD) GIS system of main and service replacement jobs that had a unit associated in 2021 - 2024 timeframe.
| B15 | Main and service replacement programs | Total costs, for main programs | Total costs of main and service replacement program work orders. Calculated by summing B17, B18, B19 and B20. | 15122599.075 | 5058337.945 | 38638009.0375 | 42137226.255 | 11303740.9 | 18715996.6 | 41089719.965 | 20646057.4825 | 41989652.7925 | 40160853.1925 | 106995003.375 | 33951619.655 | 19957121.63 | 11419781.05 | 37179743.4575 | 37822161.2825 | 57607757.8025 | 48786034.2275 | 1041634.7475 | 628581415.725 | For the value for "Total costs, for main programs", PG&E is providing a per year average 2021 through 2024 costs for MATs 14A, 14D, and 50A. Depending on complexity and work scope, the life-cycle of projects can vary widely, with the major phases being project initiation, design and scoping, execution, documentation, mapping, and closeout. Therefore, each year, there are multiple projects that incur costs but that do not count as a completed unit. Any ratesetting activity should rely on the forecast presented in the General Rate Case (GRC). The value presented in this spreadsheet is different from the forecast methodology used in the GRC or other proceedings.
| B16 | Main and service replacement programs | Cost Group
| B17 | Main and service replacement programs | Internal Labor and Related Costs | Sum of salaries of utility employees; benefits (health, retirement, disability, etc.) associated with utility employee labor; employee travel costs, including meals, lodging, mileage, per diem, incidentals, and any other travel costs; and payroll taxes. | 4114449.5075 | 870484.855 | 13420534.355 | 16202687.18 | 2875968.6425 | 7890640.5675 | 6989991.9475 | 4933758.175 | 8202178.3775 | 10877368.21 | 20870347.2775 | 6732343.565 | 7714005.69 | 3400049.3225 | 11044612.275 | 11840299.1475 | 13190606.5325 | 20194868.1525 | 436.185 | 171365193.78 | For the value for "Internal Labor and Related Costs", PG&E is providing a per year average 2021 through 2024 costs for MATs 14A, 14D, and 50A. Depending on complexity and work scope, the life-cycle of projects can vary widely, with the major phases being project initiation, design and scoping, execution, documentation, mapping, and closeout. Therefore, each year, there are multiple projects that incur costs but that do not count as a completed unit. Any ratesetting activity should rely on the forecast presented in the General Rate Case (GRC). The value presented in this spreadsheet is different from the forecast methodology used in the GRC or other proceedings.
| B18 | Main and service replacement programs | External Labor and Related Costs | Combine “external labor” and contracts costs. Includes contracts for services and for employees. Include equipment rental here. | 9134681.535 | 3779402.8725 | 19029262.08 | 19219183.29 | 7039537.1875 | 7691634.705 | 30152112.3575 | 13073030.37 | 32133535.2275 | 24090923.37 | 75624357.6675 | 24007644.905 | 8985681.525 | 6544499.9 | 21367376.305 | 20740611.3 | 38161536.2525 | 18989655.2425 | 1013988.25 | 379764666.0925 | For the value for "External Labor and Related Costs", PG&E is providing a per year average 2021 through 2024 costs for MATs 14A, 14D, and 50A. Depending on complexity and work scope, the life-cycle of projects can vary widely, with the major phases being project initiation, design and scoping, execution, documentation, mapping, and closeout. Therefore, each year, there are multiple projects that incur costs but that do not count as a completed unit. Any ratesetting activity should rely on the forecast presented in the General Rate Case (GRC). The value presented in this spreadsheet is different from the forecast methodology used in the GRC or other proceedings.
| B19 | Main and service replacement programs | Materials | Cost of pipe, valves, fittings, regulators, and other materials installed at the project. | 379450.12 | 121186.8525 | 1037141.15 | 1164743.4325 | 284647.9275 | 692023.3625 | 998842.82 | 452671.9375 | 1120601.6 | 810685.6025 | 2392231.1825 | 717893.59 | 584125.0525 | 178595.635 | 1056295.2275 | 1120759.2825 | 1394721.6775 | 1130795.0025 | 25034.325 | 15637411.455 | For the value for "Materials", PG&E is providing a per year average 2021 through 2024 costs for MATs 14A, 14D, and 50A. Depending on complexity and work scope, the life-cycle of projects can vary widely, with the major phases being project initiation, design and scoping, execution, documentation, mapping, and closeout. Therefore, each year, there are multiple projects that incur costs but that do not count as a completed unit. Any ratesetting activity should rely on the forecast presented in the General Rate Case (GRC). The value presented in this spreadsheet is different from the forecast methodology used in the GRC or other proceedings.
| B20 | Main and service replacement programs | Other Misc Costs | Sum of costs in the cost categories “Fleet,” “Permitting,” “AFUDC,” “Land,” “Other,” and “Administrative & General Costs” as defined in “Definitions of Other Misc Costs.” | 1494017.9125 | 287263.365 | 5151071.4525 | 5550612.3525 | 1103587.1425 | 2441697.965 | 2948772.84 | 2186597 | 533337.5875 | 4381876.01 | 8108067.2475 | 2493737.595 | 2673309.3625 | 1296636.1925 | 3711459.65 | 4120491.5525 | 4860893.34 | 8470715.83 | 2175.9875 | 61814144.3975 | For the value for "Other Misc Costs", PG&E is providing a per year average 2021 through 2024 costs for MATs 14A, 14D, and 50A. Depending on complexity and work scope, the life-cycle of projects can vary widely, with the major phases being project initiation, design and scoping, execution, documentation, mapping, and closeout. Therefore, each year, there are multiple projects that incur costs but that do not count as a completed unit. Any ratesetting activity should rely on the forecast presented in the General Rate Case (GRC). The value presented in this spreadsheet is different from the forecast methodology used in the GRC or other proceedings.
| B21 | Main and service replacement programs | Project planning period, for main programs | Average days between the date that the project was identified for replacement and the date that replacement activities broke ground. | 1005.575 | 1078.7273 | 1310.9839 | 827.5616 | 787.4667 | 552.6944 | 1311.6316 | 1454.3023 | 747.4455 | 1236.8824 | 793.8724 | 1220.3548 | 804.7458 | 1196.2941 | 857.4918 | 908.7976 | 1098.9333 | 1239.5 |  | 1024.07 | For the value for "Project planning period, for main programs," PG&E used the average days between the job creation and the earliest scheduled construction date associated with the job. PG&E applied data validation rules to ensure data quality.
Additional Information | A7 | Both main and service and service-only replacement programs | Annual pipeline replacement expenditures | Total cost across gas distribution replacement programs. Sum of next table’s B5 and B15, final column. | 653135770.2125 | [19 empty] | For the value for "Annual pipeline replacement expenditures", PG&E is providing the "Total costs, for main and service replacement programs" and "Service-only program" on a per year average 2021 through 2024. Depending on complexity and work scope, the life-cycle of projects can vary widely, with the major phases being project initiation, design and scoping, execution, documentation, mapping, and closeout. Therefore, each year, there are multiple projects that incur costs but that do not count as a completed unit. Any ratesetting activity should rely on the forecast presented in the General Rate Case (GRC). The value presented in this spreadsheet is different from the forecast methodology used in the GRC or other proceedings.
Additional Information on Regulator Station Replacement | Row ID | Program Category | Row Name | Definition | Central Coast | Da Anza | Diablo | Fresno | Humboldt | Kern | Mission | North Bay | North Valley | Peninsula | Sacramento | San Jose | Sierra | Sonoma | Stockton | Yosemite | East Bay | San Francisco |  | Totals or Averages Across All Operating Districts | PG&E Notes
| E1 | Regulator station replacement programs | Cost per service, for regulator station replacement | Average cost of replacing gas distribution regulator stations, per service. Calculated by dividing E9 by E7. | 1201.4709 | 804.3079 | 969.3924 | 589.5298 | 0 | 486.012 | 266.0079 | 1466.2485 | 368.2927 | 1788.0063 | 745.1755 | 1073.1012 | 1064.7706 | 1210.7701 | 17110.5068 | 1064.7482 | 1018.8067 | 0 |  | 1224.0716 | The values for "Cost per service , for regulator station replacement" were derived using recorded costs and units for medium-pressure regulator stations, a sub-set of all the projects in the Regulator Station Rebuild program (50C) from 2021 - 2024 (each year's value taken as is, values not escalated into 2024$ for the average calculation). Any ratesetting activity should rely on the forecast presented in the General Rate Case (GRC). The value presented in this spreadsheet is different from the forecast methodology used in GRC or other proceedings. Due to volumes of work differing by PG&E operating districts (divisions), PG&E provides a weighted average for this value in the last column.
| E2 | Regulator station replacement programs | Cost per customer meter, for regulator station replacement | Average cost of replacing gas distribution regulator stations, per meter. Calculated by dividing E9 by E8. | 897.8553 | 554.829 | 681.924 | 457.6985 | 0 | 399.1016 | 548.4352 | 1215.4613 | 242.3763 | 1301.5037 | 579.0863 | 813.3001 | 815.7409 | 957.0251 | 15381.2535 | 926.683 | 830.0912 | 0 |  | 1005.9067 | The values for "Cost per customer meter, for regulator station replacement" were derived using recorded costs and units for medium-pressure regulator stations, a sub-set of all the projects in the Regulator Station Rebuild program (50C) from 2021 - 2024 (each year's value taken as is, values not escalated into 2024$ for the average calculation). Any ratesetting activity should rely on the forecast presented in the GRC. The value presented in this spreadsheet is different from the forecast methodology used in the GRC or other proceedings. For the total column, PG&E provides a weighted average for this value due to volumes of work differing by PG&E operating division. Due to volumes of work differing by PG&E operating districts (divisions), PG&E provides a weighted average for this value in the last column.
| E4 | Regulator station replacement programs | Services per station, for replaced regulator stations | Average number of services served by a replaced regulator station. Calculated by dividing E7 by E6. | 2543.8205 | 3585.1333 | 2619.6667 | 6896.8718 | 0 | 6638.75 | 10966.8812 | 2352.4107 | 5117.6667 | 1761.3709 | 3340.2024 | 4121.8921 | 2100.9375 | 2929.6471 | 169 | 2842.5 | 3849.0944 | 0 |  | 4091.5752 | Due to volumes of work differing by PG&E operating districts (divisions), PG&E provides a weighted average for this value in the last column.
| E5 | Regulator station replacement programs | Meters per station, for replaced regulator stations | Average number of meters served by a replaced regulator station. Calculated by dividing E8 by E6. | 3404.0299 | 5197.1889 | 3724 | 8883.3846 | 0 | 8084.4375 | 5319.2732 | 2837.7857 | 7776.3333 | 2419.7722 | 4298.2143 | 5438.5921 | 2742.3125 | 3706.4118 | 188 | 3266 | 4724.1595 | 0 |  | 4292.3711 | Due to volumes of work differing by PG&E operating districts (divisions), PG&E provides a weighted average for this value in the last column.
| E6 | Regulator station replacement programs | Regulator stations replaced per year | Average regulator stations replaced per year. | 3.25 | 1.5 | 0.5 | 0.75 | 0 | 0.25 | 2 | 0.5 | 0.5 | 1.75 | 1.5 | 0.5 | 1 | 0.5 | 0.25 | 0.5 | 1 | 0 |  | 16.25 | The value for "Regulator stations replaced per year" was obtained as an average per year over 2021 to 2024 of the number of medium-pressure regulator stations [as clarified by the Commission in email dated Nov 26, 2025] in the 50C program (Regulator stations Rebuild) that had a unit capture. MAT 50C is tracking project/costs for all GD regulator stations, and as such only a sub-set is reported. Depending on complexity and work scope, the life-cycle of projects can vary widely, with the major phases being project initiation, design and scoping, execution, documentation, mapping, and closeout. Therefore, each year, there are multiple projects that incur costs but that do not count as a completed unit.
| E7 | Regulator station replacement programs | Services affected by replaced regulator stations | Average number of services served by replaced regulator stations. In cases where a pressure district is served by more than one regulator station, include only the replaced regulator station’s share of the pressure district’s services in the calculation. | 8267.4167 | 5377.7 | 1309.8333 | 5172.6538 | 0 | 1659.6875 | 21933.7625 | 1176.2054 | 2558.8333 | 3082.3991 | 5010.3036 | 2060.9461 | 2100.9375 | 1464.8235 | 42.25 | 1421.25 | 3849.0944 | 0 |  | 66488.0968 | The value for "Services affected by replaced regulator stations' was derived from a count of services per Hydraulically Independent System (HIS) as of October 2025 (i.e. not an average). In the case where an HIS includes multiple low-pressure or medium-pressure stations, the total count of services in that HIS were divided equally between the different stations. Values reported are the total number of services affected by the station replacement work completed in 2021-2024, divided by 4 to obtain an average per year.
| E8 | Regulator station replacement programs | Meters affected by replaced regulator stations | Average number of meters served by replaced regulator stations. In cases where a pressure district is served by more than one regulator station, include only the replaced regulator station’s share of the pressure district’s meters in the calculation. | 11063.0972 | 7795.7833 | 1862 | 6662.5385 | 0 | 2021.1094 | 10638.5464 | 1418.8929 | 3888.1667 | 4234.6013 | 6447.3214 | 2719.2961 | 2742.3125 | 1853.2059 | 47 | 1633 | 4724.1595 | 0 |  | 69751.031 | The value for "Meters affected by replaced regulator stations", was derived from a count of meters per HIS as of October 2025 (i.e. not an average). In the case where an HIS includes multiple low-pressure or medium-pressure stations, the total count of meters in that HIS were divided equally between the different stations. Values reported are the total number of services affected by the station replacement work completed in 2021-2024, divided by 4 to average out per year.
| E9 | Regulator station replacement programs | Total costs, for regulator station replacement | Total costs of regulator station replacement program work orders. Calculated by summing E10, E11, E12 and E13. | 9933060.9175 | 4325326.785 | 1269742.45 | 3049433.7175 | 133129.39 | 806628 | 5834553.4775 | 1724609.3 | 942399.6125 | 5511349.0125 | 3733555.4475 | 2211603.7375 | 2237016.4625 | 1773564.565 | 722918.9125 | 1513273.3925 | 3921483.38 | -23674.205 |  | 49619974.355 | The value for "Total costs, for regulator station replacement" includes only the costs for medium-pressure distribution regulator stations incurred at the division-level. Programmatic costs affecting all divisions were not included, nor were costs for other stations such as HPR-type stations and low-pressure stations, per directions. Value calculated as E10 + E11 + E12 + E13. Any ratesetting activity should rely on the forecast presented in the GRC. The value presented in this spreadsheet is different from the forecast methodology used in the GRC or other proceedings.
| E14 | Regulator station replacement programs | Project planning period, for regulator station replacement | Average days between the date that the regulator station was identified for replacement and the date that replacement activities broke ground. | 714.9231 | 1021.3333 | 642.5 | 1161 |  | 452 | 749.375 | 404 | 949.5 | 827.8571 | 620.8333 | 834 | 671.25 | 424.5 | 2662 | 779 | 637.75 | 0 |  | 782.1077 | For the value for "Project planning period, for regulator station replacement", PG&E used the average days between the order creation and the start of construction as recorded by the program management team. This is calculated only for the projects with unit capture in 2021 to 2024. Due to volumes of work differing by PG&E operating districts (divisions), PG&E provides a weighted average for this value in the last column.
The information portrayed in this spreadsheet for MATs 14D, 50A, and 50B includes Butte Rebuild costs and units that are excluded the 2023 and 2027 General Rate Case pursuant to D.23-11-069. The Butte Rebuild costs and units are presented in a CEMA review proceeding.
(a) The costs under "Systemwide" column are costs not allocated to a district in PG&E's financial data system.

## PGnE Pressure Districts
PG&E Pressure District Data
Based on data provided by Pacific Gas and Electric Company in response to September 24, 2025 ALJ's Ruling Directing Gas Utilities to Provide Gas Distribution Cost Data
See https://www.cpuc.ca.gov/industries-and-topics/natural-gas/SB-1221-implementation for utility-provided data and CPUC data templates.
Column ID | F1 | F2 | F3 | F4 | F5 | F6 | F7 | F8 | F9 | F10 | F11 | F12
Column Name | Pressure district | Services per regulator station | Meters per regulator station | Regulator stations | Regulator stations identified for replacement | Pressure category | Services served | Meters served | Core meters served | Non-core meters served | Operating district | Census tracts
Definition | ID number for the pressure district. | Average number of services served by regulator stations in the pressure district. Calculated by dividing F7 by F4. | Average number of meters served by regulator stations in the pressure district. Calculated by dividing F8 by F4. | Number of gas distribution regulator stations immediately serving the pressure district. | Regulator stations whose replacement is forecast to begin during the next ten years, identified consistent with each utility’s existing project selection methods, at an annual replacement rate consistent with the rates approved in each utility’s most recently adopted general rate case decision. | “Medium-pressure” or “low-pressure.” | Number of customer services connected to the pressure district. | Number of customer meters connected to the pressure district. Sum of F9 and F10. | Number of core customer meters connected to the pressure district. | Number of non-core customer meters connected to the pressure district. | Name and ID number of the operating district that the pressure district is in. | ID numbers of all 2020 census tracts overlapping the district.
NA | 114128 | 3 | 2 | 1 | TBD | Medium pressure | 3 | 2 | 2 | 0 | Sierra | 6115041001
NA | 109215 | 2 | 1 | 1 | TBD | Medium pressure | 2 | 1 | 1 | 0 | Humboldt | 6023001102
NA | 111001 | 27 | 30 | 1 | TBD | Medium pressure | 27 | 30 | 30 | 0 | Peninsula | 6081613000
NA | 110132 | 2 | 2 | 1 | TBD | Medium pressure | 2 | 2 | 2 | 0 | North Valley | 6021010501
NA | 112113 | 3 | 2 | 1 | TBD | Medium pressure | 3 | 2 | 2 | 0 | Sacramento | 6011000100, 6011000301
NA | 105022 | 125 | 129 | 1 | TBD | Medium pressure | 125 | 129 | 129 | 0 | Fresno | 6019005515
NA | 118134 | 2 | 2 | 1 | TBD | Medium pressure | 2 | 2 | 2 | 0 | Central Coast | 6053010504
NA | 114083 | 2748 | 2621 | 1 | TBD | Medium pressure | 2748 | 2621 | 2621 | 0 | Sierra | 6061023400, 6061023900
NA | 104001 | 306.5 | 585.2 | 10 | 1 | Low pressure | 3065 | 5852 | 5852 | 0 | East Bay | 6001427100, 6001427200, 6001427300, 6001427600, 6001427700, 6001427800, 6001427900, 6001428000, 6001428100, 6001428200, 6001428400, 6001428500
NA | 104002 | 598.6 | 795.4 | 5 | TBD | Medium pressure | 2993 | 3977 | 3977 | 0 | East Bay | 6001427100, 6001428100, 6001428200
NA | 104003 | 1931.7778 | 2573.6667 | 9 | TBD | Medium pressure | 17386 | 23163 | 23163 | 0 | East Bay | 6001420100, 6001420200, 6001420301, 6001420302, 6001420401, 6001420500, 6001420600, 6001421100, 6001421200, 6001421300, 6001421400, 6001421500, 6001421600, 6001421700, 6001421800, 6001421900, 6001422000, 6001422100, 6001422200, 6001422400, 6001422500, 6013354001, 6013356002, 6013389100, 6013390200, 6013391000, 6013392000
NA | 112037 | 54 | 54 | 1 | TBD | Medium pressure | 54 | 54 | 54 | 0 | North Bay | 6095252904
NA | 103018 | 420 | 456 | 1 | TBD | Medium pressure | 420 | 456 | 456 | 0 | Diablo | 6013321103, 6013347000, 6013356002
NA | 110017 | 2053.5 | 2545 | 2 | TBD | Medium pressure | 4107 | 5090 | 5090 | 0 | North Valley | 6089012000, 6089012101, 6089012102, 6089012200, 6089012301, 6089012303
NA | 108001 | 784 | 950 | 1 | TBD | Medium pressure | 784 | 950 | 950 | 0 | North Bay | 6055201700
NA | 114084 | 1606.5 | 1738.5 | 2 | TBD | Medium pressure | 3213 | 3477 | 3477 | 0 | Sacramento | 6067008127, 6067008128, 6067008129, 6067008130
NA | 118085 | 12 | 10 | 1 | TBD | Medium pressure | 12 | 10 | 10 | 0 | Central Coast | 6069000100, 6069000200
NA | 112040 | 1016 | 1129 | 1 | TBD | Medium pressure | 1016 | 1129 | 1129 | 0 | Sacramento | 6011000100
NA | 109001 | 1246.25 | 1938.5 | 4 | 1 | Medium pressure | 4985 | 7754 | 7754 | 0 | Humboldt | 6023000900, 6023001001, 6023001002, 6023001102, 6023001103, 6023001200, 6023001300
NA | 112066 | 73 | 108 | 1 | TBD | Medium pressure | 73 | 108 | 108 | 0 | Sacramento | 6067005402, 6067005502
NA | 118035 | 415 | 428 | 1 | TBD | Medium pressure | 415 | 428 | 428 | 0 | Central Coast | 6053010102, 6069000200, 6087123300
NA | 117001 | 3830.6667 | 4626.6667 | 3 | 1 | Medium pressure | 11492 | 13880 | 13880 | 0 | Yosemite | 6047000503, 6047000504, 6047000505, 6047000601, 6047000602, 6047000603, 6047000701, 6047000702, 6047000801, 6047000802, 6047000904
NA | 117013 | 1153 | 1147 | 1 | TBD | Medium pressure | 1153 | 1147 | 1147 | 0 | Yosemite | 6047000702, 6047000903
NA | 117022 | 585 | 564 | 1 | TBD | Medium pressure | 585 | 564 | 564 | 0 | Yosemite | 6047000505, 6047000702
NA | 114002 | 10047 | 13122 | 1 | TBD | Medium pressure | 10047 | 13122 | 13122 | 0 | Sierra | 6061020300, 6061020401, 6061020402, 6061020502, 6061021501, 6061021502, 6061021603, 6061021604, 6061021801, 6061021802, 6061021902
NA | 117131 | 14 | 11 | 1 | TBD | Medium pressure | 14 | 11 | 11 | 0 | Yosemite | 6039000301
NA | 105001 | 2156 | 2710 | 1 | TBD | Medium pressure | 2156 | 2710 | 2710 | 0 | Fresno | 6031001702, 6031001703
NA | 117039 | 9 | 5 | 1 | TBD | Medium pressure | 9 | 5 | 5 | 0 | Yosemite | 6039000510, 6039000517
NA | 106003 | 6638.75 | 8084.4375 | 16 | 1 | Medium pressure | 106220 | 129351 | 129351 | 0 | Kern | 6029000102, 6029000201, 6029000202, 6029000300, 6029000400, 6029000507, 6029000601, 6029000602, 6029000603, 6029000701, 6029000702, 6029000800, 6029000902, 6029000903, 6029000904, 6029000905, 6029000906, 6029000907, 6029000908, 6029000909, 6029000911, 6029000912, 6029000913, 6029000914, 6029001001, 6029001002, 6029001003, 6029001101, 6029001104, 6029001105, 6029001106, 6029001107, 6029001201, 6029001202, 6029001301, 6029001302, 6029001401, 6029001402, 6029001500, 6029001600, 6029001700, 6029001801, 6029001804, 6029001901, 6029001902, 6029002001, 6029002002, 6029002100, 6029002201, 6029002202, 6029002302, 6029002303, 6029002304, 6029002305, 6029002401, 6029002402, 6029002403, 6029002501, 6029002502, 6029002503, 6029002600, 6029002701, 6029002702, 6029002807, 6029002811, 6029002813, 6029002814, 6029002815, 6029002816, 6029002817, 6029002818, 6029002819, 6029002820, 6029002821, 6029002822, 6029002823, 6029002825, 6029002901, 6029002902, 6029003001, 6029003002, 6029003103, 6029003112, 6029003113, 6029003124, 6029003125, 6029003126, 6029003127, 6029003128, 6029003129, 6029003130, 6029003131, 6029003132, 6029003133, 6029003134, 6029003136, 6029003137, 6029003207, 6029003208, 6029003209, 6029003210, 6029003211, 6029003214, 6029003215, 6029003216, 6029003217, 6029003218, 6029003219, 6029003220, 6029003222, 6029005103, 6029005104, 6029006201
NA | 106006 | 241 | 433.3333 | 3 | TBD | Low pressure | 723 | 1300 | 1300 | 0 | Kern | 6029001201, 6029001202, 6029001301, 6029001302, 6029001401, 6029001301
NA | 104004 | 5814 | 6467 | 1 | TBD | Medium pressure | 5814 | 6467 | 6467 | 0 | East Bay | 6001409000, 6001428301, 6001428302
NA | 103015 | 6164 | 7210 | 2 | TBD | Medium pressure | 12328 | 14420 | 14420 | 0 | Diablo | 6013310000, 6013311000, 6013313203, 6013313204, 6013313205, 6013313206, 6013314102, 6013314103, 6013314105, 6013314106, 6013314200, 6013315000, 6013355201, 6013355202
NA | 114003 | 40 | 30 | 1 | TBD | Medium pressure | 40 | 30 | 30 | 0 | Sierra | 6115040902
NA | 106004 | 730.5 | 733 | 2 | TBD | Medium pressure | 1461 | 1466 | 1466 | 0 | Kern | 6029006009, 6029006010
NA | 108002 | 2485.5 | 3055 | 2 | TBD | Medium pressure | 4971 | 6110 | 6110 | 0 | North Bay | 6095250502, 6095252102, 6095252104, 6095252105, 6095252106, 6095252107
NA | 108004 | 87 | 111 | 1 | TBD | Medium pressure | 87 | 111 | 111 | 0 | North Bay | 6095252102
NA | 108003 | 1253 | 1761 | 3 | 1 | Medium pressure | 3759 | 5283 | 5283 | 0 | North Bay | 6095252000, 6095252102, 6095252107, 6095252108
NA | 104031 | 129 | 194 | 1 | TBD | Medium pressure | 129 | 194 | 194 | 0 | East Bay | 6001420401, 6001420402, 6001422000
NA | 110019 | 829 | 864 | 1 | TBD | Medium pressure | 829 | 864 | 864 | 0 | North Valley | 6007003600
NA | 105002 | 309 | 340 | 1 | TBD | Medium pressure | 309 | 340 | 340 | 0 | Fresno | 6019004100
NA | 118013 | 1276 | 1898 | 1 | TBD | Medium pressure | 1276 | 1898 | 1898 | 0 | Central Coast | 6053010306, 6053010400, 6053014601
NA | 116070 | 465 | 482 | 1 | TBD | Medium pressure | 465 | 482 | 482 | 0 | Stockton | 6077000802, 6077003900
NA | 106005 | 712 | 703 | 1 | TBD | Medium pressure | 712 | 703 | 703 | 0 | Kern | 6029005600
NA | 111002 | 1550 | 2020 | 1 | TBD | Medium pressure | 1550 | 2020 | 2020 | 0 | Peninsula | 6081600100, 6081602300
NA | 110020 | 729.5 | 776.5 | 2 | TBD | Medium pressure | 1459 | 1553 | 1553 | 0 | North Valley | 6089012701
NA | 110035 | 42 | 46 | 1 | TBD | Medium pressure | 42 | 46 | 46 | 0 | North Valley | 6007001400, 6007001500
NA | 110041 | 109 | 161 | 1 | TBD | Medium pressure | 109 | 161 | 161 | 0 | North Valley | 6007001500
NA | 108005 | 1567 | 1985 | 1 | TBD | Medium pressure | 1567 | 1985 | 1985 | 0 | North Bay | 6055201900, 6055202000
NA | 110061 | 71 | 111 | 1 | TBD | Medium pressure | 71 | 111 | 111 | 0 | North Valley | 6007002800, 6007003002
NA | 112003 | 240 | 371 | 1 | TBD | Medium pressure | 240 | 371 | 371 | 0 | Sacramento | 6067007426, 6067007427
NA | 118030 | 826.5 | 1220.5 | 2 | TBD | Medium pressure | 1653 | 2441 | 2441 | 0 | Central Coast | 6087121801, 6087121802
NA | 118152 | 15 | 78 | 1 | TBD | Medium pressure | 15 | 78 | 78 | 0 | Diablo | 6013312000
NA | 110083 | 8 | 9 | 1 | TBD | Medium pressure | 8 | 9 | 9 | 0 | North Valley | 6103000800
NA | 117030 | 2136.8 | 2414.7 | 10 | TBD | Medium pressure | 21368 | 24147 | 24147 | 0 | Yosemite | 6099002302, 6099002303, 6099002304, 6099002401, 6099002402, 6099002503, 6099002504, 6099002505, 6099002506, 6099002602, 6099002603, 6099002604, 6099002605, 6099002701, 6099002702, 6099002901, 6099002903, 6099003002, 6099003003, 6099003004, 6099003100, 6099003603, 6099003608
NA | 110021 | 10218.3333 | 15536.6667 | 3 | TBD | Medium pressure | 30655 | 46610 | 46610 | 0 | North Valley | 6007000103, 6007000401, 6007000102, 6007000103, 6007000104, 6007000201, 6007000202, 6007000300, 6007000401, 6007000403, 6007000404, 6007000501, 6007000502, 6007000601, 6007000603, 6007000604, 6007000700, 6007000800, 6007000901, 6007000903, 6007000904, 6007001000, 6007001100, 6007001200, 6007001300, 6007001400, 6007001500, 6007001602
NA | 110022 | 169.6 | 283.2 | 5 | TBD | Low pressure | 848 | 1416 | 1416 | 0 | North Valley | 6007000601, 6007000603, 6007000700, 6007001000
NA | 117002 | 1122 | 1062 | 1 | TBD | Medium pressure | 1122 | 1062 | 1062 | 0 | Yosemite | 6039000204
NA | 117003 | 3244 | 3700 | 1 | TBD | Medium pressure | 3244 | 3700 | 3700 | 0 | Yosemite | 6039000204, 6039000301, 6039000302
NA | 111003 | 215 | 224 | 1 | TBD | Medium pressure | 215 | 224 | 224 | 0 | Peninsula | 6081608800
NA | 110059 | 95 | 50 | 1 | TBD | Medium pressure | 95 | 50 | 50 | 0 | North Valley | 6007003700
NA | 112073 | 168 | 174 | 1 | TBD | Medium pressure | 168 | 174 | 174 | 0 | Sacramento | 6113010401
NA | 103002 | 16378 | 20376 | 1 | TBD | Medium pressure | 16378 | 20376 | 20376 | 0 | Diablo | 6013313204, 6013332000, 6013333101, 6013333102, 6013333200, 6013334001, 6013334006, 6013334007, 6013334008, 6013337100, 6013337300, 6013355107, 6013355202, 6013355306, 6013355307, 6013355308, 6013355309, 6013355310
NA | 109004 | 1299.5 | 1497.5 | 2 | 1 | Medium pressure | 2599 | 2995 | 2995 | 0 | Sonoma | 6097154100, 6097154201, 6097154202
NA | 112041 | 25 | 12 | 1 | TBD | Medium pressure | 25 | 12 | 12 | 0 | Sacramento | 6011000200
NA | 112043 | 37 | 8 | 1 | TBD | Medium pressure | 37 | 8 | 8 | 0 | Sacramento | 6011000200
NA | 106046 | 305 | 387 | 1 | TBD | Low pressure | 305 | 387 | 387 | 0 | Kern | 6029001402
NA | 109025 | 7 | 7 | 1 | TBD | Medium pressure | 7 | 7 | 7 | 0 | Humboldt | 6023010701, 6023010702
NA | 112009 | 788.6667 | 951 | 3 | 1 | Medium pressure | 2366 | 2853 | 2853 | 0 | Sacramento | 6011000200, 6011000500
NA | 103003 | 3794.9231 | 5131.0769 | 13 | TBD | Medium pressure | 49334 | 66704 | 66704 | 0 | Diablo | 6013315000, 6013319001, 6013320001, 6013320003, 6013320004, 6013321101, 6013321102, 6013321103, 6013321200, 6013322000, 6013323000, 6013324002, 6013324003, 6013324004, 6013325000, 6013326000, 6013327001, 6013327002, 6013328000, 6013329000, 6013330000, 6013331000, 6013332000, 6013333200, 6013334001, 6013335000, 6013336101, 6013336103, 6013336104, 6013336201, 6013336202, 6013337100, 6013337201, 6013337202, 6013337300, 6013338101, 6013338102, 6013338201, 6013338203, 6013338204, 6013340001, 6013340003, 6013340004, 6013347000, 6013348000, 6013355202
NA | 112010 | 3597 | 3674 | 1 | TBD | Medium pressure | 3597 | 3674 | 3674 | 0 | North Bay | 6095252205, 6095252206
NA | 110023 | 1317 | 1676 | 2 | TBD | Medium pressure | 2634 | 3352 | 3352 | 0 | North Valley | 6103001000, 6103001000, 6103001101, 6103001102
NA | 118058 | 307 | 319.5 | 2 | TBD | Medium pressure | 614 | 639 | 639 | 0 | Central Coast | 6053010702
NA | 110024 | 1277 | 1408 | 1 | TBD | Medium pressure | 1277 | 1408 | 1408 | 0 | North Valley | 6089012200, 6089012303
NA | 104005 | 1202 | 1595 | 1 | TBD | Medium pressure | 1202 | 1595 | 1595 | 0 | Central Coast, East Bay | 6013357000, 6013358000
NA | 106024 | 93 | 95 | 1 | TBD | Medium pressure | 93 | 95 | 95 | 0 | Kern | 6029003220, 6029003222
NA | 106037 | 10 | 13 | 1 | TBD | Medium pressure | 10 | 13 | 13 | 0 | Kern | 6029003213, 6029003823
NA | 102001 | 51 | 187 | 1 | 1 | Medium pressure | 51 | 187 | 187 | 0 | De Anza | 6085504601, 6085504700, 6085509108
NA | 102002 | 1082.3333 | 2187.6667 | 3 | TBD | Medium pressure | 3247 | 6563 | 6563 | 0 | De Anza | 6085509201, 6085509202, 6085509302, 6085509303, 6085509403, 6085509500, 6085509600, 6085509700
NA | 102004 | 4085.6933 | 5799.0933 | 75 | 6 | Medium pressure | 306427 | 434932 | 434932 | 0 | De Anza, San Jose | 6085502500, 6085500100, 6085500200, 6085500300, 6085500400, 6085500500, 6085500600, 6085500800, 6085500901, 6085500902, 6085501000, 6085501101, 6085501102, 6085501200, 6085501300, 6085501401, 6085501402, 6085501501, 6085501502, 6085501601, 6085501602, 6085501700, 6085501800, 6085501901, 6085501902, 6085502001, 6085502002, 6085502101, 6085502103, 6085502104, 6085502202, 6085502203, 6085502204, 6085502301, 6085502302, 6085502400, 6085502500, 6085502601, 6085502603, 6085502604, 6085502701, 6085502703, 6085502704, 6085502800, 6085502901, 6085502902, 6085502903, 6085502906, 6085502907, 6085502908, 6085502909, 6085502910, 6085503001, 6085503002, 6085503003, 6085503105, 6085503110, 6085503111, 6085503112, 6085503113, 6085503116, 6085503117, 6085503118, 6085503121, 6085503122, 6085503123, 6085503124, 6085503125, 6085503126, 6085503127, 6085503207, 6085503211, 6085503212, 6085503213, 6085503219, 6085503220, 6085503221, 6085503222, 6085503304, 6085503305, 6085503306, 6085503312, 6085503313, 6085503315, 6085503321, 6085503322, 6085503323, 6085503324, 6085503325, 6085503326, 6085503327, 6085503329, 6085503330, 6085503331, 6085503332, 6085503333, 6085503336, 6085503337, 6085503338, 6085503339, 6085503401, 6085503402, 6085503504, 6085503506, 6085503507, 6085503508, 6085503509, 6085503510, 6085503511, 6085503601, 6085503602, 6085503703, 6085503707, 6085503708, 6085503709, 6085503710, 6085503711, 6085503712, 6085503713, 6085503802, 6085503803, 6085503804, 6085503902, 6085503903, 6085504001, 6085504002, 6085504101, 6085504102, 6085504201, 6085504202, 6085504307, 6085504308, 6085504311, 6085504314, 6085504315, 6085504316, 6085504317, 6085504318, 6085504319, 6085504320, 6085504321, 6085504322, 6085504323, 6085504410, 6085504411, 6085504412, 6085504413, 6085504414, 6085504415, 6085504416, 6085504418, 6085504421, 6085504423, 6085504424, 6085504505, 6085504506, 6085504507, 6085504508, 6085504509, 6085504510, 6085504601, 6085504602, 6085504700, 6085504802, 6085504805, 6085504806, 6085504807, 6085504808, 6085504902, 6085504903, 6085505006, 6085505007, 6085505010, 6085505011, 6085505012, 6085505013, 6085505014, 6085505015, 6085505100, 6085505202, 6085505203, 6085505301, 6085505302, 6085505303, 6085505304, 6085505305, 6085505401, 6085505402, 6085505403, 6085505500, 6085505600, 6085505700, 6085505800, 6085505901, 6085505902, 6085506000, 6085506101, 6085506102, 6085506103, 6085506202, 6085506203, 6085506204, 6085506301, 6085506302, 6085506304, 6085506305, 6085506401, 6085506402, 6085506502, 6085506503, 6085506504, 6085506505, 6085506601, 6085506603, 6085506604, 6085506605, 6085506606, 6085506701, 6085506702, 6085506703, 6085506801, 6085506802, 6085506803, 6085506804, 6085506900, 6085507002, 6085507003, 6085507004, 6085507100, 6085507203, 6085507205, 6085507206, 6085507301, 6085507302, 6085507401, 6085507402, 6085507500, 6085507600, 6085507701, 6085507702, 6085507704, 6085507705, 6085507805, 6085507806, 6085507807, 6085507808, 6085507903, 6085507904, 6085507905, 6085507906, 6085508003, 6085508004, 6085508005, 6085508006, 6085508101, 6085508102, 6085508203, 6085508204, 6085508205, 6085508206, 6085508301, 6085508303, 6085508305, 6085508306, 6085508401, 6085508403, 6085508404, 6085508503, 6085508505, 6085508507, 6085508508, 6085508509, 6085508510, 6085508601, 6085508602, 6085508705, 6085508706, 6085508707, 6085508708, 6085508800, 6085509001, 6085509002, 6085509102, 6085509106, 6085509107, 6085509108, 6085509109, 6085509110, 6085509111, 6085509201, 6085509202, 6085509302, 6085509303, 6085509304, 6085509401, 6085509403, 6085509404, 6085509500, 6085509600, 6085509700, 6085509801, 6085509802, 6085509901, 6085509902, 6085510001, 6085510002, 6085510100, 6085510200, 6085510300, 6085510400, 6085510500, 6085510600, 6085510802, 6085511701, 6085511702, 6085511704, 6085511705, 6085511707, 6085511915, 6085511916, 6085512005, 6085512019, 6085512024, 6085512025, 6085512026
NA | 102005 | 969.75 | 1494.5 | 4 | 1 | Medium pressure | 3879 | 5978 | 5978 | 0 | De Anza | 6085504805, 6085504806, 6085504807, 6085508602, 6085508705, 6085508707, 6085508708, 6085508800, 6085508900, 6085509001, 6085509002
NA | 111004 | 2404.5 | 3265.5714 | 14 | TBD | Medium pressure | 33663 | 45718 | 45718 | 0 | Peninsula, San Francisco | 6075026403, 6075025800, 6075025900, 6075026201, 6075026302, 6075026303, 6075026401, 6075026402, 6075026403, 6075026404, 6075031302, 6075060502, 6075061000, 6075980501, 6081600100, 6081600200, 6081600300, 6081600401, 6081600402, 6081600501, 6081600502, 6081600600, 6081600701, 6081600702, 6081600800, 6081600900, 6081601000, 6081601100, 6081601200, 6081601301, 6081601302, 6081601400, 6081601501, 6081601502, 6081601601, 6081601603, 6081601604, 6081601605, 6081601800, 6081602601, 6081602602, 6081602700, 6081602800, 6081602900, 6081603000
NA | 103004 | 3571.5714 | 4454.2857 | 14 | TBD | Medium pressure | 50002 | 62360 | 62360 | 0 | Diablo, East Bay, Mission | 6001421200, 6013304001, 6013307101, 6013334200, 6013337300, 6013338201, 6013338203, 6013338204, 6013338301, 6013338302, 6013339001, 6013339003, 6013339004, 6013340001, 6013340004, 6013341000, 6013343001, 6013343002, 6013343003, 6013345105, 6013345113, 6013345114, 6013345203, 6013345204, 6013345205, 6013346101, 6013346102, 6013346203, 6013346204, 6013346205, 6013346206, 6013348000, 6013349000, 6013350000, 6013351101, 6013351103, 6013351104, 6013351105, 6013351200, 6013352101, 6013352102, 6013352201, 6013352202, 6013353001, 6013353002, 6013354002, 6013355112, 6013355302, 6013334200, 6013351105
NA | 112005 | 3159.5 | 5144.75 | 4 | TBD | Medium pressure | 12638 | 20579 | 20579 | 0 | Sacramento | 6113010505, 6113010501, 6113010505, 6113010508, 6113010509, 6113010510, 6113010511, 6113010512, 6113010513, 6113010602, 6113010609, 6113010610, 6113010611, 6113010701, 6113010703, 6113010704, 6113011207, 6113011208, 6113011301
NA | 112006 | 1683.3333 | 2559.6667 | 3 | TBD | Medium pressure | 5050 | 7679 | 7679 | 0 | North Bay, Sacramento | 6095253300, 6113010401, 6113010505, 6113010605, 6113010607, 6113010608, 6113010610
NA | 117004 | 2570 | 2802 | 1 | TBD | Medium pressure | 2570 | 2802 | 2802 | 0 | Yosemite | 6047000201, 6047000202, 6047000204, 6047000205
NA | 106013 | 243 | 243 | 1 | TBD | Medium pressure | 243 | 243 | 243 | 0 | Kern | 6029005600, 6029006500
NA | 103012 | 8212 | 10249.5 | 2 | TBD | Medium pressure | 16424 | 20499 | 20499 | 0 | Diablo | 6013302005, 6013302006, 6013302009, 6013302013, 6013305000, 6013306002, 6013306003, 6013306004, 6013307101, 6013307102, 6013307202, 6013308001, 6013308002, 6013312000, 6013355107, 6013355109, 6013355110, 6013355111
NA | 103013 | 9970 | 10362 | 1 | TBD | Medium pressure | 9970 | 10362 | 10362 | 0 | Diablo | 6013302009, 6013303207, 6013308002, 6013355107, 6013355109, 6013355110, 6013355118, 6013355119, 6013355120
NA | 103014 | 3516 | 4123 | 2 | TBD | Medium pressure | 7032 | 8246 | 8246 | 0 | Diablo | 6013307101, 6013307102, 6013307201, 6013307202, 6013307204, 6013307205, 6013313106, 6013355107
NA | 103017 | 2417 | 2529 | 1 | TBD | Medium pressure | 2417 | 2529 | 2529 | 0 | Diablo | 6013303206, 6013303208, 6013304001
NA | 103005 | 3293.5 | 3351.5 | 2 | TBD | Medium pressure | 6587 | 6703 | 6703 | 0 | Diablo | 6013304002, 6013304003, 6013304004, 6013304006, 6013304007, 6013355112
NA | 103010 | 1439.3333 | 1802 | 3 | TBD | Medium pressure | 4318 | 5406 | 5406 | 0 | Diablo | 6013309000, 6013310000, 6013311000, 6013312000
NA | 103011 | 2619.6667 | 3724 | 3 | TBD | Medium pressure | 7859 | 11172 | 11172 | 0 | Diablo | 6013311000, 6013312000, 6013313102, 6013313104, 6013313105, 6013313106, 6013313107, 6013313204, 6013313206
NA | 112007 | 1763.75 | 1953.75 | 4 | TBD | Medium pressure | 7055 | 7815 | 7815 | 0 | North Bay | 6095253300, 6095253402, 6095253403, 6095253404
NA | 117005 | 2415 | 2702 | 1 | TBD | Medium pressure | 2415 | 2702 | 2702 | 0 | Yosemite | 6047002401, 6047002403, 6047002404
NA | 110040 | 42 | 45 | 1 | TBD | Medium pressure | 42 | 45 | 45 | 0 | North Valley | 6007002200, 6007002300
NA | 114119 | 5 | 3 | 1 | TBD | Medium pressure | 5 | 3 | 3 | 0 | Sacramento | 6011000100
NA | 103031 | 2 | 2 | 1 | TBD | Medium pressure | 2 | 2 | 2 | 0 | Diablo | 6013314200, 6013315000
NA | 117139 | 4 | 4 | 1 | TBD | Medium pressure | 4 | 4 | 4 | 0 | Yosemite | 6039000506
NA | 117140 | 5 | 4 | 1 | TBD | Medium pressure | 5 | 4 | 4 | 0 | Yosemite | 6039000510, 6039001100
NA | 117124 | 18 | 20 | 1 | TBD | Medium pressure | 18 | 20 | 20 | 0 | Yosemite | 6047002100
NA | 105038 | 18 | 20 | 1 | TBD | Medium pressure | 18 | 20 | 20 | 0 | Fresno | 6031001601
NA | 117163 | 129 | 121 | 1 | 1 | Medium pressure | 129 | 121 | 121 | 0 | Yosemite | 6099003400
NA | 117133 | 4 | 3 | 1 | TBD | Medium pressure | 4 | 3 | 3 | 0 | Yosemite | 6099003400
NA | 117143 | 105 | 118 | 1 | TBD | Medium pressure | 105 | 118 | 118 | 0 | Yosemite | 6077004905
NA | 109214 | 18 | 19 | 1 | TBD | Medium pressure | 18 | 19 | 19 | 0 | Humboldt | 6023000900
NA | 106041 | 4 | 4 | 1 | TBD | Medium pressure | 4 | 4 | 4 | 0 | Kern | 6029005700
NA | 117148 | 16 | 16 | 1 | TBD | Medium pressure | 16 | 16 | 16 | 0 | Yosemite | 6047000901
NA | 117152 | 1 | 1 | 1 | TBD | Medium pressure | 1 | 1 | 1 | 0 | Yosemite | 6039000201
NA | 118155 | 3 | 2 | 1 | TBD | Medium pressure | 3 | 2 | 2 | 0 | Central Coast | 6053010504
NA | 117145 | 15 | 15 | 1 | TBD | Medium pressure | 15 | 15 | 15 | 0 | Yosemite | 6099003603
NA | 117144 | 18 | 19 | 1 | TBD | Medium pressure | 18 | 19 | 19 | 0 | Yosemite | 6099003603
NA | 112076 | 3 | 3 | 1 | TBD | Medium pressure | 3 | 3 | 3 | 0 | Sacramento | 6011000301
NA | 118008 | 197 | 206 | 1 | TBD | Medium pressure | 197 | 206 | 206 | 0 | Central Coast | 6069000100, 6085513500
NA | 110025 | 1237 | 1425 | 1 | TBD | Medium pressure | 1237 | 1425 | 1425 | 0 | North Valley | 6007001200, 6007001500
NA | 118072 | 859 | 955 | 1 | TBD | Medium pressure | 859 | 955 | 955 | 0 | Central Coast | 6053014105, 6053014109
NA | 116020 | 287 | 315.6667 | 3 | TBD | Medium pressure | 861 | 947 | 947 | 0 | Stockton | 6077005214, 6077005310, 6077005503, 6077980000
NA | 114006 | 5444 | 5694.3333 | 3 | TBD | Medium pressure | 16332 | 17083 | 17083 | 0 | Sierra | 6017030701, 6017030706, 6017030709, 6017030710, 6017030711, 6017030712, 6017030801, 6017030807, 6017030808, 6017031700, 6017031800
NA | 112057 | 37 | 51 | 1 | TBD | Medium pressure | 37 | 51 | 51 | 0 | North Bay | 6095252904, 6095252909
NA | 111005 | 2171 | 3011.25 | 4 | 2 | Medium pressure | 8684 | 12045 | 12045 | 0 | Peninsula | 6081611901, 6081611500, 6081611600, 6081611700, 6081611800, 6081611901, 6081611902, 6081612001, 6081612002, 6081612101, 6081612102, 6081612500, 6081613900, 6085511200, 6085511302
NA | 117006 | 2774 | 3088 | 1 | TBD | Medium pressure | 2774 | 3088 | 3088 | 0 | Yosemite | 6077004904, 6077004903, 6077004904, 6077004905, 6077004906
NA | 112036 | 942 | 950 | 1 | TBD | Medium pressure | 942 | 950 | 950 | 0 | Sacramento | 6113011500
NA | 109005 | 2469.3333 | 3283.5 | 6 | 1 | Medium pressure | 14816 | 19701 | 19701 | 0 | Humboldt | 6023000100, 6023000200, 6023000300, 6023000400, 6023000500, 6023000600, 6023000700, 6023000800, 6023010701, 6023010702
NA | 103024 | 16 | 18 | 1 | TBD | Medium pressure | 16 | 18 | 18 | 0 | Diablo | 6013315000
NA | 112011 | 3793.7 | 4688.3 | 10 | TBD | Medium pressure | 37937 | 46883 | 46883 | 0 | North Bay | 6095252317, 6095252203, 6095252204, 6095252205, 6095252206, 6095252305, 6095252306, 6095252310, 6095252311, 6095252312, 6095252313, 6095252314, 6095252315, 6095252316, 6095252317, 6095252401, 6095252402, 6095252501, 6095252502, 6095252604, 6095252605, 6095252606, 6095252607, 6095252608, 6095252610, 6095252611, 6095252702, 6095252703, 6095252704, 6095252705, 6095252706, 6095252707, 6095252801, 6095253108
NA | 110026 | 498 | 541 | 1 | TBD | Medium pressure | 498 | 541 | 541 | 0 | North Valley | 6089012702
NA | 114082 | 4058 | 3945 | 1 | TBD | Medium pressure | 4058 | 3945 | 3945 | 0 | Sierra | 6061023200, 6061023300
NA | 109007 | 1459 | 1653 | 1 | TBD | Medium pressure | 1459 | 1653 | 1653 | 0 | Humboldt | 6023010701, 6023010702
NA | 117007 | 2013 | 2332 | 1 | TBD | Medium pressure | 2013 | 2332 | 2332 | 0 | Yosemite | 6019008403, 6019008404, 6019008405, 6039001100
NA | 112013 | 8160.3333 | 9886.6667 | 3 | TBD | Medium pressure | 24481 | 29660 | 29660 | 0 | Sacramento, Sierra | 6017030706, 6017031700, 6067008402, 6067008403, 6067008404, 6067008501, 6067008504, 6067008505, 6067008506, 6067008507, 6067008508, 6067008509, 6067008510, 6067008512, 6067008513, 6067988300
NA | 118011 | 1778 | 1777 | 1 | TBD | Medium pressure | 1778 | 1777 | 1777 | 0 | Central Coast | 6053014104, 6053014108, 6053014109
NA | 118012 | 701 | 1885 | 1 | TBD | Medium pressure | 701 | 1885 | 1885 | 0 | Central Coast | 6053014102, 6053014105, 6053014109
NA | 109009 | 2305 | 2861.5 | 2 | 1 | Medium pressure | 4610 | 5723 | 5723 | 0 | Humboldt | 6023010800, 6023010901, 6023010902, 6023011000
NA | 105003 | 1139 | 1162.5 | 2 | TBD | Medium pressure | 2278 | 2325 | 2325 | 0 | Fresno | 6019001600, 6019001700, 6019007003, 6019007102, 6019007300
NA | 105004 | 121 | 152.5 | 2 | TBD | Low pressure | 242 | 305 | 305 | 0 | Fresno | 6019001600
NA | 105016 | 100.5 | 120 | 2 | TBD | Low pressure | 201 | 240 | 240 | 0 | Fresno | 6019000501, 6019000502, 6019002601, 6019002602
NA | 105008 | 8009.3077 | 10538.5769 | 26 | 1 | Medium pressure | 208242 | 274003 | 274003 | 0 | Fresno | 6019000602, 6019001201, 6019001413, 6019002100, 6019002501, 6019002502, 6019003001, 6019003201, 6019003600, 6019003811, 6019004211, 6019004213, 6019004215, 6019004218, 6019004302, 6019005302, 6019005405, 6019005503, 6019005504, 6019005507, 6019005514, 6019005518, 6019005522, 6019005524, 6019005527, 6019005802, 6019005805, 6019005907, 6019005911, 6019005912, 6019006001, 6019000100, 6019000200, 6019000300, 6019000400, 6019000501, 6019000502, 6019000601, 6019000602, 6019000701, 6019000702, 6019000901, 6019000902, 6019001000, 6019001100, 6019001201, 6019001202, 6019001301, 6019001303, 6019001304, 6019001407, 6019001408, 6019001409, 6019001411, 6019001412, 6019001413, 6019001415, 6019001416, 6019001417, 6019001418, 6019001500, 6019001600, 6019001700, 6019001800, 6019002000, 6019002100, 6019002200, 6019002300, 6019002400, 6019002501, 6019002502, 6019002601, 6019002602, 6019002701, 6019002702, 6019002800, 6019002903, 6019002904, 6019002905, 6019002906, 6019003001, 6019003003, 6019003004, 6019003102, 6019003103, 6019003104, 6019003201, 6019003202, 6019003301, 6019003302, 6019003401, 6019003402, 6019003500, 6019003600, 6019003701, 6019003702, 6019003804, 6019003805, 6019003807, 6019003808, 6019003809, 6019003810, 6019003811, 6019003812, 6019003900, 6019004100, 6019004205, 6019004208, 6019004210, 6019004211, 6019004212, 6019004213, 6019004214, 6019004215, 6019004216, 6019004217, 6019004218, 6019004301, 6019004302, 6019004303, 6019004404, 6019004405, 6019004406, 6019004409, 6019004410, 6019004411, 6019004503, 6019004504, 6019004505, 6019004506, 6019004601, 6019004602, 6019004703, 6019004704, 6019004705, 6019004706, 6019004801, 6019004802, 6019004901, 6019004902, 6019005000, 6019005100, 6019005202, 6019005203, 6019005204, 6019005301, 6019005302, 6019005304, 6019005305, 6019005403, 6019005405, 6019005406, 6019005407, 6019005408, 6019005409, 6019005410, 6019005503, 6019005504, 6019005505, 6019005507, 6019005508, 6019005509, 6019005512, 6019005513, 6019005514, 6019005516, 6019005518, 6019005520, 6019005522, 6019005524, 6019005525, 6019005526, 6019005527, 6019005528, 6019005529, 6019005602, 6019005605, 6019005606, 6019005607, 6019005608, 6019005701, 6019005702, 6019005703, 6019005704, 6019005801, 6019005802, 6019005804, 6019005805, 6019005904, 6019005907, 6019005911, 6019005912, 6019005913, 6019005914, 6019005915, 6019005916, 6019006001, 6019006002, 6019006101, 6019006102, 6019006201, 6019006202, 6019007600, 6019008600
NA | 105007 | 136.8 | 182 | 5 | TBD | Low pressure | 684 | 910 | 910 | 0 | Fresno | 6019000200, 6019000300
NA | 112014 | 8183 | 8320 | 1 | TBD | Medium pressure | 8183 | 8320 | 8320 | 0 | Sacramento | 6067009403, 6067009408, 6067009409, 6067009410, 6067009501, 6067009502, 6067009503, 6067009504
NA | 110003 | 750 | 577 | 1 | TBD | Medium pressure | 750 | 577 | 577 | 0 | North Valley | 6103000800, 6103000900
NA | 109060 | 290 | 303 | 1 | TBD | Medium pressure | 290 | 303 | 303 | 0 | Sonoma | 6097154100
NA | 115012 | 27 | 27 | 1 | TBD | Low pressure | 27 | 27 | 27 | 0 | San Jose | 6085512603, 6085512604
NA | 109011 | 250.5 | 270 | 2 | TBD | Medium pressure | 501 | 540 | 540 | 0 | Sonoma | 6097150303, 6097150501, 6097150502
NA | 118002 | 1807 | 2254 | 1 | TBD | Medium pressure | 1807 | 2254 | 2254 | 0 | Central Coast | 6053010804, 6053014800
NA | 106008 | 2317 | 1953 | 1 | TBD | Medium pressure | 2317 | 1953 | 1953 | 0 | Kern | 6029003212, 6029003221
NA | 114007 | 3592 | 4552 | 2 | TBD | Medium pressure | 7184 | 9104 | 9104 | 0 | Sierra | 6057000104, 6057000300, 6057000502, 6057000503, 6057000504, 6057000601, 6057000602, 6057000701, 6057000702, 6057000801, 6057000802
NA | 114026 | 1769 | 2380 | 1 | TBD | Medium pressure | 1769 | 2380 | 2380 | 0 | Sierra | 6057000502, 6057000503, 6057000504, 6057000602, 6057000702
NA | 109012 | 2312 | 2600 | 1 | TBD | Medium pressure | 2312 | 2600 | 2600 | 0 | Sonoma | 6097153405, 6097153601, 6097153602, 6097153705, 6097153711, 6097153712
NA | 118003 | 3490 | 4476 | 1 | TBD | Medium pressure | 3490 | 4476 | 4476 | 0 | Central Coast | 6053011202, 6053011203, 6053011204
NA | 110004 | 222.5 | 245.25 | 4 | TBD | Medium pressure | 890 | 981 | 981 | 0 | North Valley | 6007003300, 6007003400, 6007003502, 6007003600
NA | 110005 | 1369 | 1553.5 | 2 | TBD | Medium pressure | 2738 | 3107 | 3107 | 0 | North Valley | 6007003400, 6007003501, 6007003502
NA | 117008 | 977 | 1135 | 2 | TBD | Medium pressure | 1954 | 2270 | 2270 | 0 | Yosemite | 6047002001, 6047002002
NA | 111008 | 6995 | 7897 | 1 | TBD | Medium pressure | 6995 | 7897 | 7897 | 0 | Peninsula | 6081613501, 6081613502, 6081613600, 6081613701, 6081613702
NA | 110050 | 654 | 698 | 1 | TBD | Medium pressure | 654 | 698 | 698 | 0 | North Valley | 6021010501
NA | 108006 | 1655 | 2856 | 1 | TBD | Medium pressure | 1655 | 2856 | 2856 | 0 | Sonoma | 6041104200, 6041105001, 6041105002
NA | 109015 | 1635.6667 | 2008.6667 | 3 | TBD | Medium pressure | 4907 | 6026 | 6026 | 0 | Sonoma | 6097153902, 6097153903, 6097153904, 6097153905, 6097154000
NA | 104006 | 1930.5 | 2141 | 2 | 1 | Medium pressure | 3861 | 4282 | 4282 | 0 | East Bay | 6013356002, 6013359104, 6013359203, 6013359204
NA | 104007 | 2049.3333 | 2620.3333 | 3 | TBD | Medium pressure | 6148 | 7861 | 7861 | 0 | East Bay | 6013356001, 6013358000, 6013359104, 6013359105, 6013359203, 6013392300
NA | 108007 | 1138 | 1180 | 1 | TBD | Medium pressure | 1138 | 1180 | 1180 | 0 | North Bay | 6055201003, 6095250106, 6095252205, 6095252206
NA | 104008 | 2223 | 4295 | 1 | TBD | Medium pressure | 2223 | 4295 | 4295 | 0 | East Bay | 6013364002, 6013365003, 6013367100, 6013367200
NA | 104025 | 110 | 516 | 1 | TBD | Medium pressure | 110 | 516 | 516 | 0 | East Bay | 6013392201
NA | 117009 | 1841 | 2033 | 1 | TBD | Medium pressure | 1841 | 2033 | 2033 | 0 | Yosemite | 6047000403, 6047000404
NA | 118009 | 3915.5 | 4528.5 | 4 | TBD | Medium pressure | 15662 | 18114 | 18114 | 0 | Central Coast | 6069000300, 6053000106, 6069000100, 6069000200, 6069000300, 6069000400, 6069000501, 6069000502, 6069000601, 6069000602, 6069000701, 6069000702, 6069000801, 6069000802
NA | 109081 | 187 | 235 | 1 | TBD | Medium pressure | 187 | 235 | 235 | 0 | Sonoma | 6045011800
NA | 118167 | 56 | 64 | 1 | TBD | Medium pressure | 56 | 64 | 64 | 0 | Yosemite | 6099003300, 6099003400
NA | 117010 | 911.6667 | 904.6667 | 3 | 1 | Medium pressure | 2735 | 2714 | 2714 | 0 | Yosemite | 6099002901, 6099002903, 6099002904
NA | 105009 | 1041 | 1643 | 1 | TBD | Medium pressure | 1041 | 1643 | 1643 | 0 | Fresno | 6019007801, 6019007802
NA | 109024 | 358 | 455 | 1 | TBD | Medium pressure | 358 | 455 | 455 | 0 | Humboldt | 6023000800, 6023000900, 6023010600
NA | 116025 | 1126.5 | 1181 | 2 | TBD | Medium pressure | 2253 | 2362 | 2362 | 0 | Stockton | 6005000301, 6005000303
NA | 116027 | 1630.5 | 2074 | 2 | TBD | Medium pressure | 3261 | 4148 | 4148 | 0 | Stockton | 6005000201, 6005000303, 6005000304, 6005000401, 6005000402, 6005000500
NA | 116001 | 743 | 763 | 1 | TBD | Medium pressure | 743 | 763 | 763 | 0 | Stockton | 6077004105, 6077004106, 6077004600, 6077004703
NA | 110008 | 367 | 344 | 1 | TBD | Medium pressure | 367 | 344 | 344 | 0 | North Valley | 6089012701
NA | 112017 | 1761 | 1766 | 1 | TBD | Medium pressure | 1761 | 1766 | 1766 | 0 | North Bay | 6095252317
NA | 108062 | 103 | 159 | 1 | 1 | Medium pressure | 103 | 159 | 159 | 0 | North Bay | 6055200900, 6055201005
NA | 105011 | 4142 | 5494 | 1 | TBD | Medium pressure | 4142 | 5494 | 5494 | 0 | Fresno | 6019004003, 6019004004, 6019004005, 6019004006
NA | 118004 | 2835 | 3679 | 1 | TBD | Medium pressure | 2835 | 3679 | 3679 | 0 | Central Coast | 6053011302, 6053011303, 6053011305, 6053011306
NA | 106001 | 893 | 853 | 1 | TBD | Medium pressure | 893 | 853 | 853 | 0 | Kern | 6027000800, 6071008901
NA | 110084 | 10 | 9 | 1 | TBD | Medium pressure | 10 | 9 | 9 | 0 | North Valley | 6103000800
NA | 118073 | 516 | 90 | 1 | TBD | Medium pressure | 516 | 90 | 90 | 0 | Central Coast | 6053013100, 6053013200
NA | 118036 | 575 | 631.5 | 2 | 1 | Medium pressure | 1150 | 1263 | 1263 | 0 | Central Coast | 6087122203, 6087122205, 6087122300
NA | 112108 | 3 | 1 | 1 | TBD | Medium pressure | 3 | 1 | 1 | 0 | Sacramento | 6067009618
NA | 116077 | 169 | 188 | 2 | TBD | Medium pressure | 338 | 376 | 376 | 0 | Stockton | 6077005213, 6077005223, 6077005225
NA | 118037 | 385 | 432.75 | 4 | 1 | Medium pressure | 1540 | 1731 | 1731 | 0 | Central Coast | 6053010101, 6053010102, 6053010202, 6053014601
NA | 116003 | 3393.4167 | 3677.0833 | 12 | TBD | Medium pressure | 40721 | 44125 | 44125 | 0 | Stockton | 6077003803, 6077005106, 6077005108, 6077005109, 6077005119, 6077005122, 6077005123, 6077005124, 6077005125, 6077005126, 6077005127, 6077005129, 6077005130, 6077005131, 6077005132, 6077005133, 6077005134, 6077005135, 6077005136, 6077005137, 6077005138, 6077005139, 6077005140, 6077005141, 6077005214
NA | 109039 | 28 | 17 | 1 | TBD | Medium pressure | 28 | 17 | 17 | 0 | Sonoma | 6097151601, 6097151602
NA | 114085 | 4036 | 4373.5 | 2 | TBD | Medium pressure | 8072 | 8747 | 8747 | 0 | Sierra | 6061021304, 6061021401, 6061021403, 6061023300, 6061023400, 6061023502, 6061023700, 6061023800, 6061023900
NA | 114011 | 1993 | 2542 | 3 | TBD | Medium pressure | 5979 | 7626 | 7626 | 0 | Sierra | 6115040301, 6115040302, 6115040304, 6115040305, 6115040400, 6115040701, 6115040702, 6115040901
NA | 114013 | 1486 | 1774 | 2 | TBD | Medium pressure | 2972 | 3548 | 3548 | 0 | Sierra | 6101050701, 6101050702
NA | 117011 | 1187 | 1371 | 1 | TBD | Medium pressure | 1187 | 1371 | 1371 | 0 | Yosemite | 6047000301
NA | 117012 | 2441 | 2832 | 1 | TBD | Medium pressure | 2441 | 2832 | 2832 | 0 | Yosemite | 6047000301, 6047000305, 6047000306
NA | 116005 | 2312.1 | 2947.1 | 10 | TBD | Medium pressure | 23121 | 29471 | 29471 | 0 | Stockton | 6077004004, 6077004104, 6077004105, 6077004106, 6077004107, 6077004108, 6077004202, 6077004203, 6077004204, 6077004205, 6077004206, 6077004302, 6077004305, 6077004307, 6077004308, 6077004309, 6077004310, 6077004402, 6077004403, 6077004404, 6077004501, 6077004502, 6077004600, 6077004701, 6077004704
NA | 116004 | 97.5 | 157.5 | 2 | TBD | Low pressure | 195 | 315 | 315 | 0 | Stockton | 6077004204, 6077004302, 6077004403, 6077004404
NA | 116052 | 39 | 36 | 1 | TBD | Medium pressure | 39 | 36 | 36 | 0 | Stockton | 6077004001, 6077004106
NA | 116069 | 115 | 206 | 1 | TBD | Medium pressure | 115 | 206 | 206 | 0 | Stockton | 6077004106, 6077004108
NA | 116056 | 455 | 498 | 1 | TBD | Medium pressure | 455 | 498 | 498 | 0 | Stockton | 6077004600
NA | 116043 | 4 | 3 | 1 | TBD | Medium pressure | 4 | 3 | 3 | 0 | Stockton | 6077004104, 6077004105
NA | 111036 | 2 | 4 | 1 | TBD | Medium pressure | 2 | 4 | 4 | 0 | Peninsula | 6081606900
NA | 117014 | 4575.6667 | 4889.6667 | 3 | TBD | Medium pressure | 13727 | 14669 | 14669 | 0 | Yosemite | 6047002100, 6047002201, 6047002203, 6047002204, 6047002301, 6047002303, 6047002304, 6047002305, 6047002306
NA | 112063 | 385 | 382 | 1 | TBD | Medium pressure | 385 | 382 | 382 | 0 | Sacramento | 6011000400
NA | 117015 | 2317.5714 | 2819.1429 | 7 | TBD | Medium pressure | 16223 | 19734 | 19734 | 0 | Yosemite | 6039000510, 6039000511, 6039000512, 6039000514, 6039000515, 6039000517, 6039000518, 6039000602, 6039000603, 6039000604, 6039000701, 6039000702, 6039000801, 6039000802, 6039000901, 6039000902, 6039000903, 6039001100
NA | 117046 | 5089 | 3155 | 1 | TBD | Medium pressure | 5089 | 3155 | 3155 | 0 | Yosemite | 6039000102, 6039000509, 6039001100
NA | 117016 | 45 | 71 | 2 | TBD | Low pressure | 90 | 142 | 142 | 0 | Yosemite | 6039000802
NA | 117017 | 1566 | 1761 | 1 | TBD | Medium pressure | 1566 | 1761 | 1761 | 0 | Yosemite | 6039000513, 6039000515, 6039000602, 6039000701
NA | 116060 | 71 | 75 | 1 | TBD | Medium pressure | 71 | 75 | 75 | 0 | Stockton | 6077005004, 6077005106
NA | 116032 | 3 | 2 | 1 | TBD | Medium pressure | 3 | 2 | 2 | 0 | Stockton | 6005000303
NA | 106016 | 464 | 437 | 1 | TBD | Medium pressure | 464 | 437 | 437 | 0 | Kern | 6029003303
NA | 108008 | 3516.1333 | 4711.2 | 15 | 2 | Medium pressure | 52742 | 70668 | 70668 | 0 | North Bay, Sonoma | 6041124200, 6041106001, 6041107000, 6041108100, 6041108201, 6041108202, 6041109001, 6041109002, 6041110100, 6041110200, 6041111001, 6041111002, 6041112100, 6041112202, 6041112203, 6041112204, 6041114100, 6041114200, 6041115000, 6041116000, 6041117000, 6041118100, 6041119100, 6041119201, 6041119202, 6041120001, 6041120002, 6041121100, 6041121200, 6041123000, 6041124100, 6041124200, 6041125000, 6041126100, 6041126200, 6041127000, 6041128100, 6041128200, 6041129000, 6041130201, 6041130203, 6041130204, 6041131100
NA | 108009 | 830.6667 | 1212.3333 | 3 | 1 | Medium pressure | 2492 | 3637 | 3637 | 0 | Sonoma | 6041106002, 6041106001, 6041106002
NA | 108031 | 111 | 372 | 1 | TBD | Medium pressure | 111 | 372 | 372 | 0 | Sonoma | 6041121200, 6041122000
NA | 118014 | 5724 | 7710 | 1 | TBD | Medium pressure | 5724 | 7710 | 7710 | 0 | Central Coast | 6053014102, 6053014104, 6053014105, 6053014201, 6053014202, 6053014301, 6053014302
NA | 112018 | 4190 | 3812 | 1 | TBD | Medium pressure | 4190 | 3812 | 3812 | 0 | North Bay | 6095253501, 6095253501, 6095253502
NA | 103006 | 3256.5 | 4063 | 2 | TBD | Medium pressure | 6513 | 8126 | 8126 | 0 | Diablo | 6013316000, 6013317000, 6013318000, 6013319001, 6013319002, 6013320001, 6013321101, 6013321102, 6013321103, 6013356002
NA | 114014 | 1222 | 1752 | 3 | TBD | Medium pressure | 3666 | 5256 | 5256 | 0 | Sierra | 6115040100, 6115040100, 6115040201, 6115040202
NA | 112021 | 197 | 181 | 1 | TBD | Medium pressure | 197 | 181 | 181 | 0 | Sacramento | 6067007301
NA | 118068 | 61 | 69 | 1 | TBD | Medium pressure | 61 | 69 | 69 | 0 | Central Coast | 6087122100
NA | 109018 | 7089 | 8864 | 1 | TBD | Medium pressure | 7089 | 8864 | 8864 | 0 | Humboldt | 6023001102, 6023001200, 6023001300, 6023010300, 6023010400, 6023010502, 6023010503, 6023010504
NA | 117018 | 2222 | 2968 | 1 | TBD | Medium pressure | 2222 | 2968 | 2968 | 0 | Yosemite | 6019008301, 6019008303, 6019008304
NA | 117019 | 3485.5 | 4477.625 | 8 | 1 | Medium pressure | 27884 | 35821 | 35821 | 0 | Yosemite | 6047000901, 6047000903, 6047001003, 6047001004, 6047001005, 6047001006, 6047001007, 6047001008, 6047001101, 6047001200, 6047001301, 6047001302, 6047001401, 6047001402, 6047001501, 6047001502, 6047001503, 6047001601, 6047001603, 6047001604, 6047001700, 6047001801, 6047001901, 6047002500, 6047002601, 6047002602
NA | 117021 | 1770 | 1937 | 1 | TBD | Medium pressure | 1770 | 1937 | 1937 | 0 | Yosemite | 6047000903, 6047000904, 6047001008, 6047002500
NA | 117020 | 89.6667 | 176.3333 | 3 | TBD | Low pressure | 269 | 529 | 529 | 0 | Yosemite | 6047001301, 6047001302
NA | 118053 | 618 | 660 | 1 | 1 | Medium pressure | 618 | 660 | 660 | 0 | Central Coast | 6053014700
NA | 115013 | 2074.2667 | 2450.8667 | 15 | TBD | Medium pressure | 31114 | 36763 | 36763 | 0 | San Jose | 6085512305, 6085512308, 6085512310, 6085512401, 6085512505, 6085512510, 6085512603, 6085512604, 6085512100, 6085512200, 6085512305, 6085512307, 6085512308, 6085512309, 6085512310, 6085512311, 6085512312, 6085512313, 6085512314, 6085512401, 6085512402, 6085512505, 6085512509, 6085512510, 6085512511, 6085512512, 6085512513, 6085512514, 6085512515, 6085512516, 6085512602, 6085512603, 6085512604, 6085513500
NA | 109029 | 264 | 268 | 1 | TBD | Medium pressure | 264 | 268 | 268 | 0 | Humboldt | 6023000800, 6023010600
NA | 117023 | 120 | 163 | 3 | TBD | Low pressure | 360 | 489 | 489 | 0 | Yosemite | 6099001200, 6099001800
NA | 117024 | 91.5 | 114 | 2 | TBD | Low pressure | 183 | 228 | 228 | 0 | Yosemite | 6099001601, 6099001700, 6099002200
NA | 117025 | 3873.3889 | 4769 | 18 | 1 | Medium pressure | 69721 | 85842 | 85842 | 0 | Yosemite | 6099000403, 6099000404, 6099000405, 6099000407, 6099000501, 6099000503, 6099000505, 6099000506, 6099000511, 6099000512, 6099000513, 6099000601, 6099000602, 6099000801, 6099000803, 6099000805, 6099000806, 6099000807, 6099000905, 6099000906, 6099000907, 6099000908, 6099000909, 6099000910, 6099000911, 6099000913, 6099000914, 6099000915, 6099001001, 6099001002, 6099001100, 6099001200, 6099001300, 6099001400, 6099001500, 6099001601, 6099001603, 6099001604, 6099001700, 6099001800, 6099001900, 6099002002, 6099002004, 6099002005, 6099002006, 6099002100, 6099002200, 6099002801, 6099002802, 6099002803, 6099002901, 6099002904, 6099003003, 6099004000
NA | 118018 | 3255.7778 | 4119.6667 | 9 | 1 | Medium pressure | 29302 | 37077 | 37077 | 0 | Central Coast | 6053011001, 6053011002, 6053011604, 6053011605, 6053011606, 6053011700, 6053011801, 6053011802, 6053011901, 6053011902, 6053012000, 6053012100, 6053012200, 6053012302, 6053012503, 6053012504, 6053012601, 6053012700, 6053012800, 6053013000, 6053013100, 6053013200, 6053013300, 6053013400, 6053013500, 6053013600, 6053013700, 6053013800, 6053013900, 6053014000, 6053014108
NA | 118020 | 183 | 469.5 | 2 | 1 | Medium pressure | 366 | 939 | 939 | 0 | Central Coast | 6053013000
NA | 116007 | 7503 | 7739 | 1 | TBD | Medium pressure | 7503 | 7739 | 7739 | 0 | Diablo, Stockton | 6001451104, 6013304002, 6077005221, 6077005222, 6077005223
NA | 114032 | 19 | 17 | 1 | TBD | Medium pressure | 19 | 17 | 17 | 0 | North Valley, Sierra | 6007003502, 6101050701
NA | 114038 | 113 | 114 | 1 | TBD | Medium pressure | 113 | 114 | 114 | 0 | Sierra | 6101050702
NA | 114039 | 29 | 31 | 1 | TBD | Medium pressure | 29 | 31 | 31 | 0 | Sierra | 6101050603, 6101050702
NA | 114073 | 86 | 88 | 1 | TBD | Medium pressure | 86 | 88 | 88 | 0 | Sierra | 6101051000
NA | 114043 | 19 | 20 | 1 | TBD | Medium pressure | 19 | 20 | 20 | 0 | Sierra | 6115041001
NA | 104011 | 3835 | 7769.3333 | 6 | 1 | Medium pressure | 23010 | 46616 | 46616 | 0 | East Bay | 6001400100, 6001982100, 6001400100, 6001400200, 6001400300, 6001400400, 6001400500, 6001400600, 6001400700, 6001400800, 6001400900, 6001401000, 6001401100, 6001401200, 6001401300, 6001401400, 6001401500, 6001401600, 6001401700, 6001401800, 6001402200, 6001402400, 6001402500, 6001402600, 6001402700, 6001402801, 6001402802, 6001402900, 6001403000, 6001403100, 6001403301, 6001403302, 6001403501, 6001404000, 6001404200, 6001404300, 6001404400, 6001410500, 6001420100, 6001420200, 6001420500, 6001421100, 6001421200, 6001421300, 6001421700, 6001421800, 6001421900, 6001422000, 6001422100, 6001422200, 6001422300, 6001422400, 6001422500, 6001422700, 6001422800, 6001422901, 6001422902, 6001423000, 6001423100, 6001423200, 6001423300, 6001423400, 6001423500, 6001423601, 6001423602, 6001423700, 6001423800, 6001423901, 6001423902, 6001424001, 6001424002, 6001425102, 6001425103, 6001425104, 6001981900, 6001982000, 6001982100, 6001983200, 6013389200
NA | 110108 | 3 | 2 | 1 | TBD | Medium pressure | 3 | 2 | 2 | 0 | North Valley | 6021010502
NA | 108010 | 112 | 172 | 1 | TBD | Medium pressure | 112 | 172 | 172 | 0 | North Bay | 6055201005
NA | 108015 | 1805.4 | 2803 | 5 | TBD | Medium pressure | 9027 | 14015 | 14015 | 0 | North Bay | 6055200201, 6055200202, 6055200203, 6055200501, 6055200503, 6055200504, 6055200505, 6055200602, 6055200802, 6055200803, 6055200804
NA | 108011 | 1284 | 1541.6667 | 3 | TBD | Medium pressure | 3852 | 4625 | 4625 | 0 | North Bay | 6055200501, 6055200501, 6055200504, 6055200601, 6055200602, 6055201200
NA | 108012 | 2985.5 | 3401 | 2 | 1 | Medium pressure | 5971 | 6802 | 6802 | 0 | North Bay | 6055200202, 6055200301, 6055200302, 6055200400, 6055200503, 6055200900, 6055201003, 6055201401, 6055201402
NA | 108013 | 1762.25 | 2012 | 4 | TBD | Medium pressure | 7049 | 8048 | 8048 | 0 | North Bay | 6055200703, 6055200704, 6055200705, 6055200706, 6055200707, 6055200803, 6055200804, 6055201101, 6055201102, 6055201200
NA | 112023 | 4212 | 4754 | 2 | TBD | Medium pressure | 8424 | 9508 | 9508 | 0 | Sacramento | 6067007001, 6067007007, 6067007010, 6067007011, 6067007012, 6067007013, 6067007021, 6067007022, 6067007023, 6067007024
NA | 112024 | 9773 | 13353 | 2 | TBD | Medium pressure | 19546 | 26706 | 26706 | 0 | Sacramento | 6067007001, 6067007016, 6067007017, 6067007019, 6067007025, 6067007026, 6067007027, 6067007028, 6067007101, 6067007103, 6067007105, 6067007106, 6067007107, 6067007108, 6067007109, 6067007110, 6067007111
NA | 112038 | 1030 | 1829 | 2 | TBD | Medium pressure | 2060 | 3658 | 3658 | 0 | Sacramento | 6067007010, 6067007020
NA | 112027 | 1191 | 979 | 1 | TBD | Medium pressure | 1191 | 979 | 979 | 0 | Sacramento | 6067007101, 6067007107
NA | 114016 | 365.5 | 407 | 2 | TBD | Medium pressure | 731 | 814 | 814 | 0 | Sierra | 6057000801, 6057000802
NA | 117026 | 3574 | 4061 | 1 | TBD | Medium pressure | 3574 | 4061 | 4061 | 0 | Yosemite | 6047002001, 6099003400, 6099003501, 6099003502
NA | 112028 | 4441.6429 | 5818.4286 | 28 | 3 | Medium pressure | 124366 | 162916 | 162916 | 0 | Sacramento, Sierra | 6061020601, 6061020605, 6061020606, 6061020710, 6061020908, 6061021327, 6061022500, 6067005402, 6067005403, 6067005404, 6067005502, 6067005505, 6067005506, 6067005508, 6067005509, 6067005510, 6067005601, 6067005605, 6067005606, 6067005701, 6067005702, 6067005801, 6067005803, 6067005804, 6067005901, 6067005903, 6067005904, 6067006002, 6067006003, 6067006004, 6067006101, 6067006102, 6067006202, 6067006203, 6067006204, 6067006300, 6067006400, 6067006501, 6067006502, 6067006600, 6067006703, 6067006704, 6067006705, 6067006706, 6067006801, 6067006802, 6067006803, 6067006901, 6067006902, 6067007001, 6067007007, 6067007019, 6067007101, 6067007106, 6067007202, 6067007204, 6067007206, 6067007207, 6067007208, 6067007209, 6067007301, 6067007402, 6067007403, 6067007413, 6067007414, 6067007415, 6067007416, 6067007417, 6067007422, 6067007423, 6067007424, 6067007426, 6067007427, 6067007428, 6067007429, 6067007430, 6067007431, 6067007432, 6067007434, 6067007435, 6067007436, 6067007437, 6067007438, 6067007439, 6067007501, 6067007503, 6067007504, 6067007602, 6067007603, 6067007604, 6067007701, 6067007702, 6067007801, 6067007802, 6067007903, 6067007904, 6067007905, 6067007906, 6067008005, 6067008006, 6067008007, 6067008008, 6067008009, 6067008010, 6067008117, 6067008119, 6067008120, 6067008122, 6067008130, 6067008131, 6067008133, 6067008134, 6067008135, 6067008136, 6067008137, 6067008138, 6067008139, 6067008141, 6067008144, 6067008145, 6067008203, 6067008204, 6067008206, 6067008207, 6067008208, 6067008209, 6067008210, 6067008211, 6067008702, 6067008912
NA | 117037 | 40 | 51 | 1 | TBD | Medium pressure | 40 | 51 | 51 | 0 | Yosemite | 6039000513
NA | 108018 | 5577.3333 | 7033.3333 | 3 | TBD | Medium pressure | 16732 | 21100 | 21100 | 0 | Sonoma | 6041101100, 6041101200, 6041102100, 6041102202, 6041102203, 6041103100, 6041103200, 6041104102, 6041104103, 6041104104, 6041104200, 6041104300, 6041105001, 6041105002, 6041133000
NA | 117027 | 2619.5 | 3025.5 | 2 | TBD | Medium pressure | 5239 | 6051 | 6051 | 0 | Yosemite | 6099000102, 6099000201, 6099000202, 6099000204, 6099000205
NA | 117028 | 178.75 | 209.5 | 4 | TBD | Low pressure | 715 | 838 | 838 | 0 | Yosemite | 6099000201, 6099000202, 6099000204, 6099000205
NA | 117029 | 3603.6667 | 4111.3333 | 3 | TBD | Medium pressure | 10811 | 12334 | 12334 | 0 | Yosemite | 6099000102, 6099000201, 6099000202, 6099000301, 6099000302, 6099000303, 6099000304, 6099000403, 6099000404, 6099000405, 6099000406, 6099000407
NA | 104009 | 7310 | 7816 | 1 | TBD | Medium pressure | 7310 | 7816 | 7816 | 0 | Diablo, East Bay | 6001400100, 6001404200, 6001404300, 6001404400, 6001404502, 6001404600, 6001404700, 6001408000, 6001408100, 6001430102, 6013352202, 6013353001
NA | 104010 | 4006 | 4590 | 1 | 1 | Medium pressure | 4006 | 4590 | 4590 | 0 | East Bay | 6001408000, 6001408100, 6001409800, 6001409900, 6001410000, 6001410100, 6001430102
NA | 104012 | 330.3478 | 664.1739 | 23 | TBD | Low pressure | 7598 | 15276 | 15276 | 0 | East Bay | 6001400200, 6001400300, 6001400400, 6001400500, 6001400600, 6001400700, 6001400800, 6001400900, 6001401000, 6001401100, 6001401200, 6001401300, 6001401400, 6001401500, 6001401600, 6001402700, 6001403501, 6001421800, 6001421900, 6001422100, 6001422200, 6001422300, 6001422400, 6001422901, 6001422902, 6001423000, 6001423100, 6001423400, 6001423500, 6001423601, 6001423602, 6001423901, 6001423902, 6001424001, 6001424002, 6001425103, 6001425104
NA | 104032 | 4024.3333 | 5449.881 | 42 | 1 | Medium pressure | 169022 | 228895 | 228895 | 0 | East Bay, Mission | 6001433300, 6001433400, 6001403302, 6001405700, 6001405800, 6001405902, 6001406000, 6001406100, 6001406202, 6001406400, 6001407300, 6001407400, 6001407500, 6001408600, 6001408700, 6001408800, 6001408900, 6001409000, 6001409100, 6001409200, 6001409300, 6001409400, 6001409500, 6001409600, 6001410000, 6001410200, 6001410300, 6001410400, 6001427100, 6001427200, 6001427300, 6001427600, 6001427700, 6001427800, 6001427900, 6001428000, 6001428100, 6001428200, 6001428400, 6001428500, 6001428600, 6001428700, 6001430101, 6001430102, 6001430200, 6001430300, 6001430400, 6001430500, 6001430600, 6001430700, 6001430800, 6001430900, 6001431000, 6001431100, 6001431200, 6001432100, 6001432200, 6001432300, 6001432400, 6001432501, 6001432502, 6001432601, 6001432602, 6001432700, 6001432800, 6001433000, 6001433102, 6001433103, 6001433104, 6001433200, 6001433300, 6001433400, 6001433500, 6001433600, 6001433700, 6001433801, 6001433802, 6001433900, 6001434000, 6001435102, 6001435103, 6001435104, 6001435200, 6001435300, 6001435400, 6001435500, 6001435601, 6001435602, 6001435700, 6001435800, 6001435900, 6001436000, 6001436100, 6001436200, 6001436301, 6001436302, 6001436402, 6001436403, 6001436404, 6001436500, 6001436601, 6001436602, 6001436700, 6001436800, 6001436900, 6001437000, 6001437101, 6001437102, 6001437200, 6001437300, 6001437400, 6001437500, 6001437600, 6001437701, 6001437702, 6001437800, 6001437900, 6001438000, 6001438100, 6001438201, 6001438203, 6001438204, 6001438300, 6001438400, 6001440100, 6001440200, 6001440301, 6001440304, 6001440305, 6001440306, 6001440307, 6001440308, 6001440331, 6001440332, 6001440333, 6001440334, 6001440336, 6001440337, 6001440338, 6001441100, 6001441200, 6001441301, 6001441302, 6001441401, 6001441402, 6001441501, 6001441503, 6001441521, 6001441522, 6001441523, 6001441524, 6001441601, 6001441602, 6001441701, 6001441702, 6001441800, 6001441921, 6001441923, 6001441924, 6001441926, 6001441927, 6001441928, 6001441929, 6001442000, 6001442400, 6001442501, 6001442502, 6001442601, 6001442602, 6001442700, 6001442800, 6001442900, 6001444100, 6001444200, 6001444301, 6001444304, 6001444400, 6001444500, 6001444601, 6001444602, 6001450601
NA | 104013 | 311 | 467.8 | 5 | TBD | Low pressure | 1555 | 2339 | 2339 | 0 | East Bay | 6001407500, 6001408600, 6001408700
NA | 104022 | 352.1765 | 693.2941 | 17 | TBD | Low pressure | 5987 | 11786 | 11786 | 0 | East Bay | 6001405700, 6001405800, 6001405901, 6001405902, 6001406000, 6001406100, 6001406201, 6001406202, 6001406300, 6001406400, 6001406500, 6001406601, 6001406602, 6001407000, 6001407101, 6001407102, 6001407200, 6001407400, 6001407600
NA | 104014 | 3028.05 | 4927.45 | 20 | TBD | Medium pressure | 60561 | 98549 | 98549 | 0 | East Bay, Mission | 6001400100, 6001400200, 6001400300, 6001401200, 6001401300, 6001401400, 6001401500, 6001401600, 6001402400, 6001402600, 6001402700, 6001402801, 6001402802, 6001402900, 6001403000, 6001403100, 6001403301, 6001403302, 6001403401, 6001403402, 6001403501, 6001403502, 6001403600, 6001403701, 6001403702, 6001403800, 6001403900, 6001404000, 6001404101, 6001404102, 6001404200, 6001404300, 6001404400, 6001404501, 6001404502, 6001404700, 6001404800, 6001404900, 6001405000, 6001405100, 6001405200, 6001405301, 6001405302, 6001405401, 6001405402, 6001405500, 6001405600, 6001405700, 6001405800, 6001405901, 6001405902, 6001406000, 6001406100, 6001406201, 6001406202, 6001406300, 6001406400, 6001406500, 6001406601, 6001406602, 6001406700, 6001406800, 6001406900, 6001407000, 6001407101, 6001407102, 6001407200, 6001407300, 6001407400, 6001407500, 6001407600, 6001407700, 6001407800, 6001407900, 6001408000, 6001408100, 6001408200, 6001408300, 6001408400, 6001408500, 6001408600, 6001408700, 6001408800, 6001408900, 6001409300, 6001409400, 6001409500, 6001409600, 6001409700, 6001409800, 6001409900, 6001410100, 6001410200, 6001410300, 6001410400, 6001422700, 6001422800, 6001423700, 6001423800, 6001426100, 6001426200, 6001432100, 6001432200, 6001432300, 6001432601, 6001432602, 6001432700, 6001433000, 6001433104, 6001982000, 6001982100
NA | 104015 | 247.5 | 509.25 | 4 | TBD | Low pressure | 990 | 2037 | 2037 | 0 | East Bay | 6001401700, 6001401800, 6001402200, 6001410500
NA | 109019 | 1571 | 1711.5 | 2 | TBD | Medium pressure | 3142 | 3423 | 3423 | 0 | Sonoma | 6097151601, 6097151602, 6097152501, 6097152602
NA | 104041 | 6 | 14 | 1 | TBD | Medium pressure | 6 | 14 | 14 | 0 | East Bay | 6001425102
NA | 114017 | 2159 | 2412 | 2 | TBD | Medium pressure | 4318 | 4824 | 4824 | 0 | Sierra | 6115040400, 6115040500, 6115040600, 6115040702, 6115040901
NA | 118055 | 540 | 673 | 1 | TBD | Medium pressure | 540 | 673 | 673 | 0 | Central Coast | 6053013200, 6053013300
NA | 110047 | 29 | 21 | 1 | TBD | Medium pressure | 29 | 21 | 21 | 0 | North Valley | 6021010502
NA | 103009 | 2060.5 | 2154 | 2 | TBD | Medium pressure | 4121 | 4308 | 4308 | 0 | Diablo | 6013348000, 6013353001, 6013353002, 6013354001, 6013354002
NA | 110055 | 7 | 5 | 1 | TBD | Medium pressure | 7 | 5 | 5 | 0 | North Valley | 6021010200, 6021010501
NA | 110052 | 3182 | 3702 | 1 | TBD | Medium pressure | 3182 | 3702 | 3702 | 0 | North Valley | 6021010101, 6021010102, 6021010200
NA | 110011 | 2056.2 | 2477.4 | 5 | TBD | Medium pressure | 10281 | 12387 | 12387 | 0 | North Valley | 6007002500, 6007002602, 6007002700, 6007002800, 6007002900, 6007003001, 6007003002, 6007003100, 6007003200, 6007003300, 6007003700
NA | 110013 | 625 | 664 | 1 | TBD | Medium pressure | 625 | 664 | 664 | 0 | North Valley | 6007002800, 6007003001, 6007003002
NA | 118021 | 2111 | 2968.5 | 2 | TBD | Medium pressure | 4222 | 5937 | 5937 | 0 | Central Coast | 6053011902, 6053012100, 6053012200, 6053012302, 6053012401, 6053012402, 6053012503, 6053012504
NA | 111007-1 | 2708.3846 | 3344.5385 | 13 | 1 | Medium pressure | 35209 | 43479 | 43479 | 0 | Peninsula | 6075026303, 6081600100, 6081600600, 6081600701, 6081600702, 6081601301, 6081601302, 6081601601, 6081601603, 6081601604, 6081601700, 6081601800, 6081601901, 6081601902, 6081602001, 6081602002, 6081602201, 6081602202, 6081602300, 6081602400, 6081602500, 6081602601, 6081602602, 6081602700, 6081603000, 6081603100, 6081603200, 6081603300, 6081603400, 6081603700, 6081603801, 6081603802, 6081603900, 6081604000, 6081604102, 6081604103, 6081604104, 6081604200, 6081604400, 6081604500, 6081604600, 6081604700, 6081604800, 6081604900, 6081605000, 6081605100, 6081605200, 6081605300, 6081605400, 6081605501, 6081605502, 6081605600, 6081605800, 6081605901, 6081606300, 6081606400, 6081606500, 6081613501, 6081614000
NA | 111007-2 | 2211 | 3270.3333 | 6 | 1 | Medium pressure | 13266 | 19622 | 19622 | 0 | Peninsula | 6081602300, 6081604500, 6081608300, 6081604700, 6081606100, 6081606400, 6081606600, 6081607200, 6081607300, 6081607400, 6081607500, 6081607600, 6081607702, 6081607800, 6081607900, 6081608001, 6081608002, 6081608013, 6081608023, 6081608024, 6081608025, 6081608100, 6081608200, 6081608300, 6081608400, 6081608501, 6081608600, 6081608700, 6081609000, 6081609100, 6081609201, 6081609202, 6081609300, 6081610303, 6081610304
NA | 110014 | 10218 | 4559 | 1 | TBD | Medium pressure | 10218 | 4559 | 4559 | 0 | North Valley | 6007001800, 6007001900, 6007002000, 6007002100, 6007002200, 6007002300
NA | 117031 | 2465.6667 | 2654.6667 | 3 | TBD | Medium pressure | 7397 | 7964 | 7964 | 0 | Yosemite | 6099003201, 6099003203, 6099003204, 6099003205, 6099003206, 6099003300
NA | 112069 | 14 | 11 | 1 | TBD | Medium pressure | 14 | 11 | 11 | 0 | Sacramento | 6011000500, 6021010502
NA | 111010 | 1319.3559 | 1864.3559 | 59 | 1 | Medium pressure | 77842 | 109997 | 109997 | 0 | Peninsula | 6081608600, 6081608900, 6081611400, 6081611500, 6081605000, 6081605100, 6081605200, 6081605300, 6081605400, 6081605501, 6081605502, 6081605600, 6081605700, 6081605800, 6081605901, 6081605902, 6081606000, 6081606100, 6081606201, 6081606202, 6081606300, 6081606400, 6081606500, 6081606600, 6081606700, 6081606800, 6081606900, 6081607000, 6081607100, 6081607200, 6081607300, 6081607400, 6081607500, 6081607600, 6081607701, 6081607702, 6081607800, 6081608501, 6081608502, 6081608600, 6081608700, 6081608800, 6081608900, 6081609000, 6081609100, 6081609201, 6081609202, 6081609300, 6081609400, 6081609500, 6081609601, 6081609602, 6081609603, 6081609700, 6081609800, 6081609900, 6081610000, 6081610100, 6081610201, 6081610202, 6081610203, 6081610302, 6081610400, 6081610500, 6081610601, 6081610602, 6081610700, 6081610800, 6081610901, 6081610902, 6081611000, 6081611100, 6081611200, 6081611300, 6081611400, 6081611500, 6081611600, 6081611700, 6081612500, 6081612600, 6081612700, 6081612800, 6081612900, 6081613000, 6081613300, 6081613400, 6085511705
NA | 104016 | 8410.5 | 9984.5 | 2 | TBD | Medium pressure | 16821 | 19969 | 19969 | 0 | East Bay | 6013360101, 6013356002, 6013359102, 6013359103, 6013359104, 6013359202, 6013360101, 6013360102, 6013360200, 6013361000, 6013363000, 6013364002, 6013392201, 6013392202
NA | 103019 | 22 | 20.5 | 2 | TBD | Medium pressure | 44 | 41 | 41 | 0 | Diablo | 6013305000, 6013307202, 6013309000, 6013312000
NA | 107015 | 7 | 7 | 1 | TBD | Medium pressure | 7 | 7 | 7 | 0 | Mission | 6001451202
NA | 107019 | 12 | 11 | 1 | TBD | Medium pressure | 12 | 11 | 11 | 0 | Mission | 6001451103
NA | 107002 | 3093.5 | 3799.1875 | 16 | 1 | Medium pressure | 49496 | 60787 | 60787 | 0 | Mission | 6001450601, 6001450603, 6001450604, 6001450605, 6001450606, 6001450607, 6001450608, 6001450609, 6001450701, 6001450741, 6001450742, 6001450743, 6001450744, 6001450745, 6001450746, 6001450751, 6001450752, 6001451102, 6001451103, 6001451104, 6001451201, 6001451202, 6001451300, 6001451401, 6001451403, 6001451404, 6001451501, 6001451503, 6001451504, 6001451505, 6001451506, 6001451601, 6001451602, 6001451701, 6001451703, 6001451704
NA | 114018 | 4204 | 3515 | 1 | TBD | Medium pressure | 4204 | 3515 | 3515 | 0 | Sierra | 6115040701
NA | 104017 | 355 | 542.5 | 2 | 1 | Medium pressure | 710 | 1085 | 1085 | 0 | East Bay | 6013378000
NA | 118026 | 200 | 187 | 1 | TBD | Medium pressure | 200 | 187 | 187 | 0 | Central Coast | 6053010606, 6053014800
NA | 113014 | 179.6667 | 378 | 3 | TBD | Medium pressure | 539 | 1134 | 1134 | 0 | San Francisco | 6075013300, 6075042800, 6075060100
NA | 112067 | 156 | 152 | 1 | TBD | Medium pressure | 156 | 152 | 152 | 0 | Sacramento | 6011000400
NA | 112099 | 35 | 31 | 1 | TBD | Medium pressure | 35 | 31 | 31 | 0 | North Valley, Sacramento | 6021010502
NA | 110078 | 182 | 179 | 1 | TBD | Medium pressure | 182 | 179 | 179 | 0 | North Valley | 6089012200
NA | 110074 | 149 | 186 | 1 | TBD | Medium pressure | 149 | 186 | 186 | 0 | North Valley | 6089012301
NA | 110073 | 157 | 147 | 1 | TBD | Medium pressure | 157 | 147 | 147 | 0 | North Valley | 6089012301
NA | 110072 | 308 | 294 | 1 | TBD | Medium pressure | 308 | 294 | 294 | 0 | North Valley | 6089012301, 6089012302
NA | 110448 | 1752 | 1857 | 1 | TBD | Medium pressure | 1752 | 1857 | 1857 | 0 | North Valley | 6089011002, 6089011100
NA | 110080 | 9 | 9 | 1 | TBD | Medium pressure | 9 | 9 | 9 | 0 | North Valley | 6089011001
NA | 114081 | 703.5 | 642 | 2 | TBD | Medium pressure | 1407 | 1284 | 1284 | 0 | Sierra | 6061020908, 6061022500
NA | 110069 | 224 | 208 | 1 | TBD | Medium pressure | 224 | 208 | 208 | 0 | North Valley | 6089011803
NA | 114071 | 219 | 224 | 1 | TBD | Medium pressure | 219 | 224 | 224 | 0 | Sierra | 6061021304, 6061021328
NA | 110030 | 106 | 127 | 1 | TBD | Medium pressure | 106 | 127 | 127 | 0 | North Valley | 6007001200
NA | 117040 | 42 | 80 | 1 | TBD | Medium pressure | 42 | 80 | 80 | 0 | Yosemite | 6047000303, 6047000505, 6047000901
NA | 104037 | 22 | 14 | 1 | TBD | Medium pressure | 22 | 14 | 14 | 0 | East Bay | 6001406000
NA | 104038 | 33 | 16 | 1 | TBD | Medium pressure | 33 | 16 | 16 | 0 | East Bay | 6001401700, 6001981900, 6001982000
NA | 104047 | 22 | 22 | 1 | TBD | Medium pressure | 22 | 22 | 22 | 0 | East Bay | 6001425101
NA | 110016 | 1394 | 1595 | 1 | TBD | Medium pressure | 1394 | 1595 | 1595 | 0 | North Valley | 6103000100, 6103000600
NA | 110002 | 2551.5 | 3352.5 | 2 | TBD | Medium pressure | 5103 | 6705 | 6705 | 0 | North Valley | 6103000600, 6103000100, 6103000400, 6103000500, 6103000600, 6103000701, 6103000702, 6103000800
NA | 110012 | 3133.5556 | 3718.7778 | 9 | TBD | Medium pressure | 28202 | 33469 | 33469 | 0 | North Valley | 6089010500, 6089010702, 6089011501, 6089010100, 6089010200, 6089010300, 6089010400, 6089010500, 6089010601, 6089010602, 6089010603, 6089010702, 6089010703, 6089010704, 6089010803, 6089010804, 6089010805, 6089010806, 6089010807, 6089010900, 6089011002, 6089011100, 6089011209, 6089011300, 6089011401, 6089011402, 6089011403, 6089011501, 6089011502, 6089011600, 6089011802, 6089011803, 6089011900
NA | 104019 | 5556 | 7711.5714 | 7 | TBD | Medium pressure | 38892 | 53981 | 53981 | 0 | East Bay | 6001420200, 6001420301, 6001420302, 6013361000, 6013362000, 6013363000, 6013365002, 6013366001, 6013366002, 6013367100, 6013367200, 6013368001, 6013368002, 6013369001, 6013369002, 6013370000, 6013371000, 6013372000, 6013373000, 6013374000, 6013375000, 6013376000, 6013377000, 6013378000, 6013379000, 6013380001, 6013380002, 6013381000, 6013382000, 6013383000, 6013384000, 6013385100, 6013385200, 6013386000, 6013387000, 6013388000, 6013389100, 6013389200, 6013390100, 6013390200, 6013391000, 6013392000, 6013392201, 6013980000
NA | 104030 | 47 | 73 | 1 | TBD | Medium pressure | 47 | 73 | 73 | 0 | East Bay | 6001420302, 6001420402
NA | 104020 | 245.3333 | 350 | 3 | TBD | Low pressure | 736 | 1050 | 1050 | 0 | East Bay | 6013375000, 6013376000, 6013377000
NA | 104026 | 388 | 554 | 1 | TBD | Medium pressure | 388 | 554 | 554 | 0 | East Bay | 6013377000, 6013378000
NA | 104029 | 6 | 13 | 1 | TBD | Medium pressure | 6 | 13 | 13 | 0 | East Bay | 6013380002
NA | 110027 | 119 | 116 | 1 | 1 | Medium pressure | 119 | 116 | 116 | 0 | North Valley | 6007003600
NA | 106010 | 6473.5 | 7356 | 2 | TBD | Medium pressure | 12947 | 14712 | 14712 | 0 | Kern | 6029005300, 6029005402, 6029005405, 6029005406, 6029005407, 6029005408, 6029005409, 6029005410, 6029005509, 6029005510, 6071008901
NA | 109021 | 1542 | 1720 | 1 | TBD | Medium pressure | 1542 | 1720 | 1720 | 0 | Humboldt | 6023011100
NA | 112031 | 1352 | 1779 | 1 | 1 | Medium pressure | 1352 | 1779 | 1779 | 0 | North Bay | 6095253501, 6095253502
NA | 116008 | 1759.6667 | 2005.3333 | 3 | TBD | Medium pressure | 5279 | 6016 | 6016 | 0 | Stockton | 6077005001, 6077005003, 6077005004
NA | 106002 | 1894 | 1830 | 1 | TBD | Medium pressure | 1894 | 1830 | 1830 | 0 | Kern | 6029003203, 6029003212, 6029003213, 6029003820, 6029003823
NA | 105018 | 37 | 42 | 1 | TBD | Medium pressure | 37 | 42 | 42 | 0 | Fresno | 6019003900, 6019004003
NA | 118005 | 552 | 562 | 1 | TBD | Medium pressure | 552 | 562 | 562 | 0 | Central Coast | 6053011303
NA | 107004 | 4270 | 5149.6667 | 3 | TBD | Medium pressure | 12810 | 15449 | 15449 | 0 | Mission | 6001441503, 6001441525, 6001441921, 6001442000, 6001442100, 6001442200, 6001442301, 6001442302, 6001442400, 6001442900, 6001443001, 6001443002, 6001443103, 6001443104, 6001443105
NA | 107006 | 194 | 343 | 1 | TBD | Medium pressure | 194 | 343 | 343 | 0 | Mission | 6001441503
NA | 107007 | 2422 | 2518 | 2 | TBD | Medium pressure | 4844 | 5036 | 5036 | 0 | Mission, San Jose | 6001441525, 6001442200, 6001443102, 6001443103, 6001443104, 6001443105, 6001443200, 6001443322, 6085504424
NA | 107008 | 3409 | 4844 | 2 | TBD | Medium pressure | 6818 | 9688 | 9688 | 0 | Mission, San Jose | 6001441503, 6001441525, 6001443200, 6001443301, 6001443321, 6001443322, 6085504413, 6085504414, 6085504421, 6085504422, 6085504424, 6085504506, 6085504507
NA | 117038 | 1339 | 1420 | 2 | 1 | Medium pressure | 2678 | 2840 | 2840 | 0 | Yosemite | 6099000501, 6099000503, 6099000513, 6099000514, 6099004000
NA | 118025 | 3546.4444 | 5237.5556 | 9 | TBD | Medium pressure | 31918 | 47138 | 47138 | 0 | Central Coast | 6053010505, 6053000101, 6053000103, 6053000104, 6053000105, 6053000106, 6053000200, 6053000300, 6053000400, 6053000501, 6053000502, 6053000600, 6053000701, 6053000702, 6053000800, 6053000900, 6053001200, 6053001300, 6053001400, 6053001500, 6053001600, 6053001700, 6053001801, 6053001802, 6053010305, 6053010306, 6053010501, 6053010504, 6053010505, 6053010506, 6053010603, 6053010604, 6053010605, 6053010606, 6053010607, 6053010608, 6053014500, 6053014700, 6053980000
NA | 109028 | 87 | 84 | 1 | TBD | Medium pressure | 87 | 84 | 84 | 0 | Humboldt | 6023000100, 6023001300
NA | 116009 | 719 | 924 | 1 | TBD | Medium pressure | 719 | 924 | 924 | 0 | Stockton | 6009000301, 6009000302
NA | 118146 | 5 | 6 | 1 | TBD | Medium pressure | 5 | 6 | 6 | 0 | Central Coast | 6087122300
NA | 118022 | 353 | 375 | 1 | 1 | Medium pressure | 353 | 375 | 375 | 0 | Central Coast | 6053010702, 6053014110
NA | 105012 | 765 | 958 | 1 | TBD | Medium pressure | 765 | 958 | 958 | 0 | Fresno | 6019008200
NA | 118010 | 758 | 957 | 1 | TBD | Medium pressure | 758 | 957 | 957 | 0 | Central Coast | 6069000200
NA | 118031 | 4440 | 4724 | 1 | TBD | Medium pressure | 4440 | 4724 | 4724 | 0 | Central Coast | 6087120301, 6087120302, 6087120400, 6087120600, 6087120700, 6087120800
NA | 118066 | 318 | 337 | 1 | TBD | Medium pressure | 318 | 337 | 337 | 0 | Central Coast | 6053010202, 6053010305, 6053014700
NA | 107009 | 5413.4444 | 7215.3333 | 9 | TBD | Medium pressure | 48721 | 64938 | 64938 | 0 | Diablo, Mission | 6001450101, 6001450102, 6001450200, 6001450300, 6001450400, 6001450501, 6001450502, 6001450601, 6001450750, 6001450751, 6001450752, 6013345101, 6013345102, 6013345103, 6013345105, 6013345111, 6013345112, 6013345113, 6013345114, 6013345115, 6013345116, 6013345117, 6013345118, 6013345203, 6013345205, 6013345206, 6013346204, 6013355112, 6013355113, 6013355115, 6013355121, 6013355122, 6013355123, 6013355124, 6013355125, 6013355126
NA | 111026 | 804 | 1470 | 1 | TBD | Medium pressure | 804 | 1470 | 1470 | 0 | Peninsula | 6081612900, 6081613000
NA | 118029 | 3326.7778 | 4190.8889 | 9 | 3 | Medium pressure | 29941 | 37718 | 37718 | 0 | Central Coast | 6087100801, 6087100100, 6087100200, 6087100300, 6087100400, 6087100500, 6087100600, 6087100700, 6087100801, 6087100802, 6087100900, 6087101001, 6087101100, 6087101200, 6087120200, 6087120700, 6087120800, 6087121100, 6087121200, 6087121300, 6087121401, 6087121402, 6087121403, 6087121501, 6087121502, 6087121601, 6087121602, 6087121701, 6087121702, 6087121802, 6087122001, 6087122002, 6087122004, 6087122005, 6087122100, 6087122202, 6087122203, 6087122204, 6087122205, 6087122300
NA | 118032 | 2410 | 3274.5 | 2 | TBD | Medium pressure | 4820 | 6549 | 6549 | 0 | Central Coast | 6087100500, 6087100600, 6087100700, 6087101001, 6087101002, 6087101100, 6087101200
NA | 118033 | 1072 | 1737.5 | 2 | TBD | Medium pressure | 2144 | 3475 | 3475 | 0 | Central Coast | 6087100200, 6087100300, 6087100801, 6087100802, 6087100900, 6087120700, 6087120800, 6087121200
NA | 117033 | 196 | 194 | 2 | TBD | Medium pressure | 392 | 388 | 388 | 0 | Yosemite | 6047002002, 6047002100
NA | 109008 | 2929.6471 | 3706.4118 | 17 | 1 | Medium pressure | 49804 | 63009 | 63009 | 0 | Sonoma | 6097153002, 6097150501, 6097151403, 6097151404, 6097151503, 6097151504, 6097151505, 6097151506, 6097151601, 6097151602, 6097151701, 6097151702, 6097151800, 6097151900, 6097152000, 6097152100, 6097152201, 6097152203, 6097152204, 6097152205, 6097152300, 6097152401, 6097152402, 6097152501, 6097152502, 6097152601, 6097152602, 6097152701, 6097152702, 6097152801, 6097152803, 6097152804, 6097152903, 6097152904, 6097152905, 6097152906, 6097153001, 6097153002, 6097153005, 6097153006, 6097153804, 6097153806, 6097153807, 6097153808, 6097153809, 6097153810, 6097153811, 6097153904
NA | 109013 | 2729.8182 | 3484.2727 | 22 | 1 | Medium pressure | 60056 | 76654 | 76654 | 0 | Sonoma | 6097150702, 6097150601, 6097150602, 6097150603, 6097150607, 6097150609, 6097150610, 6097150611, 6097150612, 6097150701, 6097150702, 6097150800, 6097150901, 6097150902, 6097151000, 6097151100, 6097151203, 6097151204, 6097151205, 6097151206, 6097151301, 6097151305, 6097151306, 6097151307, 6097151308, 6097151309, 6097151310, 6097151311, 6097151403, 6097151404, 6097151405, 6097151406, 6097151505, 6097151900, 6097153002, 6097153003, 6097153005, 6097153006, 6097153102, 6097153103, 6097153104, 6097153201, 6097153202, 6097153301, 6097153302, 6097153403, 6097153404, 6097153405, 6097153406, 6097153501, 6097153502, 6097153602
NA | 118034 | 4147 | 4919 | 1 | TBD | Medium pressure | 4147 | 4919 | 4919 | 0 | Central Coast | 6087120700, 6087120800, 6087120901, 6087120902, 6087121200
NA | 105013 | 4672 | 5573 | 1 | TBD | Medium pressure | 4672 | 5573 | 5573 | 0 | Fresno | 6019007002, 6019007003, 6019007004, 6019007101, 6019007102
NA | 105014 | 187.5 | 246.25 | 4 | TBD | Low pressure | 750 | 985 | 985 | 0 | Fresno | 6019007002, 6019007101, 6019007102
NA | 113003 | 11929.9 | 26075.4 | 10 | 2 | Medium pressure | 119299 | 260754 | 260754 | 0 | Peninsula, San Francisco | 6075980900, 6075012901, 6075060400, 6075010101, 6075010102, 6075010201, 6075010202, 6075010300, 6075010401, 6075010402, 6075010500, 6075010600, 6075010701, 6075010702, 6075010800, 6075010901, 6075010902, 6075011001, 6075011002, 6075011101, 6075011102, 6075011200, 6075011300, 6075011700, 6075011800, 6075011901, 6075011902, 6075012001, 6075012002, 6075012100, 6075012202, 6075012203, 6075012204, 6075012301, 6075012302, 6075012403, 6075012404, 6075012405, 6075012406, 6075012502, 6075012503, 6075012504, 6075012601, 6075012602, 6075012700, 6075012801, 6075012802, 6075012901, 6075012902, 6075013001, 6075013002, 6075013101, 6075013102, 6075013200, 6075013300, 6075013401, 6075013402, 6075013500, 6075015100, 6075015201, 6075015202, 6075015300, 6075015401, 6075015402, 6075015500, 6075015600, 6075015701, 6075015702, 6075015801, 6075015802, 6075015900, 6075016000, 6075016101, 6075016102, 6075016200, 6075016300, 6075016400, 6075016500, 6075016601, 6075016602, 6075016700, 6075016801, 6075016802, 6075016900, 6075017000, 6075017101, 6075017102, 6075017602, 6075017603, 6075017604, 6075017700, 6075017801, 6075017803, 6075017804, 6075018000, 6075020101, 6075020102, 6075020201, 6075020202, 6075020300, 6075020401, 6075020402, 6075020500, 6075020601, 6075020602, 6075020701, 6075020702, 6075020801, 6075020802, 6075020900, 6075021000, 6075021100, 6075021200, 6075021300, 6075021400, 6075021500, 6075021600, 6075021700, 6075021800, 6075022600, 6075022702, 6075022704, 6075022801, 6075022802, 6075022803, 6075022901, 6075022902, 6075022903, 6075023001, 6075023003, 6075023102, 6075023103, 6075023200, 6075023300, 6075023400, 6075025100, 6075025200, 6075025300, 6075025401, 6075025402, 6075025403, 6075025501, 6075025502, 6075025600, 6075025701, 6075025702, 6075025800, 6075025900, 6075026001, 6075026002, 6075026003, 6075026004, 6075026100, 6075026201, 6075026202, 6075026301, 6075026302, 6075026303, 6075026401, 6075026402, 6075026403, 6075026404, 6075030101, 6075030102, 6075030201, 6075030202, 6075030301, 6075030302, 6075030400, 6075030500, 6075030600, 6075030700, 6075030800, 6075030900, 6075031000, 6075031100, 6075031201, 6075031202, 6075031301, 6075031302, 6075031401, 6075031402, 6075032601, 6075032602, 6075032700, 6075032801, 6075032802, 6075032901, 6075032902, 6075033001, 6075033002, 6075033100, 6075033201, 6075033203, 6075033204, 6075035101, 6075035102, 6075035201, 6075035202, 6075035300, 6075035400, 6075040100, 6075040200, 6075042601, 6075042602, 6075042700, 6075042800, 6075045100, 6075045201, 6075045202, 6075047600, 6075047701, 6075047702, 6075047801, 6075047802, 6075047902, 6075047903, 6075047904, 6075060100, 6075060400, 6075060502, 6075060701, 6075060702, 6075060703, 6075061000, 6075061101, 6075061102, 6075061200, 6075061401, 6075061402, 6075061501, 6075061502, 6075061503, 6075061504, 6075061505, 6075061506, 6075061507, 6075061508, 6075980200, 6075980300, 6075980501, 6075980600, 6075980900, 6081600100, 6081600300, 6081600401, 6081600402, 6081600800, 6081600900
NA | 113019 | 8 | 1 | 1 | TBD | Medium pressure | 8 | 1 | 1 | 0 | San Francisco | 6075017903
NA | 113004 | 305.8889 | 351.4444 | 9 | 2 | Low pressure | 2753 | 3163 | 3163 | 0 | San Francisco | 6075025501, 6075025502, 6075025600, 6075025900, 6075026001, 6075026002, 6075026003, 6075026004, 6075026100, 6075026201, 6075026202, 6075026301, 6075026302, 6075026303, 6075031201, 6075031202, 6075031401, 6075031402
NA | 113005 | 206 | 235.375 | 8 | 2 | Low pressure | 1648 | 1883 | 1883 | 0 | San Francisco | 6075023001, 6075023003, 6075023102, 6075023200, 6075023300, 6075023400, 6075025702, 6075025800, 6075025900, 6075026402, 6075026403, 6075061200, 6075980900
NA | 113006 | 22 | 38.5 | 2 | 1 | Low pressure | 44 | 77 | 77 | 0 | San Francisco | 6075011700, 6075012405, 6075012503, 6075012504, 6075016801, 6075016802, 6075016900, 6075017602, 6075017603, 6075017604, 6075017700, 6075020101, 6075020202
NA | 113007 | 395.75 | 426.25 | 4 | TBD | Low pressure | 1583 | 1705 | 1705 | 0 | San Francisco | 6075025501, 6075025502, 6075030600, 6075030700, 6075030800, 6075030900, 6075031100
NA | 113010 | 386.5 | 398.5 | 2 | 1 | Low pressure | 773 | 797 | 797 | 0 | San Francisco | 6075030301, 6075030302, 6075030400, 6075030800
NA | 113011 | 321 | 753 | 2 | TBD | Low pressure | 642 | 1506 | 1506 | 0 | San Francisco | 6075015401, 6075015402, 6075015600, 6075015701, 6075015702, 6075016500, 6075045100, 6075980300
NA | 113018 | 229.4 | 446.4 | 5 | 2 | Low pressure | 1147 | 2232 | 2232 | 0 | San Francisco | 6075017101, 6075020401, 6075020402, 6075021200, 6075021300, 6075021400, 6075021500, 6075021600, 6075021800, 6075030102
NA | 113012 | 35 | 47 | 1 | TBD | Medium pressure | 35 | 47 | 47 | 0 | San Francisco | 6075012602
NA | 113015 | 1877.7143 | 2176.4286 | 7 | 3 | Medium pressure | 13144 | 15235 | 15235 | 0 | San Francisco | 6075030400, 6075030800, 6075030301, 6075030302, 6075030400, 6075030800, 6075030900, 6075032602, 6075032700, 6075032801, 6075032802, 6075032901, 6075032902, 6075033001, 6075033002, 6075033100, 6075033201, 6075035102, 6075035201, 6075035300, 6075035400, 6075060400
NA | 113016 | 536 | 585 | 1 | TBD | Medium pressure | 536 | 585 | 585 | 0 | San Francisco | 6075025403, 6075025600, 6075025701
NA | 113002 | 666.3333 | 1204.6667 | 3 | 2 | Medium pressure | 1999 | 3614 | 3614 | 0 | San Francisco | 6075030900, 6075031201, 6075031301, 6075031302, 6075033201, 6075033203, 6075033204, 6075060400
NA | 113008 | 125 | 142 | 1 | TBD | Medium pressure | 125 | 142 | 142 | 0 | San Francisco | 6075020401, 6075030102, 6075030500
NA | 115002 | 76 | 106 | 1 | TBD | Low pressure | 76 | 106 | 106 | 0 | San Jose | 6085501200
NA | 115003 | 106 | 138 | 1 | TBD | Low pressure | 106 | 138 | 138 | 0 | San Jose | 6085501402, 6085501501
NA | 115022 | 4158.0909 | 5078.0909 | 11 | TBD | Medium pressure | 45739 | 55859 | 55859 | 0 | San Jose | 6085502909, 6085502910, 6085503208, 6085503210, 6085503213, 6085503217, 6085503218, 6085503220, 6085511905, 6085511907, 6085511910, 6085511911, 6085511912, 6085511913, 6085511914, 6085511915, 6085511916, 6085511917, 6085511918, 6085512001, 6085512019, 6085512021, 6085512022, 6085512023, 6085512024, 6085512026, 6085512027, 6085512029, 6085512030, 6085512031, 6085512032, 6085512034, 6085512035, 6085512036, 6085512037, 6085512038, 6085512039, 6085512042, 6085512043, 6085512045, 6085512047, 6085512052, 6085512053, 6085512054, 6085512055, 6085512056, 6085512057, 6085512058, 6085512059
NA | 115006 | 244.5 | 277.5 | 2 | TBD | Low pressure | 489 | 555 | 555 | 0 | San Jose | 6085501800, 6085502400
NA | 115016 | 564.5 | 859 | 2 | TBD | Medium pressure | 1129 | 1718 | 1718 | 0 | San Jose | 6085500100, 6085500200, 6085504318, 6085505006, 6085505100
NA | 102009 | 4 | 3 | 1 | TBD | Medium pressure | 4 | 3 | 3 | 0 | Mission, San Jose | 6001441503, 6085504602
NA | 115010 | 53.5 | 62 | 2 | TBD | Low pressure | 107 | 124 | 124 | 0 | San Jose | 6085500300, 6085505100
NA | 102010 | 61 | 79 | 1 | TBD | Medium pressure | 61 | 79 | 79 | 0 | San Jose | 6085504602
NA | 115015 | 301.75 | 477.25 | 4 | TBD | Low pressure | 1207 | 1909 | 1909 | 0 | San Jose | 6085500400, 6085500500, 6085500600, 6085505202, 6085505203, 6085505500, 6085505600, 6085505700, 6085505800
NA | 115019 | 282 | 566 | 2 | TBD | Low pressure | 564 | 1132 | 1132 | 0 | San Jose | 6085501200, 6085501300, 6085501601, 6085501602
NA | 115014 | 2777 | 3018 | 1 | TBD | Medium pressure | 2777 | 3018 | 3018 | 0 | San Jose | 6085503332, 6085503333, 6085503338, 6085503339, 6085512001
NA | 115018 | 180 | 258.5 | 2 | TBD | Low pressure | 360 | 517 | 517 | 0 | San Jose | 6085503113, 6085503121
NA | 118007 | 1969.5 | 2430 | 2 | TBD | Medium pressure | 3939 | 4860 | 4860 | 0 | Central Coast | 6053011103, 6053011104, 6053011105, 6053011106
NA | 118151 | 1 | 2 | 1 | TBD | Medium pressure | 1 | 2 | 2 | 0 | Central Coast | 6053010900, 6053014800
NA | 109023 | 1230.7778 | 1510.3333 | 9 | TBD | Medium pressure | 11077 | 13593 | 13593 | 0 | Sonoma | 6097150100, 6097150203, 6097150204, 6097150205, 6097150206, 6097150303, 6097150304, 6097150305, 6097150306
NA | 112098 | 5448.0435 | 7003.6957 | 23 | 1 | Medium pressure | 125305 | 161085 | 161085 | 0 | Sacramento | 6067000100, 6067000200, 6067000300, 6067000400, 6067000501, 6067000502, 6067000600, 6067000700, 6067000800, 6067001102, 6067001103, 6067001201, 6067001202, 6067001300, 6067001400, 6067001500, 6067001601, 6067001602, 6067001701, 6067001702, 6067001800, 6067001900, 6067002000, 6067002100, 6067002200, 6067002300, 6067002400, 6067002500, 6067002600, 6067002700, 6067002800, 6067002900, 6067003001, 6067003002, 6067003101, 6067003102, 6067003202, 6067003203, 6067003204, 6067003300, 6067003400, 6067003501, 6067003502, 6067003600, 6067003700, 6067003800, 6067003900, 6067004005, 6067004006, 6067004008, 6067004011, 6067004012, 6067004013, 6067004014, 6067004015, 6067004016, 6067004017, 6067004018, 6067004019, 6067004020, 6067004100, 6067004201, 6067004202, 6067004203, 6067004301, 6067004302, 6067004401, 6067004402, 6067004501, 6067004502, 6067004602, 6067004603, 6067004604, 6067004701, 6067004702, 6067004801, 6067004802, 6067004904, 6067004906, 6067004907, 6067004908, 6067004909, 6067004910, 6067005002, 6067005003, 6067005004, 6067005101, 6067005102, 6067005201, 6067005202, 6067005204, 6067005205, 6067005301, 6067005601, 6067008602, 6067008702, 6067008703, 6067008704, 6067008706, 6067008707, 6067008708, 6067008802, 6067008803, 6067008905, 6067008907, 6067008908, 6067008909, 6067008910, 6067008911, 6067008912, 6067008913, 6067009004, 6067009005, 6067009006, 6067009007, 6067009008, 6067009010, 6067009011, 6067009103, 6067009105, 6067009106, 6067009107, 6067009108, 6067009109, 6067009110, 6067009111, 6067009112, 6067009201, 6067009316, 6067009318, 6067009601, 6067009900
NA | 112034 | 10152.375 | 11117.125 | 8 | TBD | Medium pressure | 81219 | 88937 | 88937 | 0 | Sacramento | 6067009610, 6067009614, 6067004906, 6067004909, 6067004910, 6067005002, 6067005102, 6067009201, 6067009307, 6067009308, 6067009309, 6067009310, 6067009311, 6067009312, 6067009314, 6067009316, 6067009317, 6067009318, 6067009319, 6067009320, 6067009321, 6067009323, 6067009326, 6067009328, 6067009329, 6067009330, 6067009331, 6067009332, 6067009333, 6067009334, 6067009335, 6067009336, 6067009601, 6067009608, 6067009609, 6067009610, 6067009611, 6067009612, 6067009614, 6067009616, 6067009617, 6067009618, 6067009622, 6067009632, 6067009633, 6067009634, 6067009635, 6067009637, 6067009639, 6067009640, 6067009641, 6067009642, 6067009643, 6067009644, 6067009645, 6067009646, 6067009647, 6067009648, 6067009649, 6067009650, 6067009651, 6067009652, 6067009653
NA | 112033 | 376.2857 | 581 | 7 | TBD | Low pressure | 2634 | 4067 | 4067 | 0 | Sacramento | 6067000200, 6067000300, 6067000400, 6067000502, 6067000700, 6067000800, 6067001102, 6067001103, 6067001201, 6067001202, 6067001500, 6067001602, 6067001900, 6067002000, 6067002100, 6067002300, 6067002400, 6067002500, 6067002600, 6067005301
NA | 111011 | 1366.75 | 1993.5 | 4 | TBD | Medium pressure | 5467 | 7974 | 7974 | 0 | Peninsula | 6081600100, 6081601601, 6081601901, 6081601902, 6081602001, 6081602002, 6081602100, 6081602201, 6081602202, 6081602300
NA | 111009 | 80 | 114.4286 | 7 | 1 | Medium pressure | 560 | 801 | 801 | 0 | Peninsula | 6081602100, 6081602202, 6081602300, 6081604400, 6081605100, 6081605400, 6081984300
NA | 116018 | 249.8333 | 279.3333 | 6 | TBD | Low pressure | 1499 | 1676 | 1676 | 0 | Stockton | 6077000600, 6077001900, 6077002000
NA | 116021 | 388.8333 | 473.1667 | 6 | TBD | Low pressure | 2333 | 2839 | 2839 | 0 | Stockton | 6077000700, 6077002300, 6077002401
NA | 116016 | 120 | 134.5 | 2 | TBD | Low pressure | 240 | 269 | 269 | 0 | Stockton | 6077000900
NA | 116013 | 66 | 68 | 1 | TBD | Low pressure | 66 | 68 | 68 | 0 | Stockton | 6077000802
NA | 116019 | 130 | 141 | 1 | TBD | Low pressure | 130 | 141 | 141 | 0 | Stockton | 6077001502, 6077001600
NA | 116017 | 156 | 172 | 1 | TBD | Low pressure | 156 | 172 | 172 | 0 | Stockton | 6077001502, 6077001700
NA | 116015 | 220 | 271 | 4 | TBD | Low pressure | 880 | 1084 | 1084 | 0 | Stockton | 6077000402, 6077001300, 6077001400
NA | 116012 | 336 | 394 | 1 | TBD | Low pressure | 336 | 394 | 394 | 0 | Stockton | 6077001600, 6077001700
NA | 108016 | 727.75 | 907.5 | 4 | TBD | Medium pressure | 2911 | 3630 | 3630 | 0 | North Bay | 6055201500, 6055201602, 6055201200, 6055201500, 6055201601, 6055201602, 6055201700
NA | 111013 | 208 | 246.25 | 4 | TBD | Medium pressure | 832 | 985 | 985 | 0 | De Anza | 6085511502, 6085511608, 6085511609, 6085511705, 6085513000
NA | 111014-1 | 131.25 | 373 | 4 | TBD | Medium pressure | 525 | 1492 | 1492 | 0 | De Anza, Peninsula | 6081610202, 6081605300, 6081606100, 6081606300, 6081606800, 6081609500, 6081610000, 6081610100, 6081610201, 6081610202, 6081610203, 6081610302, 6081610500, 6081610601, 6081610602, 6081611500, 6081612500, 6081612600, 6081612900, 6085511608, 6085511609
NA | 111014-2 | 243 | 218 | 1 | TBD | Medium pressure | 243 | 218 | 218 | 0 | De Anza | 6085511608, 6085513000
NA | 108075 | 72 | 12 | 1 | TBD | Medium pressure | 72 | 12 | 12 | 0 | North Bay | 6055200802, 6055201102
NA | 116068 | 110 | 144 | 1 | TBD | Medium pressure | 110 | 144 | 144 | 0 | Stockton | 6077000700, 6077002401
NA | 116011 | 3975.25 | 5053.2083 | 24 | TBD | Medium pressure | 95406 | 121277 | 121277 | 0 | Stockton | 6077000101, 6077000102, 6077000300, 6077000401, 6077000402, 6077000500, 6077000600, 6077000700, 6077000802, 6077000803, 6077000900, 6077001000, 6077001101, 6077001102, 6077001200, 6077001300, 6077001400, 6077001501, 6077001502, 6077001600, 6077001700, 6077001800, 6077001900, 6077002000, 6077002100, 6077002201, 6077002202, 6077002300, 6077002401, 6077002402, 6077002503, 6077002504, 6077002701, 6077002702, 6077002800, 6077003106, 6077003108, 6077003109, 6077003110, 6077003111, 6077003112, 6077003115, 6077003116, 6077003117, 6077003118, 6077003119, 6077003203, 6077003205, 6077003209, 6077003210, 6077003213, 6077003214, 6077003215, 6077003216, 6077003217, 6077003218, 6077003219, 6077003305, 6077003306, 6077003307, 6077003308, 6077003310, 6077003311, 6077003312, 6077003313, 6077003403, 6077003404, 6077003405, 6077003406, 6077003407, 6077003409, 6077003410, 6077003501, 6077003502, 6077003503, 6077003504, 6077003601, 6077003602, 6077003700, 6077003803, 6077003804, 6077003805, 6077003806, 6077003807, 6077003808, 6077003900, 6077004001, 6077004003, 6077004004, 6077004106, 6077004107, 6077004108, 6077004402, 6077004800, 6077005119, 6077005131, 6077005135
NA | 107018 | 6 | 7 | 1 | TBD | Medium pressure | 6 | 7 | 7 | 0 | Mission | 6001450701
NA | 107011 | 13 | 14 | 1 | TBD | Medium pressure | 13 | 14 | 14 | 0 | Mission | 6001450701
NA | 114022 | 1140 | 1222 | 1 | TBD | Medium pressure | 1140 | 1222 | 1222 | 0 | Sierra | 6101050800
NA | 106007 | 851 | 932 | 1 | TBD | Medium pressure | 851 | 932 | 932 | 0 | Kern | 6029003400, 6029003500, 6029003600
NA | 106011 | 1060.75 | 1176.25 | 4 | TBD | Medium pressure | 4243 | 4705 | 4705 | 0 | Kern | 6029003304, 6029003400, 6029003500, 6029003600
NA | 109020 | 808 | 748 | 1 | TBD | Medium pressure | 808 | 748 | 748 | 0 | Sonoma | 6045010900
NA | 114023 | 786.5 | 842.25 | 4 | TBD | Medium pressure | 3146 | 3369 | 3369 | 0 | Sierra | 6101050501, 6101050503, 6101050601, 6101050603, 6101051000
NA | 118028 | 1820 | 1949 | 1 | TBD | Medium pressure | 1820 | 1949 | 1949 | 0 | Central Coast | 6053014110
NA | 112045 | 143 | 148 | 1 | TBD | Medium pressure | 143 | 148 | 148 | 0 | Sacramento | 6101050900
NA | 112030 | 1507 | 1710 | 1 | TBD | Medium pressure | 1507 | 1710 | 1710 | 0 | Sacramento | 6011000301, 6011000302
NA | 116023 | 3171.1429 | 3375.8571 | 7 | TBD | Medium pressure | 22198 | 23631 | 23631 | 0 | Stockton | 6077005208, 6077005211, 6077005212, 6077005213, 6077005214, 6077005215, 6077005216, 6077005217, 6077005218, 6077005219, 6077005220, 6077005223, 6077005224, 6077005225, 6077005303, 6077005307, 6077005308, 6077005311, 6077005312, 6077005403, 6077005405, 6077005406, 6077005502
NA | 116092 | 2571 | 1666 | 1 | TBD | Medium pressure | 2571 | 1666 | 1666 | 0 | Stockton | 6077005502
NA | 116024 | 1493.3333 | 2068 | 3 | TBD | Medium pressure | 4480 | 6204 | 6204 | 0 | Stockton | 6077005214, 6077005303, 6077005307, 6077005309, 6077005310, 6077005311, 6077005405, 6077005406
NA | 112012 | 552 | 1016 | 1 | 1 | Medium pressure | 552 | 1016 | 1016 | 0 | North Bay | 6095252317, 6095252801, 6095252802
NA | 117034 | 139.3333 | 186.1667 | 6 | TBD | Low pressure | 836 | 1117 | 1117 | 0 | Yosemite | 6099003802, 6099003803, 6099003804, 6099003904, 6099003905
NA | 117036 | 2819 | 3588.375 | 8 | TBD | Medium pressure | 22552 | 28707 | 28707 | 0 | Yosemite | 6047000403, 6099003603, 6099003607, 6099003608, 6099003609, 6099003610, 6099003611, 6099003612, 6099003700, 6099003802, 6099003803, 6099003804, 6099003805, 6099003904, 6099003905, 6099003906, 6099003907, 6099003908, 6099003909
NA | 116061 | 3 | 4 | 1 | TBD | Medium pressure | 3 | 4 | 4 | 0 | Stockton | 6077005503
NA | 109062 | 2 | 3 | 1 | TBD | Medium pressure | 2 | 3 | 3 | 0 | Sonoma | 6045010900
NA | 109074 | 79 | 91 | 1 | TBD | Medium pressure | 79 | 91 | 91 | 0 | Sonoma | 6045010900, 6045011300
NA | 109077 | 155 | 161 | 1 | TBD | Medium pressure | 155 | 161 | 161 | 0 | Sonoma | 6045010900
NA | 109079 | 451 | 446 | 1 | TBD | Medium pressure | 451 | 446 | 446 | 0 | Sonoma | 6045010801, 6045010900
NA | 104039 | 9 | 6 | 1 | TBD | Medium pressure | 9 | 6 | 6 | 0 | East Bay | 6001982100
NA | 109014 | 2281.3333 | 3230.6667 | 3 | TBD | Medium pressure | 6844 | 9692 | 9692 | 0 | Sonoma | 6045011300, 6045011400, 6045011501, 6045011502, 6045011600, 6045011700
NA | 112016 | 4241.8571 | 5370.8571 | 7 | TBD | Medium pressure | 29693 | 37596 | 37596 | 0 | North Bay | 6095252915, 6095252903, 6095252904, 6095252908, 6095252909, 6095252910, 6095252911, 6095252912, 6095252913, 6095252914, 6095252915, 6095253000, 6095253101, 6095253105, 6095253106, 6095253107, 6095253108, 6095253201, 6095253203, 6095253205, 6095253206, 6095253207, 6095253208
NA | 112020 | 603.5 | 942 | 2 | TBD | Medium pressure | 1207 | 1884 | 1884 | 0 | North Bay | 6095252904
NA | 108019 | 2942.5714 | 3663.5714 | 7 | TBD | Medium pressure | 20598 | 25645 | 25645 | 0 | North Bay | 6095250701, 6055201003, 6055201004, 6055201005, 6055201006, 6055201007, 6095250601, 6095250604, 6095250605, 6095250701, 6095250801, 6095250900, 6095251000, 6095251100, 6095251400, 6095251500, 6095251600, 6095251802, 6095251803, 6095251804, 6095251901, 6095251902, 6095251903
NA | 108020 | 2188 | 2734.7778 | 9 | TBD | Medium pressure | 19692 | 24613 | 24613 | 0 | North Bay | 6095250103, 6095250104, 6095250105, 6095250106, 6095250200, 6095250300, 6095250400, 6095250501, 6095250502, 6095250701, 6095251000, 6095251100, 6095251200, 6095251300, 6095251400, 6095251500, 6095251600, 6095251701, 6095251702, 6095251802, 6095251901, 6095252103, 6095252104
NA | 118038 | 1473.6667 | 2047.6667 | 3 | TBD | Medium pressure | 4421 | 6143 | 6143 | 0 | Central Coast | 6087110101, 6087110102, 6087110201, 6087110202, 6087110301, 6087110302, 6087110401, 6087110505, 6087123300
NA | 118039 | 1588.8333 | 2056.3333 | 6 | TBD | Medium pressure | 9533 | 12338 | 12338 | 0 | Central Coast | 6087110101, 6087110102, 6087110201, 6087110202, 6087110301, 6087110401, 6087110402, 6087110503, 6087110504, 6087110505, 6087110506, 6087110601, 6087110602, 6087110700, 6087122002, 6087122204, 6087122300, 6087122401, 6087122402, 6087122500, 6087123100, 6087123300
NA | 114021 | 7177.3125 | 8394.5625 | 16 | TBD | Medium pressure | 114837 | 134313 | 134313 | 0 | Sacramento, Sierra | 6061020717, 6061020601, 6061020604, 6061020605, 6061020606, 6061020607, 6061020608, 6061020710, 6061020711, 6061020712, 6061020713, 6061020714, 6061020715, 6061020717, 6061020805, 6061020806, 6061020901, 6061020908, 6061021003, 6061021034, 6061021037, 6061021038, 6061021039, 6061021040, 6061021043, 6061021044, 6061021045, 6061021046, 6061021047, 6061021048, 6061021103, 6061021106, 6061021108, 6061021109, 6061021122, 6061021123, 6061021128, 6061021129, 6061021130, 6061021131, 6061021203, 6061021204, 6061021323, 6061021324, 6061021325, 6061021326, 6061021327, 6061021328, 6061022400, 6061022500, 6061022600, 6061022800, 6061022900, 6061023000, 6061023100, 6061023501, 6061023502, 6061023600, 6061023700, 6061023800, 6067008111, 6067008113, 6067008120, 6067008124, 6067008125, 6067008128, 6067008131, 6067008132, 6067008135, 6067008136, 6067008140, 6067008141, 6067008142, 6067008143, 6067008144, 6067008145, 6067008203, 6067008210
NA | 112025 | 2277.4286 | 2782.1429 | 7 | TBD | Medium pressure | 15942 | 19475 | 19475 | 0 | Sacramento | 6113010102, 6113010103, 6113010104, 6113010105, 6113010201, 6113010203, 6113010204, 6113010310, 6113010312, 6113010313, 6113010314, 6113010315, 6113010402
NA | 110015 | 1706.5 | 1768 | 2 | TBD | Medium pressure | 3413 | 3536 | 3536 | 0 | North Valley | 6089010806, 6089011600, 6089011701, 6089011702, 6089011703
NA | 114024 | 1462 | 1597 | 1 | TBD | Medium pressure | 1462 | 1597 | 1597 | 0 | Sierra | 6101051100, 6115040800
NA | 114027 | 665 | 812 | 1 | TBD | Medium pressure | 665 | 812 | 812 | 0 | Sierra | 6115040701, 6115040702
NA | 109010 | 2005 | 2654 | 1 | TBD | Medium pressure | 2005 | 2654 | 2654 | 0 | Sonoma | 6045010601, 6045010700
NA | 110051 | 2607 | 3401 | 1 | TBD | Medium pressure | 2607 | 3401 | 3401 | 0 | North Valley | 6021010300, 6021010401, 6021010402
NA | 112039 | 2693 | 2976 | 1 | TBD | Medium pressure | 2693 | 2976 | 2976 | 0 | North Bay, Sacramento | 6095252903, 6113011301, 6113011302, 6113011303, 6113011304
NA | 103028 | 6 | 1 | 1 | TBD | Medium pressure | 6 | 1 | 1 | 0 | Diablo | 6013309000, 6013310000
NA | 112019 | 3664.4 | 4680 | 5 | TBD | Medium pressure | 18322 | 23400 | 23400 | 0 | Sacramento | 6113010800, 6113010901, 6113010902, 6113011001, 6113011002, 6113011101, 6113011102, 6113011103, 6113011203, 6113011204, 6113011207, 6113011208, 6113011209, 6113011210, 6113011211
NA | 112032 | 105.5 | 194.5 | 2 | TBD | Low pressure | 211 | 389 | 389 | 0 | Sacramento | 6113010800, 6113010902, 6113011001, 6113011101
NA | 111015 | 1800 | 1842 | 2 | TBD | Medium pressure | 3600 | 3684 | 3684 | 0 | De Anza, Peninsula | 6081613200, 6081613200, 6081613300, 6081613400, 6085511707
NA | 108017 | 375.5 | 526 | 2 | TBD | Medium pressure | 751 | 1052 | 1052 | 0 | North Bay | 6055201200, 6055201300
NA | 114012 | 2393.375 | 3202.625 | 8 | TBD | Medium pressure | 19147 | 25621 | 25621 | 0 | Sierra | 6101050101, 6101050102, 6101050201, 6101050202, 6101050301, 6101050302, 6101050401, 6101050402, 6101050403, 6101050501, 6101050503, 6101050504, 6101050601, 6101050603, 6101050604, 6101051000
NA | Totals or Averages Across All Pressure Districts | 1578.6292 | 1930.6893 | 3.2867 | 73 | NA | 8371.7982 | 11017.172 | 11017.172 | 0 | NA | NA
NA | Calculation Type requested for "Totals or Averages Across All Pressure Districts" | [average] | [average] | [average] | [total] | NA | [average] | [average] | [average] | [average] | NA | NA
NA | PG&E Notes | Calculated as F7 divided by F4 | Calculated as F8 divided by F4 | For the values in "Regulator stations", per instructions provided in the "Directions" tab, PG&E is only reporting the low-pressure and medium-pressure regulator stations inside each pressure district (PG&E's Hydraulically Independent Systems (HIS)). The pressure districts not listed in this column are not fed medium- or low-pressure stations. | For the values in "Regulator stations identified for replacement", the reported counts are for low-pressure and medium-pressure regulator stations listed for replacement unde MAT 50C in 2026 or later as of October 2025. This list will evolve with time and other stations will be added as they are identified and the project life-cycle starts. |  | For the values in "Services served", the data was derived from a snapshot as of October 2025 of the count of services per pressure district. It doesn't constitute an average over multiple years. | For the values in "Meters served", the data was derived from a snapshot as of October 2025 of the count of meters per pressure district. It doesn't constitute an average over multiple years. | For the values in "Core meters served", the data was derived from a snapshot as of October 2025 of the count of meters per pressure districts. It doesn't constitute an average over multiple years. | For the values in "Non-core meters served", the data was derived from a snapshot as of October 2025 of the count of meters per pressure districts. It doesn't constitute an average over multiple years. | For the values in "Operating Districts", the data was derived from a snapshot as of October 2025 of the count of meters per pressure districts. It doesn't constitute an average over multiple years.

## SoCalGas Calculations
SoCalGas Avoided Gas Project Costs
Site Name | Gas Infrastructure Replacement Type(s) | Site Address / Location | Operating District | Census Tract | City | Zip Code | Partnering Organization(s) | Gas Utility | Electric Utility
Fourth St Community | Distribution mains, services, and regulator stations | 123 Fourth St | 182nd Street | 01234567890 | Startville | 98765 | FourthStreetOrganization, 123 LocalPower, 456 HousingAdvocates | SoCalGas | 123 LocalPower
Number of Affected Services | 100 |  |  |  | Estimated Gas Project Start Year | 2027 |  | Application Year | 2027
Total Ratepayer Cost of the Avoided Gas Project | 762598221.9317 |  |  |  | Years to Completion | 1 |  | Rate of Return (WACC) | 0.0725
Costs Per Service | 7625982.2193 |  |  |  | Gas Distribution Mains and Services Estimated Years in Operation | 100 |  | Discount Rate for Net Present Value Calculation | 0.0725
[5 empty] | Regulator Station Estimated Years in Operation | 100 |  | Project Cost Inflation | 0.04
Calculations | [8 empty] | Non-Ratepayer Cost Calculation (optional)
Row ID | Gas Infrastructure Type | Mileage or Number of Stations | Cost Per Mile or Per Regulator Station | Replacement Cost (Nominal Dollar Value) | Replacement Cost (Net Present Value) | Annual Maintenance Cost (Nominal Dollar Value) | Maintenance Cost Over Gas Project Lifetime (Net Present Value) | Total Ratepayer Cost | Local Government Permitting Cost | Other Costs | Total Cost Impacts
001 | Gas distribution service | 100 | 1115627.7678 | 135733176.1662 | 378012800.2024 |  |  | 378012800.2024 | 100 | 100 | 378013000.2024
002 | Gas distribution main | 100 | 2309602.9415 | 280998512.2225 | 301370904.3586 |  |  | 301370904.3586 | 100 | 100 | 301371104.3586
003 | Regulator stations | 100 | 483515.52 | 58827056.0763 | 63092017.6419 |  |  | 63092017.6419 | 100 | 100 | 63092217.6419
004 | Project's share of gas system maintenance costs |  |  |  |  | 267600 | 20122499.7288 | 20122499.7288 | 100 | 100 | 20122699.7288
005 | Total |  |  | 475558744.465 | 742475722.2029 | 267600 | 20122499.7288 | 762598221.9317 | 400 | 400 | 762599021.9317

## SoCalGas NPV Calc Details
|  | Gas Distribution Services |  |  |  | Gas Distribution Mains |  |  |  | Gas Distribution Regulator Stations |  |  |  | Project's Share of Gas System Maintenance Costs
Row | Years After Current Year | Year Share of Replacement Cost (2022 Dollar Value) | Utility Shareholder Return (2022 Dollar Value) | Cost to Ratepayers (Net Present Value) | Replacement Cost to Ratepayers (Net Present Value) | Year Share of Replacement Cost (2022 Dollar Value) | Utility Shareholder Return (2022 Dollar Value) | Replacement Cost to Ratepayers (Net Present Value) | Replacement Cost to Ratepayers (Net Present Value) | Year Share of Replacement Cost (2022 Dollar Value) | Utility Shareholder Return (2022 Dollar Value) | Replacement Cost to Ratepayers (Net Present Value) | Replacement Cost to Ratepayers (Net Present Value) | Annual Maintenance Cost (2022 Dollar Value) | Utility Shareholder Return (2022 Dollar Value) | Maintenance Cost to Ratepayers Over Gas Project Lifetime (Net Present Value)
Total |  | 134389283.3328 | 501775986.6439 | 378012800.2024 | 145573831.4382 | 278216348.7351 | 1038790292.0897 | 782572378.0891 | 301370904.3586 | 58244609.9766 | 217470812.5001 | 163831576.2085 | 63092017.6419 | 26760000 | 1940100 | 20122499.7288
1 | 0 | 1343892.8333 | 9840655.272 | 11184548.1054 |  | 2782163.4874 | 20372392.1361 | 23154555.6235 |  | 582446.0998 | 4264961.5655 | 4847407.6653 |  | 267600 | 19401 | 287001
2 | 1 | 1343892.8333 | 9743223.0416 | 10337637.1794 |  | 2782163.4874 | 20170685.2833 | 21401257.595 |  | 582446.0998 | 4222734.2233 | 4480354.6136 |  | 267600 | 19401 | 267600
3 | 2 | 1343892.8333 | 9645790.8112 | 9554117.7408 |  | 2782163.4874 | 19968978.4305 | 19779194.3472 |  | 582446.0998 | 4180506.8811 | 4140775.5714 |  | 267600 | 19401 | 249510.4895
4 | 3 | 1343892.8333 | 9548358.5808 | 8829289.4514 |  | 2782163.4874 | 19767271.5776 | 18278635.1126 |  | 582446.0998 | 4138279.5388 | 3826633.4019 |  | 267600 | 19401 | 232643.8131
5 | 4 | 1343892.8333 | 9450926.3504 | 8158797.7743 |  | 2782163.4874 | 19565564.7248 | 16890565.0104 |  | 582446.0998 | 4096052.1966 | 3536040.8394 |  | 267600 | 19401 | 216917.3082
6 | 5 | 1343892.8333 | 9353494.12 | 7538608.7009 |  | 2782163.4874 | 19363857.872 | 15606632.7262 |  | 582446.0998 | 4053824.8544 | 3267249.5355 |  | 267600 | 19401 | 202253.9004
7 | 6 | 1343892.8333 | 9256061.8895 | 6964985.3145 |  | 2782163.4874 | 19162151.0191 | 14419101.9934 |  | 582446.0998 | 4011597.5121 | 3018639.9025 |  | 267600 | 19401 | 188581.7253
8 | 7 | 1343892.8333 | 9158629.6591 | 6434466.0581 |  | 2782163.4874 | 18960444.1663 | 13320806.6026 |  | 582446.0998 | 3969370.1699 | 2788711.6939 |  | 267600 | 19401 | 175833.7765
9 | 8 | 1343892.8333 | 9061197.4287 | 5943844.5825 |  | 2782163.4874 | 18758737.3135 | 12305108.6827 |  | 582446.0998 | 3927142.8277 | 2576075.2709 |  | 267600 | 19401 | 163947.5772
10 | 9 | 1343892.8333 | 8963765.1983 | 5490151.061 |  | 2782163.4874 | 18557030.4606 | 11365860.0174 |  | 582446.0998 | 3884915.4854 | 2379443.5042 |  | 267600 | 19401 | 152864.8738
11 | 10 | 1343892.8333 | 8866332.9679 | 5070634.8637 |  | 2782163.4874 | 18355323.6078 | 10497366.178 |  | 582446.0998 | 3842688.1432 | 2197624.2647 |  | 267600 | 19401 | 142531.3509
12 | 11 | 1343892.8333 | 8768900.7375 | 4682748.4933 |  | 2782163.4874 | 18153616.755 | 9694353.2663 |  | 582446.0998 | 3800460.801 | 2029513.4615 |  | 267600 | 19401 | 132896.3645
13 | 12 | 1343892.8333 | 8671468.5071 | 4324132.6916 |  | 2782163.4874 | 17951909.9021 | 8951937.0821 |  | 582446.0998 | 3758233.4587 | 1874088.587 |  | 267600 | 19401 | 123912.6942
14 | 13 | 1343892.8333 | 8574036.2766 | 3992602.6312 |  | 2782163.4874 | 17750203.0493 | 8265594.5359 |  | 582446.0998 | 3716006.1165 | 1730402.7321 |  | 267600 | 19401 | 115536.3116
15 | 14 | 1343892.8333 | 8476604.0462 | 3686135.1131 |  | 2782163.4874 | 17548496.1965 | 7631137.1464 |  | 582446.0998 | 3673778.7743 | 1597579.038 |  | 267600 | 19401 | 107726.1646
16 | 15 | 1343892.8333 | 8379171.8158 | 3402856.6996 |  | 2782163.4874 | 17346789.3436 | 7044686.4716 |  | 582446.0998 | 3631551.432 | 1474805.5526 |  | 267600 | 19401 | 100443.9763
17 | 16 | 1343892.8333 | 8281739.5854 | 3141032.7111 |  | 2782163.4874 | 17145082.4908 | 6502651.331 |  | 582446.0998 | 3589324.0898 | 1361330.4621 |  | 267600 | 19401 | 93654.0572
18 | 17 | 1343892.8333 | 8184307.355 | 2899057.0282 |  | 2782163.4874 | 16943375.638 | 6001706.6923 |  | 582446.0998 | 3547096.7476 | 1256457.6707 |  | 267600 | 19401 | 87323.1303
19 | 18 | 1343892.8333 | 8086875.1246 | 2675442.6367 |  | 2782163.4874 | 16741668.7851 | 5538774.0984 |  | 582446.0998 | 3504869.4053 | 1159542.7033 |  | 267600 | 19401 | 81420.1681
20 | 19 | 1343892.8333 | 7989442.8941 | 2468812.8645 |  | 2782163.4874 | 16539961.9323 | 5111003.5252 |  | 582446.0998 | 3462642.0631 | 1069988.9071 |  | 267600 | 19401 | 75916.2406
21 | 20 | 1343892.8333 | 7892010.6637 | 2277893.2587 |  | 2782163.4874 | 16338255.0795 | 4715756.5658 |  | 582446.0998 | 3420414.7209 | 987243.9314 |  | 267600 | 19401 | 70784.3735
22 | 21 | 1343892.8333 | 7794578.4333 | 2101504.0566 |  | 2782163.4874 | 16136548.2266 | 4350590.843 |  | 582446.0998 | 3378187.3786 | 910796.4646 |  | 267600 | 19401 | 65999.4159
23 | 22 | 1343892.8333 | 7697146.2029 | 1938553.2073 |  | 2782163.4874 | 15934841.3738 | 4013245.5637 |  | 582446.0998 | 3335960.0364 | 840173.2093 |  | 267600 | 19401 | 61537.9169
24 | 23 | 1343892.8333 | 7599713.9725 | 1788029.9046 |  | 2782163.4874 | 15733134.521 | 3701628.1296 |  | 582446.0998 | 3293732.6942 | 774936.08 |  | 267600 | 19401 | 57378.0111
25 | 24 | 1343892.8333 | 7502281.7421 | 1648998.5933 |  | 2782163.4874 | 15531427.6681 | 3413801.7283 |  | 582446.0998 | 3251505.3519 | 714679.6049 |  | 267600 | 19401 | 53499.3111
26 | 25 | 1343892.8333 | 7404849.5116 | 1520593.4139 |  | 2782163.4874 | 15329720.8153 | 3147973.8341 |  | 582446.0998 | 3209278.0097 | 659028.5187 |  | 267600 | 19401 | 49882.8075
27 | 26 | 1343892.8333 | 7307417.2812 | 1402013.0553 |  | 2782163.4874 | 15128013.9625 | 2902485.5513 |  | 582446.0998 | 3167050.6675 | 607635.5314 |  | 267600 | 19401 | 46510.7762
28 | 27 | 1343892.8333 | 7209985.0508 | 1292515.9848 |  | 2782163.4874 | 14926307.1096 | 2675801.7385 |  | 582446.0998 | 3124823.3252 | 560179.261 |  | 267600 | 19401 | 43366.6911
29 | 28 | 1343892.8333 | 7112552.8204 | 1191416.0276 |  | 2782163.4874 | 14724600.2568 | 2466501.8579 |  | 582446.0998 | 3082595.983 | 516362.3179 |  | 267600 | 19401 | 40435.1432
30 | 29 | 1343892.8333 | 7015120.59 | 1098078.2712 |  | 2782163.4874 | 14522893.404 | 2273271.4965 |  | 582446.0998 | 3040368.6408 | 475909.5297 |  | 267600 | 19401 | 37701.7653
31 | 30 | 1343892.8333 | 6917688.3596 | 1011915.2703 |  | 2782163.4874 | 14321186.5511 | 2094894.509 |  | 582446.0998 | 2998141.2985 | 438566.2962 |  | 267600 | 19401 | 35153.1611
32 | 31 | 1343892.8333 | 6820256.1291 | 932383.5306 |  | 2782163.4874 | 14119479.6983 | 1930245.739 |  | 582446.0998 | 2955913.9563 | 404097.066 |  | 267600 | 19401 | 32776.8402
33 | 32 | 1343892.8333 | 6722823.8987 | 858980.2515 |  | 2782163.4874 | 13917772.8455 | 1778284.2746 |  | 582446.0998 | 2913686.6141 | 372283.9239 |  | 267600 | 19401 | 30561.1563
34 | 33 | 1343892.8333 | 6625391.6683 | 791240.3075 |  | 2782163.4874 | 13716065.9926 | 1638047.2003 |  | 582446.0998 | 2871459.2718 | 342925.2837 |  | 267600 | 19401 | 28495.2507
35 | 34 | 1343892.8333 | 6527959.4379 | 728733.4522 |  | 2782163.4874 | 13514359.1398 | 1508643.8088 |  | 582446.0998 | 2829231.9296 | 315834.6756 |  | 267600 | 19401 | 26568.9983
36 | 35 | 1343892.8333 | 6430527.2075 | 671061.7286 |  | 2782163.4874 | 13312652.287 | 1389250.2385 |  | 582446.0998 | 2787004.5874 | 290839.6242 |  | 267600 | 19401 | 24772.9588
37 | 36 | 1343892.8333 | 6333094.9771 | 617857.0694 |  | 2782163.4874 | 13110945.4341 | 1279104.5062 |  | 582446.0998 | 2744777.2451 | 267780.6082 |  | 267600 | 19401 | 23098.3299
38 | 37 | 1343892.8333 | 6235662.7466 | 568779.0745 |  | 2782163.4874 | 12909238.5813 | 1177501.9066 |  | 582446.0998 | 2702549.9029 | 246510.0976 |  | 267600 | 19401 | 21536.9043
39 | 38 | 1343892.8333 | 6138230.5162 | 523512.9523 |  | 2782163.4874 | 12707531.7285 | 1083790.7495 |  | 582446.0998 | 2660322.5607 | 226891.6611 |  | 267600 | 19401 | 20081.0297
40 | 39 | 1343892.8333 | 6040798.2858 | 481767.6133 |  | 2782163.4874 | 12505824.8756 | 997368.4135 |  | 582446.0998 | 2618095.2184 | 208799.1396 |  | 267600 | 19401 | 18723.5708
41 | 40 | 1343892.8333 | 5943366.0554 | 443273.9037 |  | 2782163.4874 | 12304118.0228 | 917677.6891 |  | 582446.0998 | 2575867.8762 | 192115.8815 |  | 267600 | 19401 | 17457.8748
42 | 41 | 1343892.8333 | 5845933.825 | 407782.9702 |  | 2782163.4874 | 12102411.17 | 844203.3935 |  | 582446.0998 | 2533640.534 | 176734.0331 |  | 267600 | 19401 | 16277.7388
43 | 42 | 1343892.8333 | 5748501.5946 | 375064.7453 |  | 2782163.4874 | 11900704.3171 | 776469.2346 |  | 582446.0998 | 2491413.1917 | 162553.8827 |  | 267600 | 19401 | 15177.3788
44 | 43 | 1343892.8333 | 5651069.3641 | 344906.5444 |  | 2782163.4874 | 11698997.4643 | 714034.9071 |  | 582446.0998 | 2449185.8495 | 149483.2524 |  | 267600 | 19401 | 14151.4022
45 |  | 1343892.8333 | 5553637.1337 | 6897529.9671 |  | 2782163.4874 | 11497290.6115 | 14279454.0988 |  | 582446.0998 | 2406958.5073 | 2989404.607 |  | 267600 | 19401 | 287001
46 |  | 1343892.8333 | 5456204.9033 | 6800097.7366 |  | 2782163.4874 | 11295583.7586 | 14077747.246 |  | 582446.0998 | 2364731.165 | 2947177.2648 |  | 267600 | 19401 | 287001
47 |  | 1343892.8333 | 5358772.6729 | 6702665.5062 |  | 2782163.4874 | 11093876.9058 | 13876040.3932 |  | 582446.0998 | 2322503.8228 | 2904949.9226 |  | 267600 | 19401 | 287001
48 |  | 1343892.8333 | 5261340.4425 | 6605233.2758 |  | 2782163.4874 | 10892170.053 | 13674333.5403 |  | 582446.0998 | 2280276.4806 | 2862722.5803 |  | 267600 | 19401 | 287001
49 |  | 1343892.8333 | 5163908.2121 | 6507801.0454 |  | 2782163.4874 | 10690463.2001 | 13472626.6875 |  | 582446.0998 | 2238049.1384 | 2820495.2381 |  | 267600 | 19401 | 287001
50 |  | 1343892.8333 | 5066475.9816 | 6410368.815 |  | 2782163.4874 | 10488756.3473 | 13270919.8347 |  | 582446.0998 | 2195821.7961 | 2778267.8959 |  | 267600 | 19401 | 287001
51 |  | 1343892.8333 | 4969043.7512 | 6312936.5846 |  | 2782163.4874 | 10287049.4945 | 13069212.9818 |  | 582446.0998 | 2153594.4539 | 2736040.5536 |  | 267600 | 19401 | 287001
52 |  | 1343892.8333 | 4871611.5208 | 6215504.3541 |  | 2782163.4874 | 10085342.6416 | 12867506.129 |  | 582446.0998 | 2111367.1117 | 2693813.2114 |  | 267600 | 19401 | 287001
53 |  | 1343892.8333 | 4774179.2904 | 6118072.1237 |  | 2782163.4874 | 9883635.7888 | 12665799.2762 |  | 582446.0998 | 2069139.7694 | 2651585.8692 |  | 267600 | 19401 | 287001
54 |  | 1343892.8333 | 4676747.06 | 6020639.8933 |  | 2782163.4874 | 9681928.936 | 12464092.4233 |  | 582446.0998 | 2026912.4272 | 2609358.527 |  | 267600 | 19401 | 287001
55 |  | 1343892.8333 | 4579314.8296 | 5923207.6629 |  | 2782163.4874 | 9480222.0831 | 12262385.5705 |  | 582446.0998 | 1984685.085 | 2567131.1847 |  | 267600 | 19401 | 287001
56 |  | 1343892.8333 | 4481882.5991 | 5825775.4325 |  | 2782163.4874 | 9278515.2303 | 12060678.7177 |  | 582446.0998 | 1942457.7427 | 2524903.8425 |  | 267600 | 19401 | 287001
57 |  | 1343892.8333 | 4384450.3687 | 5728343.2021 |  | 2782163.4874 | 9076808.3775 | 11858971.8648 |  | 582446.0998 | 1900230.4005 | 2482676.5003 |  | 267600 | 19401 | 287001
58 |  | 1343892.8333 | 4287018.1383 | 5630910.9716 |  | 2782163.4874 | 8875101.5247 | 11657265.012 |  | 582446.0998 | 1858003.0583 | 2440449.158 |  | 267600 | 19401 | 287001
59 |  | 1343892.8333 | 4189585.9079 | 5533478.7412 |  | 2782163.4874 | 8673394.6718 | 11455558.1592 |  | 582446.0998 | 1815775.716 | 2398221.8158 |  | 267600 | 19401 | 287001
60 |  | 1343892.8333 | 4092153.6775 | 5436046.5108 |  | 2782163.4874 | 8471687.819 | 11253851.3063 |  | 582446.0998 | 1773548.3738 | 2355994.4736 |  | 267600 | 19401 | 287001
61 |  | 1343892.8333 | 3994721.4471 | 5338614.2804 |  | 2782163.4874 | 8269980.9662 | 11052144.4535 |  | 582446.0998 | 1731321.0316 | 2313767.1313 |  | 267600 | 19401 | 287001
62 |  | 1343892.8333 | 3897289.2167 | 5241182.05 |  | 2782163.4874 | 8068274.1133 | 10850437.6007 |  | 582446.0998 | 1689093.6893 | 2271539.7891 |  | 267600 | 19401 | 287001
63 |  | 1343892.8333 | 3799856.9862 | 5143749.8196 |  | 2782163.4874 | 7866567.2605 | 10648730.7478 |  | 582446.0998 | 1646866.3471 | 2229312.4469 |  | 267600 | 19401 | 287001
64 |  | 1343892.8333 | 3702424.7558 | 5046317.5891 |  | 2782163.4874 | 7664860.4077 | 10447023.895 |  | 582446.0998 | 1604639.0049 | 2187085.1046 |  | 267600 | 19401 | 287001
65 |  | 1343892.8333 | 3604992.5254 | 4948885.3587 |  | 2782163.4874 | 7463153.5548 | 10245317.0422 |  | 582446.0998 | 1562411.6626 | 2144857.7624 |  | 267600 | 19401 | 287001
66 |  | 1343892.8333 | 3507560.295 | 4851453.1283 |  | 2782163.4874 | 7261446.702 | 10043610.1893 |  | 582446.0998 | 1520184.3204 | 2102630.4202 |  | 267600 | 19401 | 287001
67 |  | 1343892.8333 | 3410128.0646 | 4754020.8979 |  | 2782163.4874 | 7059739.8492 | 9841903.3365 |  | 582446.0998 | 1477956.9782 | 2060403.0779 |  | 267600 | 19401 | 287001
68 |  | 1343892.8333 | 3312695.8342 | 4656588.6675 |  | 2782163.4874 | 6858032.9963 | 9640196.4837 |  | 582446.0998 | 1435729.6359 | 2018175.7357 |  | 267600 | 19401 | 287001
69 |  | 1343892.8333 | 3215263.6037 | 4559156.4371 |  | 2782163.4874 | 6656326.1435 | 9438489.6308 |  | 582446.0998 | 1393502.2937 | 1975948.3935 |  | 267600 | 19401 | 287001
70 |  | 1343892.8333 | 3117831.3733 | 4461724.2066 |  | 2782163.4874 | 6454619.2907 | 9236782.778 |  | 582446.0998 | 1351274.9515 | 1933721.0512 |  | 267600 | 19401 | 287001
71 |  | 1343892.8333 | 3020399.1429 | 4364291.9762 |  | 2782163.4874 | 6252912.4378 | 9035075.9252 |  | 582446.0998 | 1309047.6092 | 1891493.709 |  | 267600 | 19401 | 287001
72 |  | 1343892.8333 | 2922966.9125 | 4266859.7458 |  | 2782163.4874 | 6051205.585 | 8833369.0723 |  | 582446.0998 | 1266820.267 | 1849266.3668 |  | 267600 | 19401 | 287001
73 |  | 1343892.8333 | 2825534.6821 | 4169427.5154 |  | 2782163.4874 | 5849498.7322 | 8631662.2195 |  | 582446.0998 | 1224592.9248 | 1807039.0245 |  | 267600 | 19401 | 287001
74 |  | 1343892.8333 | 2728102.4517 | 4071995.285 |  | 2782163.4874 | 5647791.8793 | 8429955.3667 |  | 582446.0998 | 1182365.5825 | 1764811.6823 |  | 267600 | 19401 | 287001
75 |  | 1343892.8333 | 2630670.2212 | 3974563.0546 |  | 2782163.4874 | 5446085.0265 | 8228248.5138 |  | 582446.0998 | 1140138.2403 | 1722584.3401 |  | 267600 | 19401 | 287001
76 |  | 1343892.8333 | 2533237.9908 | 3877130.8242 |  | 2782163.4874 | 5244378.1737 | 8026541.661 |  | 582446.0998 | 1097910.8981 | 1680356.9978 |  | 267600 | 19401 | 287001
77 |  | 1343892.8333 | 2435805.7604 | 3779698.5937 |  | 2782163.4874 | 5042671.3208 | 7824834.8082 |  | 582446.0998 | 1055683.5558 | 1638129.6556 |  | 267600 | 19401 | 287001
78 |  | 1343892.8333 | 2338373.53 | 3682266.3633 |  | 2782163.4874 | 4840964.468 | 7623127.9553 |  | 582446.0998 | 1013456.2136 | 1595902.3134 |  | 267600 | 19401 | 287001
79 |  | 1343892.8333 | 2240941.2996 | 3584834.1329 |  | 2782163.4874 | 4639257.6152 | 7421421.1025 |  | 582446.0998 | 971228.8714 | 1553674.9711 |  | 267600 | 19401 | 287001
80 |  | 1343892.8333 | 2143509.0692 | 3487401.9025 |  | 2782163.4874 | 4437550.7623 | 7219714.2497 |  | 582446.0998 | 929001.5291 | 1511447.6289 |  | 267600 | 19401 | 287001
81 |  | 1343892.8333 | 2046076.8387 | 3389969.6721 |  | 2782163.4874 | 4235843.9095 | 7018007.3968 |  | 582446.0998 | 886774.1869 | 1469220.2867 |  | 267600 | 19401 | 287001
82 |  | 1343892.8333 | 1948644.6083 | 3292537.4417 |  | 2782163.4874 | 4034137.0567 | 6816300.544 |  | 582446.0998 | 844546.8447 | 1426992.9444 |  | 267600 | 19401 | 287001
83 |  | 1343892.8333 | 1851212.3779 | 3195105.2112 |  | 2782163.4874 | 3832430.2038 | 6614593.6912 |  | 582446.0998 | 802319.5024 | 1384765.6022 |  | 267600 | 19401 | 287001
84 |  | 1343892.8333 | 1753780.1475 | 3097672.9808 |  | 2782163.4874 | 3630723.351 | 6412886.8383 |  | 582446.0998 | 760092.1602 | 1342538.26 |  | 267600 | 19401 | 287001
85 |  | 1343892.8333 | 1656347.9171 | 3000240.7504 |  | 2782163.4874 | 3429016.4982 | 6211179.9855 |  | 582446.0998 | 717864.818 | 1300310.9177 |  | 267600 | 19401 | 287001
86 |  | 1343892.8333 | 1558915.6867 | 2902808.52 |  | 2782163.4874 | 3227309.6453 | 6009473.1327 |  | 582446.0998 | 675637.4757 | 1258083.5755 |  | 267600 | 19401 | 287001
87 |  | 1343892.8333 | 1461483.4562 | 2805376.2896 |  | 2782163.4874 | 3025602.7925 | 5807766.2798 |  | 582446.0998 | 633410.1335 | 1215856.2333 |  | 267600 | 19401 | 287001
88 |  | 1343892.8333 | 1364051.2258 | 2707944.0592 |  | 2782163.4874 | 2823895.9397 | 5606059.427 |  | 582446.0998 | 591182.7913 | 1173628.891 |  | 267600 | 19401 | 287001
89 |  | 1343892.8333 | 1266618.9954 | 2610511.8287 |  | 2782163.4874 | 2622189.0868 | 5404352.5742 |  | 582446.0998 | 548955.449 | 1131401.5488 |  | 267600 | 19401 | 287001
90 |  | 1343892.8333 | 1169186.765 | 2513079.5983 |  | 2782163.4874 | 2420482.234 | 5202645.7213 |  | 582446.0998 | 506728.1068 | 1089174.2066 |  | 267600 | 19401 | 287001
91 |  | 1343892.8333 | 1071754.5346 | 2415647.3679 |  | 2782163.4874 | 2218775.3812 | 5000938.8685 |  | 582446.0998 | 464500.7646 | 1046946.8643 |  | 267600 | 19401 | 287001
92 |  | 1343892.8333 | 974322.3042 | 2318215.1375 |  | 2782163.4874 | 2017068.5283 | 4799232.0157 |  | 582446.0998 | 422273.4223 | 1004719.5221 |  | 267600 | 19401 | 287001
93 |  | 1343892.8333 | 876890.0737 | 2220782.9071 |  | 2782163.4874 | 1815361.6755 | 4597525.1628 |  | 582446.0998 | 380046.0801 | 962492.1799 |  | 267600 | 19401 | 287001
94 |  | 1343892.8333 | 779457.8433 | 2123350.6767 |  | 2782163.4874 | 1613654.8227 | 4395818.31 |  | 582446.0998 | 337818.7379 | 920264.8376 |  | 267600 | 19401 | 287001
95 |  | 1343892.8333 | 682025.6129 | 2025918.4462 |  | 2782163.4874 | 1411947.9698 | 4194111.4572 |  | 582446.0998 | 295591.3956 | 878037.4954 |  | 267600 | 19401 | 287001
96 |  | 1343892.8333 | 584593.3825 | 1928486.2158 |  | 2782163.4874 | 1210241.117 | 3992404.6043 |  | 582446.0998 | 253364.0534 | 835810.1532 |  | 267600 | 19401 | 287001
97 |  | 1343892.8333 | 487161.1521 | 1831053.9854 |  | 2782163.4874 | 1008534.2642 | 3790697.7515 |  | 582446.0998 | 211136.7112 | 793582.8109 |  | 267600 | 19401 | 287001
98 |  | 1343892.8333 | 389728.9217 | 1733621.755 |  | 2782163.4874 | 806827.4113 | 3588990.8987 |  | 582446.0998 | 168909.3689 | 751355.4687 |  | 267600 | 19401 | 287001
99 |  | 1343892.8333 | 292296.6912 | 1636189.5246 |  | 2782163.4874 | 605120.5585 | 3387284.0458 |  | 582446.0998 | 126682.0267 | 709128.1265 |  | 267600 | 19401 | 287001
100 |  | 1343892.8333 | 194864.4608 | 1538757.2942 |  | 2782163.4874 | 403413.7057 | 3185577.193 |  | 582446.0998 | 84454.6845 | 666900.7842 |  | 267600 | 19401 | 287001
|  | 1343892.8333 | 97432.2304 |  |  | 2782163.4874 | 201706.8528 |  |  | 582446.0998 | 42227.3422 |  |  | 267600 | 19401

## SoCalGas Costs Data
SoCalGas Gas Distribution Costs by Operating District
Based on data provided by Southern California Gas Company in response to September 24, 2025 ALJ's Ruling Directing Gas Utilities to Provide Gas Distribution Cost Data
See https://www.cpuc.ca.gov/industries-and-topics/natural-gas/SB-1221-implementation for utility-provided data and CPUC data templates.
[5 empty] | Districts Where Mains-and-Services Replacement Costs More Per Service Than Services-Only Replacement | [44 empty] | Districts Where Mains-and-Services Replacement is Cheaper Per Service Than Services-Only Replacement
| Row ID in Utility Data | Program Category | Row Name | Definition | 182nd Street | Alhambra | Aliso Viejo | Anaheim | Azusa | Bakersfield | Beaumont | Belvedere | Branford | Canoga Park | Chino | Compton | Corona | Crenshaw | El Centro | Fontana | Garden Grove | Glendale | Hollywood | Huntington Park | Industry | Juanita | La Jolla | Lancaster | Murrieta | Oxnard | Palm Desert | Pasadena | Porterville | Ramona | Rim Forest | Riverside | San Bernardino | San Luis Obispo | San Pedro | Santa Ana | Santa Barbara | Santa Maria | Santa Monica | Saticoy | Simi Valley | Valencia | Visalia | Whittier | Yucca | Downey | Templeton | Totals or Averages Across All Operating Districts
Background Information | B1 | Service-only replacement programs | Cost per service replaced, for services only | Average cost of replacing gas distribution services only. Calculated by dividing B5 by B3. | 12265.8123 | 12143.6772 | 10570.769 | 15689.3936 | 14093.5397 | 7931.3005 | 8938.8086 | 13715.7305 | 13501.3062 | 16305.7943 | 16630.8329 | 8768.4352 | 14930.3154 | 9674.1717 | 7587.9091 | 12898.7451 | 14514.7855 | 17624.4021 | 12647.63 | 10474.3827 | 15587.2491 | 18741.6218 | 11543.2761 | 10328.8131 | 13979.4566 | 25015.9844 | 10587.4753 | 17371.968 | 1511.9425 | 12328.9218 | 12944.3066 | 10522.021 | 9219.2435 | 17434.3395 | 12997.2383 | 13708.4854 | 21508.8439 | 21344.7993 | 9921.5252 | 13633.389 | 13498.6242 | 18792.5042 | 11210.6486 | 14500.6814 | 6417.5858 | 10130.8704 | 7577.705 | 13716.274
| B8 | Main and service replacement programs | Cost per service, for main programs | Average cost of gas distribution main and service replacement activities, per service. Calculated by dividing B15 by B12. | 40813.1168 | 30468.9514 | 23292.831 | 27219.7642 | 28239.7333 | 21284.8913 | 9737.2737 | 32272.3818 | 26537.5653 | 40939.1932 | 28533.9795 | 17457.5725 | 28580.4373 | 39315.1065 | 12493.8296 | 19218.1347 | 18623.8818 | 40304.6744 | 28287.814 | 40495.1463 | 27396.6811 | 26410.1159 | 23097.8413 | 28463.3849 | 27133.19 | 28468.5263 | 15902.8354 | 33825.4735 | NA | 21619.6374 | 21771.5378 | 17835.7074 | 16873.3935 | 28285.423 | 21972.5437 | 23640.8123 | 23456.6778 | 53180.1495 | 47016.8349 | 28905.1112 | 32555.4088 | 50506.1933 | 23403.4178 | 31499.5948 | 10321.5251 | 8637.9476 | 7336.2605 | 21135.7002
Calculation Inputs | B2 | Service-only replacement programs | Cost per service mile replaced, for services only | Average cost of service-only replacement activities, per mile of service. Calculated by dividing B5 by B4. | 1115627.7678 | 1106510.0596 | 1489400.3767 | 1830150.8936 | 1251671.4977 | 770023.7274 | 695659.6574 | 1435046.9912 | 1082621.0494 | 1211782.4674 | 1393640.864 | 776643.4214 | 1371293.0505 | 845978.9688 | 654255.9276 | 967167.6089 | 1343981.204 | 1531883.2402 | 1443998.6951 | 956219.6554 | 1242483.6554 | 1654558.3366 | 1185830.5824 | 998165.5032 | 1229826.1617 | 2322501.6751 | 729221.3346 | 1297017.6192 | 354802.4764 | 978244.6858 | 945926.0436 | 770266.9396 | 681205.8711 | 1416425.6645 | 1597579.0598 | 1503528.5279 | 2111694.4131 | 982707.3943 | 1320368.0164 | 1081180.067 | 1263810.6747 | 1535927.7315 | 978577.0955 | 1196149.1581 | 485329.9229 | 798174.7917 | 2857877.4776 | 1193052.8675
|  | Main and service replacement programs | Cost per main mile replaced, in addition to cost of replacing services | Average cost of replacing gas distribution mains only, per mile of main, assuming services are also replaced. Calculated by subtracting the product of B2 and B14 from B15, then dividing by B13. If negative (cost of service-only replacement per service mile exceeds cost of mains-and-services replacement per service mile), then use cost of main miles replaced including services, to calculate mains-and-services project costs, and only use services costs for services-only projects. | 2309602.9415 | 2130131.7488 | 995594.1104 | 1378803.3032 | 1714695.5986 | 925027.1766 | 527294.6188 | 3087731.5586 | 2301920.8445 | 2567689.3548 | 501258.5566 | 1400449.8296 | 1055977.7091 | 3745200.7322 | 755621.9586 | 869482.9098 | 905577.3853 | 4255141.9109 | 2174029.1571 | 2551573.7983 | 1759001.0798 | 2471024.0934 | 1205372.4132 | 2257474.6048 | 1357809.047 | 197730.5888 | 1085563.2505 | 2430105.813 | NA | 868030.3021 | 1506093.9196 | 1478083.6853 | 2361361.4782 | 1330779.8849 | 3591686.5736 | 1174165.8939 | -448082.4255 | 2323248.2216 | 2220150.5277 | 1721417.5553 | 2061787.8257 | 2731957.6778 | 1571206.0106 | 1979942.0665 | 551652.6313 | NA (would be negative, because service-only replacement programs' cost per service mile replaced is greater than main and service replacement programs' cost per service mile replaced) | NA (would be negative, because service-only replacement programs' cost per service mile replaced is greater than main and service replacement programs' cost per service mile replaced) | 1121327.5444
| B9 | Main and service replacement programs | Cost per main mile replaced,including associated services, if used in calculator | Average cost of gas distribution main and service replacement activities, per mile of main. Calculated by dividing B15 by B13. Only used for calculations, and therefore shown in this row, if above row shows NA. | [45 empty] | 2147137.0115 | 5980698.6571 | 2505980.4955
| E3 | Regulator station replacement programs | Cost per regulator station replaced | Average cost of replacing a gas distribution regulator station. Calculated by dividing E9 by E6. | 483515.52 | NA | NA | NA | NA | NA | NA | NA | NA | NA | 1479671.78 | 483428.6533 | 624599.72 | NA | NA | 1215521.44 | 1642773.04 | NA | 604816.4 | NA | NA | 401847.04 | NA | NA | 371383.26 | NA | 618411.1 | NA | NA | NA | NA | 603921.4 | 416486.712 | NA | 482603.94 | NA | NA | NA | 358738.18 | NA | NA | NA | 658381.96 | NA | 1230212.2 | NA | NA | 649568.1507
| A8 | NA | Maintenance cost per service | Average cost of gas distribution pipeline maintenance, per service, not including replacement costs. Also shown in later table, cell G1. | [47 empty] | 26.76
| B22 | Main and service replacement programs | Project time to completion, for main programs | Average days between the date that the project was identified for replacement and the date that the replacement equipment was placed in operation. | 509 | 425.9011 | 356.2885 | 437.9669 | 558 | 423.4706 | 702.7778 | 777.25 | 404.5461 | 321.2809 | 516.7647 | 812.2727 | 803.6667 | 568.65 | 691.1429 | 562.55 | 432.1557 | 693.869 | 558.2941 | 469.5357 | 328.8175 | 659.5833 | 391.5529 | 385.3947 | 302.8125 | 332.3889 | 329.0926 | 463.8917 | NA | 289.0769 | 158.3333 | 436.8947 | 519.5069 | 568.9839 | 334.375 | 428.6484 | 343.0312 | 591.7333 | 481.5 | 348.4 | 445.4737 | 452.5 | 535.1231 | 318.7273 | 638.4706 | 456.5084 | 207 | 472.4551
| E15 | Regulator station replacement programs | Project time to completion, for regulator station replacement | Average days between the date that the regulator station was identified for replacement and the date that the replacement station was placed in operation. | 317 | NA | NA | NA | NA | NA | NA | NA | NA | NA | 545.5 | 802.3333 | 497 | NA | NA | 887 | 1133 | NA | 462.5 | NA | NA | 449 | NA | NA | 614 | NA | 1636.5 | NA | NA | NA | NA | 382 | 422 | NA | 1267 | NA | NA | NA | 725 | NA | NA | NA | 532.5 | NA | 1172 | NA | NA | 740.2708
Additional Information on Service-Only Replacement Programs | B3 | Service-only replacement programs | Services replaced per year, when services only | Average number of services replaced by service-only replacement programs. | 161.25 | 159.5 | 115 | 75.75 | 100.75 | 83.25 | 14.5 | 88.25 | 179.25 | 172.25 | 152.5 | 99.25 | 29.75 | 116 | 31.75 | 92.25 | 334.5 | 359.25 | 165.5 | 82.75 | 112 | 106.75 | 74.25 | 66 | 14 | 101.25 | 107.25 | 154 | 1 | 64.75 | 42.5 | 156.75 | 184.5 | 74 | 51 | 112 | 92 | 53.75 | 159.25 | 184.25 | 71.5 | 66 | 146.5 | 89.25 | 8.25 | 180.25 | 1 | 5087.25
| B4 | Service-only replacement programs | Service miles replaced, when services only | Total miles of service replaced by service-only replacement programs. | 1.7729 | 1.7505 | 0.81619 | 0.64938 | 1.1344 | 0.85748 | 0.18632 | 0.84347 | 2.2354 | 2.3178 | 1.8198 | 1.1205 | 0.32391 | 1.3265 | 0.36823 | 1.2303 | 3.6125 | 4.1332 | 1.4496 | 0.90644 | 1.4051 | 1.2092 | 0.72277 | 0.68295 | 0.15914 | 1.0906 | 1.5571 | 2.0626 | 0.0042614 | 0.81605 | 0.58158 | 2.1412 | 2.497 | 0.91084 | 0.41491 | 1.0212 | 0.93707 | 1.1675 | 1.1966 | 2.3233 | 0.76368 | 0.80753 | 1.6783 | 1.082 | 0.10909 | 2.2878 | 0.0026515 | 58.487
| B5 | Service-only replacement programs | Total costs, for service-only programs | Total costs of service-only replacement programs. Calculated by summing costs for service-only replacement program work orders using cost definitions for the four cost groups “Internal Labor and Related Costs,” “External Labor and Related Costs,” “Materials,” and “Other Misc Costs.” | 1977862.24 | 1936916.52 | 1215638.4325 | 1188471.5675 | 1419924.12 | 660280.7625 | 129612.725 | 1210413.215 | 2420109.1375 | 2808673.075 | 2536202.0175 | 870267.1975 | 444176.8825 | 1122203.92 | 240916.115 | 1189909.24 | 4855195.735 | 6331566.4625 | 2093182.7675 | 866755.165 | 1745771.8975 | 2000668.125 | 857088.25 | 681701.6675 | 195712.3925 | 2532868.4225 | 1135506.725 | 2675283.075 | 1511.9425 | 798297.6875 | 550133.03 | 1649326.79 | 1700950.4175 | 1290141.1225 | 662859.1525 | 1535350.3675 | 1978813.6425 | 1147282.965 | 1580002.8825 | 2511951.9275 | 965151.6275 | 1240305.2775 | 1642360.025 | 1294185.815 | 52945.0825 | 1826089.3825 | 7577.705 | 69778114.695
| B6 | Service-only replacement programs | Project planning period, for services only | Average days between the date that the service(s) was identified for replacement and the date that replacement activities broke ground. | 122.0476 | 127.6654 | 206.6946 | 162.2322 | 79.9167 | 63.0225 | 49.9375 | 183.1804 | 72.2902 | 67.469 | 76.1762 | 72.3333 | 85.3143 | 114.3333 | 118.5636 | 107.1306 | 193.1338 | 101.2686 | 161.9716 | 131.4065 | 72.791 | 126.5775 | 249.1173 | 73.8883 | 57.2115 | 54.9737 | 115.7427 | 117.2233 | 2 | 130.7071 | 119.2133 | 58.9833 | 63.9512 | 79.6898 | 176.7115 | 181.9694 | 96.2247 | 70.8274 | 128.9712 | 84.421 | 48.0963 | 47.19 | 47.1116 | 104.3163 | 49.2308 | 89.4794 | 32.4 | 106.9968
| B7 | Service-only replacement programs | Project time to completion, for services only | Average days between the date that the project was identified for replacement and the date that the replaced service(s) was placed in operation. | 187.3582 | 192.95 | 209.1103 | 187.4622 | 184.5352 | 197.3373 | 148.7255 | 229.5584 | 203.0392 | 216.5137 | 170.679 | 187.2465 | 130.1491 | 214.2897 | 193.8652 | 182.3046 | 243.5667 | 200.4816 | 171.5802 | 222.5423 | 226.2767 | 181.1784 | 223.6995 | 151.5812 | 126.987 | 185.1778 | 190.7515 | 192.6874 | 63 | 157.996 | 191.6883 | 181.1676 | 164.2151 | 159.406 | 167.0592 | 231.2253 | 212.331 | 167.0549 | 163.6706 | 178.2278 | 163.7289 | 199.0367 | 143.6933 | 264.3965 | 219.1875 | 184.9346 | 124 | 189.9105
Additional Information on Main and Service Replacement Programs | B9 | Main and service replacement programs | Cost per main mile replaced | Average cost of gas distribution main and service replacement activities, per mile of main. Calculated by dividing B15 by B13. | 3024237.7411 | 3504090.1439 | 2238016.1601 | 2875875.0611 | 3089157.5149 | 1658879.7799 | 835980.57 | 5186898.8082 | 4169264.8846 | 3946364.6288 | 1295209.3138 | 2936393.7583 | 2895223.711 | 4939317.6398 | 1176764.0785 | 2176565.4584 | 2616748.3118 | 6925587.7779 | 4414273.2865 | 3138767.7572 | 3050695.1387 | 4413702.459 | 2475210.2074 | 3206069.4657 | 2655867.3222 | 3011759.2282 | 1825435.9672 | 3580386.0449 | #DIV/0! | 1428389.5438 | 2371085.1099 | 2247205.0917 | 5353420.0293 | 2987870.7435 | 4815328.8804 | 2502463.2418 | 2378982.2719 | 3206149.3962 | 2824219.4317 | 3034616.1381 | 3960494.1581 | 4335162.4424 | 3182278.0582 | 3073472.5301 | 914271.0204 | 2147137.0115 | 5980698.6571 | 2505980.4955
| B10 | Main and service replacement programs | Services per project, for main programs | Average number of services in a single work order. Calculated by dividing B12 by B11. | 15.4444 | 22.8571 | 25.5758 | 21.55 | 21.7407 | 11.3333 | 2.7143 | 17.3333 | 11.5985 | 13.5625 | 21.5745 | 20.7432 | 9.6471 | 17.7619 | 22.4412 | 26.2602 | 26.7619 | 3.884 | 15.3684 | 10.375 | 15.5417 | 10.8571 | 24.7931 | 20.5556 | 12.9688 | 23.2647 | 31.5733 | 7.7231 | #DIV/0! | 12.1364 | 5.4 | 12.6071 | 3.8242 | 14.2778 | 19.0909 | 27.9565 | 15 | 2.7143 | 7 | 20.5 | 30.7241 | 4.2353 | 3.6 | 10.7222 | 17.5278 | 36.5685 | 10.75 | 15.0336
| B11 | Main and service replacement programs | Main program projects per year | Average work orders per year, totaled across the utility’s main and service replacement programs. | 4.5 | 7 | 16.5 | 5 | 13.5 | 15 | 3.5 | 5.25 | 33 | 4 | 23.5 | 18.5 | 4.25 | 5.25 | 17 | 30.75 | 21 | 114.25 | 4.75 | 4 | 12 | 4.6667 | 21.75 | 6.75 | 8 | 8.5 | 37.5 | 16.25 |  | 16.5 | 1.25 | 7 | 128 | 13.5 | 3.6667 | 11.5 | 5.5 | 3.5 | 5 | 3 | 7.25 | 4.25 | 26.25 | 4.5 | 12 | 48.6667 | 4 | 771.25
| B12 | Main and service replacement programs | Services addressed by main programs | Total services connected to mains replaced by main and service replacement programs, whether or not the service was replaced by the project. | 69.5 | 160 | 422 | 107.75 | 293.5 | 170 | 9.5 | 91 | 382.75 | 54.25 | 507 | 383.75 | 41 | 93.25 | 381.5 | 807.5 | 562 | 443.75 | 73 | 41.5 | 186.5 | 50.6667 | 539.25 | 138.75 | 103.75 | 197.75 | 1184 | 125.5 |  | 200.25 | 6.75 | 88.25 | 489.5 | 192.75 | 70 | 321.5 | 82.5 | 9.5 | 35 | 61.5 | 222.75 | 18 | 94.5 | 48.25 | 210.3333 | 1779.6667 | 43 | 11594.6667
| B13 | Main and service replacement programs | Main miles replaced | Total miles of main replaced by main and service replacement program work orders. | 0.93793 | 1.3912 | 4.3921 | 1.0198 | 2.683 | 2.1812 | 0.11065 | 0.56619 | 2.4362 | 0.56278 | 11.1694 | 2.2815 | 0.40473 | 0.74223 | 4.0504 | 7.1299 | 3.9999 | 2.5825 | 0.4678 | 0.53542 | 1.6749 | 0.30317 | 5.0321 | 1.2318 | 1.0599 | 1.8692 | 10.3148 | 1.1857 |  | 3.0309 | 0.061979 | 0.70043 | 1.5429 | 1.8247 | 0.31941 | 3.0372 | 0.81345 | 0.15758 | 0.58267 | 0.5858 | 1.831 | 0.20971 | 0.69498 | 0.49451 | 2.3745 | 7.1596 | 0.052746 | 97.7906
| B14 | Main and service replacement programs | Service miles replaced, for main programs | Total miles of service replaced by main and service replacement program work orders. | 0.6008 | 1.7275 | 3.6638 | 0.83423 | 2.9463 | 2.0788 | 0.0491 | 0.82822 | 4.2021 | 0.64029 | 6.3632 | 4.512 | 0.54285 | 1.0477 | 2.6072 | 9.6357 | 5.0927 | 4.5019 | 0.72576 | 0.32879 | 1.7412 | 0.35597 | 5.3886 | 1.1706 | 1.1187 | 2.2648 | 10.4654 | 1.0515 |  | 1.7362 | 0.056676 | 0.69938 | 6.7767 | 2.1348 | 0.24465 | 2.6832 | 1.089 | 0.14157 | 0.26657 | 0.71151 | 2.7509 | 0.21889 | 1.1442 | 0.45208 | 1.7741 | 13.9898 | 0.13958 | 113.4955
| B15 | Main and service replacement programs | Total costs, for main programs | Total costs of main and service replacement program work orders. Calculated by summing B17, B18, B19 and B20. | 2836511.62 | 4875032.23 | 9829574.67 | 2932929.59 | 8288361.73 | 3618431.52 | 92504.1 | 2936786.74 | 10157253.13 | 2220951.23 | 14466727.59 | 6699343.43 | 1171797.93 | 3666133.68 | 4766395.98 | 15518643.77 | 10466621.55 | 17885199.27 | 2065010.42 | 1680548.57 | 5109481.02 | 1338112.54 | 12455510.91 | 3949294.66 | 2815068.46 | 5629651.08 | 18828957.13 | 4245096.92 | 0 | 4329332.38 | 146957.88 | 1574001.18 | 8259526.12 | 5452015.28 | 1538078.06 | 7600521.17 | 1935175.92 | 505211.42 | 1645589.22 | 1777664.34 | 7251717.31 | 909111.48 | 2211622.98 | 1519855.45 | 2170960.78 | 15372667.36 | 315459.2 | 245061398.89
| B16 | Main and service replacement programs | Cost Group
| B17 | Main and service replacement programs | Internal Labor and Related Costs | Sum of salaries of utility employees; benefits (health, retirement, disability, etc.) associated with utility employee labor; employee travel costs, including meals, lodging, mileage, per diem, incidentals, and any other travel costs; and payroll taxes. | 474887.63 | 675623.81 | 1306385.23 | 546730.75 | 1205945.78 | 650725.94 | 15655.39 | 511694.87 | 1548779.32 | 400323.4 | 2166026.37 | 1058123.36 | 296238.12 | 643140.73 | 543130.16 | 2559673.17 | 1713372.68 | 2373884.08 | 336425.82 | 283030.47 | 1141554.45 | 254211.92 | 1868388.65 | 495590.66 | 460923.28 | 811441.29 | 2640739.39 | 829290 |  | 672178.29 | 29760.32 | 430110.04 | 1683121.5 | 800607.25 | 174902.91 | 1111761.35 | 259410.85 | 67732.46 | 324049.46 | 387436.92 | 821831.05 | 194249.77 | 360611.36 | 344004.25 | 317758.53 | 3397388.98 | 47516.27 | 39236368.27
| B18 | Main and service replacement programs | External Labor and Related Costs | Combine “external labor” and contracts costs. Includes contracts for services and for employees. Include equipment rental here. | 1056546.3 | 2052062.08 | 4564732.99 | 1135926.39 | 3187709.76 | 1397757.59 | 6401.12 | 356650.48 | 2104127.71 | 406844.23 | 5846081.25 | 2328024.61 | 462241.31 | 467134.43 | 2247302.18 | 6038503.88 | 4287675.34 | 2125167.25 | 244163.49 | 211999.7 | 2043343.05 | 318796.31 | 5835373.25 | 1373907.87 | 1415588.44 | 468665.92 | 9544893.37 | 1107735.47 |  | 1425674.62 | 53419.56 | 624580.86 | 2701284.99 | 1705249.38 | 138985.46 | 3228552.95 | 149960.55 | 17849.2 | 562654.75 | 277086.8 | 2007774.19 | 302172.65 | 737262.79 | 493544.54 | 1150520.89 | 6971750.83 | 170095.58 | 85353776.3
| B19 | Main and service replacement programs | Materials | Cost of pipe, valves, fittings, regulators, and other materials installed at the project. | 56694.24 | 99355.65 | 82160.67 | 42541.52 | 79458.61 | 68081.86 | 3210.19 | 39583.32 | 103040.04 | 20655.33 | 122713.61 | 88229.67 | 11089.27 | 49728.89 | 58734.22 | 142047.09 | 100305.85 | 216513.34 | 21539.9 | 44661.78 | 47286.71 | 16850.46 | 110226.33 | 41323.37 | 23370.03 | 146356.8 | 213172.29 | 53487.5 |  | 48976.47 | 1080.12 | 16246.21 | 110645.7 | 108556.01 | 50513.84 | 70536.78 | 18298.86 | 5583.03 | 29267.2 | 43457.8 | 33100.31 | 7525.32 | 50532.67 | 23968.38 | 34427.97 | 181113.69 | 3207.5 | 2939456.4
| B20 | Main and service replacement programs | Other Misc Costs | Sum of costs in the cost categories “Fleet,” “Permitting,” “AFUDC,” “Land,” “Other,” and “Administrative & General Costs” as defined in “Definitions of Other Misc Costs.” | 1248383.45 | 2047990.69 | 3876295.78 | 1207730.93 | 3815247.58 | 1501866.13 | 67237.4 | 2028858.07 | 6401306.06 | 1393128.27 | 6331906.36 | 3224965.79 | 402229.23 | 2506129.63 | 1917229.42 | 6778419.63 | 4365267.68 | 13169634.6 | 1462881.21 | 1140856.62 | 1877296.81 | 748253.85 | 4641522.68 | 2038472.76 | 915186.71 | 4203187.07 | 6430152.08 | 2254583.95 | 0 | 2182503 | 62697.88 | 503064.07 | 3764473.93 | 2837602.64 | 1173675.85 | 3189670.09 | 1507505.66 | 414046.73 | 729617.81 | 1069682.82 | 4389011.76 | 405163.74 | 1063216.16 | 658338.28 | 668253.39 | 4822413.86 | 94639.85 | 117531797.92
| B21 | Main and service replacement programs | Project planning period, for main programs | Average days between the date that the project was identified for replacement and the date that replacement activities broke ground. | 235.76 | 610.97 | 516.67 | 864.94 | 196.69 | 310.69 | 150.13 | 339.26 | 771.27 | 346.94 | 261.44 | 296.36 | 222.78 | 399.29 | 160.26 | 147.66 | 351.28 | 1034.77 | 169.49 | 238.15 | 299.64 | 521.79 | 585.91 | 258.29 | 163.27 | 682.35 | 113.98 | 237.39 |  | 113.76 | 152.8 | 196.72 | 228.75 | 201.59 | 338 | 758.55 | 286.55 | 367.61 | 284.7 |  | 474.6 | 149.88 | 336.25 | 299.92 | 191.57 | 333.5 | 134.17 | 392.4
Additional Information | A7 | Both main and service and service-only replacement programs | Annual pipeline replacement expenditures | Total cost across gas distribution replacement programs. Sum of next table’s B5 and B15, final column. | 314839513.585 | [19 empty] | For the value for "Annual pipeline replacement expenditures", PG&E is providing the "Total costs, for main and service replacement programs" and "Service-only program" on a per year average 2021 through 2024. Depending on complexity and work scope, the life-cycle of projects can vary widely, with the major phases being project initiation, design and scoping, execution, documentation, mapping, and closeout. Therefore, each year, there are multiple projects that incur costs but that do not count as a completed unit. Any ratesetting activity should rely on the forecast presented in the General Rate Case (GRC). The value presented in this spreadsheet is different from the forecast methodology used in the GRC or other proceedings.
Additional Information on Regulator Station Replacement | Row ID | Program Category | Row Name | Definition | 182nd Street | Alhambra | Aliso Viejo | Anaheim | Azusa | Bakersfield | Beaumont | Belvedere | Branford | Canoga Park | Chino | Compton | Corona | Crenshaw | El Centro | Fontana | Garden Grove | Glendale | Hollywood | Huntington Park | Industry | Juanita | La Jolla | Lancaster | Murrieta | Oxnard | Palm Desert | Pasadena | Porterville | Ramona | Rim Forest | Riverside | San Bernardino | San Luis Obispo | San Pedro | Santa Ana | Santa Barbara | Santa Maria | Santa Monica | Saticoy | Simi Valley | Valencia | Visalia | Whittier | Yucca | Downey | Templeton | Totals or Averages Across All Programs
| E1 | Regulator station replacement programs | Cost per service, for regulator station replacement | Average cost of replacing gas distribution regulator stations, per service. Calculated by dividing E9 by E7. | 78.8821 | NA | NA | NA | NA | NA | NA | NA | NA | NA | 485.1313 | 222.7315 | 138.8617 | NA | NA | 683.0691 | 192.5683 | NA | 197.6723 | NA | NA | 65.6679 | NA | NA | 151.3034 | NA | 318.8508 | NA | NA | NA | NA | 220.8814 | 658.6379 | NA | 385.9596 | NA | NA | NA | 2249.1422 | NA | NA | NA | 2992.6453 | NA | 15976.7818 | NA | NA | 292.8484
| E2 | Regulator station replacement programs | Cost per customer meter, for regulator station replacement | Average cost of replacing gas distribution regulator stations, per meter. Calculated by dividing E9 by E8. | 77.5859 | NA | NA | NA | NA | NA | NA | NA | NA | NA | 476.3228 | 218.297 | 133.4864 | NA | NA | 676.6053 | 186.2715 | NA | 194.4042 | NA | NA | 64.5822 | NA | NA | 147.6415 | NA | 316.2419 | NA | NA | NA | NA | 215.1839 | 641.9879 | NA | 332.3719 | NA | NA | NA | 2249.1422 | NA | NA | NA | 2952.3855 | NA | 15187.8049 | NA | NA | 284.9959
| E4 | Regulator station replacement programs | Services per station, for replaced regulator stations | Average number of services served by a replaced regulator station. Calculated by dividing E7 by E6. | 6129.6 | NA | NA | NA | NA | NA | NA | NA | NA | NA | 3050.0439 | 2170.4545 | 4498 | NA | NA | 1779.5 | 8530.8571 | NA | 3059.6915 | NA | NA | 6119.383 | NA | NA | 2454.56 | NA | 1939.5 | NA | NA | NA | NA | 2734.1429 | 632.3455 | NA | 1250.4 | NA | NA | NA | 159.5 | NA | NA | NA | 220 | NA | 77 | NA | NA | 2218.1036
| E5 | Regulator station replacement programs | Meters per station, for replaced regulator stations | Average number of meters served by a replaced regulator station. Calculated by dividing E8 by E6. | 6232 | NA | NA | NA | NA | NA | NA | NA | NA | NA | 3106.4474 | 2214.5455 | 4679.125 | NA | NA | 1796.5 | 8819.2381 | NA | 3111.1277 | NA | NA | 6222.2553 | NA | NA | 2515.44 | NA | 1955.5 | NA | NA | NA | NA | 2806.5357 | 648.7455 | NA | 1452 | NA | NA | NA | 159.5 | NA | NA | NA | 223 | NA | 81 | NA | NA | 2279.2195
| E6 | Regulator station replacement programs | Regulator stations replaced per year | Average regulator stations replaced per year. | 0.25 | NA | NA | NA | NA | NA | NA | NA | NA | NA | 0.5 | 0.75 | 0.25 | NA | NA | 0.25 | 0.25 | NA | 0.5 | NA | NA | 0.25 | NA | NA | 0.5 | NA | 0.5 | NA | NA | NA | NA | 0.5 | 1.25 | NA | 0.5 | NA | NA | NA | 0.5 | NA | NA | NA | 0.5 | NA | 0.25 | NA | NA | 7.5
| E7 | Regulator station replacement programs | Services affected by replaced regulator stations per year | Average number of services served by replaced regulator stations. In cases where a pressure district is served by more than one regulator station, include only the replaced regulator station’s share of the pressure district’s services in the calculation. | 1532.4 | NA | NA | NA | NA | NA | NA | NA | NA | NA | 1525.0219 | 1627.8409 | 1124.5 | NA | NA | 444.875 | 2132.7143 | NA | 1529.8457 | NA | NA | 1529.8457 | NA | NA | 1227.28 | NA | 969.75 | NA | NA | NA | NA | 1367.0714 | 790.4318 | NA | 625.2 | NA | NA | NA | 79.75 | NA | NA | NA | 110 | NA | 19.25 | NA | NA | 16635.7769
| E8 | Regulator station replacement programs | Meters affected by replaced regulator stations per year | Average number of meters served by replaced regulator stations. In cases where a pressure district is served by more than one regulator station, include only the replaced regulator station’s share of the pressure district’s meters in the calculation. | 1558 | NA | NA | NA | NA | NA | NA | NA | NA | NA | 1553.2237 | 1660.9091 | 1169.7812 | NA | NA | 449.125 | 2204.8095 | NA | 1555.5638 | NA | NA | 1555.5638 | NA | NA | 1257.72 | NA | 977.75 | NA | NA | NA | NA | 1403.2679 | 810.9318 | NA | 726 | NA | NA | NA | 79.75 | NA | NA | NA | 111.5 | NA | 20.25 | NA | NA | 17094.1459
| E9 | Regulator station replacement programs | Total costs, for regulator station replacement | Total costs of regulator station replacement program work orders. Calculated by summing E10, E11, E12 and E13. | 120878.88 | NA | NA | NA | NA | NA | NA | NA | NA | NA | 739835.89 | 362571.49 | 156149.93 | NA | NA | 303880.36 | 410693.26 | NA | 302408.2 | NA | NA | 100461.76 | NA | NA | 185691.63 | NA | 309205.55 | NA | NA | NA | NA | 301960.7 | 520608.39 | NA | 241301.97 | NA | NA | NA | 179369.09 | NA | NA | NA | 329190.98 | NA | 307553.05 | NA | NA | 4871761.13
| E14 | Regulator station replacement programs | Project planning period, for regulator station replacement | Average days between the date that the regulator station was identified for replacement and the date that replacement activities broke ground. | 273 | NA | NA | NA | NA | NA | NA | NA | NA | NA | 437.5 | 527.3333 | 428 | NA | NA | 825 | 1028 | NA | 398 | NA | NA | 272 | NA | NA | 393 | NA | 1489.5 | NA | NA | NA | NA | 347 | 355.6 | NA | 449 | NA | NA | NA | 682.5 | NA | NA | NA | 423 | NA | 1014 | NA | NA | 583.9021
X1A0T
X1A1T
X1A2T
X1A0T
X1A1T
X1A2T
X1A3T

## SCG PressureDistricts
SoCalGas Pressure District Data
Based on data provided by Southern California Gas Company in response to September 24, 2025 ALJ's Ruling Directing Gas Utilities to Provide Gas Distribution Cost Data
See https://www.cpuc.ca.gov/industries-and-topics/natural-gas/SB-1221-implementation for utility-provided data and CPUC data templates.
Column ID | F1 | F2 | F3 | F4 | F5 | F6 | F7 | F8 | F9 | F10 | F11 | F12
Column Name | Pressure district | Services per regulator station | Meters per regulator station | Regulator stations | Regulator stations identified for replacement | Pressure category | Services served | Meters served | Core meters served | Non-core meters served | Operating district | Census tracts
Definition | ID number for the pressure district. | Average number of services served by regulator stations in the pressure district. Calculated by dividing F7 by F4. | Average number of meters served by regulator stations in the pressure district. Calculated by dividing F8 by F4. | Number of gas distribution regulator stations immediately serving the pressure district. | Regulator stations whose replacement is forecast to begin during the next ten years, identified consistent with each utility’s existing project selection methods, at an annual replacement rate consistent with the rates approved in each utility’s most recently adopted general rate case decision. | “Medium-pressure” or “low-pressure.” | Number of customer services connected to the pressure district. | Number of customer meters connected to the pressure district. Sum of F9 and F10. | Number of core customer meters connected to the pressure district. | Number of non-core customer meters connected to the pressure district. | Name and ID number of the operating district that the pressure district is in. | ID numbers of all 2020 census tracts overlapping the district.
| 41001 | 3456 | 3469 | 1 |  | Medium Pressure | 3456 | 3469 | 3187 | 0 | PALM DESERT | 6065940600, 6065044505, 6065044520
| 41002 | 2119 | 2148 | 1 | Station ID #: 446 | Medium Pressure | 2119 | 2148 | 1871 | 0 | YUCCA VALLEY | 6071010415, 6071010434, 6071010433
| 41003 | 2925 | 3681 | 1 |  | Medium Pressure | 2925 | 3681 | 3109 | 0 | YUCCA VALLEY | 6071010415, 6071010434, 6071010433, 6071010426, 6071010422
| 41004 | 77 | 81 | 1 |  | Medium Pressure | 77 | 81 | 72 | 0 | YUCCA VALLEY | 6071010415, 6071010432
| 41006 | 37 | 37 | 1 |  | Medium Pressure | 37 | 37 | 35 | 0 | YUCCA VALLEY | 6071010432
| 41007 | 54 | 55 | 1 | Station ID #: 1334 | Medium Pressure | 54 | 55 | 36 | 0 | SAN BERNARDINO | 6071009133
| 41009 | 2695 | 2706 | 2 |  | Medium Pressure | 5389 | 5411 | 5310 | 0 | BEAUMONT | 6065043824, 6065043822, 6065043823
| 41010 | 2206 | 2656 | 2 |  | Medium Pressure | 4412 | 5312 | 4038 | 1 | BLYTHE | 6065045900, 6065046103, 6065046200, 6065046101, 6065046102, 6065046900, 6065047000
| 41012 | 243 | 247 | 1 |  | Medium Pressure | 243 | 247 | 202 | 0 | BLYTHE | 6065047000
| 41013 | 3788 | 4150 | 2 |  | Medium Pressure | 7576 | 8300 | 7299 | 1 | EL CENTRO | 6025010600, 6025010401, 6025010402, 6025010500, 6025010700, 6025010300
| 41014 | 2 | 4 | 1 |  | Medium Pressure | 2 | 4 | 2 | 0 | EL CENTRO | 6025010402, 6025010300
| 41017 | 518 | 532 | 3 |  | Medium Pressure | 1555 | 1595 | 1206 | 2 | BEAUMONT | 6065043813
| 41018 | 9027 | 9695 | 1 |  | Medium Pressure | 9027 | 9695 | 9005 | 1 | EL CENTRO | 6025012001, 6025011901, 6025012102, 6025012003, 6025011903, 6025011902, 6025012004, 6025012101, 6025012202, 6025012201
| 41019 | 5 | 10 | 1 |  | Medium Pressure | 5 | 10 | 1 | 0 | BEAUMONT | 6065043824, 6065043823
| 41020 | 76 | 76 | 1 |  | Medium Pressure | 76 | 76 | 63 | 0 | SAN BERNARDINO | 6071008714
| 41022 | 814 | 1011 | 1 |  | Medium Pressure | 814 | 1011 | 900 | 0 | EL CENTRO | 6025010102, 6025010101
| 41023 | 93 | 107 | 1 |  | Medium Pressure | 93 | 107 | 53 | 0 | SAN BERNARDINO | 6071010805, 6071011002
| 41029 | 19 | 19 | 1 |  | Medium Pressure | 19 | 19 | 16 | 0 | BLYTHE | 6065046900
| 41032 | 2322 | 2357 | 4 | Station ID #: 1005 | Medium Pressure | 9288 | 9428 | 7992 | 3 | FONTANA, SAN BERNARDINO | 6071006700, 6071006601, 6071005701, 6071006604, 6071006603, 6071004403, 6071004404, 6071006501, 6071004902, 6071004901, 6071007002, 6071007001, 6071005800, 6071012400
| 41033 | 1780 | 1797 | 2 |  | Medium Pressure | 3559 | 3593 | 3174 | 0 | FONTANA, SAN BERNARDINO | 6071006700, 6071006601, 6071006603, 6071007002, 6071007001, 6071012400, 6071012500
| 41034 | 1082 | 1113 | 1 |  | Medium Pressure | 1082 | 1113 | 947 | 0 | FONTANA | 6071004004, 6071012500
| 41035 | 25 | 25 | 1 |  | Medium Pressure | 25 | 25 | 19 | 0 | FONTANA | 6071003612
| 41038 | 43 | 43 | 1 |  | Medium Pressure | 43 | 43 | 18 | 0 | FONTANA, SAN BERNARDINO | 6071012400
| 41039 | 339 | 355 | 2 | Station ID #: 499 | Medium Pressure | 677 | 710 | 586 | 1 | FONTANA, RIVERSIDE | 6065040101, 6071004004, 6071004003
| 41040 | 17 | 17 | 1 |  | Medium Pressure | 17 | 17 | 16 | 0 | YUCCA VALLEY | 6071010432
| 41041 | 13 | 13 | 1 |  | Medium Pressure | 13 | 13 | 9 | 0 | YUCCA VALLEY | 6071010432
| 41042 | 4498 | 4679 | 16 | Station ID #: 0014B, 253 | Medium Pressure | 71968 | 74866 | 69862 | 13 | CORONA, RIVERSIDE | 6065041913, 6065041804, 6065041805, 6065041807, 6065041808, 6065041414, 6065041914, 6065041601, 6065041915, 6065047902, 6065041806, 6065041909, 6065041703, 6065041500, 6065041904, 6065040902, 6065040812, 6065040815, 6065040816, 6065046601, 6065048200, 6065040821, 6065041411, 6065041412, 6065041702, 6065041704, 6065041803, 6065040609, 6065040813, 6065040814, 6065041910, 6065031601, 6065041302, 6071000122, 6065040702, 6065040703, 6065041809, 6065041810, 6065041812, 6065041813, 6065041905, 6065041906, 6065041905, 6065041906, 6065040806, 6065041201, 6065040809, 6065041405, 6065041406, 6065041407, 6065041408, 6065041410, 6065041912, 6065048100, 6065040807, 6065040808, 6065040901, 6065046602, 6065046602, 6065040701, 6065040701, 6065041004, 6065041415, 6065047901, 6065041602
| 41043 | 2092 | 2092 | 1 |  | Medium Pressure | 2092 | 2092 | 2041 | 0 | CORONA | 6065043007, 6065042007
| 41044 | 2315 | 2329 | 3 |  | Medium Pressure | 6945 | 6986 | 6455 | 0 | RIM FOREST | 6071011004, 6071010805, 6071010806, 6071010803, 6071010804
| 41045 | 3879 | 3911 | 4 |  | Medium Pressure | 15516 | 15644 | 14185 | 0 | PALM DESERT | 6065044516, 6065044524, 6065044523, 6065044507, 6065044510, 6065047201, 6065044515, 6065044509, 6065044518, 6065044517, 6065047202
| 41046 | 51 | 51 | 1 |  | Medium Pressure | 51 | 51 | 49 | 0 | PALM DESERT | 6065044524, 6065044523, 6065044520
| 41047 | 24 | 24 | 1 | Station ID #: 564 | Medium Pressure | 24 | 24 | 18 | 0 | PALM DESERT | 6065044524, 6065044507
| 41048 | 524 | 524 | 1 | Station ID #: 1350 | Medium Pressure | 524 | 524 | 475 | 0 | SAN BERNARDINO | 6071004503, 6071002706, 6071010805
| 41049 | 3350 | 3490 | 1 | Station ID #: 1249 | Medium Pressure | 3350 | 3490 | 3374 | 0 | SAN BERNARDINO | 6071004601, 6071004503, 6071004511, 6071002706, 6071004512
| 41050 | 202 | 217 | 1 |  | Medium Pressure | 202 | 217 | 141 | 0 | BLYTHE | 6065046900
| 41051 | 4414 | 4825 | 2 |  | Medium Pressure | 8828 | 9650 | 8482 | 1 | EL CENTRO | 6025011201, 6025011302, 6025011500, 6025011202, 6025011400, 6025011600, 6025011700, 6025011801, 6025011802
| 41053 | 2304 | 2422 | 3 |  | Medium Pressure | 6912 | 7266 | 6975 | 0 | EL CENTRO | 6025011201, 6025011001, 6025011002, 6025011303, 6025011202
| 41058 | 18 | 18 | 1 |  | Medium Pressure | 18 | 18 | 10 | 0 | SAN BERNARDINO | 6071009133, 6071009134
| 41060 | 1295 | 1299 | 1 |  | Medium Pressure | 1295 | 1299 | 1252 | 0 | MURRIETA | 6065043279, 6065043274
| 41061 | 3669 | 3837 | 1 |  | Medium Pressure | 3669 | 3837 | 3736 | 0 | MURRIETA | 6065042733, 6065042748, 6065042743, 6065046404, 6065042714, 6065043274
| 41062 | 6100 | 6213 | 57 | Station ID #: 1288 | Medium Pressure | 347705 | 354135 | 332781 | 56 | CORONA, INDUSTRY, FONTANA, SAN BERNARDINO, RIVERSIDE, LA JOLLA, AZUSA, CHINO | 6071003506, 6071000404, 6071000115, 6071002031, 6071000821, 6037403317, 6071002204, 6071001600, 6071000111, 6071000109, 6071000812, 6071000104, 6059021832, 6065040622, 6065040618, 6065040619, 6065040617, 6065040620, 6065040621, 6071004401, 6071000826, 6071000824, 6071000818, 6071000904, 6071001104, 6071000823, 6071000503, 6071001002, 6071000208, 6071000205, 6071001001, 6071000207, 6071001504, 6071001312, 6071002206, 6071000604, 6071000501, 6065040101, 6071000403, 6071000815, 6071000817, 6071000606, 6071000813, 6071000603, 6037402001, 6037402002, 6071002014, 6071000819, 6071000820, 6071000203, 6071001707, 6071001706, 6071000814, 6071000816, 6065040405, 6071004004, 6071000901, 6071002016, 6071002027, 6071002103, 6071001311, 6071002109, 6071002028, 6071001308, 6071001309, 6071002801, 6071000903, 6071001901, 6071001305, 6071001310, 6071001103, 6071001307, 6071001813, 6071000605, 6071001704, 6071001810, 6071002013, 6071002101, 6071001101, 6071001804, 6071001809, 6071002023, 6071001806, 6071001808, 6071001812, 6071002015, 6071002029, 6071002025, 6071002019, 6071002107, 6071002038, 6071002035, 6071002604, 6071002705, 6071003509, 6071003404, 6071002207, 6071003605, 6071003609, 6071003611, 6071004301, 6071002606, 6071002307, 6071002306, 6071003503, 6071003507, 6071003510, 6071003603, 6071003405, 6071003102, 6071002803, 6071003301, 6071003101, 6071003302, 6071003606, 6071003612, 6071004003, 6071004001, 6071003607, 6071003804, 6071004302, 6071003803, 6071006603, 6071004403, 6071004404, 6065040611, 6071002046, 6071002047, 6071002610, 6071002611, 6071002048, 6071002051, 6071002049, 6071002050, 6071002503, 6071002504, 6071002405, 6071001909, 6071000305, 6071000120, 6071001907, 6071002039, 6071002042, 6071000307, 6065040403, 6065040501, 6065040503, 6065040603, 6071004902, 6071003201, 6071003202, 6071002707, 6071002309, 6071002608, 6071002609, 6071002043, 6071002045, 6071002313, 6071000308, 6071000306, 6071001908, 6071001910, 6071012201, 6071001911, 6071002112, 6071002111, 6071012202, 6071000119, 6065040604, 6065040605, 6071002406, 6071002403, 6071002404, 6071002602, 6071000201, 6071000808, 6071002901, 6071003401, 6071003403, 6071003700, 6071000304, 6071003900, 6071002501, 6071002902, 6071001200, 6071000804, 6037403318, 6065040404, 6037402706, 6037402804, 6037402903, 6037403324, 6065040609, 6065040616, 6071002021, 6071002804, 6071000825, 6071002706, 6071002105, 6071001503, 6071002037, 6065040102, 6037402801, 6071002709, 6071002044, 6071002041, 6071000122, 6071002040, 6071002314, 6071002708, 6071002308, 6071002311, 6071002310, 6071002312, 6071002315, 6071000121, 6071000401, 6065041810, 6065040303, 6065040402, 6065040606, 6065040502, 6071000504, 6071000117, 6071001906, 6071009202, 6071001501, 6071001200, 6071001501, 6071003505, 6071003801, 6071002703, 6071012700, 6037400205, 6071001702, 6071003000, 6071001803, 6071001703, 6071001400, 6071000103, 6071000105, 6071000107, 6071000108, 6037402702, 6037402703, 6071000118, 6037402904
| 41065 | 2 | 162 | 1 |  | Medium Pressure | 2 | 162 | 152 | 0 | RAMONA | 6065042720
| 41066 | 1671 | 1682 | 1 |  | Medium Pressure | 1671 | 1682 | 1602 | 0 | RAMONA | 6065042745, 6065042723
| 41067 | 1620 | 1788 | 1 |  | Medium Pressure | 1620 | 1788 | 1674 | 0 | EL CENTRO | 6025011303, 6025011901, 6025011301
| 41068 | 822 | 903 | 2 |  | Medium Pressure | 1644 | 1806 | 1735 | 0 | EL CENTRO | 6025011803, 6025011302, 6025011303, 6025011100
| 41069 | 6396 | 6521 | 9 | Station ID #: 507 | Medium Pressure | 57561 | 58691 | 54516 | 5 | RAMONA | 6065042745, 6065043524, 6065043521, 6065043522, 6065043523, 6065043519, 6065051302, 6065051301, 6065043518, 6065043701, 6065043509, 6065941500, 6065042744, 6065043316, 6065043512, 6065043602, 6065043304, 6065043306, 6065043307, 6065043308, 6065043309, 6065043310, 6065043311, 6065043312, 6065043313, 6065043314, 6065043315, 6065043401, 6065043403, 6065043404, 6065043405, 6065043503, 6065043506, 6065043702, 6065043703, 6065043513, 6065043517, 6065042723, 6065043505, 6065043319, 6065043318, 6065043520, 6065043601
| 41071 | 43 | 43 | 1 |  | Medium Pressure | 43 | 43 | 40 | 0 | PALM DESERT | 6065044520
| 41072 | 918 | 922 | 4 |  | Medium Pressure | 3673 | 3688 | 3458 | 0 | RAMONA, FONTANA, RIVERSIDE | 6071007104, 6065042214, 6065042412, 6071007106, 6065042300, 6065042209
| 41074 | 1343 | 1391 | 1 |  | Medium Pressure | 1343 | 1391 | 1230 | 0 | EL CENTRO | 6025010800, 6025010900
| 41075 | 1853 | 1918 | 1 |  | Medium Pressure | 1853 | 1918 | 1777 | 0 | RAMONA | 6065042745, 6065042720, 6065042723
| 41080 | 106 | 106 | 1 |  | Medium Pressure | 106 | 106 | 96 | 0 | PALM DESERT | 6065940400, 6065045222
| 41083 | 3206 | 3224 | 3 |  | Medium Pressure | 9617 | 9671 | 9324 | 0 | PALM DESERT, PALM DESERT | 6065045306, 6065045305, 6065045216, 6065049400, 6065045303, 6065045209, 6065045302, 6065045222, 6065045228, 6065045217, 6065049400
| 41084 | 5029 | 5581 | 10 |  | Medium Pressure | 50291 | 55813 | 52428 | 2 | PALM DESERT | 6065045128, 6065045613, 6065049101, 6065045614, 6065045235, 6065049102, 6065045234, 6065045129, 6065049501, 6065049502, 6065045708, 6065045616, 6065045617, 6065045615, 6065045709, 6065045212, 6065045213, 6065045214, 6065045224, 6065045226, 6065045233, 6065045606, 6065049400, 6065045110, 6065045120, 6065940400, 6065045707, 6065045122, 6065045207, 6065045704, 6065045209, 6065045501, 6065044911, 6065045502, 6065045703, 6065045706, 6065045125, 6065045217, 6065044927
| 41089 | 1668 | 1701 | 1 |  | Medium Pressure | 1668 | 1701 | 1376 | 0 | YUCCA VALLEY | 6071010420, 6071010419
| 41090 | 15 | 15 | 1 |  | Medium Pressure | 15 | 15 | 7 | 0 | YUCCA VALLEY | 6071010420
| 41091 | 23 | 27 | 1 |  | Medium Pressure | 23 | 27 | 23 | 0 | YUCCA VALLEY | 6071010431, 6071010432
| 41092 | 418 | 418 | 1 |  | Medium Pressure | 418 | 418 | 360 | 0 | YUCCA VALLEY | 6071010419
| 41093 | 3 | 3 | 1 |  | Medium Pressure | 3 | 3 | 2 | 0 | YUCCA VALLEY | 6071010419
| 41094 | 14 | 14 | 1 |  | Medium Pressure | 14 | 14 | 8 | 0 | YUCCA VALLEY | 6071010420, 6071010419
| 41095 | 3 | 3 | 1 |  | Medium Pressure | 3 | 3 | 3 | 0 | YUCCA VALLEY | 6071010431
| 41098 | 3603 | 3663 | 3 | Station ID #: 1125 | Medium Pressure | 10808 | 10989 | 10150 | 0 | RIM FOREST | 6071010905, 6071010906, 6071011004, 6071011003, 6071010903, 6071010904, 6071010805, 6071011002, 6071010803
| 41100 | 1090 | 1549 | 1 |  | Medium Pressure | 1090 | 1549 | 1490 | 0 | PALM DESERT | 6065045611, 6065045612, 6065045610
| 41103 | 6329 | 6552 | 10 |  | Medium Pressure | 63293 | 65519 | 62013 | 6 | RAMONA, RIVERSIDE | 6065042624, 6065042624, 6065042622, 6065042622, 6065050901, 6065049002, 6065050902, 6065042629, 6065049001, 6065042522, 6065042523, 6065042625, 6065042630, 6065042214, 6065042206, 6065042401, 6065042521, 6065042412, 6065042516, 6065042511, 6065048800, 6065048300, 6065048700, 6065042514, 6065042515, 6065042517, 6065042513, 6065042518, 6065042519, 6065046800, 6065048901, 6065048902, 6065042512, 6065042621, 6065051100, 6065042402, 6065042403, 6065042404, 6065042520, 6065042406, 6065042405, 6065042407, 6065042408, 6065042409, 6065042410, 6065042411, 6065042505, 6065042507, 6065042508, 6065042510, 6065042212, 6065046700, 6065042509, 6065042623
| 41105 | 6 | 6 | 1 |  | Medium Pressure | 6 | 6 | 6 | 0 | RAMONA | 6065043822
| 41106 | 661 | 661 | 1 |  | Medium Pressure | 661 | 661 | 567 | 0 | YUCCA VALLEY | 6071010417
| 41107 | 4 | 4 | 1 |  | Medium Pressure | 4 | 4 | 3 | 0 | YUCCA VALLEY | 6071010417
| 41108 | 7 | 7 | 1 |  | Medium Pressure | 7 | 7 | 5 | 0 | YUCCA VALLEY | 6071010417
| 41111 | 28 | 28 | 1 |  | Medium Pressure | 28 | 28 | 19 | 0 | PALM DESERT | 6065044524
| 41112 | 92 | 105 | 2 |  | Medium Pressure | 183 | 209 | 129 | 0 | PALM DESERT | 6065044524, 6065044507
| 41113 | 431 | 486 | 1 |  | Medium Pressure | 431 | 486 | 267 | 1 | EL CENTRO | 6025010102, 6025010101
| 41114 | 1418 | 1420 | 1 |  | Medium Pressure | 1418 | 1420 | 1416 | 0 | RAMONA | 6065042747, 6065042626
| 41115 | 1217 | 1250 | 2 |  | Medium Pressure | 2434 | 2499 | 2314 | 0 | RAMONA | 6065042730, 6065042720, 6065042744, 6065042719, 6065042626, 6065042623
| 41116 | 362 | 364 | 1 |  | Medium Pressure | 362 | 364 | 253 | 0 | BLYTHE | 6065046900
| 41117 | 2725 | 2829 | 3 |  | Medium Pressure | 8176 | 8486 | 7647 | 0 | PALM DESERT | 6065045117, 6065045115, 6065045114, 6065045116, 6065045125, 6065045124
| 41119 | 3802 | 3809 | 2 |  | Medium Pressure | 7603 | 7617 | 7342 | 0 | PALM DESERT, PALM DESERT | 6065051401, 6065051402, 6065045216, 6065049400, 6065044520, 6065045228, 6065049400
| 41120 | 4272 | 4559 | 13 |  | Medium Pressure | 55535 | 59262 | 54125 | 6 | PALM DESERT, MURRIETA, RIM FOREST | 6065044933, 6065044934, 6065941002, 6065941001, 6065044807, 6065044605, 6065043227, 6065941200, 6065940600, 6065044926, 6065940700, 6065940800, 6065940900, 6065941100, 6065941300, 6065941400, 6065045103, 6065044602, 6065044604, 6065044701, 6065044921, 6065044922, 6065044931, 6065044932, 6065044917, 6065044918, 6065044923, 6065044924, 6065044925, 6071010903, 6065044907, 6065044805, 6065044806, 6065044916, 6065044702, 6065044606, 6065044904, 6065940500, 6065044804, 6065045000
| 41124 | 60 | 60 | 1 |  | Medium Pressure | 60 | 60 | 50 | 0 | YUCCA VALLEY | 6071010417
| 41125 | 101 | 101 | 1 |  | Medium Pressure | 101 | 101 | 83 | 0 | YUCCA VALLEY | 6071010424, 6071010417
| 41126 | 10 | 10 | 1 |  | Medium Pressure | 10 | 10 | 9 | 0 | YUCCA VALLEY | 6071010413, 6071010424
| 41127 | 4555 | 4646 | 7 |  | Medium Pressure | 31886 | 32521 | 29977 | 0 | SAN BERNARDINO, BEAUMONT | 6065043813, 6065043824, 6065043809, 6065044000, 6065044101, 6065044102, 6065044103, 6065044200, 6065043810, 6065043818, 6065043820, 6065043821, 6071008711, 6065043807, 6065043900, 6065043822, 6065044104, 6065044300, 6065043812
| 41130 | 2951 | 3000 | 11 |  | Medium Pressure | 32462 | 32999 | 30793 | 2 | RAMONA, RIVERSIDE | 6065042625, 6065030605, 6065042632, 6065042631, 6065042018, 6065042630, 6065042907, 6065042906, 6065042905, 6065042908, 6065042004, 6065042003, 6065042008, 6065042005, 6065042902, 6065042903, 6065042012, 6065042010, 6065042719, 6065042007, 6065046700, 6065031701, 6065042009, 6065042802, 6065042747, 6065042801, 6065042628, 6065042746, 6065042626, 6065042627, 6065042015, 6065042016, 6065042017
| 41132 | 526 | 536 | 1 |  | Medium Pressure | 526 | 536 | 430 | 0 | SAN BERNARDINO | 6071009119, 6071009109
| 41133 | 249 | 265 | 1 |  | Medium Pressure | 249 | 265 | 243 | 0 | SAN BERNARDINO | 6071009120, 6071009121
| 41134 | 8 | 8 | 1 |  | Medium Pressure | 8 | 8 | 7 | 0 | EL CENTRO | 6025011100
| 41138 | 3618 | 3848 | 10 |  | Medium Pressure | 36175 | 38478 | 36391 | 4 | PALM DESERT | 6065045127, 6065045126, 6065045214, 6065044930, 6065045117, 6065045119, 6065045103, 6065044919, 6065044921, 6065044922, 6065044928, 6065044929, 6065045116, 6065044917, 6065044918, 6065045118, 6065045122, 6065045123, 6065044911, 6065045125, 6065045124, 6065044927
| 41140 | 54 | 54 | 1 |  | Medium Pressure | 54 | 54 | 45 | 0 | RAMONA | 6065042412
| 41141 | 3767 | 3881 | 14 | Station ID #: 1121 | Medium Pressure | 52744 | 54338 | 50054 | 6 | RAMONA, FONTANA, SAN BERNARDINO, RIVERSIDE | 6071008402, 6071008404, 6071008403, 6071008100, 6071007105, 6071008302, 6071007800, 6071008301, 6071007104, 6065042412, 6071008001, 6071007106, 6071007107, 6071007108, 6065042300, 6071007110, 6071007306, 6071004004, 6071008601, 6071007305, 6071007307, 6071008004, 6071007202, 6071008405, 6071007201, 6071007112, 6071007111, 6071008715, 6071008501, 6071008502, 6071008406, 6071008201, 6071008202, 6071008003, 6071007303, 6071007308, 6071008602, 6071012400
| 41142 | 92 | 92 | 1 |  | Medium Pressure | 92 | 92 | 88 | 0 | SAN BERNARDINO | 6071008403
| 41143 | 292 | 318 | 1 | Station ID #: 1260 | Medium Pressure | 292 | 318 | 263 | 0 | RIM FOREST | 6071011004, 6071011002
| 41144 | 215 | 312 | 1 | Station ID #: 806 | Medium Pressure | 215 | 312 | 199 | 0 | BLYTHE | 6065045900
| 41145 | 4325 | 4402 | 1 |  | Medium Pressure | 4325 | 4402 | 3850 | 0 | FONTANA, RIVERSIDE | 6065042300, 6071004004, 6065030101, 6065030103, 6065030104, 6065030300, 6065030200, 6065042209
| 41147 | 107 | 111 | 1 |  | Medium Pressure | 107 | 111 | 99 | 0 | RIVERSIDE | 6065030700
| 41149 | 2086 | 2087 | 2 | Station ID #: 302 | Medium Pressure | 4171 | 4173 | 3717 | 0 | RIVERSIDE | 6065046502, 6065046501, 6065042214, 6065042213, 6065042210, 6065042209
| 41150 | 5468 | 5613 | 14 |  | Medium Pressure | 76556 | 78583 | 72665 | 3 | CORONA, RIVERSIDE | 6065031504, 6065031503, 6065030605, 6065030604, 6065041414, 6065046501, 6065042004, 6065042206, 6065042207, 6065042008, 6065042208, 6065030603, 6065042005, 6065040902, 6065042012, 6065031602, 6065030900, 6065042217, 6065030103, 6065980004, 6065031601, 6065041101, 6065041102, 6065041301, 6065041302, 6065041001, 6065031001, 6065031002, 6065041002, 6065031100, 6065041201, 6065041202, 6065041203, 6065041403, 6065041404, 6065031200, 6065031300, 6065031401, 6065031402, 6065031501, 6065041405, 6065041406, 6065041407, 6065030300, 6065030400, 6065030501, 6065040901, 6065040903, 6065040904, 6065030502, 6065030503, 6065030700, 6065030800, 6065031702, 6065031703, 6065031704, 6065046700, 6065030200, 6065042209, 6065031701, 6065030602, 6065041003, 6065041004, 6065041415, 6065041413
| 41153 | 4942 | 4999 | 1 |  | Medium Pressure | 4942 | 4999 | 4652 | 0 | RIM FOREST | 6071011300, 6071011102, 6071011101
| 41154 | 2699 | 2838 | 10 | Station ID #: 107, 1033, 1062, 79 | Medium Pressure | 26987 | 28380 | 24917 | 3 | SAN BERNARDINO | 6071004601, 6071005200, 6071005300, 6071005400, 6071006301, 6071006401, 6071004507, 6071004509, 6071004505, 6071005701, 6071006501, 6071006303, 6071005601, 6071005602, 6071005102, 6071005501, 6071005502, 6071005101, 6071010805, 6071004512, 6071005800, 6071004510, 6071004603, 6071004604
| 41155 | 556 | 562 | 2 |  | Medium Pressure | 1112 | 1123 | 1046 | 0 | SAN BERNARDINO | 6071005200, 6071006201, 6071005101
| 41156 | 3162 | 3244 | 11 | Station ID #: 78, 163 | Medium Pressure | 34779 | 35681 | 31861 | 0 | SAN BERNARDINO | 6071007407, 6071007404, 6071005200, 6071980100, 6071006201, 6071006301, 6071006401, 6071006402, 6071007408, 6071006204, 6071006203, 6071007604, 6071007410, 6071007409, 6071007903, 6071007603, 6071005701, 6071006501, 6071006502, 6071006303, 6071007905, 6071007412, 6071007411, 6071007202, 6071006304, 6071006101, 6071006102, 6071005101, 6071007605, 6071007606, 6071007906, 6071011002, 6071007904, 6071011101, 6071012400
| 41160 | 9 | 9 | 1 |  | Medium Pressure | 9 | 9 | 5 | 0 | SAN BERNARDINO | 6071006101, 6071011002
| 41162 | 1943 | 1966 | 3 | Station ID #: 1078 | Medium Pressure | 5828 | 5897 | 5276 | 1 | SAN BERNARDINO | 6071004800, 6071004700, 6071004201, 6071004202, 6071004302, 6071004902
| 41163 | 17 | 17 | 1 |  | Medium Pressure | 17 | 17 | 4 | 0 | FONTANA | 6071003804
| 41164 | 468 | 578 | 1 |  | Medium Pressure | 468 | 578 | 487 | 0 | EL CENTRO | 6025011100
| 41165 | 5295 | 5370 | 8 |  | Medium Pressure | 42357 | 42958 | 41743 | 2 | RAMONA, MURRIETA | 6065042730, 6065042731, 6065042733, 6065042737, 6065042745, 6065042724, 6065042728, 6065042752, 6065042751, 6065042717, 6065042738, 6065042739, 6065042740, 6065042741, 6065042742, 6065042720, 6065042743, 6065043279, 6065042708, 6065042709, 6065042711, 6065042723, 6065042732, 6065042726
| 41168 | 4909 | 5031 | 25 |  | Medium Pressure | 122728 | 125772 | 118817 | 7 | MURRIETA | 6065043246, 6065043254, 6065043265, 6065043267, 6065043272, 6065043008, 6065050503, 6065043203, 6065043208, 6065043202, 6065049702, 6065050501, 6065043205, 6065043295, 6065043204, 6065043296, 6065042750, 6065042748, 6065042749, 6065049701, 6065050401, 6065050402, 6065050701, 6065050502, 6065050302, 6065043210, 6065043209, 6065050301, 6065043201, 6065046403, 6065043005, 6065046401, 6065046405, 6065043006, 6065043206, 6065043216, 6065043217, 6065043262, 6065043010, 6065043227, 6065043228, 6065043229, 6065049800, 6065043235, 6065043278, 6065043279, 6065043252, 6065043270, 6065043271, 6065046404, 6065043248, 6065043256, 6065043264, 6065043276, 6065043266, 6065043003, 6065043211, 6065043220, 6065050600, 6065051200, 6065043274, 6065043218, 6065046402, 6065043222, 6065043001, 6065043298, 6065043292, 6065043297, 6065043294, 6065043293, 6065043207, 6065043009, 6065049600
| 41180 | 4037 | 4059 | 2 |  | Medium Pressure | 8073 | 8118 | 7331 | 0 | RIVERSIDE | 6065040304, 6065040305, 6065040302, 6065040101, 6065040102, 6065040203, 6065040204, 6065040303, 6065040201
| 41181 | 63 | 63 | 1 |  | Medium Pressure | 63 | 63 | 54 | 0 | RIVERSIDE | 6065040202
| 41182 | 1888 | 1900 | 2 |  | Medium Pressure | 3775 | 3799 | 3719 | 0 | RIVERSIDE | 6065040305, 6065040302, 6065040405, 6065040404, 6065040202, 6065040303, 6065040201
| 41184 | 621 | 731 | 1 |  | Medium Pressure | 621 | 731 | 648 | 0 | EL CENTRO | 6025010200
| 41186 | 2790 | 2831 | 1 | Station ID #: 1067 | Medium Pressure | 2790 | 2831 | 2745 | 0 | SAN BERNARDINO | 6037930400, 6071009201
| 41187 | 3063 | 3120 | 7 |  | Medium Pressure | 21444 | 21838 | 20202 | 0 | SAN BERNARDINO, BEAUMONT | 6071008800, 6071008705, 6065043824, 6065043802, 6071008710, 6071008709, 6071008714, 6071008715, 6071008716, 6071008713, 6071008712, 6071008502, 6071008711, 6071008708, 6065043823, 6071008602
| 41188 | 1816 | 1820 | 4 |  | Medium Pressure | 7263 | 7281 | 6328 | 1 | YUCCA VALLEY | 6071010413, 6071010410, 6071010427, 6071010428, 6071010429, 6071010430, 6071010420, 6071010419
| 41190 | 362 | 362 | 1 |  | Medium Pressure | 362 | 362 | 344 | 0 | YUCCA VALLEY | 6071010413, 6071010427, 6071010424
| 41194 | 22 | 22 | 1 |  | Medium Pressure | 22 | 22 | 12 | 0 | CHINO | 6071000817
| 41196 | 7 | 17 | 1 |  | Medium Pressure | 7 | 17 | 4 | 0 | EL CENTRO | 6025011903
| 41197 | 3621 | 3785 | 1 |  | Medium Pressure | 3621 | 3785 | 3715 | 0 | MURRIETA | 6065042737, 6065050702, 6065050701, 6065042739, 6065043235
| 41200 | 32 | 32 | 1 |  | Medium Pressure | 32 | 32 | 32 | 0 | PALM DESERT | 6065045228
| 41201 | 11 | 12 | 1 |  | Medium Pressure | 11 | 12 | 9 | 1 | FONTANA | 6071004004, 6071004003
| 41202 | 5 | 5 | 1 |  | Medium Pressure | 5 | 5 | 1 | 0 | CORONA | 6065041500
| 41203 | 2 | 2 | 1 |  | Medium Pressure | 2 | 2 | 1 | 1 | RIVERSIDE | 6065046501, 6065042206
| 41204 | 2255 | 2260 | 1 |  | Medium Pressure | 2255 | 2260 | 2270 | 0 | FONTANA, SAN BERNARDINO | 6071002706, 6071009202
| 41205 | 29 | 29 | 1 |  | Medium Pressure | 29 | 29 | 28 | 0 | SAN BERNARDINO | 6071009119
| 41208 | 4647 | 4654 | 2 |  | Medium Pressure | 9294 | 9307 | 9036 | 0 | CHINO | 6071002014, 6071002011, 6071002013, 6071002023, 6071002018, 6071002029, 6071002025, 6071002019, 6071002021, 6071009202, 6071002017
| 41209 | 1 | 1 | 1 |  | Medium Pressure | 1 | 1 | 0 | 1 | SAN BERNARDINO | 6071004101, 6071004104
| 41210 | 1421 | 1421 | 1 |  | Medium Pressure | 1421 | 1421 | 1414 | 0 | CORONA | 6065042007
| 41211 | 2579 | 2635 | 2 |  | Medium Pressure | 5157 | 5269 | 4660 | 2 | SAN BERNARDINO | 6071004700, 6071004201, 6071004202, 6071004101, 6071004104, 6071004103
| 41212 | 1211 | 1211 | 1 | Station ID #: 421 | Medium Pressure | 1211 | 1211 | 1157 | 0 | RIVERSIDE | 6065042210, 6065042209
| 41213 | 5 | 5 | 1 |  | Medium Pressure | 5 | 5 | 4 | 0 | PALM DESERT | 6065940900
| 42001 | 8531 | 8819 | 63 | Station ID #: 1409, 1382, 1365, 2609, 1432, 2602 | Medium Pressure | 537444 | 555612 | 515974 | 63 | SANTA ANA, ANAHEIM, GARDEN GROVE, DOWNEY, LA JOLLA, ALISO VIEJO | 6059021903, 6059074106, 6059074107, 6059099239, 6059099305, 6059099306, 6059099251, 6059099307, 6059099903, 6059099905, 6059099906, 6059110007, 6059110003, 6059099904, 6059087001, 6059087002, 6059099240, 6059099308, 6059099309, 6059099310, 6059099402, 6059099404, 6059110004, 6059110005, 6059089107, 6059021802, 6059086405, 6059074501, 6059021821, 6059087101, 6059087102, 6059087103, 6059087105, 6059087106, 6059075517, 6059075516, 6059075518, 6059063910, 6059063909, 6059076001, 6059099418, 6059021831, 6059087302, 6059076105, 6059076104, 6059076002, 6059099419, 6059087301, 6059011502, 6059089001, 6059099241, 6059099242, 6059099405, 6059099407, 6059099408, 6059099410, 6059099411, 6059099412, 6059110201, 6059110117, 6059074601, 6059075100, 6059075201, 6059075202, 6059075301, 6059075302, 6059087200, 6059087401, 6059087405, 6059099417, 6059099504, 6059110006, 6059110008, 6059110010, 6059110011, 6059074701, 6059074702, 6059074602, 6059074802, 6059075303, 6059075401, 6059075403, 6059075404, 6059087503, 6059087504, 6059087601, 6059087602, 6059087701, 6059087703, 6059089003, 6059089004, 6059089102, 6059089104, 6059089105, 6059099508, 6059099506, 6059110012, 6059110014, 6059011504, 6059011707, 6059011708, 6059011709, 6059011710, 6059062800, 6059110001, 6059011711, 6059011712, 6059011715, 6059011716, 6059063010, 6059063101, 6059063102, 6059063103, 6059063201, 6037503902, 6059063009, 6059087901, 6059110115, 6059087404, 6059980000, 6059087505, 6037555107, 6059021813, 6037577604, 6059011717, 6059011718, 6059011720, 6059011721, 6059011722, 6059063202, 6059063301, 6059063302, 6059063400, 6059063604, 6037554518, 6037554519, 6037555202, 6037555212, 6059021809, 6059021810, 6059063806, 6059074108, 6059074109, 6059074111, 6059074200, 6059063902, 6059063903, 6059063904, 6059063905, 6059063906, 6059063908, 6059074004, 6059074005, 6059074006, 6059074102, 6059074103, 6059110015, 6059021812, 6059089106, 6059021916, 6059110118, 6059075813, 6059099311, 6059086303, 6059074407, 6059021822, 6059075814, 6059099416, 6059011714, 6059075703, 6059075702, 6059074805, 6059021913, 6059099603, 6059099406, 6059087403, 6059062900, 6059074110, 6059062610, 6059110113, 6059087902, 6059099415, 6059021915, 6059021820, 6059063808, 6059088702, 6059110202, 6059110304, 6059110401, 6059110402, 6059075405, 6059075505, 6059075506, 6059075507, 6059076201, 6059087704, 6059087801, 6059099202, 6059099203, 6059074003, 6059099243, 6059099244, 6059110203, 6059110301, 6059110302, 6059110500, 6059063500, 6059063601, 6059063603, 6059075603, 6059076202, 6059076204, 6059076205, 6059087803, 6059087805, 6059087806, 6059087802, 6059099204, 6059099212, 6059099214, 6059099245, 6059099511, 6059110102, 6059074801, 6059075809, 6059063605, 6059063701, 6059063702, 6059063802, 6059076206, 6059088001, 6059088002, 6059099215, 6059099216, 6059099217, 6059099220, 6059099222, 6059099512, 6059099513, 6059099514, 6059099601, 6059099602, 6059110303, 6059063803, 6059063805, 6059063807, 6059074300, 6059074403, 6059076208, 6059086301, 6059086304, 6059086305, 6059086306, 6059088101, 6059088104, 6059088105, 6059088106, 6059099225, 6059099223, 6059099224, 6059099604, 6059099605, 6059110104, 6059086402, 6059086404, 6059086406, 6059086407, 6059086501, 6059086502, 6059088107, 6059088201, 6059088202, 6059088203, 6059088301, 6059099226, 6059099246, 6059099701, 6059110106, 6059074803, 6059075701, 6059075805, 6059086601, 6059086701, 6059086702, 6059086801, 6059086602, 6059088302, 6059088401, 6059088402, 6059088403, 6059088501, 6059088802, 6059088901, 6059099227, 6059099229, 6059099230, 6059099231, 6059099232, 6059099702, 6059110108, 6059110109, 6059074405, 6059074806, 6059074901, 6059074902, 6059075806, 6059075807, 6059075808, 6059075810, 6059086802, 6059086901, 6059086902, 6059086803, 6059086903, 6059088601, 6059088602, 6059088502, 6059088903, 6059088904, 6059088905, 6059088902, 6059099235, 6059099237, 6059099238, 6059099234, 6059099247, 6059099248, 6059099249, 6059099250, 6059110110, 6059074406, 6059074408, 6059074502, 6059075002, 6059075003, 6059075811, 6059075812, 6059075815, 6059075816, 6059075901, 6059088701, 6059088801, 6059099703, 6059110111, 6059075902, 6059099801, 6059099802, 6059099803, 6059110114, 6059110116, 6059075004, 6059076102, 6059076103, 6059099902, 6059099233, 6059099502, 6059075504, 6059021914, 6059021919, 6059021922, 6059075605, 6059052524, 6059052437, 6059052534, 6059052434, 6059042340, 6059021807, 6059021817, 6059021823, 6059021826, 6059021827, 6059021828, 6059021830, 6059021905, 6059021825, 6059021918, 6059021816, 6059021921, 6059021923, 6059021920, 6059021917, 6059052419, 6059075604, 6059021924, 6059021912, 6059075606, 6059075607, 6059021824, 6059021829
| 42002 | 308 | 758 | 1 | Station ID #: 2618 | Medium Pressure | 308 | 758 | 757 | 0 | GARDEN GROVE | 6059110007
| 42003 | 16 | 21 | 1 |  | Medium Pressure | 16 | 21 | 17 | 0 | GARDEN GROVE | 6059099509, 6059099510, 6059099502
| 42004 | 20 | 20 | 3 |  | Medium Pressure | 61 | 61 | 21 | 0 | LA JOLLA | 6059011000, 6059110605
| 42006 | 5209 | 5802 | 4 | Station ID #: 1414 | Medium Pressure | 20835 | 23208 | 21292 | 1 | SANTA ANA | 6059062658, 6059062657, 6059062642, 6059062701, 6059062702, 6059063005, 6059063006, 6059063008, 6059063004, 6059063007, 6059062643, 6059062645
| 42008 | 6053 | 7290 | 6 |  | Medium Pressure | 36315 | 43739 | 42328 | 1 | ALISO VIEJO, SANTA ANA | 6059052417, 6059052437, 6059052430, 6059052435, 6059052438, 6059052436, 6059052535, 6059052533, 6059052439, 6059052433, 6059052431, 6059052432, 6059052429, 6059052421
| 42011 | 8 | 8 | 1 |  | Medium Pressure | 8 | 8 | 5 | 0 | ALISO VIEJO | 6059042333
| 42012 | 227 | 227 | 1 |  | Medium Pressure | 227 | 227 | 194 | 0 | ALISO VIEJO | 6059042201
| 42016 | 665 | 665 | 1 |  | Medium Pressure | 665 | 665 | 663 | 0 | ALISO VIEJO | 6059032029
| 42019 | 2 | 2 | 1 |  | Medium Pressure | 2 | 2 | 1 | 1 | SANTA ANA | 6059063603
| 42020 | 5429 | 5456 | 2 |  | Medium Pressure | 10858 | 10911 | 9597 | 0 | ALISO VIEJO | 6059062656, 6059062605, 6059062632, 6059062619, 6059062620
| 42021 | 6805 | 7594 | 34 | Station ID #: 2009, 2616, 1453 | Medium Pressure | 231366 | 258204 | 247671 | 22 | SANTA ANA, ALISO VIEJO | 6059052502, 6059052519, 6059052520, 6059052521, 6059052523, 6059075517, 6059075516, 6059075518, 6059052529, 6059052530, 6059052522, 6059075512, 6059075505, 6059075513, 6059075514, 6073018700, 6059052408, 6059052415, 6059052416, 6059032002, 6059032003, 6059032012, 6059032013, 6059052424, 6059052425, 6059052427, 6059052428, 6059032046, 6059052528, 6059032043, 6059042205, 6059042324, 6059052423, 6059052506, 6059032014, 6059032015, 6059032020, 6059032022, 6059052505, 6059052511, 6059052514, 6059032027, 6059032028, 6059032029, 6059032030, 6059052518, 6059032031, 6059032032, 6059032034, 6059032035, 6059032036, 6059052526, 6059052527, 6059052531, 6059052532, 6059032063, 6059042341, 6059042115, 6059052430, 6059052438, 6059052439, 6059052433, 6059042340, 6059032062, 6059032064, 6059042116, 6059032065, 6059032066, 6059062653, 6059062652, 6059032037, 6059032038, 6059032039, 6059032040, 6059042323, 6059062622, 6059032042, 6059032045, 6059032047, 6059032050, 6059062625, 6059062635, 6059062636, 6059032048, 6059032051, 6059032054, 6059032055, 6059062638, 6059062640, 6059062641, 6059062646, 6059042106, 6059042107, 6059042108, 6059042109, 6059042114, 6059042305, 6059042307, 6059062648, 6059032057, 6059032059, 6059042312, 6059042313, 6059042326, 6059042327, 6059042328, 6059042330, 6059042331, 6059042332, 6059042333, 6059042334, 6059042335, 6059042337, 6059042338, 6059062634, 6059042325, 6059042113, 6059062633, 6059052513, 6059042315, 6059042339, 6059042336, 6059042319, 6059032044, 6059042206, 6059042112, 6059032041, 6059042311, 6059042329, 6059052422, 6059032033, 6059042201, 6059052410, 6059032049, 6059032053, 6059042317, 6059062647, 6059052411, 6059042111, 6059042203, 6059042320, 6059062649, 6059032058, 6059032061, 6059062639, 6059062637
| 42022 | 106 | 106 | 1 |  | Medium Pressure | 106 | 106 | 105 | 0 | SANTA ANA | 6059075403
| 42023 | 3584 | 4114 | 5 |  | Medium Pressure | 17922 | 20570 | 19969 | 6 | SANTA ANA, ALISO VIEJO | 6059062651, 6059062650, 6059062655, 6059062611, 6059062614, 6059062627, 6059062629, 6059063101, 6059063009, 6059062631, 6059062626, 6059063007, 6059062610, 6059062628, 6059062654, 6059062653, 6059062630
| 42025 | 735 | 777 | 1 |  | Medium Pressure | 735 | 777 | 750 | 0 | SANTA ANA | 6059062643
| 42043 | 9755 | 10051 | 15 | Station ID #: 2000 | Medium Pressure | 146320 | 150762 | 139830 | 14 | INDUSTRY, GARDEN GROVE, DOWNEY, BELVEDERE, LA JOLLA, WHITTIER | 6037500600, 6037501700, 6037500202, 6059001901, 6059001706, 6059001402, 6059001403, 6059001404, 6059001501, 6059001503, 6059001504, 6059001506, 6059001507, 6059001705, 6059001801, 6059001802, 6059001603, 6059021831, 6059021832, 6059001710, 6059001604, 6059001709, 6059001903, 6059011000, 6059011101, 6059011102, 6059011200, 6059011401, 6059011402, 6059011403, 6059011502, 6059011503, 6059011504, 6059011601, 6059011602, 6059011707, 6059011708, 6059011709, 6037500404, 6037501001, 6037501803, 6037501804, 6037502003, 6037502004, 6037503105, 6037503106, 6037503301, 6037503302, 6037503401, 6037503902, 6037503601, 6037503602, 6037503701, 6037503702, 6037503801, 6037503901, 6059011300, 6037530101, 6037503704, 6037503201, 6037503202, 6037501400, 6037501503, 6037501504, 6037501802, 6037502100, 6037502200, 6037502401, 6037502402, 6037502500, 6037500500, 6037500700, 6037500402, 6037500800, 6037500900, 6059011720, 6037532101, 6059011722, 6059021814, 6059001202, 6059001301, 6059001303, 6059001304, 6059001401, 6037502700, 6037502901, 6037503501, 6037500204, 6037500203, 6059001708, 6059001704, 6059001902, 6059001505, 6059001602, 6037502303, 6037501301, 6037408703, 6037500100, 6037500300, 6037501302, 6037503103, 6037503502, 6037503402, 6037502005, 6037501900, 6037501600, 6037501002, 6037504200, 6037501501, 6037501200, 6037500403, 6059110603, 6059110604, 6059110605, 6059001201, 6059110607, 6059110606, 6059086701, 6059001101, 6059001102, 6059001103, 6037408402
| 42044 | 5657 | 5819 | 33 | Station ID #: 1052 | Medium Pressure | 186677 | 192016 | 178369 | 28 | GARDEN GROVE, DOWNEY, BELVEDERE, LA JOLLA, WHITTIER, LANCASTER | 6037571102, 6037570001, 6037553602, 6037554405, 6037554513, 6037554406, 6037552601, 6037554517, 6037573601, 6037570701, 6037552302, 6037553503, 6037570800, 6037570901, 6037570902, 6037571000, 6037571101, 6037502801, 6037503105, 6037503106, 6037571300, 6037571400, 6037572001, 6037552301, 6037533901, 6037550201, 6037533902, 6037534001, 6037550202, 6037550601, 6037550602, 6037550901, 6037550902, 6037551101, 6037551102, 6037551402, 6037551501, 6037551502, 6037552001, 6037552002, 6037533806, 6037534002, 6037534101, 6037534202, 6037573700, 6037534203, 6037573800, 6037503902, 6059110115, 6037503601, 6037503602, 6037503702, 6037503801, 6037503802, 6037503901, 6037504001, 6037550700, 6037504002, 6037504101, 6037551201, 6037551300, 6037536102, 6037551700, 6037551900, 6037552100, 6037552200, 6037552400, 6037552602, 6037571202, 6037555107, 6037555105, 6037570703, 6037571201, 6037555106, 6037503704, 6037551801, 6037536202, 6037980018, 6037553504, 6037554105, 6037554203, 6037554204, 6037554301, 6037554302, 6037503000, 6037502500, 6037502602, 6037553100, 6037553300, 6037553400, 6037553502, 6037553601, 6037553701, 6037554403, 6037554404, 6037554512, 6037554514, 6037553702, 6037553801, 6037553802, 6037553901, 6037554002, 6037554101, 6037554201, 6037554515, 6037554516, 6037554518, 6037554519, 6037554521, 6037554522, 6037554700, 6037554801, 6037554802, 6037532304, 6037554900, 6037555001, 6037555002, 6037555202, 6037555211, 6037555212, 6037570002, 6037570003, 6037570202, 6037551002, 6037502700, 6037550801, 6037502604, 6037550502, 6037503104, 6037900704, 6037554106, 6037553202, 6037553201, 6037551802, 6037503705, 6037553902, 6037980034, 6037555300, 6037980012, 6037550301, 6037550101, 6037554511, 6037551203, 6037551001, 6037550501, 6037550802, 6037502603, 6037534102, 6037552700, 6037552800, 6037553000, 6037577800, 6037551204, 6037536201, 6037503103, 6037542106, 6037504200, 6059110500, 6059110604, 6059110606, 6037551401, 6037554600, 6037554001, 6037552900
| 42048 | 67 | 67 | 1 |  | Medium Pressure | 67 | 67 | 61 | 0 | WHITTIER | 6037500204
| 42049 | 712 | 1059 | 2 |  | Medium Pressure | 1423 | 2117 | 1870 | 2 | DOWNEY, COMPTON | 6037534101, 6037534202, 6037534203, 6037536102, 6037534102, 6037534201
| 42050 | 3 | 3 | 1 |  | Medium Pressure | 3 | 3 | 3 | 0 | SANTA ANA | 6059074003
| 42051 | 2 | 2 | 1 |  | Medium Pressure | 2 | 2 | 2 | 0 | GARDEN GROVE | 6059099509
| 43001 | 6119 | 6222 | 47 |  | Medium Pressure | 287611 | 292446 | 253835 | 14 | SANTA MONICA, BRANFORD, SATICOY, HOLLYWOOD, JUANITA | 6037208904, 6037214600, 6037211420, 6037191810, 6037192620, 6037143902, 6037141700, 6037191410, 6037211802, 6037262100, 6037191720, 6037194300, 6037189903, 6037194101, 6037265602, 6037212410, 6037262200, 6037191902, 6037194102, 6037195803, 6037188201, 6037189101, 6037189102, 6037189202, 6037190802, 6037191301, 6037191302, 6037191901, 6037192002, 6037194401, 6037194402, 6037195201, 6037195202, 6037195804, 6037195901, 6037195902, 6037195903, 6037190202, 6037211704, 6037700102, 6037208302, 6037208401, 6037208402, 6037208502, 6037208801, 6037209103, 6037209104, 6037211201, 6037212502, 6037212702, 6037214501, 6037215101, 6037216401, 6037216402, 6037217001, 6037980010, 6037211703, 6037212701, 6037700200, 6037700300, 6037261104, 6037267202, 6037265524, 6037267101, 6037267201, 6037214902, 6037265201, 6037700101, 6037700501, 6037700502, 6037700801, 6037700802, 6037265601, 6037190401, 6037190402, 6037190801, 6037208501, 6037211121, 6037211202, 6037267902, 6037209402, 6037212305, 6037211804, 6037212101, 6037212102, 6037261102, 6037191204, 6037209520, 6037208720, 6037208710, 6037190901, 6037189702, 6037143700, 6037189600, 6037189400, 6037192300, 6037195400, 6037197200, 6037197300, 6037197410, 6037197420, 6037197500, 6037197600, 6037197700, 6037187200, 6037187300, 6037209201, 6037217102, 6037265523, 6037216902, 6037216202, 6037265522, 6037216302, 6037209105, 6037208001, 6037216201, 6037265307, 6037214505, 6037265702, 6037265306, 6037208002, 6037211124, 6037214903, 6037214904, 6037192420, 6037700400, 6037700600, 6037700700, 6037267102, 6037209106, 6037190702, 6037189801, 6037190701, 6037190101, 6037189802, 6037189906, 6037189907, 6037190302, 6037211123, 6037265521, 6037190102, 6037261103, 6037189703, 6037189704, 6037143802, 6037189501, 6037189502, 6037190303, 6037265100, 6037265301, 6037265303, 6037265304, 6037211000, 6037211310, 6037211410, 6037211500, 6037211701, 6037211910, 6037212202, 6037212204, 6037212304, 6037212306, 6037212420, 6037212610, 6037212620, 6037212800, 6037212900, 6037213100, 6037265420, 6037267800, 6037269000, 6037269100, 6037261200, 6037188202, 6037189905, 6037980009, 6037192001, 6037211122, 6037213201, 6037213202, 6037213310, 6037213320, 6037213401, 6037214700, 6037214800, 6037216100, 6037214000, 6037214100, 6037214400, 6037216800, 6037217200, 6037209401, 6037265701, 6037216301, 6037265204, 6037265203, 6037209202, 6037980017, 6037700901, 6037700902, 6037701000, 6037208301, 6037189904, 6037190201, 6037189300, 6037208802, 6037211921, 6037215102, 6037189201, 6037211803, 6037211922, 6037212501, 6037267901, 6037208610, 6037208620, 6037208903, 6037209300, 6037209510, 6037210010, 6037190510, 6037190520, 6037190902, 6037191000, 6037191110, 6037191120, 6037191201, 6037191420, 6037191500, 6037191610, 6037191620, 6037191710, 6037191820, 6037212303, 6037191203, 6037211320, 6037209403, 6037208902, 6037212203, 6037194200, 6037195500, 6037195600, 6037195710, 6037195720, 6037195802, 6037206010, 6037192410, 6037192510, 6037192520, 6037192610, 6037192700, 6037194500, 6037195100, 6037195300
| 43003 | 86 | 88 | 1 |  | Medium Pressure | 86 | 88 | 67 | 0 | SANTA MONICA, HOLLYWOOD | 6037262100, 6037700700, 6037265100, 6037265301
| 43012 | 7163 | 7290 | 5 |  | Medium Pressure | 35814 | 36449 | 31686 | 2 | HOLLYWOOD, BELVEDERE, CRENSHAW, JUANITA | 6037209820, 6037212702, 6037216401, 6037218701, 6037218702, 6037221304, 6037212701, 6037207901, 6037216901, 6037221602, 6037269601, 6037224310, 6037209810, 6037209520, 6037217102, 6037216902, 6037217101, 6037221302, 6037224010, 6037212800, 6037212900, 6037213100, 6037224200, 6037224320, 6037270300, 6037213201, 6037213202, 6037213310, 6037213320, 6037213401, 6037216100, 6037216700, 6037213402, 6037216800, 6037217200, 6037218110, 6037218220, 6037218300, 6037218400, 6037218500, 6037224410, 6037221120, 6037221210, 6037221220, 6037207711, 6037217002, 6037221303, 6037209510, 6037210010, 6037221110, 6037218120
| 43013 | 3496 | 3572 | 5 |  | Medium Pressure | 17478 | 17859 | 15406 | 1 | HUNTINGTON PARK, HOLLYWOOD, BELVEDERE, CRENSHAW, JUANITA | 6037218701, 6037218702, 6037219902, 6037221304, 6037221402, 6037703200, 6037224702, 6037224701, 6037221602, 6037236203, 6037234501, 6037234502, 6037224310, 6037209810, 6037236102, 6037234301, 6037217102, 6037216202, 6037217101, 6037221302, 6037221500, 6037221900, 6037222100, 6037222200, 6037222700, 6037224010, 6037224020, 6037234600, 6037234700, 6037224200, 6037224320, 6037224600, 6037231100, 6037270200, 6037270300, 6037219700, 6037221820, 6037221601, 6037213402, 6037218110, 6037218210, 6037218220, 6037218300, 6037218400, 6037218500, 6037218600, 6037224410, 6037218800, 6037219500, 6037219800, 6037220000, 6037220100, 6037221120, 6037221210, 6037221220, 6037234200, 6037236101, 6037702400, 6037221110, 6037219300, 6037218120
| 43016 | 4073 | 4470 | 1 |  | Medium Pressure | 4073 | 4470 | 3822 | 2 | SANTA MONICA | 6037800412, 6037800411, 6037800406, 6037800410, 6037800504
| 43017 | 72 | 72 | 1 |  | Medium Pressure | 72 | 72 | 31 | 0 | SANTA MONICA | 6037800504
| 43018 | 106 | 106 | 1 |  | Medium Pressure | 106 | 106 | 88 | 0 | SANTA MONICA | 6037800504
| 43019 | 2 | 2 | 1 |  | Medium Pressure | 2 | 2 | 2 | 0 | SANTA MONICA | 6037800504
| 43020 | 147 | 147 | 1 |  | Medium Pressure | 147 | 147 | 95 | 0 | SANTA MONICA | 6037800504
| 43021 | 24 | 24 | 1 |  | Medium Pressure | 24 | 24 | 20 | 0 | SANTA MONICA | 6037800504
| 43022 | 3 | 3 | 1 |  | Medium Pressure | 3 | 3 | 2 | 0 | SANTA MONICA | 6037800504
| 43024 | 14 | 14 | 1 |  | Medium Pressure | 14 | 14 | 10 | 0 | SANTA MONICA | 6037800504
| 43025 | 3 | 3 | 1 |  | Medium Pressure | 3 | 3 | 2 | 0 | SANTA MONICA | 6037800504
| 43026 | 10 | 10 | 1 |  | Medium Pressure | 10 | 10 | 6 | 0 | SANTA MONICA | 6037800504
| 43027 | 11 | 11 | 1 |  | Medium Pressure | 11 | 11 | 8 | 0 | SANTA MONICA | 6037800504
| 43028 | 5 | 5 | 1 |  | Medium Pressure | 5 | 5 | 3 | 0 | SANTA MONICA | 6037800504
| 43029 | 14 | 14 | 1 |  | Medium Pressure | 14 | 14 | 7 | 0 | SANTA MONICA | 6037800504
| 43030 | 26 | 26 | 1 |  | Medium Pressure | 26 | 26 | 13 | 0 | SANTA MONICA | 6037800504
| 43031 | 5 | 5 | 1 | Station ID #: 2328 | Medium Pressure | 5 | 5 | 4 | 0 | SANTA MONICA | 6037800504
| 43032 | 7 | 7 | 1 |  | Medium Pressure | 7 | 7 | 3 | 0 | SANTA MONICA | 6037800504
| 43034 | 38 | 43 | 1 |  | Medium Pressure | 38 | 43 | 22 | 0 | SANTA MONICA | 6037800504
| 43036 | 122 | 141 | 1 |  | Medium Pressure | 122 | 141 | 51 | 0 | SANTA MONICA | 6037800504
| 43037 | 98 | 110 | 1 |  | Medium Pressure | 98 | 110 | 55 | 0 | SANTA MONICA | 6037800504, 6037800506
| 43038 | 5 | 11 | 1 |  | Medium Pressure | 5 | 11 | 7 | 0 | SANTA MONICA | 6037800504
| 43039 | 2 | 2 | 1 |  | Medium Pressure | 2 | 2 | 1 | 0 | SANTA MONICA | 6037800506
| 43040 | 13 | 13 | 1 |  | Medium Pressure | 13 | 13 | 0 | 0 | SANTA MONICA | 6037800506
| 43041 | 115 | 133 | 1 | Station ID #: 2316 | Medium Pressure | 115 | 133 | 47 | 0 | SANTA MONICA | 6037800506
| 43042 | 6 | 6 | 1 |  | Medium Pressure | 6 | 6 | 0 | 0 | SANTA MONICA | 6037800506
| 43044 | 319 | 319 | 1 |  | Medium Pressure | 319 | 319 | 150 | 0 | SANTA MONICA | 6037800506, 6037262604
| 43045 | 386 | 387 | 1 |  | Medium Pressure | 386 | 387 | 209 | 0 | SANTA MONICA | 6037262704, 6037980019, 6037262604
| 43046 | 1377 | 1457 | 1 |  | Medium Pressure | 1377 | 1457 | 915 | 0 | SANTA MONICA | 6037262601, 6037980019, 6037262604
| 43047 | 849 | 854 | 2 |  | Medium Pressure | 1698 | 1707 | 593 | 0 | SANTA MONICA | 6037262704, 6037262604
| 43048 | 471 | 480 | 1 |  | Medium Pressure | 471 | 480 | 79 | 0 | SANTA MONICA | 6037262706
| 43050 | 12150 | 12727 | 15 | Station ID #: 375, 2351 | Medium Pressure | 182246 | 190910 | 166555 | 11 | SANTA MONICA, HOLLYWOOD, CRENSHAW | 6037262303, 6037273502, 6037273902, 6037275102, 6037275603, 6037701902, 6037702102, 6037269907, 6037264102, 6037262706, 6037701304, 6037274202, 6037216401, 6037217001, 6037273700, 6037273800, 6037274100, 6037702202, 6037702300, 6037276601, 6037277000, 6037271600, 6037269908, 6037267503, 6037267406, 6037275313, 6037270102, 6037271703, 6037269909, 6037271704, 6037264306, 6037271803, 6037265524, 6037264304, 6037270101, 6037267201, 6037267405, 6037267504, 6037264305, 6037275101, 6037701402, 6037262501, 6037264103, 6037269601, 6037269903, 6037269905, 6037271902, 6037272201, 6037272202, 6037271801, 6037262400, 6037267502, 6037271500, 6037272301, 6037272302, 6037273100, 6037273200, 6037273300, 6037273600, 6037275604, 6037271804, 6037275312, 6037275605, 6037264303, 6037265410, 6037267800, 6037267600, 6037267700, 6037269800, 6037269000, 6037269100, 6037269300, 6037269500, 6037269700, 6037262302, 6037270200, 6037270300, 6037271100, 6037271200, 6037271300, 6037271400, 6037264000, 6037275500, 6037980019, 6037262802, 6037267403, 6037269602, 6037271901, 6037702900, 6037703003, 6037216700, 6037980038, 6037271702, 6037267404, 6037267300, 6037273403, 6037273404, 6037980017, 6037701201, 6037701202, 6037702400, 6037701302, 6037701501, 6037701502, 6037701601, 6037701602, 6037701701, 6037702501, 6037702502, 6037702600, 6037702700, 6037702802, 6037702803, 6037701702, 6037701801, 6037701802, 6037702201, 6037703002, 6037217002, 6037702002, 6037269906, 6037272100, 6037262301, 6037275311, 6037275400, 6037275200, 6037702801
| 43052 | 218 | 334 | 1 |  | Medium Pressure | 218 | 334 | 282 | 0 | SANTA MONICA | 6037262301
| 43053 | 5014 | 5091 | 9 |  | Medium Pressure | 45128 | 45820 | 40920 | 3 | SANTA MONICA, 182ND ST., CRENSHAW | 6037234800, 6037601002, 6037600602, 6037600902, 6037600911, 6037600912, 6037601001, 6037601100, 6037601211, 6037601212, 6037601301, 6037601302, 6037601401, 6037703200, 6037234902, 6037601303, 6037234901, 6037601900, 6037276102, 6037276101, 6037601501, 6037604200, 6037602513, 6037234700, 6037235100, 6037235202, 6037980028, 6037601502, 6037601600, 6037602002, 6037602003, 6037601700, 6037601801, 6037601402, 6037601802, 6037601202, 6037703002, 6037703100, 6037277200, 6037277400
| 43055 | 6609 | 6664 | 9 |  | Medium Pressure | 59479 | 59977 | 53484 | 3 | 182ND ST., HUNTINGTON PARK, COMPTON, CRENSHAW | 6037237900, 6037237600, 6037234800, 6037237102, 6037240401, 6037600100, 6037600201, 6037600202, 6037600302, 6037600400, 6037600501, 6037600601, 6037600602, 6037600702, 6037600703, 6037600704, 6037600801, 6037600802, 6037600912, 6037237101, 6037237202, 6037237401, 6037237402, 6037239602, 6037600304, 6037600303, 6037240402, 6037241202, 6037234901, 6037604200, 6037234600, 6037234700, 6037237720, 6037237800, 6037238000, 6037238100, 6037238200, 6037238310, 6037238320, 6037238400, 6037235201, 6037235202, 6037237710, 6037240200, 6037237201, 6037239201, 6037237500, 6037240301, 6037240302, 6037602801, 6037602700, 6037241201, 6037237300
| 43056 | 4539 | 4637 | 8 |  | Medium Pressure | 36308 | 37099 | 33701 | 2 | SANTA MONICA, 182ND ST., CRENSHAW | 6037603802, 6037980013, 6037603702, 6037604101, 6037602202, 6037603902, 6037603705, 6037602602, 6037602511, 6037603801, 6037602505, 6037602506, 6037602507, 6037602402, 6037602403, 6037602404, 6037601501, 6037603901, 6037602512, 6037602601, 6037602510, 6037602201, 6037602513, 6037603706, 6037603703, 6037602504, 6037980028, 6037601502, 6037601600, 6037602002, 6037602103, 6037602104, 6037602302, 6037602301, 6037602106, 6037602105, 6037604001
| 43057 | 2828 | 2940 | 6 |  | Medium Pressure | 16969 | 17640 | 16395 | 1 | SANTA MONICA | 6037278102, 6037278001, 6037601302, 6037276601, 6037277000, 6037276606, 6037276608, 6037980028, 6037276605, 6037276607, 6037277100, 6037277200, 6037276000, 6037276400, 6037276500
| 43058 | 3947 | 3995 | 2 |  | Medium Pressure | 7894 | 7989 | 7208 | 1 | SANTA MONICA, 182ND ST. | 6037620001, 6037620002, 6037620101, 6037620102, 6037980028
| 43060 | 6130 | 6232 | 5 |  | Medium Pressure | 30648 | 31160 | 28125 | 3 | 182ND ST. | 6037241300, 6037603102, 6037980005, 6037650001, 6037650101, 6037650200, 6037602900, 6037603004, 6037603101, 6037603200, 6037603301, 6037603302, 6037603400, 6037603500, 6037603600, 6037540901, 6037603007, 6037292001, 6037603008, 6037602602, 6037602802, 6037603006, 6037291120, 6037602601, 6037603706, 6037602801, 6037602700, 6037603005, 6037291110, 6037291130, 6037291210, 6037291220, 6037291300
| 43063 | 3 | 3 | 1 |  | Medium Pressure | 3 | 3 | 1 | 0 | SANTA MONICA | 6037980028
| 43065 | 113 | 114 | 2 |  | Medium Pressure | 226 | 227 | 137 | 4 | SANTA MONICA, 182ND ST. | 6037980013, 6037620002, 6037980028
| 43066 | 28 | 30 | 2 |  | Medium Pressure | 56 | 59 | 39 | 1 | 182ND ST. | 6037980013, 6037602302
| 43067 | 508 | 529 | 4 |  | Medium Pressure | 2030 | 2114 | 1821 | 2 | 182ND ST., CRENSHAW | 6037601002, 6037600702, 6037600703, 6037600802, 6037600902, 6037600912, 6037601001, 6037601100, 6037601900, 6037602601, 6037602513, 6037235201, 6037235202, 6037602002, 6037602003, 6037602104, 6037602700, 6037602105, 6037601700, 6037601801, 6037601802
| 43068 | 661 | 683 | 1 |  | Medium Pressure | 661 | 683 | 579 | 1 | CRENSHAW | 6037601302, 6037601401, 6037601303
| 43069 | 5685 | 5812 | 14 |  | Medium Pressure | 79593 | 81367 | 71835 | 1 | HOLLYWOOD, CRENSHAW, JUANITA | 6037222600, 6037231720, 6037218702, 6037219902, 6037221401, 6037222002, 6037703200, 6037224702, 6037224701, 6037236203, 6037236204, 6037234501, 6037234502, 6037221810, 6037219010, 6037232120, 6037236001, 6037236102, 6037234301, 6037231601, 6037231603, 6037234001, 6037236205, 6037231301, 6037231302, 6037231500, 6037221500, 6037221710, 6037221900, 6037222100, 6037222200, 6037222500, 6037222700, 6037234600, 6037234700, 6037235100, 6037224200, 6037224420, 6037231100, 6037231210, 6037231220, 6037231400, 6037231710, 6037270200, 6037232110, 6037232200, 6037219700, 6037221820, 6037221601, 6037222001, 6037236400, 6037218400, 6037218900, 6037219020, 6037224410, 6037232701, 6037232602, 6037232601, 6037232702, 6037219500, 6037219800, 6037220100, 6037232300, 6037232500, 6037234200, 6037232401, 6037234302, 6037231602, 6037236101, 6037234002, 6037236206, 6037702400, 6037702502, 6037703100, 6037219901, 6037219300, 6037232402
| 43071 | 2370 | 2470 | 3 |  | Medium Pressure | 7111 | 7411 | 6367 | 2 | 182ND ST., COMPTON | 6037650401, 6037650901, 6037543501, 6037543502, 6037543503, 6037543603, 6037292002, 6037543605, 6037650904, 6037543606, 6037293206, 6037650903, 6037293203, 6037293205, 6037292001, 6037651001, 6037651002, 6037291300, 6037293302, 6037293301
| 43072 | 2501 | 2904 | 5 |  | Medium Pressure | 12504 | 14520 | 13436 | 1 | 182ND ST., SAN PEDRO | 6037670001, 6037670002, 6037670003, 6037670101, 6037650801, 6037670102, 6037650802, 6037651001, 6037651002, 6037651101, 6037651102, 6037670201, 6037651401, 6037293302, 6037293301
| 43073 | 4623 | 4849 | 19 |  | Medium Pressure | 87830 | 92136 | 79604 | 4 | 182ND ST. | 6037620301, 6037621201, 6037603802, 6037620521, 6037980005, 6037620305, 6037621104, 6037621204, 6037621324, 6037650004, 6037650401, 6037650901, 6037604002, 6037543502, 6037543503, 6037621301, 6037650001, 6037650101, 6037650102, 6037650200, 6037650300, 6037650501, 6037650502, 6037650603, 6037650701, 6037603301, 6037603302, 6037603702, 6037620501, 6037620522, 6037620521, 6037620522, 6037620400, 6037620601, 6037650606, 6037292002, 6037650801, 6037620703, 6037620704, 6037620801, 6037620802, 6037604102, 6037621005, 6037604101, 6037543605, 6037650904, 6037293204, 6037543606, 6037293206, 6037650903, 6037293203, 6037293205, 6037650802, 6037292001, 6037603902, 6037650605, 6037620602, 6037620701, 6037620901, 6037621001, 6037621102, 6037650702, 6037651201, 6037620303, 6037650604, 6037980030, 6037650607, 6037602302, 6037620201, 6037604001, 6037620904, 6037650003, 6037291300
| 43077 | 69 | 69 | 2 |  | Medium Pressure | 138 | 138 | 55 | 0 | 182ND ST. | 6037651101
| 43078 | 245 | 245 | 1 |  | Medium Pressure | 245 | 245 | 197 | 1 | 182ND ST. | 6037980013, 6037620400, 6037602302
| 43082 | 46 | 78 | 1 |  | Medium Pressure | 46 | 78 | 74 | 0 | SAN PEDRO | 6037670201
| 43083 | 25 | 25 | 1 |  | Medium Pressure | 25 | 25 | 20 | 1 | SAN PEDRO | 6037294701, 6037980014, 6037294830, 6037980031
| 43084 | 6167 | 7499 | 2 |  | Medium Pressure | 12333 | 14998 | 13524 | 3 | SAN PEDRO, COMPTON | 6037980002, 6037294301, 6037294302, 6037294701, 6037543703, 6037980014, 6037294830, 6037294520, 6037980031, 6037980037, 6037294810, 6037980015, 6037294110, 6037294120, 6037294200, 6037294410, 6037294620, 6037294510, 6037294820, 6037294900, 6037294610
| 43085 | 3515 | 3557 | 10 |  | Medium Pressure | 35150 | 35573 | 32845 | 0 | 182ND ST., SAN PEDRO | 6037621201, 6037621204, 6037621324, 6037621326, 6037651302, 6037670413, 6037670202, 6037670406, 6037670407, 6037651304, 6037651402, 6037670326, 6037670328, 6037670416, 6037621301, 6037621400, 6037670604, 6037670603, 6037670500, 6037670417, 6037670418, 6037650702, 6037651101, 6037651102, 6037651201, 6037651222, 6037670201, 6037670405, 6037651401, 6037670324, 6037651221
| 43086 | 9508 | 11171 | 4 |  | Medium Pressure | 38033 | 44682 | 40701 | 5 | 182ND ST., SAN PEDRO | 6037296220, 6037297201, 6037297110, 6037293306, 6037294302, 6037294421, 6037296401, 6037296402, 6037296902, 6037297202, 6037297601, 6037297602, 6037670002, 6037543603, 6037609900, 6037297002, 6037297001, 6037670604, 6037670500, 6037670701, 6037670101, 6037297501, 6037297502, 6037295103, 6037293307, 6037670702, 6037670201, 6037296901, 6037980031, 6037296600, 6037980015, 6037293302, 6037293304, 6037294410, 6037294900, 6037296210, 6037296300, 6037296500, 6037297120, 6037297300, 6037297400
| 43088 | 46 | 55 | 1 |  | Medium Pressure | 46 | 55 | 16 | 1 | SAN PEDRO | 6037980031
| 43092 | 83 | 100 | 2 |  | Medium Pressure | 165 | 200 | 25 | 0 | SANTA MONICA | 6037980028, 6037277200
| 43093 | 62 | 62 | 1 |  | Medium Pressure | 62 | 62 | 37 | 0 | 182ND ST. | 6037980013
| 43094 | 11 | 11 | 1 |  | Medium Pressure | 11 | 11 | 11 | 0 | SANTA MONICA, SATICOY | 6037141600
| 43095 | 80 | 80 | 1 |  | Medium Pressure | 80 | 80 | 78 | 0 | SATICOY, HOLLYWOOD | 6037143901
| 43100 | 658 | 727 | 2 |  | Medium Pressure | 1316 | 1453 | 1364 | 0 | SAN PEDRO, COMPTON | 6037543905, 6037543703, 6037294110
| 43101 | 964 | 985 | 1 |  | Medium Pressure | 964 | 985 | 963 | 0 | COMPTON | 6037543607
| 43103 | 2424 | 2905 | 4 |  | Medium Pressure | 9694 | 11621 | 10804 | 2 | COMPTON | 6037543903, 6037543701, 6037543306, 6037543400, 6037543501, 6037543905, 6037543601, 6037543703, 6037543801, 6037543704, 6037543705, 6037543607, 6037543803, 6037543804
| 43105 | 85 | 85 | 2 |  | Medium Pressure | 169 | 170 | 85 | 2 | COMPTON | 6037570402, 6037544001, 6037543305
| 43106 | 6511 | 6644 | 11 | Station ID #: 2148, 2143, 5018 | Medium Pressure | 71625 | 73080 | 66222 | 14 | DOWNEY, COMPTON | 6037543201, 6037540502, 6037541606, 6037541500, 6037570404, 6037543306, 6037543322, 6037543400, 6037542104, 6037541605, 6037541801, 6037541802, 6037542000, 6037542401, 6037542402, 6037542502, 6037542601, 6037542602, 6037542700, 6037542800, 6037542900, 6037535802, 6037535607, 6037540000, 6037540101, 6037540102, 6037540202, 6037540203, 6037540300, 6037540501, 6037540600, 6037540700, 6037540901, 6037540902, 6037543203, 6037541003, 6037541402, 6037542501, 6037241001, 6037291120, 6037535902, 6037542103, 6037553701, 6037541100, 6037541300, 6037541603, 6037541604, 6037543304, 6037241400, 6037241002, 6037980025, 6037543305, 6037543321, 6037543100, 6037542200, 6037540201, 6037541401, 6037542105, 6037543000, 6037541200, 6037540800, 6037542106, 6037541700, 6037291110, 6037291130, 6037291210, 6037291220, 6037291300
| 43107 | 13 | 13 | 1 |  | Medium Pressure | 13 | 13 | 4 | 1 | COMPTON | 6037541603
| 43109 | 5699 | 5811 | 9 |  | Medium Pressure | 51287 | 52297 | 45714 | 1 | HUNTINGTON PARK, COMPTON, CRENSHAW | 6037532900, 6037242600, 6037237600, 6037533002, 6037535002, 6037534900, 6037535101, 6037535102, 6037535200, 6037535300, 6037535400, 6037535603, 6037540300, 6037540400, 6037540600, 6037540700, 6037239202, 6037239501, 6037239502, 6037239602, 6037239701, 6037533001, 6037241001, 6037239702, 6037239802, 6037239801, 6037532700, 6037532607, 6037240901, 6037243002, 6037240902, 6037239320, 6037239330, 6037240700, 6037240800, 6037241110, 6037241120, 6037240010, 6037240200, 6037240500, 6037242700, 6037242100, 6037243100, 6037242000, 6037239201, 6037239601, 6037242202, 6037243001, 6037242201, 6037240600, 6037239310, 6037532800, 6037535001, 6037242300, 6037240020, 6037533103
| 43110 | 623 | 660 | 3 |  | Medium Pressure | 1870 | 1979 | 1584 | 4 | HUNTINGTON PARK, COMPTON | 6037536103, 6037534301, 6037534302, 6037536000, 6037540101, 6037536104
| 43111 | 5614 | 5672 | 5 |  | Medium Pressure | 28068 | 28358 | 26314 | 1 | HUNTINGTON PARK, COMPTON | 6037534700, 6037535604, 6037536103, 6037534502, 6037534802, 6037534803, 6037534804, 6037534900, 6037535300, 6037535502, 6037535603, 6037535605, 6037535701, 6037535702, 6037535802, 6037535803, 6037535606, 6037535804, 6037535901, 6037536000, 6037535607, 6037540101, 6037540202, 6037535902, 6037534501, 6037533108, 6037533204, 6037540201, 6037535501, 6037535503, 6037533103
| 43112 | 3245 | 3765 | 6 |  | Medium Pressure | 19472 | 22588 | 20421 | 0 | HUNTINGTON PARK | 6037533403, 6037533701, 6037533402, 6037533501, 6037533703, 6037533803, 6037533804, 6037533806, 6037534301, 6037534302, 6037534404, 6037534405, 6037534406, 6037534502, 6037980016, 6037533805, 6037533201, 6037533300, 6037533401, 6037533601, 6037533602, 6037533702, 6037534403, 6037533504, 6037533603
| 43114 | 4958 | 5166 | 2 |  | Medium Pressure | 9916 | 10331 | 8772 | 1 | HUNTINGTON PARK | 6037533105, 6037980016, 6037532606, 6037532500, 6037532605, 6037533104, 6037533201, 6037533602, 6037532607, 6037533108, 6037533204, 6037533103
| 43115 | 2461 | 2553 | 4 |  | Medium Pressure | 9844 | 10210 | 8400 | 1 | HUNTINGTON PARK, COMPTON | 6037228600, 6037532900, 6037228500, 6037534803, 6037534900, 6037535101, 6037535102, 6037535200, 6037980016, 6037239202, 6037239501, 6037533001, 6037532700, 6037532607, 6037228710, 6037228720, 6037228800, 6037228900, 6037229100, 6037239330, 6037240700, 6037229200, 6037229300, 6037229410, 6037229420, 6037239201, 6037232800, 6037532800, 6037231902, 6037535001, 6037240020, 6037533103, 6037231901
| 43117 | 4402 | 4494 | 2 |  | Medium Pressure | 8804 | 8987 | 7311 | 1 | HUNTINGTON PARK, BELVEDERE | 6037228600, 6037226001, 6037226002, 6037980016, 6037226702, 6037206051, 6037227020, 6037228100, 6037228210, 6037228220, 6037228310, 6037228320, 6037228710, 6037228720, 6037228800, 6037227010
| 43118 | 2905 | 3021 | 7 |  | Medium Pressure | 20336 | 21149 | 15216 | 6 | HUNTINGTON PARK, BELVEDERE | 6037228600, 6037228410, 6037228500, 6037226001, 6037226002, 6037207502, 6037226702, 6037206303, 6037206301, 6037207901, 6037206202, 6037207712, 6037207308, 6037206052, 6037206302, 6037206201, 6037207305, 6037207306, 6037226701, 6037207303, 6037207902, 6037206051, 6037207304, 6037207307, 6037224010, 6037224020, 6037224600, 6037226410, 6037227020, 6037228310, 6037228320, 6037228420, 6037229300, 6037231100, 6037231800, 6037231902, 6037207711, 6037227010, 6037226420, 6037231901, 6037207400
| 43119 | 707 | 760 | 9 |  | Medium Pressure | 6364 | 6838 | 4827 | 8 | HUNTINGTON PARK, BELVEDERE | 6037533403, 6037533701, 6037533402, 6037533703, 6037533803, 6037533804, 6037980016, 6037532302, 6037532303, 6037532304, 6037532500, 6037532605, 6037533201, 6037533300, 6037533602, 6037533702, 6037206051, 6037532607, 6037533204, 6037531302, 6037204700, 6037204820, 6037533603, 6037204920, 6037205110, 6037205120, 6037206050
| 43121 | 2458 | 2569 | 4 |  | Medium Pressure | 9833 | 10276 | 9096 | 0 | BELVEDERE | 6037204410, 6037531503, 6037206053, 6037531502, 6037531202, 6037531201, 6037531301, 6037203900, 6037204120, 6037204300, 6037204600, 6037204700, 6037204810, 6037204910, 6037204420, 6037206050
| 43122 | 3832 | 3933 | 5 |  | Medium Pressure | 19158 | 19663 | 17830 | 1 | ALHAMBRA, BELVEDERE | 6037531800, 6037204200, 6037531101, 6037482701, 6037531503, 6037530203, 6037530204, 6037530500, 6037530400, 6037203601, 6037203602, 6037203200, 6037531701, 6037531901, 6037531902, 6037532001, 6037532303, 6037530801, 6037530802, 6037530901, 6037531000, 6037531102, 6037530202, 6037530302, 6037530301, 6037203710, 6037203720, 6037203900, 6037203800, 6037530902
| 43123 | 2773 | 2867 | 9 |  | Medium Pressure | 24957 | 25802 | 22639 | 14 | ALHAMBRA, BELVEDERE, GLENDALE, PASADENA | 6037531800, 6037461502, 6037482202, 6037482304, 6037482503, 6037481711, 6037482701, 6037480303, 6037481605, 6037481606, 6037201601, 6037201602, 6037480304, 6037531503, 6037531504, 6037530005, 6037530203, 6037530500, 6037530400, 6037482002, 6037480202, 6037480102, 6037480012, 6037480002, 6037480101, 6037461300, 6037530603, 6037482801, 6037460900, 6037461400, 6037461501, 6037462800, 6037463000, 6037480703, 6037480704, 6037480802, 6037480901, 6037463900, 6037464000, 6037464200, 6037480803, 6037480903, 6037481712, 6037481713, 6037481714, 6037481800, 6037481901, 6037481902, 6037482001, 6037482101, 6037480400, 6037480500, 6037531502, 6037531603, 6037531604, 6037531701, 6037531702, 6037531901, 6037532303, 6037480902, 6037481001, 6037461200, 6037482403, 6037480602, 6037464102, 6037464101, 6037531602, 6037463601, 6037480201, 6037530700, 6037530801, 6037530802, 6037531000, 6037462900, 6037462500, 6037530202, 6037530302, 6037530301, 6037199120, 6037199700, 6037199900, 6037201700, 6037203100, 6037203300, 6037203500, 6037530902, 6037463200, 6037463300, 6037463400, 6037463500, 6037201402, 6037460101
| 43124 | 3449 | 3541 | 2 |  | Medium Pressure | 6897 | 7082 | 6080 | 4 | BELVEDERE, GLENDALE | 6037204200, 6037204410, 6037531101, 6037207102, 6037206303, 6037206053, 6037206054, 6037206051, 6037531102, 6037531201, 6037203500, 6037203900, 6037204110, 6037204120, 6037204300, 6037204600, 6037204810, 6037204420, 6037206020, 6037206050
| 43125 | 959 | 1013 | 2 |  | Medium Pressure | 1917 | 2026 | 1729 | 2 | BELVEDERE | 6037532302, 6037531302
| 43126 | 653 | 669 | 1 |  | Medium Pressure | 653 | 669 | 649 | 0 | BELVEDERE | 6037532302
| 43129 | 39 | 39 | 1 |  | Medium Pressure | 39 | 39 | 12 | 0 | BELVEDERE | 6037532200
| 43130 | 1452 | 1478 | 2 |  | Medium Pressure | 2904 | 2956 | 2516 | 2 | HOLLYWOOD, BELVEDERE, JUANITA, GLENDALE | 6037208402, 6037208502, 6037208801, 6037212502, 6037207101, 6037207102, 6037207502, 6037207901, 6037207712, 6037207501, 6037208501, 6037209402, 6037212305, 6037197600, 6037209201, 6037208001, 6037209106, 6037212202, 6037212306, 6037212420, 6037212610, 6037212620, 6037213320, 6037213401, 6037209401, 6037207711, 6037208802, 6037212501, 6037209300, 6037209510, 6037209403, 6037195720, 6037207400
| 43153 | 454 | 461 | 1 |  | Medium Pressure | 454 | 461 | 440 | 0 | SANTA MONICA | 6037262200
| 43154 | 7608 | 7813 | 2 |  | Medium Pressure | 15216 | 15625 | 14352 | 4 | 182ND ST., BELVEDERE, WHITTIER | 6037621324, 6037530005, 6037530101, 6037530102, 6037530203, 6037530204, 6037530006, 6037531902, 6037532001, 6037532101, 6037532002, 6037532200, 6037532303, 6037532304, 6037530007, 6037980036, 6037532102
| 43156 | 23 | 23 | 2 |  | Medium Pressure | 46 | 46 | 24 | 0 | 182ND ST., COMPTON | 6037541003, 6037291300
| 43157 | 1050 | 1112 | 2 |  | Medium Pressure | 2100 | 2224 | 2080 | 0 | COMPTON | 6037544001, 6037544002, 6037572301, 6037577700, 6037543305
| 43158 | 2 | 4 | 1 |  | Medium Pressure | 2 | 4 | 3 | 0 | SAN PEDRO, COMPTON | 6037980002, 6037294110
| 43159 | 8 | 9 | 1 |  | Medium Pressure | 8 | 9 | 12 | 0 | HOLLYWOOD | 6037261104
| 43160 | 5 | 5 | 1 |  | Medium Pressure | 5 | 5 | 2 | 0 | JUANITA | 6037191302
| 43162 | 39 | 67 | 2 |  | Medium Pressure | 77 | 133 | 62 | 0 | BELVEDERE | 6037206052, 6037206051
| 44001 | 455 | 455 | 1 |  | Medium Pressure | 455 | 455 | 439 | 0 | LANCASTER | 6037910815
| 44002 | 83 | 83 | 1 |  | Medium Pressure | 83 | 83 | 82 | 0 | LANCASTER | 6037910815
| 44003 | 40 | 40 | 1 |  | Medium Pressure | 40 | 40 | 39 | 0 | LANCASTER | 6037910815
| 44004 | 185 | 186 | 1 |  | Medium Pressure | 185 | 186 | 158 | 0 | LANCASTER | 6037910804, 6037910815
| 44005 | 4 | 4 | 1 |  | Medium Pressure | 4 | 4 | 4 | 0 | VALENCIA | 6037910804
| 44006 | 659 | 659 | 1 |  | Medium Pressure | 659 | 659 | 605 | 0 | LANCASTER | 6037910804, 6037910815
| 44007 | 20 | 20 | 1 |  | Medium Pressure | 20 | 20 | 19 | 0 | LANCASTER, VALENCIA | 6037910804
| 44008 | 222 | 257 | 1 |  | Medium Pressure | 222 | 257 | 207 | 0 | VISALIA | 6107004302
| 44009 | 1510 | 1512 | 1 |  | Medium Pressure | 1510 | 1512 | 1424 | 0 | VISALIA | 6031000500
| 44010 | 1741 | 1798 | 3 |  | Medium Pressure | 5224 | 5393 | 4909 | 2 | BAKERSFIELD | 6029006202, 6029006304, 6029006301, 6029006011, 6029006303
| 44011 | 2065 | 2122 | 6 |  | Medium Pressure | 12387 | 12729 | 11680 | 3 | TEMPLETON, SAN LUIS OBISPO | 6079012503, 6079012505, 6079013000, 6079012705, 6079012601, 6079012706, 6079013100, 6079010505, 6079012602, 6079012502
| 44012 | 941 | 1078 | 1 |  | Medium Pressure | 941 | 1078 | 979 | 0 | SAN LUIS OBISPO | 6079011600
| 44013 | 4478 | 4581 | 10 |  | Medium Pressure | 44776 | 45809 | 43615 | 3 | BAKERSFIELD | 6029000400, 6029000504, 6029000506, 6029000507, 6029003807, 6029003806, 6029000505, 6029003810, 6029003900, 6029003808, 6029003811, 6029003812, 6029005103, 6029000102, 6029003815, 6029003824, 6029003826, 6029003818, 6029003823, 6029003821, 6029000510, 6029003825, 6029003822, 6029000106, 6029000105, 6029000508, 6029000509, 6029003820, 6029003816, 6029003817, 6029000201, 6029000104, 6029000103, 6029003814, 6029003827, 6029003819
| 44014 | 3014 | 3051 | 2 |  | Medium Pressure | 6027 | 6101 | 5792 | 0 | SAN LUIS OBISPO | 6079010703, 6079010701, 6079010707, 6079013000
| 44015 | 1091 | 1192 | 1 |  | Medium Pressure | 1091 | 1192 | 1099 | 0 | VENTURA | 6111005602, 6111005700
| 44016 | 995 | 997 | 2 | Station ID #: 2567 | Medium Pressure | 1989 | 1994 | 1830 | 0 | SANTA MARIA | 6083001912
| 44017 | 553 | 556 | 1 |  | Medium Pressure | 553 | 556 | 461 | 0 | VENTURA | 6111005602, 6111005601
| 44018 | 1008 | 1008 | 1 |  | Medium Pressure | 1008 | 1008 | 982 | 0 | VENTURA | 6111005602
| 44025 | 52 | 52 | 1 |  | Medium Pressure | 52 | 52 | 31 | 0 | VENTURA | 6111005602
| 44027 | 12 | 12 | 2 |  | Medium Pressure | 23 | 23 | 12 | 2 | VENTURA | 6111005602, 6111004704
| 44028 | 2239 | 2273 | 2 |  | Medium Pressure | 4477 | 4546 | 4173 | 0 | SAN LUIS OBISPO | 6079010404, 6079010403, 6079013000
| 44030 | 5997 | 6241 | 10 |  | Medium Pressure | 59971 | 62407 | 57857 | 5 | SIMI, CANOGA | 6037134305, 6037134002, 6037134423, 6037134904, 6037137104, 6037800204, 6037134422, 6037134520, 6037135102, 6037135111, 6037135202, 6037137000, 6037134905, 6037134521, 6037135113, 6037137103, 6037800202, 6037113239, 6037113427, 6037800101, 6037135116, 6037137202, 6037137203, 6037135205, 6037134801, 6037113237, 6037113231, 6037134424, 6037800104, 6037800103, 6037113232, 6037113234, 6037800206, 6037134201, 6037134522, 6037134306, 6037113238, 6037134906, 6037980023, 6111007405, 6111007511, 6037134710, 6037134302, 6037134303, 6037134304, 6037134421, 6037134001, 6037137301, 6037137302, 6037137401, 6037137402, 6037135201, 6037137502, 6037138000, 6037135204, 6037135115, 6037134907, 6037137501
| 44033 | 1064 | 1090 | 3 |  | Medium Pressure | 3192 | 3270 | 2943 | 0 | VISALIA | 6107001400, 6107001602, 6107001601
| 44034 | 238 | 238 | 1 |  | Medium Pressure | 238 | 238 | 224 | 0 | VISALIA | 6107001400, 6107001602, 6107001703
| 44035 | 147 | 147 | 1 | Station ID #: 1170 | Medium Pressure | 147 | 147 | 115 | 0 | VISALIA | 6107001602
| 44036 | 28 | 28 | 1 |  | Medium Pressure | 28 | 28 | 17 | 0 | VENTURA | 6111000304
| 44037 | 5079 | 5093 | 1 |  | Medium Pressure | 5079 | 5093 | 4739 | 0 | VENTURA | 6111000303, 6111000302, 6111000304
| 44038 | 10 | 10 | 1 |  | Medium Pressure | 10 | 10 | 3 | 0 | VENTURA | 6111000303, 6111000304
| 44039 | 5408 | 5606 | 12 | Station ID #: 775, 876 | Medium Pressure | 64890 | 67277 | 62590 | 4 | SATICOY, CANOGA | 6037109700, 6037108103, 6037117404, 6037111205, 6037117302, 6037117303, 6037920303, 6037113301, 6037113303, 6037113322, 6037115101, 6037115202, 6037115301, 6037115401, 6037115104, 6037106645, 6037109603, 6037111206, 6037113101, 6037113102, 6037117202, 6037113239, 6037115204, 6037113324, 6037113323, 6037111304, 6037113424, 6037106642, 6037106643, 6037108101, 6037108102, 6037127400, 6037109100, 6037109200, 6037109300, 6037106646, 6037108104, 6037111100, 6037111201, 6037111202, 6037111204, 6037111302, 6037109800, 6037113211, 6037113212, 6037108202, 6037113237, 6037106603, 6037113426, 6037113425, 6037108204, 6037115203, 6037106641, 6037113234, 6037117301, 6037115103, 6037980022, 6037113213, 6037111402, 6037111303, 6037108203, 6037111401
| 44041 | 1841 | 1846 | 2 |  | Medium Pressure | 3681 | 3691 | 3518 | 0 | LANCASTER | 6037910002, 6037900103, 6037900104, 6037911001, 6037900102
| 44042 | 821 | 821 | 1 |  | Medium Pressure | 821 | 821 | 599 | 0 | LANCASTER | 6037900705, 6037900704, 6037910218
| 44043 | 99 | 99 | 1 |  | Medium Pressure | 99 | 99 | 54 | 1 | LANCASTER | 6037900704, 6037910218
| 44044 | 178 | 178 | 1 |  | Medium Pressure | 178 | 178 | 110 | 1 | LANCASTER | 6037900504
| 44045 | 3256 | 3302 | 8 | Station ID #: 930 | Medium Pressure | 26051 | 26413 | 23253 | 3 | LANCASTER | 6037900701, 6037901009, 6037901010, 6037901011, 6037901007, 6037910212, 6037900703, 6037900705, 6037900704, 6037910211, 6037901013, 6037900901, 6037901014, 6037900607, 6037901008, 6037900804, 6037900805, 6037900806, 6037900807, 6037900808, 6037900606
| 44046 | 11 | 11 | 1 |  | Medium Pressure | 11 | 11 | 10 | 0 | LANCASTER | 6037901300
| 44047 | 4 | 4 | 1 |  | Medium Pressure | 4 | 4 | 4 | 0 | LANCASTER | 6037901300
| 44048 | 34 | 34 | 1 |  | Medium Pressure | 34 | 34 | 25 | 0 | LANCASTER | 6037901300
| 44049 | 7 | 7 | 1 |  | Medium Pressure | 7 | 7 | 3 | 0 | LANCASTER | 6037901300
| 44051 | 1088 | 1088 | 2 |  | Medium Pressure | 2175 | 2175 | 2029 | 0 | LANCASTER | 6037910002, 6037911100
| 44052 | 626 | 626 | 2 |  | Medium Pressure | 1251 | 1251 | 1135 | 0 | LANCASTER | 6037910002, 6037911001
| 44053 | 7285 | 7577 | 2 |  | Medium Pressure | 14569 | 15153 | 14095 | 2 | SANTA MARIA | 6083003102, 6083002707, 6083002708, 6083002710, 6083002703, 6083002705, 6083002706, 6083002802, 6083002806, 6083002709, 6083002809
| 44054 | 633 | 677 | 1 |  | Medium Pressure | 633 | 677 | 613 | 0 | SANTA MARIA | 6083001911, 6083002809
| 44055 | 642 | 650 | 3 |  | Medium Pressure | 1925 | 1950 | 1774 | 1 | SANTA MARIA | 6079012302, 6079012305, 6079012406, 6079012306, 6079011901
| 44056 | 494 | 494 | 1 |  | Medium Pressure | 494 | 494 | 443 | 0 | LANCASTER | 6029005900
| 44057 | 567 | 633 | 2 |  | Medium Pressure | 1133 | 1266 | 919 | 0 | LANCASTER | 6029005900
| 44058 | 4 | 5 | 1 |  | Medium Pressure | 4 | 5 | 4 | 0 | LANCASTER | 6029005900
| 44059 | 117 | 117 | 1 |  | Medium Pressure | 117 | 117 | 107 | 0 | LANCASTER | 6029005900
| 44060 | 4990 | 5122 | 3 | Station ID #: 449 | Medium Pressure | 14969 | 15366 | 14268 | 0 | VENTURA | 6111002800, 6111001511, 6111001509, 6111001510, 6111001303, 6111001508, 6111001304, 6111001402, 6111001506, 6111001507, 6111001201, 6111001302, 6111001401
| 44061 | 2783 | 2811 | 4 |  | Medium Pressure | 11132 | 11242 | 10800 | 0 | SIMI | 6111009300, 6111007609, 6111007610, 6111007611, 6111007612, 6111007613, 6111007614, 6111007607, 6111007700
| 44062 | 15 | 15 | 1 |  | Medium Pressure | 15 | 15 | 11 | 0 | SIMI | 6111009300, 6111007614
| 44063 | 10 | 10 | 1 |  | Medium Pressure | 10 | 10 | 3 | 0 | SIMI | 6111007614
| 44064 | 2007 | 2118 | 3 |  | Medium Pressure | 6022 | 6353 | 5704 | 0 | SAN LUIS OBISPO | 6079010603, 6079013000, 6079010506, 6079011505, 6079010505, 6079010602
| 44065 | 249 | 249 | 1 |  | Medium Pressure | 249 | 249 | 248 | 0 | SIMI | 6111009300
| 44066 | 2 | 2 | 1 |  | Medium Pressure | 2 | 2 | 1 | 0 | SIMI | 6111009300, 6111007614
| 44067 | 34 | 34 | 1 |  | Medium Pressure | 34 | 34 | 16 | 0 | LANCASTER | 6037900602
| 44069 | 265 | 265 | 1 |  | Medium Pressure | 265 | 265 | 262 | 0 | SIMI | 6111009300, 6111007613
| 44071 | 2679 | 2735 | 3 |  | Medium Pressure | 8036 | 8205 | 7658 | 2 | SANTA MARIA | 6079012305, 6079012406, 6079012403, 6079012306, 6079012405, 6079012404
| 44072 | 1330 | 1484 | 1 |  | Medium Pressure | 1330 | 1484 | 1300 | 0 | SAN LUIS OBISPO | 6079010504
| 44073 | 1612 | 1614 | 1 |  | Medium Pressure | 1612 | 1614 | 1517 | 0 | VENTURA | 6111004717, 6111009100, 6111004716
| 44074 | 256 | 256 | 1 |  | Medium Pressure | 256 | 256 | 186 | 0 | VENTURA | 6111005006, 6111009300, 6111005004
| 44076 | 2080 | 2097 | 5 |  | Medium Pressure | 10401 | 10485 | 9699 | 0 | VENTURA | 6111009500, 6111000903, 6111001101, 6111001204, 6111000901, 6111001102, 6111000902, 6111001002
| 44078 | 10 | 15 | 1 |  | Medium Pressure | 10 | 15 | 4 | 1 | VENTURA | 6111004704, 6111004715
| 44079 | 53 | 53 | 1 | Station ID #: 2592 | Medium Pressure | 53 | 53 | 30 | 1 | VENTURA | 6111004704
| 44083 | 3556 | 3642 | 23 | Station ID #: 9111 | Medium Pressure | 81799 | 83756 | 78594 | 6 | VENTURA | 6111003608, 6111003700, 6111004000, 6111004101, 6111004200, 6111004503, 6111004504, 6111003615, 6111003617, 6111003101, 6111003902, 6111004507, 6111004508, 6111005307, 6111003301, 6111005006, 6111005602, 6111003102, 6111009200, 6111003618, 6111008601, 6111003613, 6111003614, 6111003302, 6111005601, 6111008602, 6111005308, 6111009300, 6111005005, 6111003616, 6111003901, 6111005002, 6111005202, 6111005203, 6111005304, 6111005306, 6111005403, 6111005404, 6111005502, 6111005503, 6111005504, 6111004901, 6111004902, 6111005204, 6111003802, 6111004305, 6111004711, 6111004715, 6111005004, 6111008700, 6111008800, 6111008900, 6111009100, 6111003013, 6111004716, 6111005305, 6111002901, 6111003201, 6111004304, 6111004710, 6111004505, 6111002905, 6111003011, 6111004400, 6111005401, 6111003801, 6111005205, 6111003010
| 44089 | 2916 | 2932 | 4 |  | Medium Pressure | 11663 | 11729 | 11048 | 1 | LANCASTER | 6037910210, 6037901007, 6037910215, 6037910212, 6037910401, 6037910211, 6037910217, 6037910214, 6037910218, 6037910216
| 44091 | 34 | 34 | 1 |  | Medium Pressure | 34 | 34 | 32 | 0 | LANCASTER | 6037910218
| 44092 | 215 | 215 | 1 |  | Medium Pressure | 215 | 215 | 197 | 0 | LANCASTER | 6037910213, 6037910401
| 44093 | 2 | 2 | 1 |  | Medium Pressure | 2 | 2 | 0 | 0 | LANCASTER | 6037980004, 6037911100
| 44094 | 1166 | 1168 | 1 |  | Medium Pressure | 1166 | 1168 | 1127 | 0 | LANCASTER | 6037910707, 6037910213, 6037910505
| 44095 | 7709 | 8104 | 6 |  | Medium Pressure | 46252 | 48624 | 44469 | 5 | BRANFORD, SATICOY | 6037117404, 6037117520, 6037120300, 6037120400, 6037121210, 6037121600, 6037122000, 6037104821, 6037119201, 6037104404, 6037104704, 6037109603, 6037109604, 6037104403, 6037117101, 6037117201, 6037117407, 6037117408, 6037119342, 6037120103, 6037119001, 6037119202, 6037120104, 6037120107, 6037120108, 6037120105, 6037104823, 6037119802, 6037117530, 6037119310, 6037119340, 6037119700, 6037119900, 6037120020, 6037120030, 6037104310, 6037104401, 6037104500, 6037104610, 6037104620, 6037104701, 6037123303, 6037127400, 6037109100, 6037109400, 6037109500, 6037109601, 6037127520, 6037104824, 6037117405, 6037104822, 6037117102, 6037119341, 6037120106, 6037119320, 6037119801, 6037119004, 6037119400, 6037120010, 6037117510, 6037104322, 6037119003
| 44096 | 3424 | 3512 | 4 |  | Medium Pressure | 13696 | 14048 | 13240 | 0 | TEMPLETON | 6079010202, 6079010204, 6079010303, 6079010104, 6079010103, 6079010205, 6079010101, 6079010301, 6079010206, 6079010302, 6079010207
| 44097 | 553 | 615 | 1 |  | Medium Pressure | 553 | 615 | 552 | 0 | VENTURA | 6111009700
| 44100 | 1869 | 1945 | 2 |  | Medium Pressure | 3738 | 3889 | 3590 | 0 | SAN LUIS OBISPO | 6079011600, 6079011704, 6079011706, 6079011705
| 44101 | 4502 | 4507 | 3 |  | Medium Pressure | 13505 | 13520 | 12837 | 0 | LANCASTER | 6037910210, 6037901010, 6037901007, 6037901101, 6037901102, 6037910212, 6037901216, 6037901012, 6037910301, 6037910302, 6037910211, 6037901215, 6037901013, 6037901218, 6037910216
| 44102 | 7196 | 7344 | 3 |  | Medium Pressure | 21589 | 22032 | 19932 | 1 | SATICOY, CANOGA | 6037131300, 6037115302, 6037131400, 6037131900, 6037115403, 6037132002, 6037132101, 6037117302, 6037132102, 6037115401, 6037115104, 6037980008, 6037115404, 6037131024, 6037131802, 6037131022, 6037131100, 6037131200, 6037132700, 6037132900, 6037131021, 6037131023, 6037131801, 6037132001, 6037132302, 6037132301
| 44103 | 5804 | 6028 | 10 | Station ID #: 2256, 700, 790 | Medium Pressure | 58038 | 60275 | 55874 | 4 | SANTA MONICA, SATICOY, CANOGA | 6037139703, 6037115302, 6037134101, 6037131600, 6037131702, 6037132501, 6037132502, 6037134904, 6037137104, 6037139001, 6037139402, 6037134901, 6037134905, 6037131701, 6037139401, 6037980024, 6037113427, 6037139506, 6037139505, 6037133101, 6037133102, 6037131024, 6037134801, 6037134802, 6037113424, 6037139802, 6037134720, 6037139301, 6037139302, 6037139502, 6037139600, 6037139701, 6037139801, 6037141500, 6037113426, 6037113425, 6037113234, 6037139704, 6037139705, 6037132900, 6037133000, 6037134103, 6037134104, 6037134201, 6037139504, 6037113428, 6037113423, 6037131023, 6037134710, 6037141400, 6037262301, 6037139303, 6037137504, 6037138000, 6037139200, 6037137501
| 44104 | 224 | 230 | 1 |  | Medium Pressure | 224 | 230 | 198 | 0 | SANTA BARBARA | 6111009500
| 44105 | 293 | 294 | 1 |  | Medium Pressure | 293 | 294 | 251 | 0 | SANTA BARBARA | 6111009500
| 44106 | 2348 | 2350 | 3 |  | Medium Pressure | 7045 | 7051 | 6374 | 0 | LANCASTER | 6029005804, 6029005806, 6029005803, 6029005805, 6029005513, 6029005514
| 44107 | 4234 | 4350 | 9 |  | Medium Pressure | 38109 | 39152 | 35263 | 4 | SANTA MARIA, SAN LUIS OBISPO | 6079011501, 6079011600, 6079012302, 6079010902, 6079011101, 6079011103, 6079011002, 6079010903, 6079012102, 6079011001, 6079013000, 6079011505, 6079010904, 6079011201, 6079011202, 6079011105, 6079011706, 6079012002, 6079011705, 6079012001, 6079012201, 6079012202, 6079011104, 6079011904, 6079011903, 6079011300, 6079011901, 6079011800
| 44108 | 5406 | 5457 | 13 | Station ID #: 2561, 327, 2547 | Medium Pressure | 70284 | 70938 | 64754 | 6 | SANTA BARBARA | 6083001704, 6083000302, 6111009500, 6083001001, 6083001403, 6083002937, 6083002935, 6083002934, 6083000805, 6083001307, 6083000806, 6083002933, 6083001308, 6083001002, 6083002936, 6083000201, 6083980300, 6083001404, 6083001208, 6083001604, 6083980000, 6083000102, 6083002924, 6083002926, 6083002932, 6083003007, 6083003005, 6083000400, 6083000801, 6083000202, 6083000900, 6083001101, 6083001102, 6083000501, 6083000103, 6083000502, 6083002907, 6083000600, 6083000700, 6083001500, 6083001203, 6083001601, 6083002906, 6083002909, 6083002913, 6083002914, 6083000101, 6083003001, 6083003004, 6083000301, 6083001306, 6083001706, 6083001206
| 44109 | 453 | 495 | 1 |  | Medium Pressure | 453 | 495 | 461 | 0 | TEMPLETON | 6079012705
| 44110 | 473 | 474 | 1 |  | Medium Pressure | 473 | 474 | 456 | 0 | SANTA MARIA | 6083002410, 6083002503, 6083002409, 6083002011, 6083002013
| 44111 | 4554 | 4694 | 9 | Station ID #: 2565 | Medium Pressure | 40985 | 42246 | 39384 | 5 | SANTA MARIA | 6083002211, 6083002410, 6083002406, 6083002308, 6083002503, 6083002407, 6083002409, 6083002310, 6083002309, 6083002405, 6083002307, 6083002008, 6083002009, 6083002011, 6083002012, 6083002205, 6083002101, 6083002102, 6083002103, 6083002013, 6083002206, 6083002209, 6083002210, 6083002304, 6083002014, 6079012306, 6083002015, 6083002408, 6083002010, 6083002006, 6083002005, 6083002303
| 44112 | 2804 | 2914 | 3 | Station ID #: 143 | Medium Pressure | 8412 | 8743 | 8000 | 0 | VENTURA | 6111000702, 6111000400, 6111000600, 6111000800, 6111000500, 6111000701
| 44114 | 27 | 29 | 1 |  | Medium Pressure | 27 | 29 | 21 | 0 | VENTURA | 6111000500
| 44116 | 644 | 644 | 1 |  | Medium Pressure | 644 | 644 | 689 | 0 | VENTURA | 6111000400
| 44117 | 39 | 39 | 1 |  | Medium Pressure | 39 | 39 | 38 | 0 | VENTURA | 6111000400
| 44119 | 1 | 1 | 1 |  | Medium Pressure | 1 | 1 | 1 | 0 | VENTURA | 6111000304
| 44120 | 9 | 9 | 1 |  | Medium Pressure | 9 | 9 | 8 | 0 | VENTURA | 6111000400, 6111000500
| 44121 | 56 | 56 | 1 |  | Medium Pressure | 56 | 56 | 48 | 0 | VENTURA | 6111001201, 6111000800
| 44122 | 453 | 454 | 3 |  | Medium Pressure | 1359 | 1362 | 1303 | 0 | VENTURA, SIMI | 6111005305, 6111007613, 6111007607, 6111006400
| 44123 | 1012 | 1013 | 5 |  | Medium Pressure | 5061 | 5063 | 4667 | 0 | SANTA MARIA | 6083001910, 6083001905, 6083001905, 6083001908, 6083001909, 6083001908
| 44124 | 6 | 6 | 1 |  | Medium Pressure | 6 | 6 | 5 | 0 | VENTURA | 6111001302
| 44125 | 3 | 3 | 1 |  | Medium Pressure | 3 | 3 | 2 | 0 | VENTURA | 6111009300
| 44127 | 76 | 76 | 1 | Station ID #: 2651 | Medium Pressure | 76 | 76 | 70 | 0 | VENTURA | 6111009300
| 44128 | 2 | 4 | 1 |  | Medium Pressure | 2 | 4 | 4 | 0 | VENTURA | 6111009300
| 44129 | 4488 | 4514 | 10 |  | Medium Pressure | 44881 | 45135 | 42636 | 3 | SIMI | 6111008307, 6111007515, 6111008308, 6111008502, 6111007516, 6111008501, 6111007505, 6111007507, 6111007513, 6111008002, 6111008004, 6111008101, 6111008201, 6111008202, 6111008302, 6111008303, 6111008401, 6111007512, 6111007510, 6111007613, 6111008402, 6111008304, 6111007800, 6111007700, 6111007903, 6111007904, 6111007506, 6111008001, 6111007901, 6111008005
| 44131 | 632 | 632 | 1 |  | Medium Pressure | 632 | 632 | 574 | 0 | VENTURA | 6111009300, 6111005202
| 44132 | 25 | 25 | 1 |  | Medium Pressure | 25 | 25 | 19 | 0 | VENTURA | 6111009300
| 44134 | 12 | 12 | 1 |  | Medium Pressure | 12 | 12 | 10 | 0 | VENTURA | 6111009300
| 44135 | 37 | 37 | 1 |  | Medium Pressure | 37 | 37 | 32 | 0 | VENTURA | 6111009300
| 44136 | 1372 | 1399 | 2 |  | Medium Pressure | 2744 | 2798 | 2625 | 0 | TEMPLETON | 6079012707, 6079012706, 6079013100, 6079010302
| 44137 | 8889 | 9031 | 6 |  | Medium Pressure | 53335 | 54186 | 51831 | 1 | SIMI, CANOGA | 6111007515, 6111006101, 6037800204, 6111007403, 6111007201, 6037800202, 6037800338, 6037800205, 6037800328, 6037800325, 6037800504, 6037800104, 6037800335, 6037800337, 6037800336, 6037800324, 6037800334, 6037800333, 6037800206, 6111007405, 6111007406, 6111007509, 6111007510, 6111007508, 6111005906, 6111006301, 6111006200, 6111006302, 6111006500, 6111006600, 6111006700, 6111006800, 6111006400, 6111007300, 6111005911, 6111007202, 6111005907, 6111007402, 6111006900, 6111007000, 6111007100
| 44138 | 3901 | 3928 | 4 |  | Medium Pressure | 15602 | 15710 | 14566 | 2 | SIMI | 6111005803, 6111005804, 6111005602, 6111006101, 6111006102, 6111005901, 6111005908, 6111005909, 6111006000, 6111005910, 6111005801, 6111007300, 6111005911
| 44139 | 2097 | 2098 | 2 |  | Medium Pressure | 4194 | 4195 | 4103 | 0 | SANTA MARIA | 6083002809, 6083002808
| 44140 | 5 | 5 | 1 |  | Medium Pressure | 5 | 5 | 4 | 0 | VENTURA | 6111009500, 6111001204
| 44141 | 3594 | 3621 | 7 |  | Medium Pressure | 25157 | 25344 | 23130 | 2 | VENTURA | 6111002700, 6111002800, 6111009600, 6111001901, 6111002302, 6111002301, 6111001801, 6111009400, 6111001602, 6111002000, 6111001202, 6111002102, 6111002200, 6111002400, 6111002500, 6111002600
| 44143 | 1465 | 1721 | 1 |  | Medium Pressure | 1465 | 1721 | 1575 | 0 | VENTURA | 6111001201, 6111001204
| 44144 | 616 | 616 | 1 |  | Medium Pressure | 616 | 616 | 593 | 0 | VENTURA | 6111009500, 6111001204
| 44145 | 3123 | 3124 | 1 |  | Medium Pressure | 3123 | 3124 | 3027 | 0 | LANCASTER | 6037901101, 6037901214, 6037901012, 6037901014, 6037901216, 6037901003, 6037901013
| 44147 | 28 | 28 | 1 |  | Medium Pressure | 28 | 28 | 23 | 0 | SAN LUIS OBISPO | 6079012302
| 44148 | 5 | 5 | 1 |  | Medium Pressure | 5 | 5 | 5 | 0 | TEMPLETON | 6079012706
| 44150 | 7 | 7 | 1 |  | Medium Pressure | 7 | 7 | 5 | 0 | SAN LUIS OBISPO | 6079012302
| 44151 | 11 | 11 | 1 |  | Medium Pressure | 11 | 11 | 9 | 0 | TEMPLETON | 6079012706
| 44152 | 13 | 13 | 1 |  | Medium Pressure | 13 | 13 | 12 | 0 | SAN LUIS OBISPO | 6079012302
| 44156 | 104 | 105 | 2 |  | Medium Pressure | 207 | 210 | 181 | 0 | VISALIA | 6019001700, 6019007600
| 44158 | 18 | 20 | 3 |  | Medium Pressure | 53 | 60 | 28 | 0 | VISALIA | 6019007700, 6019007600
| 44161 | 499 | 506 | 1 |  | Medium Pressure | 499 | 506 | 424 | 0 | BAKERSFIELD | 6029006600
| 44162 | 4 | 4 | 1 |  | Medium Pressure | 4 | 4 | 2 | 2 | VISALIA | 6019003900
| 44163 | 4052 | 4052 | 1 |  | Medium Pressure | 4052 | 4052 | 3448 | 1 | LANCASTER | 6029005512, 6029005511, 6029005508
| 44164 | 763 | 763 | 1 |  | Medium Pressure | 763 | 763 | 721 | 0 | VISALIA | 6019007500
| 44166 | 22 | 22 | 1 |  | Medium Pressure | 22 | 22 | 18 | 0 | VISALIA | 6019007500
| 44167 | 36 | 37 | 1 |  | Medium Pressure | 36 | 37 | 35 | 0 | SAN LUIS OBISPO | 6079010504
| 44168 | 772 | 798 | 1 |  | Medium Pressure | 772 | 798 | 716 | 0 | SAN LUIS OBISPO | 6079010504
| 44169 | 1103 | 1181 | 4 |  | Medium Pressure | 4413 | 4723 | 4210 | 0 | VISALIA | 6107003201, 6031980100, 6031001601, 6031001300, 6031001500, 6031001402, 6031001401
| 44170 | 21 | 21 | 1 |  | Medium Pressure | 21 | 21 | 17 | 0 | VISALIA | 6031001300
| 44172 | 1779 | 1782 | 2 |  | Medium Pressure | 3558 | 3564 | 3217 | 0 | VISALIA | 6107000600, 6107000202, 6107000203, 6107000204
| 44174 | 228 | 228 | 1 |  | Medium Pressure | 228 | 228 | 201 | 0 | BAKERSFIELD | 6083001800
| 44175 | 19 | 20 | 1 |  | Medium Pressure | 19 | 20 | 12 | 0 | BAKERSFIELD | 6083001800
| 44176 | 204 | 206 | 2 |  | Medium Pressure | 407 | 411 | 381 | 3 | VISALIA | 6019006900
| 44178 | 3900 | 4111 | 3 |  | Medium Pressure | 11701 | 12333 | 11435 | 1 | BAKERSFIELD, VISALIA | 6029004901, 6029004601, 6029004605, 6029005006, 6029005005, 6029004903, 6029004904, 6029004802, 6029004801, 6029004603, 6029005003, 6107004302, 6107004301, 6029004606, 6029004607
| 44180 | 46 | 46 | 1 |  | Medium Pressure | 46 | 46 | 18 | 0 | BAKERSFIELD | 6029005003
| 44182 | 129 | 150 | 1 |  | Medium Pressure | 129 | 150 | 94 | 2 | BAKERSFIELD | 6029003304
| 44183 | 1005 | 1018 | 1 |  | Medium Pressure | 1005 | 1018 | 985 | 0 | VISALIA | 6107000502, 6107000401, 6107000303
| 44184 | 2189 | 2251 | 3 |  | Medium Pressure | 6567 | 6752 | 6244 | 0 | VISALIA | 6107000502, 6107000401, 6019006501, 6107000402, 6107000501, 6019006301
| 44186 | 3 | 3 | 1 |  | Medium Pressure | 3 | 3 | 3 | 0 | VISALIA | 6107000502
| 44187 | 1917 | 1925 | 1 | Station ID #: 1244 | Medium Pressure | 1917 | 1925 | 1757 | 0 | VISALIA | 6107004402, 6107004401
| 44188 | 113 | 113 | 1 |  | Medium Pressure | 113 | 113 | 109 | 0 | VISALIA | 6107001400, 6107001501
| 44189 | 90 | 90 | 1 |  | Medium Pressure | 90 | 90 | 68 | 0 | VISALIA | 6107001400, 6107001502
| 44190 | 73 | 73 | 1 |  | Medium Pressure | 73 | 73 | 72 | 0 | VISALIA | 6107001502, 6107001602
| 44191 | 1997 | 1999 | 2 |  | Medium Pressure | 3993 | 3998 | 3694 | 0 | VISALIA | 6107001400, 6107001502, 6107001501
| 44192 | 1469 | 1469 | 1 |  | Medium Pressure | 1469 | 1469 | 1327 | 0 | BAKERSFIELD | 6029003308, 6029003305
| 44194 | 19 | 19 | 1 |  | Medium Pressure | 19 | 19 | 15 | 0 | BAKERSFIELD | 6037901209
| 44195 | 19 | 19 | 1 |  | Medium Pressure | 19 | 19 | 14 | 0 | BAKERSFIELD | 6037901209
| 44196 | 33 | 33 | 1 |  | Medium Pressure | 33 | 33 | 106 | 0 | VISALIA | 6031000402
| 44198 | 174 | 174 | 1 |  | Medium Pressure | 174 | 174 | 161 | 0 | VISALIA | 6031000500
| 44199 | 9 | 9 | 1 |  | Medium Pressure | 9 | 9 | 5 | 1 | BAKERSFIELD | 6029006011, 6029003307
| 44200 | 5 | 5 | 1 |  | Medium Pressure | 5 | 5 | 4 | 0 | VISALIA | 6031000100
| 44202 | 1689 | 1720 | 3 |  | Medium Pressure | 5066 | 5159 | 4841 | 0 | VISALIA | 6031000500, 6031000800, 6031001002, 6031001003, 6031001100
| 44203 | 2591 | 2605 | 7 |  | Medium Pressure | 18134 | 18237 | 16938 | 2 | VISALIA | 6031000902, 6031000603, 6031000604, 6031000901, 6031000100, 6031000500, 6031000602, 6031000701, 6031000702, 6031000800, 6031001001, 6031001002
| 44204 | 129 | 132 | 2 |  | Medium Pressure | 257 | 263 | 218 | 0 | BAKERSFIELD | 6029002401, 6029006201
| 44205 | 38 | 41 | 1 |  | Medium Pressure | 38 | 41 | 35 | 0 | VISALIA | 6107000801, 6107000802, 6107001304
| 44206 | 9 | 11 | 1 |  | Medium Pressure | 9 | 11 | 5 | 0 | VISALIA | 6107001400
| 44207 | 648 | 649 | 2 | Station ID #: 1280 | Medium Pressure | 1296 | 1298 | 1181 | 0 | VISALIA | 6107000801, 6107000802, 6107001304
| 44208 | 17 | 17 | 1 |  | Medium Pressure | 17 | 17 | 13 | 0 | VISALIA | 6019007300
| 44209 | 34 | 34 | 1 |  | Medium Pressure | 34 | 34 | 32 | 0 | VISALIA | 6107000303
| 44210 | 61 | 61 | 1 |  | Medium Pressure | 61 | 61 | 51 | 0 | VISALIA | 6107000303
| 44211 | 42 | 42 | 1 |  | Medium Pressure | 42 | 42 | 39 | 0 | VISALIA | 6107000303
| 44212 | 1366 | 1369 | 4 | Station ID #: 1316B, 1318 | Medium Pressure | 5465 | 5474 | 5134 | 0 | VISALIA | 6107000303, 6019007300, 6019007400, 6019007204, 6019007203, 6019007202
| 44214 | 25 | 25 | 1 |  | Medium Pressure | 25 | 25 | 17 | 0 | VISALIA | 6107000302, 6107000303
| 44215 | 395 | 395 | 1 |  | Medium Pressure | 395 | 395 | 378 | 0 | BAKERSFIELD | 6029003305
| 44216 | 2 | 2 | 1 |  | Medium Pressure | 2 | 2 | 2 | 0 | BAKERSFIELD | 6029006201
| 44217 | 2008 | 2045 | 2 |  | Medium Pressure | 4016 | 4090 | 3664 | 1 | BAKERSFIELD | 6029006202, 6029006406, 6029006405, 6029006404, 6029006403, 6029006201
| 44218 | 3 | 5 | 1 | Station ID #: 1573 | Medium Pressure | 3 | 5 | 2 | 0 | BAKERSFIELD | 6029006202
| 44219 | 91 | 91 | 2 |  | Medium Pressure | 181 | 181 | 144 | 0 | VISALIA | 6019007700
| 44220 | 505 | 515 | 1 |  | Medium Pressure | 505 | 515 | 455 | 0 | VISALIA | 6019007400
| 44224 | 492 | 496 | 1 |  | Medium Pressure | 492 | 496 | 430 | 1 | BAKERSFIELD | 6029003308, 6029006011
| 44225 | 1901 | 1982 | 5 | Station ID #: 1390 | Medium Pressure | 9506 | 9909 | 9163 | 1 | VISALIA | 6031000406, 6031000407, 6031000402, 6031001601, 6031000200, 6031000403, 6031000405, 6031000500
| 44226 | 50 | 50 | 1 |  | Medium Pressure | 50 | 50 | 40 | 0 | VISALIA | 6031000200
| 44231 | 25 | 25 | 1 |  | Medium Pressure | 25 | 25 | 24 | 0 | VISALIA | 6107002500
| 44232 | 193 | 195 | 1 |  | Medium Pressure | 193 | 195 | 171 | 0 | VISALIA | 6107002500
| 44233 | 2074 | 2112 | 2 |  | Medium Pressure | 4148 | 4224 | 3748 | 0 | VISALIA | 6107002601, 6107002602, 6107002500, 6107002800
| 44234 | 10 | 10 | 1 |  | Medium Pressure | 10 | 10 | 10 | 0 | BAKERSFIELD | 6029003308, 6029003305
| 44235 | 57 | 57 | 1 |  | Medium Pressure | 57 | 57 | 56 | 0 | VISALIA | 6107002500, 6107002800
| 44236 | 6 | 8 | 1 |  | Medium Pressure | 6 | 8 | 5 | 0 | SANTA MARIA | 6083003102
| 44237 | 2 | 2 | 1 |  | Medium Pressure | 2 | 2 | 2 | 0 | SANTA MARIA | 6083002809
| 44238 | 11 | 11 | 1 |  | Medium Pressure | 11 | 11 | 11 | 0 | SANTA MARIA | 6083003102
| 44239 | 678 | 682 | 1 |  | Medium Pressure | 678 | 682 | 573 | 0 | VISALIA | 6107000502, 6107000302, 6107000303, 6107000304
| 44241 | 565 | 571 | 1 |  | Medium Pressure | 565 | 571 | 537 | 0 | BAKERSFIELD | 6029004500
| 44243 | 2 | 2 | 1 |  | Medium Pressure | 2 | 2 | 0 | 0 | BAKERSFIELD | 6029004500
| 44244 | 41 | 41 | 1 |  | Medium Pressure | 41 | 41 | 37 | 0 | BAKERSFIELD | 6029004500
| 44245 | 13 | 13 | 1 |  | Medium Pressure | 13 | 13 | 10 | 0 | BAKERSFIELD | 6029004605, 6029004704
| 44246 | 3292 | 3391 | 1 | Station ID #: 1537 | Medium Pressure | 3292 | 3391 | 3265 | 0 | BAKERSFIELD | 6029004605, 6029004703, 6029004704, 6029004702
| 44247 | 20 | 20 | 1 |  | Medium Pressure | 20 | 20 | 12 | 3 | BAKERSFIELD | 6029003900
| 44249 | 19 | 22 | 2 |  | Medium Pressure | 37 | 43 | 27 | 1 | BAKERSFIELD | 6029003304
| 44250 | 46 | 46 | 1 |  | Medium Pressure | 46 | 46 | 30 | 0 | BAKERSFIELD | 6029003304, 6029003307
| 44253 | 47 | 47 | 1 |  | Medium Pressure | 47 | 47 | 27 | 0 | BAKERSFIELD | 6029003900
| 44254 | 32 | 32 | 1 | Station ID #: 1342 | Medium Pressure | 32 | 32 | 26 | 0 | VISALIA | 6019007300
| 44255 | 123 | 123 | 1 |  | Medium Pressure | 123 | 123 | 100 | 0 | VISALIA | 6107000302, 6107000600, 6107000902, 6107000304
| 44256 | 19 | 19 | 1 |  | Medium Pressure | 19 | 19 | 16 | 1 | BAKERSFIELD | 6029005103
| 44258 | 111 | 114 | 1 |  | Medium Pressure | 111 | 114 | 98 | 0 | SANTA MARIA | 6079012302, 6079012306
| 44263 | 2334 | 2694 | 1 |  | Medium Pressure | 2334 | 2694 | 2400 | 0 | VISALIA | 6107000202, 6019006502, 6019006501
| 44264 | 1 | 1 | 1 |  | Medium Pressure | 1 | 1 | 1 | 0 | SANTA MARIA | 6083002809
| 44265 | 1713 | 1868 | 2 |  | Medium Pressure | 3425 | 3735 | 3451 | 0 | VISALIA | 6019008501, 6019006802, 6019008504, 6019008503
| 44266 | 5 | 5 | 1 | Station ID #: 1379 | Medium Pressure | 5 | 5 | 5 | 0 | VISALIA | 6019006802
| 44267 | 212 | 216 | 2 |  | Medium Pressure | 423 | 431 | 394 | 0 | TEMPLETON | 6079012707, 6079010302
| 44268 | 6 | 6 | 1 |  | Medium Pressure | 6 | 6 | 4 | 0 | TEMPLETON | 6079010202
| 44269 | 29 | 29 | 1 |  | Medium Pressure | 29 | 29 | 18 | 1 | TEMPLETON | 6079010302
| 44270 | 7 | 7 | 1 |  | Medium Pressure | 7 | 7 | 5 | 0 | TEMPLETON | 6079010302
| 44271 | 268 | 268 | 1 |  | Medium Pressure | 268 | 268 | 259 | 0 | BAKERSFIELD | 6029003308
| 44272 | 1099 | 1101 | 1 |  | Medium Pressure | 1099 | 1101 | 918 | 0 | VISALIA | 6107004200
| 44273 | 216 | 240 | 1 |  | Medium Pressure | 216 | 240 | 197 | 0 | VISALIA | 6107003302
| 44274 | 34 | 34 | 1 | Station ID #: 1640 | Medium Pressure | 34 | 34 | 26 | 0 | BAKERSFIELD | 6029004500, 6029004605, 6029004606
| 44275 | 777 | 930 | 1 |  | Medium Pressure | 777 | 930 | 790 | 0 | VISALIA | 6107003202, 6107003401, 6107003201, 6107003302
| 44276 | 2429 | 2460 | 8 |  | Medium Pressure | 19428 | 19679 | 18033 | 2 | VISALIA | 6107003902, 6107003904, 6107003401, 6107003302, 6107003601, 6107003602, 6107003700, 6107003801, 6107003802, 6107003301, 6107004104, 6107003504, 6107003503, 6107004103, 6107003903, 6107003501
| 44277 | 1153 | 1156 | 2 |  | Medium Pressure | 2306 | 2311 | 2132 | 1 | VISALIA | 6107003904, 6107003401, 6107004102, 6107004104, 6107004103, 6107003402
| 44278 | 148 | 148 | 1 |  | Medium Pressure | 148 | 148 | 132 | 0 | VISALIA | 6107003904
| 44279 | 162 | 162 | 1 |  | Medium Pressure | 162 | 162 | 144 | 0 | VISALIA | 6107003401
| 44280 | 44 | 44 | 1 |  | Medium Pressure | 44 | 44 | 41 | 0 | VISALIA | 6107003402
| 44282 | 23 | 23 | 1 |  | Medium Pressure | 23 | 23 | 20 | 0 | VISALIA | 6107003902
| 44283 | 6 | 6 | 1 |  | Medium Pressure | 6 | 6 | 4 | 0 | VISALIA | 6107003700, 6107003301
| 44285 | 15 | 15 | 1 |  | Medium Pressure | 15 | 15 | 17 | 0 | VISALIA | 6107003902, 6107003402
| 44287 | 129 | 131 | 1 | Station ID #: 1374 | Medium Pressure | 129 | 131 | 103 | 0 | VISALIA | 6019007600, 6019007500
| 44289 | 18 | 18 | 1 | Station ID #: 1377 | Medium Pressure | 18 | 18 | 17 | 0 | VISALIA | 6019007600
| 44290 | 33 | 33 | 1 |  | Medium Pressure | 33 | 33 | 23 | 0 | VISALIA | 6019006900, 6019006802
| 44291 | 10 | 10 | 1 |  | Medium Pressure | 10 | 10 | 4 | 0 | VISALIA | 6019006802
| 44292 | 3 | 3 | 1 |  | Medium Pressure | 3 | 3 | 2 | 0 | VISALIA | 6019006301
| 44293 | 2686 | 2730 | 3 | Station ID #: 1366 | Medium Pressure | 8058 | 8190 | 7664 | 0 | VISALIA | 6107000303, 6019006602, 6019006603, 6019006802, 6019006606, 6019006301, 6019006605, 6019006700
| 44296 | 508 | 612 | 1 |  | Medium Pressure | 508 | 612 | 527 | 0 | VISALIA | 6029004605, 6107004500, 6107004301
| 44297 | 10 | 10 | 1 |  | Medium Pressure | 10 | 10 | 5 | 0 | VISALIA | 6107004301
| 44298 | 16 | 16 | 1 |  | Medium Pressure | 16 | 16 | 15 | 0 | VISALIA | 6107004301
| 44300 | 3 | 3 | 1 |  | Medium Pressure | 3 | 3 | 3 | 0 | VISALIA | 6019007700, 6019007400
| 44301 | 1079 | 1082 | 1 |  | Medium Pressure | 1079 | 1082 | 1010 | 0 | VISALIA | 6019007700
| 44302 | 11 | 11 | 1 |  | Medium Pressure | 11 | 11 | 7 | 0 | VISALIA | 6019007700, 6019007400
| 44303 | 19 | 19 | 1 |  | Medium Pressure | 19 | 19 | 19 | 0 | VISALIA | 6031000200, 6019007700
| 44305 | 5 | 5 | 1 |  | Medium Pressure | 5 | 5 | 5 | 0 | SANTA BARBARA | 6083000501
| 44307 | 11 | 11 | 1 |  | Medium Pressure | 11 | 11 | 10 | 0 | SANTA BARBARA | 6083001500
| 44308 | 14 | 14 | 1 |  | Medium Pressure | 14 | 14 | 14 | 0 | SANTA MARIA | 6083001908
| 44309 | 64 | 64 | 1 |  | Medium Pressure | 64 | 64 | 64 | 0 | SANTA MARIA | 6083001907
| 44310 | 111 | 113 | 1 | Station ID #: 1344 | Medium Pressure | 111 | 113 | 96 | 0 | VISALIA | 6019001700, 6019007300
| 44311 | 802 | 941 | 1 |  | Medium Pressure | 802 | 941 | 896 | 0 | VISALIA | 6019006900, 6019007004, 6019007003
| 44312 | 51 | 54 | 1 |  | Medium Pressure | 51 | 54 | 27 | 0 | BAKERSFIELD | 6029004500, 6029004305, 6029006600
| 44313 | 1518 | 1527 | 4 |  | Medium Pressure | 6073 | 6106 | 5584 | 2 | BAKERSFIELD | 6029003900, 6029004101, 6029004102, 6029004305, 6029003823, 6029003213, 6029004001, 6029004002, 6029003827, 6029006600
| 44314 | 379 | 389 | 1 |  | Medium Pressure | 379 | 389 | 337 | 0 | VISALIA | 6107002702
| 44315 | 95 | 95 | 1 |  | Medium Pressure | 95 | 95 | 90 | 0 | VISALIA | 6107003902
| 44316 | 89 | 89 | 1 |  | Medium Pressure | 89 | 89 | 93 | 0 | LANCASTER | 6029006011
| 44317 | 365 | 365 | 1 |  | Medium Pressure | 365 | 365 | 339 | 0 | LANCASTER | 6029006011
| 44318 | 4232 | 4390 | 4 |  | Medium Pressure | 16929 | 17560 | 16413 | 2 | BAKERSFIELD | 6029002820, 6029001801, 6029002804, 6029002806, 6029002807, 6029002811, 6029002813, 6029002814, 6029002816, 6029002817, 6029003221, 6029003135, 6029003212, 6029001804, 6029001803, 6029002824, 6029003220, 6029002825
| 44319 | 142 | 142 | 1 |  | Medium-pressure | 142 | 142 | 142 | 0 | VISALIA | 6019001700
| 44320 | 345 | 345 | 1 |  | Medium-pressure | 345 | 345 | 306 | 0 | VISALIA | 6031001601
| 44322 | 385 | 407 | 2 |  | Medium-pressure | 770 | 814 | 748 | 0 | VISALIA | 6107003301
| 44323 | 39 | 111 | 1 | Station ID #: 1339 | Medium-pressure | 39 | 111 | 104 | 0 | VISALIA | 6107000304
| 44324 | 87 | 87 | 1 |  | Medium-pressure | 87 | 87 | 82 | 0 | BAKERSFIELD | 6029003303, 6029003500, 6029003304
| 44326 | 37 | 37 | 1 |  | Medium-pressure | 37 | 37 | 17 | 0 | BAKERSFIELD | 6029003500, 6029003304
| 44328 | 11 | 11 | 1 |  | Medium-pressure | 11 | 11 | 9 | 0 | BAKERSFIELD | 6029003400
| 44330 | 56 | 56 | 1 |  | Medium-pressure | 56 | 56 | 52 | 0 | LANCASTER | 6029006012, 6029006010
| 44332 | 49 | 49 | 1 |  | Medium-pressure | 49 | 49 | 44 | 0 | LANCASTER | 6029006010, 6029006006
| 44333 | 1828 | 1835 | 2 |  | Medium-pressure | 3655 | 3669 | 3365 | 1 | LANCASTER | 6029006003, 6029006101, 6029006102, 6029006012, 6029006006
| 44335 | 10 | 10 | 1 |  | Medium-pressure | 10 | 10 | 4 | 1 | LANCASTER | 6029006011, 6029006012
| 44336 | 43 | 43 | 1 |  | Medium-pressure | 43 | 43 | 38 | 0 | LANCASTER | 6029006012, 6029006006
| 44337 | 2127 | 2128 | 2 |  | Medium-pressure | 4253 | 4255 | 3868 | 1 | LANCASTER | 6029006004, 6029006101, 6029006102, 6029006012
| 44338 | 86 | 86 | 1 |  | Medium-pressure | 86 | 86 | 66 | 0 | TEMPLETON | 6079010302
| 44339 | 73 | 73 | 1 |  | Medium-pressure | 73 | 73 | 54 | 0 | VISALIA | 6107004500
| 44340 | 42 | 42 | 1 |  | Medium-pressure | 42 | 42 | 38 | 0 | VISALIA | 6107004500
| 44341 | 352 | 360 | 2 |  | Medium-pressure | 704 | 719 | 622 | 1 | VISALIA | 6107004500, 6107003401, 6107003402
| 44342 | 262 | 264 | 1 |  | Medium-pressure | 262 | 264 | 191 | 0 | VISALIA | 6107004200
| 44343 | 713 | 749 | 1 |  | Medium-pressure | 713 | 749 | 677 | 0 | VISALIA | 6107003201
| 44345 | 19 | 21 | 1 |  | Medium-pressure | 19 | 21 | 14 | 0 | VISALIA | 6107003201
| 44346 | 175 | 196 | 1 |  | Medium-pressure | 175 | 196 | 174 | 1 | VISALIA | 6107000302
| 44347 | 1635 | 1678 | 7 | Station ID #: 1269, 1250A | Medium-pressure | 11443 | 11743 | 11128 | 2 | VISALIA | 6107002901, 6107002903, 6107002904, 6107003002, 6107001602, 6107003100, 6107002402, 6107002403, 6107002010, 6107002401, 6107002302, 6107002303
| 44350 | 4 | 4 | 1 |  | Medium-pressure | 4 | 4 | 3 | 0 | VISALIA | 6107003100
| 44351 | 107 | 107 | 1 |  | Medium-pressure | 107 | 107 | 85 | 0 | VISALIA | 6107002100, 6107003100
| 44352 | 187 | 187 | 1 |  | Medium-pressure | 187 | 187 | 162 | 0 | VISALIA | 6107003100
| 44353 | 2139 | 2155 | 6 |  | Medium-pressure | 12835 | 12929 | 11736 | 1 | VISALIA | 6107002204, 6107002203, 6107002304, 6107002901, 6107002903, 6107003001, 6107003002, 6107002100, 6107003100, 6107002303, 6107002202
| 44354 | 46 | 46 | 2 |  | Medium-pressure | 92 | 92 | 68 | 1 | BAKERSFIELD | 6029003304
| 44355 | 43 | 43 | 1 |  | Medium-pressure | 43 | 43 | 43 | 0 | BAKERSFIELD | 6029003304
| 44356 | 467 | 467 | 1 |  | Medium-pressure | 467 | 467 | 398 | 0 | BAKERSFIELD | 6029003304
| 44357 | 47 | 48 | 1 |  | Medium-pressure | 47 | 48 | 40 | 0 | VISALIA | 6107001304
| 44360 | 905 | 916 | 2 |  | Medium-pressure | 1809 | 1832 | 1444 | 1 | VISALIA | 6107001305, 6107001102, 6107001101, 6107001006, 6107001200
| 44361 | 61 | 61 | 1 |  | Medium-pressure | 61 | 61 | 60 | 0 | VISALIA | 6107002401
| 44362 | 272 | 272 | 1 |  | Medium-pressure | 272 | 272 | 269 | 0 | VISALIA | 6107001304
| 44363 | 149 | 153 | 1 |  | Medium-pressure | 149 | 153 | 119 | 0 | VISALIA | 6107002010, 6107002401, 6107002011
| 44364 | 4 | 4 | 1 |  | Medium-pressure | 4 | 4 | 3 | 0 | VISALIA | 6107001706
| 44365 | 749 | 763 | 1 |  | Medium-pressure | 749 | 763 | 677 | 0 | VISALIA | 6107000902, 6107000802
| 44367 | 10 | 13 | 1 |  | Medium-pressure | 10 | 13 | 10 | 0 | VISALIA | 6107001703
| 44368 | 147 | 148 | 1 |  | Medium-pressure | 147 | 148 | 126 | 0 | VISALIA | 6107002010, 6107002011
| 44369 | 9 | 9 | 1 |  | Medium-pressure | 9 | 9 | 6 | 0 | VISALIA | 6107002006
| 44370 | 40 | 40 | 1 |  | Medium-pressure | 40 | 40 | 36 | 0 | VISALIA | 6107000802
| 44371 | 2280 | 2336 | 3 |  | Medium-pressure | 6839 | 7007 | 6464 | 3 | BAKERSFIELD | 6029004402, 6029004500, 6029004305, 6029004304, 6029004404, 6029004403, 6029004303
| 44372 | 2 | 2 | 1 |  | Medium-pressure | 2 | 2 | 2 | 0 | BAKERSFIELD | 6029004605
| 44374 | 23 | 28 | 1 |  | Medium-pressure | 23 | 28 | 11 | 0 | BAKERSFIELD | 6029003900, 6029004305, 6029004605
| 44375 | 38 | 38 | 1 |  | Medium-pressure | 38 | 38 | 15 | 1 | BAKERSFIELD | 6029006011
| 44376 | 2437 | 2489 | 1 |  | Medium-pressure | 2437 | 2489 | 2293 | 0 | VISALIA | 6107000701, 6107000102, 6107000702
| 44377 | 440 | 446 | 1 |  | Medium-pressure | 440 | 446 | 392 | 0 | VISALIA | 6107003202
| 44378 | 73 | 77 | 1 |  | Medium-pressure | 73 | 77 | 68 | 0 | VISALIA | 6107000600
| 44379 | 5322 | 5398 | 6 | Station ID #: 970 | Medium-pressure | 31933 | 32390 | 29646 | 2 | LANCASTER | 6037910501, 6037910706, 6037910601, 6037910712, 6037910713, 6037980004, 6037910709, 6037910606, 6037910404, 6037910602, 6037910707, 6037910504, 6037910607, 6037910717, 6037910608, 6037910718, 6037911100, 6037910405, 6037910715, 6037910716, 6037910505, 6037910502, 6037910605, 6037910714, 6037910720, 6037910721, 6037910719, 6037910218
| 44380 | 12 | 12 | 1 |  | Medium-pressure | 12 | 12 | 11 | 0 | VALENCIA | 6037910814
| 44381 | 8 | 8 | 1 |  | Medium-pressure | 8 | 8 | 7 | 0 | VALENCIA | 6037910804
| 44382 | 2 | 2 | 1 |  | Medium-pressure | 2 | 2 | 2 | 0 | VALENCIA | 6037910804
| 44383 | 22 | 22 | 1 |  | Medium-pressure | 22 | 22 | 15 | 0 | BAKERSFIELD | 6029006600
| 44386 | 284 | 287 | 1 |  | Medium-pressure | 284 | 287 | 258 | 1 | BAKERSFIELD | 6029004802, 6029004607
| 44388 | 1 | 10 | 1 |  | Medium-pressure | 1 | 10 | 0 | 0 | BAKERSFIELD | 6083001800
| 44390 | 9 | 9 | 1 |  | Medium-pressure | 9 | 9 | 5 | 0 | BAKERSFIELD | 6079012708, 6083001800
| 44391 | 367 | 369 | 1 |  | Medium-pressure | 367 | 369 | 334 | 0 | TEMPLETON | 6079010016
| 44392 | 148 | 148 | 1 |  | Medium-pressure | 148 | 148 | 136 | 0 | TEMPLETON | 6079010016
| 44393 | 20 | 20 | 1 |  | Medium-pressure | 20 | 20 | 18 | 0 | BAKERSFIELD | 6029006600
| 44394 | 23 | 23 | 1 |  | Medium-pressure | 23 | 23 | 11 | 0 | BAKERSFIELD | 6029006600
| 44395 | 5 | 5 | 1 |  | Medium-pressure | 5 | 5 | 1 | 0 | BAKERSFIELD | 6029006202
| 44396 | 14 | 21 | 1 |  | Medium-pressure | 14 | 21 | 9 | 0 | BAKERSFIELD | 6029003222
| 44398 | 4 | 4 | 1 |  | Medium-pressure | 4 | 4 | 3 | 0 | LANCASTER | 6037900902, 6037901300
| 44399 | 2 | 2 | 1 |  | Medium-pressure | 2 | 2 | 2 | 0 | BAKERSFIELD | 6037901209, 6029003305
| 44400 | 57 | 57 | 1 |  | Medium-pressure | 57 | 57 | 55 | 0 | SAN LUIS OBISPO | 6079011600
| 44401 | 2 | 2 | 1 |  | Medium-pressure | 2 | 2 | 2 | 0 | BAKERSFIELD | 6029003900
| 44402 | 7 | 7 | 1 |  | Medium-pressure | 7 | 7 | 4 | 0 | BAKERSFIELD | 6029004500
| 44403 | 7 | 7 | 1 |  | Medium-pressure | 7 | 7 | 5 | 0 | BAKERSFIELD | 6029004605
| 44404 | 21 | 21 | 1 |  | Medium-pressure | 21 | 21 | 22 | 0 | TEMPLETON | 6079010303, 6079010016
| 44405 | 2 | 2 | 1 |  | Medium-pressure | 2 | 2 | 1 | 0 | BAKERSFIELD | 6029003222
| 44406 | 29 | 33 | 1 |  | Medium-pressure | 29 | 33 | 21 | 0 | BAKERSFIELD | 6029003307
| 44407 | 1 | 1 | 1 |  | Medium-pressure | 1 | 1 | 0 | 0 | BAKERSFIELD | 6111009700, 6083001800
| 44408 | 1005 | 1006 | 1 |  | Medium-pressure | 1005 | 1006 | 953 | 0 | VALENCIA | 6037920314
| 44410 | 1 | 1 | 1 |  | Medium-pressure | 1 | 1 | 1 | 0 | BAKERSFIELD | 6029004500
| 44411 | 6 | 6 | 1 |  | Medium-pressure | 6 | 6 | 6 | 0 | BAKERSFIELD | 6029003222
| 44412 | 1 | 3 | 1 |  | Medium-pressure | 1 | 3 | 3 | 0 | BAKERSFIELD | 6029003305
| 44413 | 1 | 1 | 1 |  | Medium-pressure | 1 | 1 | 1 | 0 | SANTA MARIA | 6083002006
| 44414 | 5 | 5 | 1 |  | Medium-pressure | 5 | 5 | 5 | 0 | BAKERSFIELD | 6029003304
| 44415 | 1434 | 1442 | 1 |  | Medium-pressure | 1434 | 1442 | 1413 | 0 | LANCASTER | 6037910213, 6037910401, 6037910217
| 44416 | 3518 | 3560 | 15 | Station ID #: 1152 | Medium-pressure | 52765 | 53397 | 50151 | 4 | VISALIA | 6107001705, 6107002006, 6107000901, 6107001010, 6107001009, 6107001008, 6107001306, 6107001011, 6107002010, 6107001007, 6107001012, 6107002011, 6107001303, 6107001305, 6107001706, 6107001102, 6107001101, 6107001304, 6107001005, 6107001006, 6107001200, 6107001701, 6107001703, 6107001800, 6107001901, 6107001902, 6107002002, 6107002003, 6107002004, 6107002008, 6107002009
| 44417 | 8 | 8 | 1 |  | Medium-pressure | 8 | 8 | 8 | 0 | LANCASTER | 6029005514
| 44418 | 5484 | 5518 | 4 |  | Medium-pressure | 21936 | 22070 | 20365 | 1 | LANCASTER | 6037900701, 6037900505, 6037900506, 6037901300, 6037900509, 6037900510, 6037900501, 6037900504, 6037900508, 6037900704, 6037900608, 6037900609, 6037900611, 6037900607, 6037900301, 6037900610, 6037900602, 6037900606
| 44419 | 2 | 2 | 1 |  | Medium-pressure | 2 | 2 | 2 | 0 | VALENCIA | 6037910804
| 44420 | 2 | 2 | 1 |  | Medium-pressure | 2 | 2 | 2 | 0 | TEMPLETON | 6079010207
| 44421 | 15 | 15 | 1 |  | Medium-pressure | 15 | 15 | 13 | 0 | LANCASTER | 6037900901
| 44422 | 113 | 113 | 1 |  | Medium-pressure | 113 | 113 | 120 | 0 | LANCASTER | 6037900901, 6037901216
| 44426 | 3 | 3 | 1 |  | Medium-pressure | 3 | 3 | 3 | 0 | VALENCIA | 6037910814
| 44427 | 1 | 1 | 1 |  | Medium-pressure | 1 | 1 | 1 | 0 | LANCASTER | 6037910804, 6037910815
| 44430 | 42 | 42 | 1 |  | Medium-pressure | 42 | 42 | 26 | 0 | SANTA BARBARA | 6083002932
| 45001 | 5289 | 5903 | 12 |  | Medium-pressure | 63473 | 70837 | 64479 | 1 | ALHAMBRA, GLENDALE, PASADENA | 6037183810, 6037183221, 6037183222, 6037183401, 6037183402, 6037183701, 6037183702, 6037186201, 6037186203, 6037186302, 6037186403, 6037186404, 6037201601, 6037201602, 6037183103, 6037183104, 6037185203, 6037185204, 6037480702, 6037480802, 6037186100, 6037181300, 6037463800, 6037480803, 6037480804, 6037181400, 6037181000, 6037181500, 6037181600, 6037183101, 6037183220, 6037183300, 6037183510, 6037183520, 6037183610, 6037183820, 6037185202, 6037185310, 6037185320, 6037186401, 6037199110, 6037187102, 6037199801, 6037199802, 6037199002, 6037185101, 6037199001, 6037185102, 6037460800, 6037186202, 6037530700, 6037199120, 6037199201, 6037199202, 6037199300, 6037199400, 6037199700, 6037199900, 6037201110, 6037201120, 6037201501, 6037201503, 6037201504, 6037201700, 6037201200, 6037183620, 6037201301, 6037201302, 6037201401, 6037201402
| 45002 | 7019 | 7388 | 48 | Station ID #: 2106, 2305, 2275, 821, 0806N, 951, 786 | Medium-pressure | 336909 | 354605 | 316879 | 23 | SANTA MONICA, BRANFORD, SATICOY, CANOGA, HOLLYWOOD, JUANITA, GLENDALE, PASADENA | 6037300100, 6037300501, 6037310701, 6037310100, 6037300200, 6037300400, 6037300701, 6037300902, 6037301400, 6037301501, 6037301502, 6037301601, 6037301701, 6037301602, 6037301702, 6037302002, 6037310703, 6037310900, 6037311000, 6037311100, 6037311200, 6037311300, 6037311400, 6037302202, 6037300702, 6037123602, 6037122410, 6037124500, 6037301203, 6037127910, 6037123205, 6037310800, 6037311700, 6037311802, 6037460401, 6037143902, 6037141700, 6037311500, 6037123420, 6037301000, 6037123203, 6037460501, 6037141600, 6037302103, 6037980021, 6037122420, 6037128220, 6037125502, 6037127103, 6037127603, 6037127711, 6037127803, 6037127806, 6037128101, 6037128601, 6037128602, 6037128802, 6037132101, 6037127102, 6037132102, 6037980001, 6037120300, 6037120400, 6037121010, 6037121020, 6037121210, 6037124000, 6037124102, 6037124201, 6037124300, 6037124400, 6037124600, 6037141102, 6037141201, 6037141202, 6037141304, 6037143603, 6037121900, 6037122000, 6037122120, 6037122200, 6037123020, 6037123103, 6037101110, 6037101220, 6037194102, 6037102105, 6037125501, 6037980008, 6037101400, 6037121102, 6037124104, 6037302505, 6037302506, 6037187101, 6037124902, 6037300301, 6037301205, 6037141101, 6037101122, 6037121801, 6037121802, 6037123901, 6037125402, 6037301801, 6037301802, 6037302004, 6037302401, 6037302503, 6037302504, 6037121101, 6037121221, 6037121222, 6037124103, 6037124105, 6037124203, 6037124903, 6037127604, 6037127606, 6037127712, 6037310201, 6037310202, 6037310501, 6037310601, 6037310602, 6037980024, 6037122122, 6037127805, 6037186301, 6037143402, 6037141305, 6037128703, 6037141306, 6037128704, 6037301901, 6037101221, 6037103402, 6037125102, 6037125404, 6037125101, 6037125403, 6037125321, 6037125322, 6037310705, 6037310704, 6037300602, 6037102103, 6037124700, 6037125200, 6037123104, 6037123204, 6037123206, 6037123301, 6037123303, 6037125310, 6037125600, 6037127210, 6037127220, 6037127300, 6037127400, 6037127520, 6037127920, 6037128210, 6037128303, 6037128400, 6037128500, 6037123304, 6037123510, 6037123520, 6037123601, 6037123700, 6037123800, 6037128910, 6037102104, 6037143901, 6037460700, 6037123010, 6037300800, 6037143602, 6037186100, 6037301206, 6037143700, 6037181300, 6037300901, 6037143500, 6037186401, 6037187102, 6037301100, 6037301204, 6037301300, 6037302102, 6037302104, 6037302201, 6037302301, 6037302302, 6037310300, 6037310400, 6037300503, 6037300601, 6037460601, 6037460800, 6037101300, 6037103101, 6037103102, 6037143606, 6037189703, 6037143801, 6037189704, 6037143802, 6037143605, 6037143302, 6037143101, 6037311601, 6037143401, 6037311602, 6037143102, 6037301902, 6037143301, 6037103300, 6037311801, 6037141303, 6037980009, 6037123902, 6037302003, 6037127605, 6037122121, 6037124204, 6037128801, 6037128302, 6037101222, 6037103201, 6037980039, 6037188100, 6037188300, 6037127104, 6037127804, 6037128102, 6037102107, 6037123410, 6037120010, 6037460502, 6037143200, 6037103401
| 45003 | 5610 | 6089 | 5 |  | Medium-pressure | 28050 | 30445 | 27685 | 4 | BRANFORD, SATICOY, VALENCIA | 6037320300, 6037106020, 6037106111, 6037106408, 6037106405, 6037106407, 6037106648, 6037320201, 6037320202, 6037107010, 6037107020, 6037106010, 6037106406, 6037109100, 6037109500, 6037106649, 6037106112, 6037106113, 6037106114, 6037106403, 6037106510, 6037106520, 6037106604, 6037320102, 6037980022, 6037320101
| 45005 | 3647 | 4055 | 3 |  | Medium-pressure | 10942 | 12165 | 10706 | 0 | BRANFORD, VALENCIA | 6037980021, 6037104124, 6037104204, 6037104703, 6037104704, 6037320202, 6037103202, 6037104201, 6037104310, 6037104401, 6037104701, 6037104108, 6037106112, 6037104103, 6037104105, 6037930400, 6037320102, 6037104203, 6037104321, 6037104322
| 45008 | 9045 | 9634 | 12 |  | Medium-pressure | 108537 | 115610 | 101188 | 6 | ALHAMBRA, BELVEDERE, AZUSA, PASADENA | 6037430502, 6037482301, 6037482303, 6037400603, 6037430801, 6037482304, 6037482401, 6037431501, 6037431502, 6037433304, 6037433305, 6037433306, 6037482503, 6037433402, 6037480011, 6037433307, 6037430003, 6037430301, 6037434004, 6037433804, 6037482522, 6037434100, 6037434003, 6037480012, 6037431200, 6037431800, 6037431300, 6037430802, 6037431100, 6037430724, 6037430902, 6037480101, 6037482404, 6037433803, 6037431900, 6037432101, 6037432102, 6037432201, 6037432202, 6037432300, 6037432401, 6037432402, 6037432601, 6037432602, 6037432700, 6037432801, 6037432802, 6037432902, 6037433200, 6037433302, 6037433403, 6037433602, 6037430901, 6037430200, 6037481201, 6037481300, 6037530007, 6037482521, 6037404600, 6037482403, 6037431400, 6037433903, 6037433505, 6037433103, 6037430723, 6037432901, 6037481403, 6037432502, 6037432001, 6037432002, 6037431701, 6037432501, 6037431600, 6037430004, 6037430005, 6037431004, 6037431003, 6037980036, 6037430501, 6037433506, 6037433901, 6037433601, 6037430101, 6037430102, 6037434001, 6037430302, 6037430400, 6037430600, 6037430701, 6037430721, 6037430803, 6037431002
| 45009 | 5068 | 5227 | 31 |  | Medium-pressure | 157106 | 162037 | 143800 | 9 | ALHAMBRA, BELVEDERE, GLENDALE, PASADENA | 6037482502, 6037480302, 6037460401, 6037461502, 6037461901, 6037461902, 6037462002, 6037462201, 6037462202, 6037462301, 6037482201, 6037482202, 6037482301, 6037482303, 6037462302, 6037463602, 6037482304, 6037482503, 6037480011, 6037481711, 6037482600, 6037482701, 6037480303, 6037482702, 6037183702, 6037481605, 6037481606, 6037480304, 6037183103, 6037183104, 6037482002, 6037482522, 6037480202, 6037480102, 6037480012, 6037480002, 6037480101, 6037461300, 6037460002, 6037482801, 6037432201, 6037432202, 6037460900, 6037461000, 6037461100, 6037461400, 6037461600, 6037461700, 6037462100, 6037462400, 6037461501, 6037462700, 6037462800, 6037463000, 6037480702, 6037480703, 6037480704, 6037480802, 6037480901, 6037460700, 6037481401, 6037463900, 6037464000, 6037464200, 6037480803, 6037480804, 6037480903, 6037481002, 6037481101, 6037481102, 6037481103, 6037481201, 6037481604, 6037481712, 6037481713, 6037481714, 6037481800, 6037481901, 6037481500, 6037481902, 6037482001, 6037482101, 6037482102, 6037480400, 6037480500, 6037480902, 6037482521, 6037481603, 6037481001, 6037461200, 6037430723, 6037481403, 6037481404, 6037481203, 6037480602, 6037464102, 6037464101, 6037480601, 6037460800, 6037463103, 6037462600, 6037462001, 6037463601, 6037930400, 6037460001, 6037480201, 6037462900, 6037462500, 6037201110, 6037201120, 6037463200, 6037463300, 6037463400, 6037463500, 6037463700, 6037430600, 6037460200, 6037460301, 6037460302, 6037460101
| 45014 | 1686 | 1700 | 2 |  | Medium-pressure | 3372 | 3399 | 2894 | 0 | BELVEDERE, GLENDALE | 6037207103, 6037980010, 6037207101, 6037207102, 6037206010, 6037206020, 6037207400
| 45020 | 3688 | 4077 | 7 |  | Medium-pressure | 25815 | 28542 | 27150 | 6 | VALENCIA | 6037920314, 6037920043, 6037920313, 6037920322, 6037920339, 6037920328, 6037920329, 6037920330, 6037920334, 6037920042, 6037920343, 6037920342, 6037920341, 6037920340, 6037920114, 6037920331, 6037920332, 6037920338, 6037930400, 6037920326, 6037920031, 6037920115, 6037920013, 6037920312
| 45023 | 2 | 2 | 1 |  | Medium-pressure | 2 | 2 | 1 | 0 | VALENCIA | 6037920200, 6037920102
| 45026 | 4 | 4 | 1 |  | Medium-pressure | 4 | 4 | 3 | 0 | VALENCIA | 6037920104, 6037920102
| 45027 | 4306 | 4936 | 12 | Station ID #: 878 | Medium-pressure | 51673 | 59226 | 56335 | 2 | VALENCIA | 6037910809, 6037920020, 6037920045, 6037910810, 6037920043, 6037920044, 6037920040, 6037920030, 6037920028, 6037920035, 6037920038, 6037920041, 6037920109, 6037920039, 6037920110, 6037920111, 6037920112, 6037920034, 6037910808, 6037920339, 6037920042, 6037920047, 6037920046, 6037920049, 6037920048, 6037920114, 6037920120, 6037910807, 6037930400, 6037920106, 6037920015, 6037920016, 6037920017, 6037920018, 6037920029, 6037920031, 6037920102, 6037920115, 6037920013, 6037920121
| 45030 | 2163 | 2180 | 2 |  | Medium-pressure | 4325 | 4359 | 4166 | 0 | VALENCIA | 6037920104, 6037920118, 6037920339, 6037920116, 6037920119, 6037920106
| 45034 | 224 | 226 | 2 |  | Medium-pressure | 448 | 452 | 406 | 0 | VALENCIA | 6037910810, 6037910814
| 45035 | 2 | 2 | 1 |  | Medium-pressure | 2 | 2 | 2 | 0 | VALENCIA | 6037910814
| 45036 | 10 | 10 | 1 |  | Medium-pressure | 10 | 10 | 10 | 0 | VALENCIA | 6037910814
| 45042 | 140 | 140 | 1 |  | Medium-pressure | 140 | 140 | 73 | 0 | ALHAMBRA | 6037433103
| 45044 | 553 | 553 | 1 |  | Medium-pressure | 553 | 553 | 463 | 1 | INDUSTRY | 6037402404, 6037402403, 6037409000
| 45045 | 7551 | 7840 | 31 | Station ID #: 432 | Medium-pressure | 234077 | 243046 | 226975 | 37 | INDUSTRY, WHITTIER, AZUSA, CHINO | 6037407101, 6037400501, 6037401303, 6037401304, 6037400603, 6037403802, 6037408623, 6037500202, 6037406702, 6037404201, 6037404504, 6037405301, 6037405302, 6037408006, 6037408136, 6037408138, 6037408139, 6037408724, 6037408302, 6037408004, 6037407601, 6037408003, 6037407902, 6037407501, 6037406602, 6037403500, 6037406101, 6037406000, 6037403326, 6037405701, 6037403305, 6037405800, 6037404501, 6037403327, 6037407802, 6037407202, 6037407901, 6037407201, 6037407502, 6037403409, 6037405001, 6037405002, 6037405102, 6037405201, 6037405202, 6037405203, 6037408401, 6037400402, 6037403319, 6037405400, 6037405500, 6037408624, 6037408625, 6037405600, 6037408303, 6037408627, 6037405900, 6037408705, 6037407801, 6037408005, 6037408140, 6037406701, 6037408504, 6037401001, 6037401002, 6037401101, 6037401102, 6037403323, 6037403324, 6037406500, 6037406601, 6037408505, 6037408631, 6037404902, 6037409100, 6037408707, 6037406103, 6037405101, 6037404600, 6037405702, 6037404503, 6037406801, 6037406903, 6037406413, 6037404806, 6037406201, 6037403601, 6037404804, 6037404805, 6037404203, 6037403801, 6037408134, 6037408212, 6037403901, 6037403902, 6037404000, 6037404100, 6037404301, 6037404302, 6037404401, 6037404702, 6037404703, 6037404903, 6037400605, 6037400801, 6037400404, 6037408503, 6037403328, 6037980035, 6037408213, 6037408703, 6037408722, 6037408725, 6037404402, 6037500300, 6037403325, 6037406300, 6037501600, 6037408629, 6037408628, 6037408626, 6037408141, 6037408135, 6037408137, 6037409000, 6037408301, 6037407602, 6037403403, 6037407302, 6037408402, 6037404701, 6037404901, 6037401201, 6037401202, 6037401203, 6037401311, 6037401312, 6037403401, 6037403402, 6037403404, 6037403407, 6037400602, 6037407001, 6037407002, 6037407102, 6037407301, 6037403408, 6037407400, 6037407701, 6037407702, 6037408133, 6037403702, 6037403703, 6037403721, 6037403722, 6071000821, 6037403317, 6037402200, 6037400403, 6071000817, 6037400207, 6037402001, 6071000201, 6037400209, 6037403316, 6037403318, 6037403320, 6037403321, 6037401706, 6037401707, 6037408900, 6037401802, 6037401705, 6037401801, 6037403000, 6037400208, 6037400205, 6037401500, 6037401601, 6037401602, 6037401901, 6037401902, 6037400206, 6037402101, 6037402102, 6037400304
| 45046 | 4295 | 4380 | 7 |  | Medium-pressure | 30065 | 30661 | 27972 | 3 | INDUSTRY, AZUSA, CHINO | 6037403317, 6037402200, 6037402406, 6071000403, 6037402001, 6037402303, 6037402404, 6037402403, 6037402504, 6037402405, 6037402705, 6037402706, 6037402803, 6037402804, 6037402903, 6037402601, 6037402602, 6037402801, 6037402902, 6037403000, 6071000401, 6037402503, 6037409000, 6037402304, 6037408800, 6037401500, 6037402101, 6037402102, 6037402301, 6037402501, 6037402702, 6037402703, 6037402904
| 45048 | 7 | 50 | 1 |  | Medium-pressure | 7 | 50 | 5 | 0 | INDUSTRY | 6037409000
| 45049 | 56 | 66 | 1 |  | Medium-pressure | 56 | 66 | 38 | 0 | INDUSTRY | 6037409000
| 45051 | 48 | 48 | 1 |  | Medium-pressure | 48 | 48 | 16 | 0 | AZUSA | 6037401500
| 45052 | 3379 | 3461 | 1 |  | Medium-pressure | 3379 | 3461 | 3205 | 0 | AZUSA | 6037402001, 6037402002, 6037401802, 6037401801, 6037401901, 6037401902
| 45055 | 441 | 685 | 1 |  | Medium-pressure | 441 | 685 | 608 | 1 | VALENCIA | 6037920314, 6037920030, 6037920031, 6037920013
| 45057 | 14 | 78 | 1 |  | Medium-pressure | 14 | 78 | 76 | 0 | VENTURA | 6111009700
| 45058 | 1365 | 1450 | 2 |  | Medium-pressure | 2729 | 2900 | 2702 | 1 | VALENCIA | 6037920104, 6037920200, 6037920116, 6037920102
Total | Totals or Averages Across All Pressure Districts | 3672.5546 | 3822.5247 | 1677 | 100 | NA | 6158874 | 6410374 | 5865457 | 625 | N/A | NA

## SDGE Calculations
SDGE Avoided Gas Project Costs
Site Name | Gas Infrastructure Replacement Type(s) | Site Address / Location | Operating District | Census Tract | City | Zip Code | Partnering Organization(s) | Gas Utility | Electric Utility
Fourth St Community | Distribution mains, services, and regulator stations | 123 Fourth St | North Coast | 01234567890 | Startville | 98765 | FourthStreetOrganization, 123 LocalPower, 456 HousingAdvocates | SDG&E | 123 LocalPower
Number of Affected Services | 100 |  |  |  | Estimated Gas Project Start Year | 2027 |  | Application Year | 2027
Total Ratepayer Cost of the Avoided Gas Project | 378889231.7181 |  |  |  | Years to Completion | 0 |  | Rate of Return (WACC) | 0.0725
Costs Per Service | 3788892.3172 |  |  |  | Gas Distribution Mains and Services Estimated Years in Operation | 100 |  | Discount Rate for Net Present Value Calculation | 0.0725
[5 empty] | Regulator Station Estimated Years in Operation | 100 |  | Project Cost Inflation | 0.04
Calculations | [8 empty] | Non-Ratepayer Cost Calculation (optional)
Row ID | Gas Infrastructure Type | Mileage or Number of Stations | Cost Per Mile or Per Regulator Station | Replacement Cost (Nominal Dollar Value) | Replacement Cost (Net Present Value) | Annual Maintenance Cost (Nominal Dollar Value) | Maintenance Cost Over Gas Project Lifetime (Net Present Value) | Total Ratepayer Cost | Local Government Permitting Cost | Other Costs | Total Cost Impacts
001 | Gas distribution service | 100 | 328280.086 | 39940291.9471 | 110314591.2657 |  |  | 110314591.2657 | 100 | 100 | 110314791.2657
002 | Gas distribution main | 100 | 1965193.4401 | 239095830.2686 | 256430277.963 |  |  | 256430277.963 | 100 | 100 | 256430477.963
003 | Regulator stations | 100 | SDG&E did not provide regulator station replacement costs. SDG&E will need to provide location-specific cost estimates for any avoided regulator station projects. |  | Not calculable |  |  | Not calculable | 100 | 100 | 200
004 | Project's share of gas system maintenance costs |  |  |  |  | 161502.3703 | 12144362.4893 | 12144362.4893 | 100 | 100 | 12144562.4893
005 | Total |  |  | 279036122.2157 | 366744869.2288 | 161502.3703 | 12144362.4893 | 378889231.7181 | 400 | 400 | 378890031.7181

## SDGE NPV Calc Details
|  | Gas Distribution Services |  |  |  | Gas Distribution Mains |  |  |  | Gas Distribution Regulator Stations |  |  |  | Project's Share of Gas System Maintenance Costs
Row | Years After Current Year | Year Share of Replacement Cost (2022 Dollar Value) | Utility Shareholder Return (2022 Dollar Value) | Cost to Ratepayers (Net Present Value) | Replacement Cost to Ratepayers (Net Present Value) | Year Share of Replacement Cost (2022 Dollar Value) | Utility Shareholder Return (2022 Dollar Value) | Replacement Cost to Ratepayers (Net Present Value) | Replacement Cost to Ratepayers (Net Present Value) | Year Share of Replacement Cost (2022 Dollar Value) | Utility Shareholder Return (2022 Dollar Value) | Replacement Cost to Ratepayers (Net Present Value) | Replacement Cost to Ratepayers (Net Present Value) | Annual Maintenance Cost (2022 Dollar Value) | Utility Shareholder Return (2022 Dollar Value) | Maintenance Cost to Ratepayers Over Gas Project Lifetime (Net Present Value)
Total |  | 39940291.9471 | 146231393.8915 | 110314591.2657 | 42835963.1133 | 239095830.2686 | 875389608.5708 | 660379719.4152 | 256430277.963 | #VALUE! | #VALUE! | 0 | #VALUE! | 16150237.0279 | 1170892.1845 | 12144362.4893
1 | 0 | 399402.9195 | 2895671.1662 | 3295074.0856 |  | 2390958.3027 | 17334447.6945 | 19725405.9972 |  | #VALUE! | #VALUE! | #VALUE! |  | 161502.3703 | 11708.9218 | 173211.2921
2 | 1 | 399402.9195 | 2866714.4545 | 3045330.8848 |  | 2390958.3027 | 17161103.2175 | 18230360.3918 |  |  | #VALUE! | #VALUE! |  | 161502.3703 | 11708.9218 | 161502.3703
3 | 2 | 399402.9195 | 2837757.7428 | 2814295.2167 |  | 2390958.3027 | 16987758.7406 | 16847304.2796 |  |  | #VALUE! | #VALUE! |  | 161502.3703 | 11708.9218 | 150584.9606
4 | 3 | 399402.9195 | 2808801.0312 | 2600579.0926 |  | 2390958.3027 | 16814414.2636 | 15567928.7011 |  |  | #VALUE! | #VALUE! |  | 161502.3703 | 11708.9218 | 140405.5577
5 | 4 | 399402.9195 | 2779844.3195 | 2402896.6911 |  | 2390958.3027 | 16641069.7867 | 14384536.3015 |  |  | #VALUE! | #VALUE! |  | 161502.3703 | 11708.9218 | 130914.2729
6 | 5 | 399402.9195 | 2750887.6079 | 2220056.8871 |  | 2390958.3027 | 16467725.3097 | 13289996.6122 |  |  | #VALUE! | #VALUE! |  | 161502.3703 | 11708.9218 | 122064.5901
7 | 6 | 399402.9195 | 2721930.8962 | 2050956.3254 |  | 2390958.3027 | 16294380.8328 | 12277704.5825 |  |  | #VALUE! | #VALUE! |  | 161502.3703 | 11708.9218 | 113813.1376
8 | 7 | 399402.9195 | 2692974.1845 | 1894572.997 |  | 2390958.3027 | 16121036.3559 | 11341542.1279 |  |  | #VALUE! | #VALUE! |  | 161502.3703 | 11708.9218 | 106119.4757
9 | 8 | 399402.9195 | 2664017.4729 | 1749960.2833 |  | 2390958.3027 | 15947691.8789 | 10475842.4759 |  |  | #VALUE! | #VALUE! |  | 161502.3703 | 11708.9218 | 98945.8981
10 | 9 | 399402.9195 | 2635060.7612 | 1616241.4338 |  | 2390958.3027 | 15774347.402 | 9675357.1066 |  |  | #VALUE! | #VALUE! |  | 161502.3703 | 11708.9218 | 92257.2476
11 | 10 | 399402.9195 | 2606104.0496 | 1492604.4455 |  | 2390958.3027 | 15601002.925 | 8935225.1011 |  |  | #VALUE! | #VALUE! |  | 161502.3703 | 11708.9218 | 86020.7437
12 | 11 | 399402.9195 | 2577147.3379 | 1378297.3157 |  | 2390958.3027 | 15427658.4481 | 8250944.7224 |  |  | #VALUE! | #VALUE! |  | 161502.3703 | 11708.9218 | 80205.8216
13 | 12 | 399402.9195 | 2548190.6262 | 1272623.6408 |  | 2390958.3027 | 15254313.9711 | 7618347.0669 |  |  | #VALUE! | #VALUE! |  | 161502.3703 | 11708.9218 | 74783.9829
14 | 13 | 399402.9195 | 2519233.9146 | 1174938.5354 |  | 2390958.3027 | 15080969.4942 | 7033571.6378 |  |  | #VALUE! | #VALUE! |  | 161502.3703 | 11708.9218 | 69728.6553
15 | 14 | 399402.9195 | 2490277.2029 | 1084644.85 |  | 2390958.3027 | 14907625.0172 | 6493043.6988 |  |  | #VALUE! | #VALUE! |  | 161502.3703 | 11708.9218 | 65015.0633
16 | 15 | 399402.9195 | 2461320.4912 | 1001189.6634 |  | 2390958.3027 | 14734280.5403 | 5993453.2816 |  |  | #VALUE! | #VALUE! |  | 161502.3703 | 11708.9218 | 60620.1056
17 | 16 | 399402.9195 | 2432363.7796 | 924061.0326 |  | 2390958.3027 | 14560936.0634 | 5531735.7242 |  |  | #VALUE! | #VALUE! |  | 161502.3703 | 11708.9218 | 56522.243
18 | 17 | 399402.9195 | 2403407.0679 | 852784.9785 |  | 2390958.3027 | 14387591.5864 | 5105053.6321 |  |  | #VALUE! | #VALUE! |  | 161502.3703 | 11708.9218 | 52701.3921
19 | 18 | 399402.9195 | 2374450.3563 | 786922.6933 |  | 2390958.3027 | 14214247.1095 | 4710780.1558 |  |  | #VALUE! | #VALUE! |  | 161502.3703 | 11708.9218 | 49138.8271
20 | 19 | 399402.9195 | 2345493.6446 | 726067.9512 |  | 2390958.3027 | 14040902.6325 | 4346483.492 |  |  | #VALUE! | #VALUE! |  | 161502.3703 | 11708.9218 | 45817.0882
21 | 20 | 399402.9195 | 2316536.9329 | 669844.708 |  | 2390958.3027 | 13867558.1556 | 4009912.5168 |  |  | #VALUE! | #VALUE! |  | 161502.3703 | 11708.9218 | 42719.8958
22 | 21 | 399402.9195 | 2287580.2213 | 617904.8777 |  | 2390958.3027 | 13694213.6786 | 3698983.4714 |  |  | #VALUE! | #VALUE! |  | 161502.3703 | 11708.9218 | 39832.0706
23 | 22 | 399402.9195 | 2258623.5096 | 569926.2705 |  | 2390958.3027 | 13520869.2017 | 3411767.6208 |  |  | #VALUE! | #VALUE! |  | 161502.3703 | 11708.9218 | 37139.4598
24 | 23 | 399402.9195 | 2229666.7979 | 525610.6824 |  | 2390958.3027 | 13347524.7247 | 3146479.8171 |  |  | #VALUE! | #VALUE! |  | 161502.3703 | 11708.9218 | 34628.867
25 | 24 | 399402.9195 | 2200710.0863 | 484682.1247 |  | 2390958.3027 | 13174180.2478 | 2901467.9007 |  |  | #VALUE! | #VALUE! |  | 161502.3703 | 11708.9218 | 32287.9878
26 | 25 | 399402.9195 | 2171753.3746 | 446885.1833 |  | 2390958.3027 | 13000835.7709 | 2675202.8775 |  |  | #VALUE! | #VALUE! |  | 161502.3703 | 11708.9218 | 30105.35
27 | 26 | 399402.9195 | 2142796.663 | 411983.4981 |  | 2390958.3027 | 12827491.2939 | 2466269.8173 |  |  | #VALUE! | #VALUE! |  | 161502.3703 | 11708.9218 | 28070.2564
28 | 27 | 399402.9195 | 2113839.9513 | 379758.3538 |  | 2390958.3027 | 12654146.817 | 2273359.4194 |  |  | #VALUE! | #VALUE! |  | 161502.3703 | 11708.9218 | 26172.7332
29 | 28 | 399402.9195 | 2084883.2396 | 350007.3752 |  | 2390958.3027 | 12480802.34 | 2095260.1973 |  |  | #VALUE! | #VALUE! |  | 161502.3703 | 11708.9218 | 24403.4809
30 | 29 | 399402.9195 | 2055926.528 | 322543.3168 |  | 2390958.3027 | 12307457.8631 | 1930851.2375 |  |  | #VALUE! | #VALUE! |  | 161502.3703 | 11708.9218 | 22753.8283
31 | 30 | 399402.9195 | 2026969.8163 | 297192.9423 |  | 2390958.3027 | 12134113.3861 | 1779095.4904 |  |  | #VALUE! | #VALUE! |  | 161502.3703 | 11708.9218 | 21215.6907
32 | 31 | 399402.9195 | 1998013.1047 | 273795.9862 |  | 2390958.3027 | 11960768.9092 | 1639033.5539 |  |  | #VALUE! | #VALUE! |  | 161502.3703 | 11708.9218 | 19781.5298
33 | 32 | 399402.9195 | 1969056.393 | 252204.1921 |  | 2390958.3027 | 11787424.4322 | 1509777.9149 |  |  | #VALUE! | #VALUE! |  | 161502.3703 | 11708.9218 | 18444.3168
34 | 33 | 399402.9195 | 1940099.6813 | 232280.4208 |  | 2390958.3027 | 11614079.9553 | 1390507.614 |  |  | #VALUE! | #VALUE! |  | 161502.3703 | 11708.9218 | 17197.4982
35 | 34 | 399402.9195 | 1911142.9697 | 213897.8253 |  | 2390958.3027 | 11440735.4784 | 1280463.3029 |  |  | #VALUE! | #VALUE! |  | 161502.3703 | 11708.9218 | 16034.9634
36 | 35 | 399402.9195 | 1882186.258 | 196939.0861 |  | 2390958.3027 | 11267391.0014 | 1178942.6666 |  |  | #VALUE! | #VALUE! |  | 161502.3703 | 11708.9218 | 14951.0148
37 | 36 | 399402.9195 | 1853229.5463 | 181295.7019 |  | 2390958.3027 | 11094046.5245 | 1085296.1825 |  |  | #VALUE! | #VALUE! |  | 161502.3703 | 11708.9218 | 13940.3401
38 | 37 | 399402.9195 | 1824272.8347 | 166867.3346 |  | 2390958.3027 | 10920702.0475 | 998923.192 |  |  | #VALUE! | #VALUE! |  | 161502.3703 | 11708.9218 | 12997.9861
39 | 38 | 399402.9195 | 1795316.123 | 153561.2007 |  | 2390958.3027 | 10747357.5706 | 919268.2625 |  |  | #VALUE! | #VALUE! |  | 161502.3703 | 11708.9218 | 12119.3344
40 | 39 | 399402.9195 | 1766359.4114 | 141291.5086 |  | 2390958.3027 | 10574013.0936 | 845817.8176 |  |  | #VALUE! | #VALUE! |  | 161502.3703 | 11708.9218 | 11300.0787
41 | 40 | 399402.9195 | 1737402.6997 | 129978.9376 |  | 2390958.3027 | 10400668.6167 | 778097.0164 |  |  | #VALUE! | #VALUE! |  | 161502.3703 | 11708.9218 | 10536.2039
42 | 41 | 399402.9195 | 1708445.988 | 119550.1546 |  | 2390958.3027 | 10227324.1397 | 715666.8634 |  |  | #VALUE! | #VALUE! |  | 161502.3703 | 11708.9218 | 9823.9664
43 | 42 | 399402.9195 | 1679489.2764 | 109937.3674 |  | 2390958.3027 | 10053979.6628 | 658121.5322 |  |  | #VALUE! | #VALUE! |  | 161502.3703 | 11708.9218 | 9159.8754
44 | 43 | 399402.9195 | 1650532.5647 | 101077.9107 |  | 2390958.3027 | 9880635.1858 | 605085.8868 |  |  | #VALUE! | #VALUE! |  | 161502.3703 | 11708.9218 | 8540.6764
45 |  | 399402.9195 | 1621575.8531 | 2020978.7725 |  | 2390958.3027 | 9707290.7089 | 12098249.0116 |  |  | #VALUE! | #VALUE! |  | 161502.3703 | 11708.9218 | 173211.2921
46 |  | 399402.9195 | 1592619.1414 | 1992022.0609 |  | 2390958.3027 | 9533946.232 | 11924904.5346 |  |  | #VALUE! | #VALUE! |  | 161502.3703 | 11708.9218 | 173211.2921
47 |  | 399402.9195 | 1563662.4297 | 1963065.3492 |  | 2390958.3027 | 9360601.755 | 11751560.0577 |  |  | #VALUE! | #VALUE! |  | 161502.3703 | 11708.9218 | 173211.2921
48 |  | 399402.9195 | 1534705.7181 | 1934108.6375 |  | 2390958.3027 | 9187257.2781 | 11578215.5808 |  |  | #VALUE! | #VALUE! |  | 161502.3703 | 11708.9218 | 173211.2921
49 |  | 399402.9195 | 1505749.0064 | 1905151.9259 |  | 2390958.3027 | 9013912.8011 | 11404871.1038 |  |  | #VALUE! | #VALUE! |  | 161502.3703 | 11708.9218 | 173211.2921
50 |  | 399402.9195 | 1476792.2947 | 1876195.2142 |  | 2390958.3027 | 8840568.3242 | 11231526.6269 |  |  | #VALUE! | #VALUE! |  | 161502.3703 | 11708.9218 | 173211.2921
51 |  | 399402.9195 | 1447835.5831 | 1847238.5026 |  | 2390958.3027 | 8667223.8472 | 11058182.1499 |  |  | #VALUE! | #VALUE! |  | 161502.3703 | 11708.9218 | 173211.2921
52 |  | 399402.9195 | 1418878.8714 | 1818281.7909 |  | 2390958.3027 | 8493879.3703 | 10884837.673 |  |  | #VALUE! | #VALUE! |  | 161502.3703 | 11708.9218 | 173211.2921
53 |  | 399402.9195 | 1389922.1598 | 1789325.0792 |  | 2390958.3027 | 8320534.8933 | 10711493.196 |  |  | #VALUE! | #VALUE! |  | 161502.3703 | 11708.9218 | 173211.2921
54 |  | 399402.9195 | 1360965.4481 | 1760368.3676 |  | 2390958.3027 | 8147190.4164 | 10538148.7191 |  |  | #VALUE! | #VALUE! |  | 161502.3703 | 11708.9218 | 173211.2921
55 |  | 399402.9195 | 1332008.7364 | 1731411.6559 |  | 2390958.3027 | 7973845.9395 | 10364804.2421 |  |  | #VALUE! | #VALUE! |  | 161502.3703 | 11708.9218 | 173211.2921
56 |  | 399402.9195 | 1303052.0248 | 1702454.9442 |  | 2390958.3027 | 7800501.4625 | 10191459.7652 |  |  | #VALUE! | #VALUE! |  | 161502.3703 | 11708.9218 | 173211.2921
57 |  | 399402.9195 | 1274095.3131 | 1673498.2326 |  | 2390958.3027 | 7627156.9856 | 10018115.2883 |  |  | #VALUE! | #VALUE! |  | 161502.3703 | 11708.9218 | 173211.2921
58 |  | 399402.9195 | 1245138.6015 | 1644541.5209 |  | 2390958.3027 | 7453812.5086 | 9844770.8113 |  |  | #VALUE! | #VALUE! |  | 161502.3703 | 11708.9218 | 173211.2921
59 |  | 399402.9195 | 1216181.8898 | 1615584.8093 |  | 2390958.3027 | 7280468.0317 | 9671426.3344 |  |  | #VALUE! | #VALUE! |  | 161502.3703 | 11708.9218 | 173211.2921
60 |  | 399402.9195 | 1187225.1781 | 1586628.0976 |  | 2390958.3027 | 7107123.5547 | 9498081.8574 |  |  | #VALUE! | #VALUE! |  | 161502.3703 | 11708.9218 | 173211.2921
61 |  | 399402.9195 | 1158268.4665 | 1557671.3859 |  | 2390958.3027 | 6933779.0778 | 9324737.3805 |  |  | #VALUE! | #VALUE! |  | 161502.3703 | 11708.9218 | 173211.2921
62 |  | 399402.9195 | 1129311.7548 | 1528714.6743 |  | 2390958.3027 | 6760434.6008 | 9151392.9035 |  |  | #VALUE! | #VALUE! |  | 161502.3703 | 11708.9218 | 173211.2921
63 |  | 399402.9195 | 1100355.0431 | 1499757.9626 |  | 2390958.3027 | 6587090.1239 | 8978048.4266 |  |  | #VALUE! | #VALUE! |  | 161502.3703 | 11708.9218 | 173211.2921
64 |  | 399402.9195 | 1071398.3315 | 1470801.251 |  | 2390958.3027 | 6413745.647 | 8804703.9496 |  |  | #VALUE! | #VALUE! |  | 161502.3703 | 11708.9218 | 173211.2921
65 |  | 399402.9195 | 1042441.6198 | 1441844.5393 |  | 2390958.3027 | 6240401.17 | 8631359.4727 |  |  | #VALUE! | #VALUE! |  | 161502.3703 | 11708.9218 | 173211.2921
66 |  | 399402.9195 | 1013484.9082 | 1412887.8276 |  | 2390958.3027 | 6067056.6931 | 8458014.9958 |  |  | #VALUE! | #VALUE! |  | 161502.3703 | 11708.9218 | 173211.2921
67 |  | 399402.9195 | 984528.1965 | 1383931.116 |  | 2390958.3027 | 5893712.2161 | 8284670.5188 |  |  | #VALUE! | #VALUE! |  | 161502.3703 | 11708.9218 | 173211.2921
68 |  | 399402.9195 | 955571.4848 | 1354974.4043 |  | 2390958.3027 | 5720367.7392 | 8111326.0419 |  |  | #VALUE! | #VALUE! |  | 161502.3703 | 11708.9218 | 173211.2921
69 |  | 399402.9195 | 926614.7732 | 1326017.6926 |  | 2390958.3027 | 5547023.2622 | 7937981.5649 |  |  | #VALUE! | #VALUE! |  | 161502.3703 | 11708.9218 | 173211.2921
70 |  | 399402.9195 | 897658.0615 | 1297060.981 |  | 2390958.3027 | 5373678.7853 | 7764637.088 |  |  | #VALUE! | #VALUE! |  | 161502.3703 | 11708.9218 | 173211.2921
71 |  | 399402.9195 | 868701.3499 | 1268104.2693 |  | 2390958.3027 | 5200334.3083 | 7591292.611 |  |  | #VALUE! | #VALUE! |  | 161502.3703 | 11708.9218 | 173211.2921
72 |  | 399402.9195 | 839744.6382 | 1239147.5577 |  | 2390958.3027 | 5026989.8314 | 7417948.1341 |  |  | #VALUE! | #VALUE! |  | 161502.3703 | 11708.9218 | 173211.2921
73 |  | 399402.9195 | 810787.9265 | 1210190.846 |  | 2390958.3027 | 4853645.3545 | 7244603.6571 |  |  | #VALUE! | #VALUE! |  | 161502.3703 | 11708.9218 | 173211.2921
74 |  | 399402.9195 | 781831.2149 | 1181234.1343 |  | 2390958.3027 | 4680300.8775 | 7071259.1802 |  |  | #VALUE! | #VALUE! |  | 161502.3703 | 11708.9218 | 173211.2921
75 |  | 399402.9195 | 752874.5032 | 1152277.4227 |  | 2390958.3027 | 4506956.4006 | 6897914.7032 |  |  | #VALUE! | #VALUE! |  | 161502.3703 | 11708.9218 | 173211.2921
76 |  | 399402.9195 | 723917.7915 | 1123320.711 |  | 2390958.3027 | 4333611.9236 | 6724570.2263 |  |  | #VALUE! | #VALUE! |  | 161502.3703 | 11708.9218 | 173211.2921
77 |  | 399402.9195 | 694961.0799 | 1094363.9994 |  | 2390958.3027 | 4160267.4467 | 6551225.7494 |  |  | #VALUE! | #VALUE! |  | 161502.3703 | 11708.9218 | 173211.2921
78 |  | 399402.9195 | 666004.3682 | 1065407.2877 |  | 2390958.3027 | 3986922.9697 | 6377881.2724 |  |  | #VALUE! | #VALUE! |  | 161502.3703 | 11708.9218 | 173211.2921
79 |  | 399402.9195 | 637047.6566 | 1036450.576 |  | 2390958.3027 | 3813578.4928 | 6204536.7955 |  |  | #VALUE! | #VALUE! |  | 161502.3703 | 11708.9218 | 173211.2921
80 |  | 399402.9195 | 608090.9449 | 1007493.8644 |  | 2390958.3027 | 3640234.0158 | 6031192.3185 |  |  | #VALUE! | #VALUE! |  | 161502.3703 | 11708.9218 | 173211.2921
81 |  | 399402.9195 | 579134.2332 | 978537.1527 |  | 2390958.3027 | 3466889.5389 | 5857847.8416 |  |  | #VALUE! | #VALUE! |  | 161502.3703 | 11708.9218 | 173211.2921
82 |  | 399402.9195 | 550177.5216 | 949580.441 |  | 2390958.3027 | 3293545.0619 | 5684503.3646 |  |  | #VALUE! | #VALUE! |  | 161502.3703 | 11708.9218 | 173211.2921
83 |  | 399402.9195 | 521220.8099 | 920623.7294 |  | 2390958.3027 | 3120200.585 | 5511158.8877 |  |  | #VALUE! | #VALUE! |  | 161502.3703 | 11708.9218 | 173211.2921
84 |  | 399402.9195 | 492264.0982 | 891667.0177 |  | 2390958.3027 | 2946856.1081 | 5337814.4107 |  |  | #VALUE! | #VALUE! |  | 161502.3703 | 11708.9218 | 173211.2921
85 |  | 399402.9195 | 463307.3866 | 862710.3061 |  | 2390958.3027 | 2773511.6311 | 5164469.9338 |  |  | #VALUE! | #VALUE! |  | 161502.3703 | 11708.9218 | 173211.2921
86 |  | 399402.9195 | 434350.6749 | 833753.5944 |  | 2390958.3027 | 2600167.1542 | 4991125.4569 |  |  | #VALUE! | #VALUE! |  | 161502.3703 | 11708.9218 | 173211.2921
87 |  | 399402.9195 | 405393.9633 | 804796.8827 |  | 2390958.3027 | 2426822.6772 | 4817780.9799 |  |  | #VALUE! | #VALUE! |  | 161502.3703 | 11708.9218 | 173211.2921
88 |  | 399402.9195 | 376437.2516 | 775840.1711 |  | 2390958.3027 | 2253478.2003 | 4644436.503 |  |  | #VALUE! | #VALUE! |  | 161502.3703 | 11708.9218 | 173211.2921
89 |  | 399402.9195 | 347480.5399 | 746883.4594 |  | 2390958.3027 | 2080133.7233 | 4471092.026 |  |  | #VALUE! | #VALUE! |  | 161502.3703 | 11708.9218 | 173211.2921
90 |  | 399402.9195 | 318523.8283 | 717926.7477 |  | 2390958.3027 | 1906789.2464 | 4297747.5491 |  |  | #VALUE! | #VALUE! |  | 161502.3703 | 11708.9218 | 173211.2921
91 |  | 399402.9195 | 289567.1166 | 688970.0361 |  | 2390958.3027 | 1733444.7694 | 4124403.0721 |  |  | #VALUE! | #VALUE! |  | 161502.3703 | 11708.9218 | 173211.2921
92 |  | 399402.9195 | 260610.405 | 660013.3244 |  | 2390958.3027 | 1560100.2925 | 3951058.5952 |  |  | #VALUE! | #VALUE! |  | 161502.3703 | 11708.9218 | 173211.2921
93 |  | 399402.9195 | 231653.6933 | 631056.6128 |  | 2390958.3027 | 1386755.8156 | 3777714.1182 |  |  | #VALUE! | #VALUE! |  | 161502.3703 | 11708.9218 | 173211.2921
94 |  | 399402.9195 | 202696.9816 | 602099.9011 |  | 2390958.3027 | 1213411.3386 | 3604369.6413 |  |  | #VALUE! | #VALUE! |  | 161502.3703 | 11708.9218 | 173211.2921
95 |  | 399402.9195 | 173740.27 | 573143.1894 |  | 2390958.3027 | 1040066.8617 | 3431025.1644 |  |  | #VALUE! | #VALUE! |  | 161502.3703 | 11708.9218 | 173211.2921
96 |  | 399402.9195 | 144783.5583 | 544186.4778 |  | 2390958.3027 | 866722.3847 | 3257680.6874 |  |  | #VALUE! | #VALUE! |  | 161502.3703 | 11708.9218 | 173211.2921
97 |  | 399402.9195 | 115826.8466 | 515229.7661 |  | 2390958.3027 | 693377.9078 | 3084336.2105 |  |  | #VALUE! | #VALUE! |  | 161502.3703 | 11708.9218 | 173211.2921
98 |  | 399402.9195 | 86870.135 | 486273.0545 |  | 2390958.3027 | 520033.4308 | 2910991.7335 |  |  | #VALUE! | #VALUE! |  | 161502.3703 | 11708.9218 | 173211.2921
99 |  | 399402.9195 | 57913.4233 | 457316.3428 |  | 2390958.3027 | 346688.9539 | 2737647.2566 |  |  | #VALUE! | #VALUE! |  | 161502.3703 | 11708.9218 | 173211.2921
100 |  | 399402.9195 | 28956.7117 | 428359.6311 |  | 2390958.3027 | 173344.4769 | 2564302.7796 |  |  | #VALUE! | #VALUE! |  | 161502.3703 | 11708.9218 | 173211.2921

## SDGE Costs Data
SDG&E Gas Distribution Costs by Operating District
Based on data provided by San Diego Gas and Electric Company in response to September 24, 2025 ALJ's Ruling Directing Gas Utilities to Provide Gas Distribution Cost Data
See https://www.cpuc.ca.gov/industries-and-topics/natural-gas/SB-1221-implementation for utility-provided data and CPUC data templates.
[5 empty] | Districts Where Mains-and-Services Replacement Costs More Per Service Than Services-Only Replacement |  | Districts Where Mains-and-Services Replacement is Cheaper Per Service Than Services-Only Replacement
| Row in Utility Data | Program Category | Row Name | Definition | North Coast | Eastern | Northeast | Metro | Beach Cities | Totals or Averages Across All Operating Districts
Background Information | B1 | Service-only replacement programs | Cost per service replaced, for services only | Average cost of replacing gas distribution services only. Calculated by dividing B5 by B3. | 14415.1433 | 18015.735 | 27577.8143 | 31906.7209 | 33376.3659 | 29127.8057
| B8 | Main and service replacement programs | Cost per service, for main programs | Average cost of gas distribution main and service replacement activities, per service. Calculated by dividing B15 by B12. | 21834.3685 | 28072.1727 | 21988.2056 | 27620.2162 | 24245.1029 | 24694.3354
Calculation Inputs | B2 | Service-only replacement programs | Cost per service mile replaced, for services only | Average cost of service-only replacement activities, per mile of main. Calculated by dividing B5 by B4. | 328280.086 | 688306.5256 | 537971.1555 | 675869.2673 | 644625.27 | 634997.3874
|  | Main and service replacement programs | Cost per main mile replaced, in addition to cost of replacing services | Average cost of replacing gas distribution mains only, per mile of main, assuming services are also replaced. Calculated by subtracting the product of B2 and B14 from B15, then dividing by B13. If negative (cost of service-only replacement per service mile exceeds cost of mains-and-services replacement per service mile), then use cost of main miles replaced including services, to calculate mains-and-services project costs, and only use services costs for services-only projects. | 1965193.4401 | 2165423.8635 | NA (would be negative, because service-only replacement programs' cost per service mile replaced is greater than main and service replacement programs' cost per service mile replaced) | NA (would be negative, because service-only replacement programs' cost per service mile replaced is greater than main and service replacement programs' cost per service mile replaced) | NA (would be negative, because service-only replacement programs' cost per service mile replaced is greater than main and service replacement programs' cost per service mile replaced) | 2212294.3927
| B9 | Main and service replacement programs | Cost per main mile replaced,including associated services, if used in calculator | Average cost of gas distribution main and service replacement activities, per mile of main. Calculated by dividing B15 by B13. Only used for calculations, and therefore shown in this row, if above row shows NA. |  |  | 2435066.5097 | 3599365.8889 | 2969878.637 | 2841311.0162
| E3 | Regulator station replacement programs | Cost per regulator station replaced | Average cost of replacing a gas distribution regulator station. Calculated by dividing E9 by E6. | SDG&E did not provide regulator station replacement costs. SDG&E will need to provide location-specific cost estimates for any avoided regulator station projects.
| A8 | NA | Maintenance cost per service | Average cost of gas distribution pipeline maintenance, per service, not including replacement costs. Also shown in later table, cell G1. | [5 empty] | 16.1502
| B22 | Main and service replacement programs | Project time to completion, for main programs | Average days between the date that the project was identified for replacement and the date that the replacement equipment was placed in operation. | 34.818 | 50.554 | 112.099 | 60.091 | 91.932 | 69.8988
| E15 | Regulator station replacement programs | Project time to completion, for regulator station replacement | Average days between the date that the regulator station was identified for replacement and the date that the replacement station was placed in operation. | SDG&E did not provide regulator station replacement project time to completion. SDG&E will need to provide location-specific project time to completion for any avoided regulator station projects.
Additional Information on Service-Only Replacement Programs | B3 | Service-only replacement programs | Services replaced per year, when services only | Average number of services replaced by service-only replacement programs.[2] | 2.25 | 5 | 5.25 | 23.75 | 7.25 | 43.5
| B4 | Service-only replacement programs | Service miles replaced, when services only | Total miles of service replaced by service-only replacement programs. | 0.0988 | 0.13087 | 0.26913 | 1.1212 | 0.37538 | 1.9954
| B5 | Service-only replacement programs | Total costs, for service-only programs | Total costs of service-only replacement programs. Calculated by summing costs for service-only replacement program work orders using cost definitions for the four cost groups “Internal Labor and Related Costs,” “External Labor and Related Costs,” “Materials,” and “Other Misc Costs.” | 32434.0725 | 90078.675 | 144783.525 | 757784.6225 | 241978.6525 | 1267059.5475
| B6 | Service-only replacement programs | Project planning period, for services only | Average days between the date that the service(s) was identified for replacement and the date that replacement activities broke ground. | 604.888 | 549.8333 | 580.0833 | 258.523 | 505.208 | 499.7071
| B7 | Service-only replacement programs | Project time to completion, for services only | Average days between the date that the project was identified for replacement and the date that the replaced service(s) was placed in operation. | 884.2222 | 874.1 | 779.25 | 1047.698 | 888.4583 | 894.7457
Additional Information on Main and Service Replacement Programs | B9 | Main and service replacement programs | Cost per main mile replaced | Average cost of gas distribution main and service replacement activities, per mile of main. Calculated by dividing B15 by B13. | 2292286.7082 | 2777572.0322 | 2435066.5097 | 3599365.8889 | 2969878.637 | 2841311.0162
| B10 | Main and service replacement programs | Services per project, for main programs | Average number of services in a single work order. Calculated by dividing B12 by B11. | 3.26 | 3.662 | 8.616 | 2.6308 | 6.2254 | 4.2441
| B11 | Main and service replacement programs | Main program projects per year | Average work orders per year, totaled across the utility’s main and service replacement programs. | 169.25 | 142 | 90.5 | 318.25 | 185.25 | 905.25
| B12 | Main and service replacement programs | Services addressed by main programs | Total services connected to mains replaced by main and service replacement programs, whether or not the service was replaced by the project. | 551.75 | 520 | 779.75 | 837.25 | 1153.25 | 3842
| B13 | Main and service replacement programs | Main miles replaced | Total miles of main replaced by main and service replacement program work orders. | 5.2555 | 5.2555 | 7.041 | 6.4248 | 9.4147 | 33.3915
| B14 | Main and service replacement programs | Service miles replaced, for main programs | Total miles of service replaced by main and service replacement program work orders. | 5.2365 | 4.674 | 7.188 | 7.602 | 8.3765 | 33.077
| B15 | Main and service replacement programs | Total costs, for main programs | Total costs of main and service replacement program work orders. Calculated by summing B17, B18, B19 and B20. | 12047112.795 | 14597529.815 | 17145303.295 | 23125025.995 | 27960664.8975 | 94875636.7975
| B16 | Main and service replacement programs | Cost Group
| B17 | Main and service replacement programs | Internal Labor and Related Costs | Sum of salaries of utility employees; benefits (health, retirement, disability, etc.) associated with utility employee labor; employee travel costs, including meals, lodging, mileage, per diem, incidentals, and any other travel costs; and payroll taxes. | 1213697.4225 | 2041376.1375 | 921000.1525 | 4004679.2625 | 1996296.645 | 10177049.62
| B18 | Main and service replacement programs | External Labor and Related Costs | Combine “external labor” and contracts costs. Includes contracts for services and for employees. Include equipment rental here. | 10256237.49 | 11742979.5425 | 15479868.0925 | 17498771.0575 | 24954708.2525 | 79932564.435
| B19 | Main and service replacement programs | Materials | Cost of pipe, valves, fittings, regulators, and other materials installed at the project. | 248601.3275 | 292731.9175 | 300356.7525 | 567653.4625 | 476664.655 | 1886008.115
| B20 | Main and service replacement programs | Other Misc Costs | Sum of costs in the cost categories “Fleet,” “Permitting,” “AFUDC,” “Land,” “Other,” and “Administrative & General Costs” as defined in “Definitions of Other Misc Costs.” | 328576.555 | 520442.2175 | 444078.2975 | 1053922.2125 | 532995.345 | 2880014.6275
| B21 | Main and service replacement programs | Project planning period, for main programs | Average days between the date that the project was identified for replacement and the date that replacement activities broke ground. | 23.488 | 31.0141 | 82.541 | 35.1908 | 70.221 | 48.491
Additional Information on Regulator Station Replacement | Row ID | Program Category | Row Name | Definition | North Coast | Eastern | North East | Metro | Beach Cities | Totals or Averages Across All Operating Districts
| E1 | Regulator station replacement programs | Cost per service, for regulator station replacement | Average cost of replacing gas distribution regulator stations, per service. Calculated by dividing E9 by E7. | SDG&E did not provide regulator station replacement costs. SDG&E will need to provide location-specific cost estimates for any avoided regulator station projects.
| E2 | Regulator station replacement programs | Cost per customer meter, for regulator station replacement | Average cost of replacing gas distribution regulator stations, per meter. Calculated by dividing E9 by E8. | SDG&E did not provide regulator station replacement costs. SDG&E will need to provide location-specific cost estimates for any avoided regulator station projects.
| E4 | Regulator station replacement programs | Services per station, for replaced regulator stations | Average number of services served by a replaced regulator station. Calculated by dividing E7 by E6. | 764 | NA | 1783.7863 | NA | 1717.5497 | 1421.7787
| E5 | Regulator station replacement programs | Meters per station, for replaced regulator stations | Average number of meters served by a replaced regulator station. Calculated by dividing E8 by E6. | 1436 | NA | 1733.595 | NA | 1670.2453 | 1613.2801
| E6 | Regulator station replacement programs | Regulator stations replaced per year | Average regulator stations replaced per year. | 0.25 | 0 | 1.25 | 0 | 1 | 2.5
| E7 | Regulator station replacement programs | Services affected by replaced regulator stations | Average number of services served by replaced regulator stations. In cases where a pressure district is served by more than one regulator station, include only the replaced regulator station’s share of the pressure district’s services in the calculation. | 191 | NA | 2229.7329 | NA | 1717.5497 | 4138.2826
| E8 | Regulator station replacement programs | Meters affected by replaced regulator stations | Average number of meters served by replaced regulator stations. In cases where a pressure district is served by more than one regulator station, include only the replaced regulator station’s share of the pressure district’s meters in the calculation. | 359 | NA | 2166.9938 | NA | 1670.2453 | 4196.2391
| E9 | Regulator station replacement programs | Total costs, for regulator station replacement | Total costs of regulator station replacement program work orders. Calculated by summing E10, E11, E12 and E13. | SDG&E did not provide regulator station replacement costs. SDG&E will need to provide location-specific cost estimates for any avoided regulator station projects.
| E14 | Regulator station replacement programs | Project planning period, for regulator station replacement | Average days between the date that the regulator station was identified for replacement and the date that replacement activities broke ground. | SDG&E did not provide regulator station replacement planning periods. SDG&E will need to provide location-specific planning periods for any avoided regulator station projects.
Main and service replacement programs: Budget Codes: 508- Gas Distribution Leak Repair Unplanned, 514- RAMP Vintage Steel Replacement (1965-present), 19564- RAMP Vintage Steel Replacement (1934 to 1964), 19565- RAMP Vintage Steel Replacement (1933 and older), 546 DIMP.
Service-only replacement programs: Budget Codes: 551 with Notification Description of CP 10 and 19563 for DCRR jobs.
X1A0T
X1A1T
X1A2T
X1A3T
X1A4T
X1A5T
X1A0T
X1A3T

## SDGE Pressure Districts
SDG&E Pressure District Data
Based on data provided by San Diego Gas and Electric Company in response to September 24, 2025 ALJ's Ruling Directing Gas Utilities to Provide Gas Distribution Cost Data
See https://www.cpuc.ca.gov/industries-and-topics/natural-gas/SB-1221-implementation for utility-provided data and CPUC data templates.
Column ID | F1 | F2 | F3 | F4 | F5 | F6 | F7 | F8 | F9 | F10 | F11 | F12
Column Name | Pressure district | Services per regulator station | Meters per regulator station | Regulator stations | Regulator stations identified for replacement | Pressure category | Services served | Meters served | Core meters served | Non-core meters served | Operating district | Census tracts
Definition | ID number for the pressure district. | Average number of services served by regulator stations in the pressure district. Calculated by dividing F7 by F4. | Average number of meters served by regulator stations in the pressure district. Calculated by dividing F8 by F4. | Number of gas distribution regulator stations immediately serving the pressure district. | Regulator stations whose replacement is forecast to begin during the next ten years, identified consistent with each utility’s existing project selection methods, at an annual replacement rate consistent with the rates approved in each utility’s most recently adopted general rate case decision. | “Medium-pressure” or “low-pressure.” | Number of customer services connected to the pressure district. | Number of customer meters connected to the pressure district. Sum of F9 and F10. | Number of core customer meters connected to the pressure district. | Number of non-core customer meters connected to the pressure district. | Name and ID number of the operating district that the pressure district is in. | ID numbers of all 2020 census tracts overlapping the district.
| 1001 | 2229.7329 | 2166.9938 | 161 | 7 | Medium Pressure | 358987 | 348886 | 348869 | 17 | NORTHCOAST, NORTHEAST, BEACHCITIES | 6073017021, 6073008358, 6073017053, 6073020027, 6073018609, 6073020019, 6073020214, 6073017107, 6073017037, 6073017045, 6073019405, 6073019806, 6073019302, 6073019904, 6073019301, 6073019207, 6073017808, 6073008348, 6073020403, 6073019403, 6073019903, 6073008347, 6073018300, 6073018511, 6073017046, 6073018603, 6073017604, 6073008356, 6073019303, 6073008355, 6073019905, 6073019809, 6073017056, 6073020710, , 6073008324, 6073018507, 6073021500, 6073008350, 6073017811, 6073019602, 6073020306, 6073020404, 6073019503, 6073017044, 6073018513, 6073020401, 6073020602, 6073019406, 6073017200, 6073020500, 6073019205, 6073017051, 6073008327, 6073008354, 6073017018, 6073019808, 6073008360, 6073018611, 6073008335, 6073018514, 6073017404, 6073018610, 6073019804, 6073020305, 6073020017, 6073008346, 6073008337, 6073017110, 6073020025, 6073018400, 6073018510, 6073008351, 6073017047, 6073019902, 6073017022, 6073017015, 6073017040, 6073019502, 6073017403, 6073020706, 6073017049, 6073017030, 6073019501, 6073017304, 6073017033, 6073019803, 6073020707, 6073017010, 6073017041, 6073018000, 6073017019, 6073008328, 6073020015, 6073017601, 6073019805, 6073020029, 6073017603, 6073020304, 6073009504, 6073020103, 6073018100, 6073018200, 6073017109, 6073017050, 6073017048, 6073017014, 6073017809, 6073020020, 6073017502, 6073017034, 6073017900, 6073017108, 6073019404, 6073020211, 6073008349, 6073019702, 6073020013, 6073020106, 6073020705, 6073018512, 6073017031, 6073008333, 6073020308, 6073018516, 6073017036, 6073020016, 6073020202, 6073020109, 6073020708, 6073019203, 6073019601, 6073017052, 6073020014, 6073020021, 6073020028, 6073017039, 6073018608, 6073017009, 6073017020, 6073018517, 6073019701, 6073018519, 6073017801, 6073018504, 6073017055, 6073008366, 6073008330, 6073018614, 6073017042, 6073017401, 6073020105, 6073008352, 6073017032, 6073020210, 6073017054, 6073020307, 6073018515, 6073020018, 6073020023, 6073018518, 6073020108, 6073020206, 6073020026, 6073019206, 6073017303, 6073020024, 6073017810, 6073020209, 6073008331, 6073020207, 6073020022, 6073017501, 6073008329, 6073018612, 6073020405, 6073008336, 6073020208, 6073020709, 6073018613, 6073020601, 6073017701, 6073019208, 6073008353, 6073018509, 6073017035, 6073020309, 6073017006, 6073017029, 6073017813, 6073017702, 6073008365, 6073017043, 6073017104, 6073020107, 6073018601, 6073022100, 6073008357, 6073017306, 6073020213, 6073008339, 6073008359, 6073017106, 6073005300, 6073020902, 6073009400
| 1004 | 2876.4676 | 3380.0072 | 139 | 4 | Medium Pressure | 399829 | 469821 | 469807 | 14 | BEACHCITIES, EASTERN, METRO | 6073016806, 6073014200, 6073003304, 6073003401, 6073013411, 6073013312, 6073002302, 6073016809, 6073006801, 6073008510, 6073009107, 6073013415, 6073005600, 6073007301, 6073010013, 6073003207, 6073002202, 6073015601, 6073001300, 6073016605, 6073009706, 6073009704, 6073000700, 6073016614, 6073004501, 6073016302, 6073012304, 6073014700, 6073013206, 6073013505, 6073012200, 6073014804, 6073010103, 6073003115, 6073008901, 6073003212, 6073013414, 6073005900, 6073009000, 6073001500, 6073016301, 6073013309, 6073013104, 6073013906, 6073004900, 6073002502, 6073013601, 6073013801, 6073013302, 6073009805, 6073016804, 6073003502, 6073010009, 6073010401, 6073002702, 6073015802, 6073012700, 6073007100, 6073009304, 6073008511, 6073013417, 6073009103, 6073004000, 6073013421, 6073010107, 6073010010, 6073015701, 6073003301, 6073014102, 6073007502, 6073010106, 6073013908, 6073021900, 6073015403, 6073009604, 6073016612, 6073007501, 6073015405, 6073014902, 6073008501, 6073003108, 6073012303, 6073016807, 6073003303, 6073008502, 6073004400, 6073013604, 6073009804, 6073003201, 6073013401, 6073009705, 6073013204, 6073010003, 6073005700, 6073008512, 6073003403, 6073016616, 6073002905, 6073002201, 6073016201, 6073001200, 6073014002, 6073012102, 6073002804, 6073013314, 6073003901, 6073003103, 6073002703, 6073015703, 6073002401, 6073001000, 6073009801, 6073006900, 6073008506, 6073002710, 6073013410, 6073013313, 6073008504, 6073013205, 6073016607, 6073007400, 6073000400, 6073009101, 6073014806, 6073016617, 6073003305, 6073016606, 6073000100, 6073016402, 6073016608, 6073003902, 6073009703, 6073015704, 6073010014, 6073013907, 6073009202, 6073002100, 6073001600, 6073002707, 6073003404, 6073014803, 6073004200, 6073016609, 6073008509, 6073010104, 6073011802, 6073009201, 6073008600, 6073015404, 6073013412, 6073013306, 6073016701, 6073010402, 6073002002, 6073002904, 6073022000, 6073016702, 6073021400, 6073003111, 6073015406, , 6073000202, 6073003204, 6073010300, 6073016811, 6073009602, 6073003101, 6073001100, 6073009305, 6073006802, 6073002501, 6073016901, 6073013909, 6073013311, 6073012900, 6073003001, 6073012402, 6073013102, 6073008701, 6073000201, 6073004100, 6073009802, 6073013606, 6073010109, 6073010005, 6073011602, 6073003501, 6073015301, 6073015100, 6073003105, 6073002708, 6073002803, 6073002402, 6073010200, 6073011902, 6073013701, 6073015200, 6073012003, 6073003603, 6073003107, 6073015302, 6073016613, 6073000900, 6073003602, 6073002902, 6073006100, 6073012101, 6073013702, 6073008702, 6073014300, 6073001800, 6073009104, 6073003112, 6073010004, 6073008505, 6073016502, 6073003214, 6073002705, 6073002601, 6073002711, 6073014805, 6073012502, 6073013303, 6073015902, 6073010502, 6073003003, 6073001700, 6073009102, 6073006000, 6073006500, 6073014601, 6073014901, 6073008513, 6073001400, 6073012401, 6073009306, 6073013903, 6073003004, 6073003213, 6073016100, 6073014500, 6073013416, 6073009301, 6073010110, 6073000500, 6073013503, 6073013605, 6073004300, 6073015502, 6073010015, 6073002801, 6073013301, 6073000300, 6073010112, 6073005400, 6073011601, 6073012800, 6073014400, 6073002001, 6073013418, 6073008503, 6073013409, 6073002903, 6073013000, 6073004600, 6073003113, 6073007200, 6073002602, 6073016810, 6073004700, 6073015801, 6073014101, 6073016202, 6073015000, 6073014001, 6073003202, 6073011700, 6073012600, 6073003209, 6073007002, 6073012501, 6073016610, 6073005000, 6073003114, 6073011801, 6073015901, 6073000800, 6073000600, 6073010011, 6073010001, 6073002712, 6073013103, 6073003208, 6073013307, 6073013310, 6073004800, 6073012002, 6073008800, 6073010012, 6073009106, 6073014602, 6073007302, 6073001900, 6073002709, 6073012302, 6073015602, 6073003601, 6073013506, 6073013905, 6073013504, 6073010501, 6073008507, 6073013419, 6073003211, 6073013802, 6073002301, 6073010111, 6073009603, 6073016401, 6073005100, 6073016000, 6073013203, 6073015501, 6073013308, 6073003109, 6073016503, 6073009507, 6073006600, 6073009509, 6073013420, 6073016504, 6073016615, 6073021303, 6073009504, 6073005200, 6073005300, 6073005800, 6073016902, 6073006200, 6073009902, 6073008312, 6073016802, 6073009901, 6073005500, 6073007600, 6073008902, 6073003800, 6073009400, 6073010601
| 1005 | 2898 | 2520 | 3 | 1 | Medium Pressure | 8694 | 7560 | 7560 | 0 | NORTHEAST, NORTHCOAST | 6073018905, 6073018801, 6073018904, 6073018906, 6073018802, 6073018903, , 6073019001, 6073018803, 6073018611, 6073019002
| 1006 | 8 | 5 | 1 | 0 | Medium Pressure | 8 | 5 | 5 | 0 | NORTHEAST | 6073019101
| 1008 | 2244.6667 | 2367.3333 | 3 | 0 | Medium Pressure | 6734 | 7102 | 7102 | 0 | METRO | 6073011000, 6073021800, 6073011100, 6073010601, 6073010800, 6073010900, 6073021600
| 1012 | 0 | 381 | 1 | 0 | Medium Pressure | 0 | 381 | 381 | 0 |  | #N/A
| 1015 | 727 | 1790 | 3 | 0 | Medium Pressure | 2181 | 5370 | 5367 | 3 | BEACHCITIES | 6073008364, 6073008305, 6073008340, 6073008363, , 6073008343, 6073008341, 6073008339
| 1027 | 109 | 187.3333 | 3 | 1 | Medium Pressure | 327 | 562 | 562 | 0 | METRO | 6073008902, 6073009304, 6073001100, , 6073000100, 6073001900, 6073000201, 6073001000, 6073000400
| 1035 | 231.5 | 904 | 2 | 0 | Medium Pressure | 463 | 1808 | 1808 | 0 | BEACHCITIES | 6073008362, 6073008361, 6073008313, , 6073008364
| 1046 | 1177.4 | 1441 | 5 | 0 | Medium Pressure | 5887 | 7205 | 7205 | 0 | BEACHCITIES | 6073009502, 6073009507, 6073009505, 6073009506, 6073009509,
| 1053 | 606 | 622 | 1 | 0 | Medium Pressure | 606 | 622 | 622 | 0 | NORTHCOAST | 6073017029, 6073017106
| 1077 | 14 | 8 | 1 | 0 | Medium Pressure | 14 | 8 | 8 | 0 | NORTHEAST | 6073019002, , 6073019101
| 1078 | 3 | 1 | 1 | 0 | Medium Pressure | 3 | 1 | 1 | 0 | EASTERN
| 1083 | 72 | 33 | 1 | 0 | Medium Pressure | 72 | 33 | 33 | 0 | NORTHEAST | 6073018801
| 1017 | 12 | 42 | 1 | 0 | Medium Pressure | 12 | 42 | 42 | 0 | METRO | 6073005400, 6073009902, 6073005100
| 1070 | 77 | 183 | 1 | 0 | Medium Pressure | 77 | 183 | 183 | 0 | NORTHCOAST | 6073017604, 6073017502
| 1103 | 4 | 5 | 1 | 0 | Medium Pressure | 4 | 5 | 5 | 0 | NORTHEAST | 6073018801, 6073018802
| 1080 | 11 | 6 | 1 | 0 | Medium Pressure | 11 | 6 | 6 | 0 | NORTHEAST | 6073019002
| 1076 | 31 | 54 | 1 | 0 | Medium Pressure | 31 | 54 | 54 | 0 | EASTERN | 6073016202
| 1095 | 2 | 2 | 1 | 0 | Medium Pressure | 2 | 2 | 2 | 0 | NORTHEAST | 6073018802
| 1109 | 78 | 40 | 1 | 0 | Medium Pressure | 78 | 40 | 40 | 0 | NORTHEAST | 6073018801
| 1058 | 136 | 125 | 1 | 0 | Medium Pressure | 136 | 125 | 125 | 0 | NORTHCOAST | 6073017403, 6073017106
| 1124 | 1 | 0 | 1 | 0 | Medium Pressure | 1 | 0 | 0 | 0 | EASTERN
| 1091 | 1 | 1 | 1 | 0 | Medium Pressure | 1 | 1 | 1 | 0 | NORTHEAST
| 1106 | 52 | 535 | 1 | 0 | Medium Pressure | 52 | 535 | 535 | 0 | BEACHCITIES | 6073008333, , 6073021500
| 1122 | 459 | 0 | 1 | 0 | Medium Pressure | 459 | 0 |  |  | METRO | 6073010015
| 1011 | 312 | 582 | 2 | 0 | Medium Pressure | 624 | 1164 | 1164 | 0 | NORTHCOAST | 6073018700
| 1018 | 795.5 | 591.75 | 4 | 0 | Medium Pressure | 3182 | 2367 | 2367 | 0 | EASTERN | 6073021204, 6073016802, 6073015501, 6073021205, 6073015502, 6073016811, 6073016809
| 1019 | 44 | 33 | 1 | 0 | Medium Pressure | 44 | 33 | 33 | 0 | NORTHEAST | 6073019105, 6073019103
| 1029 | 62 | 31 | 1 | 0 | Medium Pressure | 62 | 31 | 31 | 0 | NORTHEAST | 6073019001
| 1112 | 1061 | 697 | 1 | 0 | Medium Pressure | 1061 | 697 | 697 | 0 | NORTHEAST | 6073020709, 6073020706
| 1136 | 1 | 1 | 1 | 1 | Medium Pressure | 1 | 1 | 1 | 0 | METRO | 6073010103
| 1149 | 5 | 3 | 1 | 0 | Medium Pressure | 5 | 3 | 3 | 0 | NORTHEAST | 6073019101, , 6073019002
| 1063 | 29 | 27 | 1 | 0 | Medium Pressure | 29 | 27 | 27 | 0 | NORTHEAST | 6073018612,
| 1025 | 74.5 | 13.5 | 2 | 0 | Medium Pressure | 149 | 27 | 26 | 1 | BEACHCITIES | , 6073008339, 6073008312, 6073008305
| 1047 | 1630.3333 | 1787.3333 | 3 | 0 | Medium Pressure | 4891 | 5362 | 5362 | 0 | BEACHCITIES | 6073008307, 6073008344, 6073008306, 6073008345,
| 1051 | 438 | 307 | 1 | 0 | Medium Pressure | 438 | 307 | 307 | 0 | NORTHCOAST | 6073017029, 6073017306, 6073017106, 6073017305,
| 1057 | 85 | 180 | 1 | 0 | Medium Pressure | 85 | 180 | 180 | 0 | BEACHCITIES | 6073009400
| 1059 | 9 | 6 | 2 | 0 | Medium Pressure | 18 | 12 | 12 | 0 | NORTHEAST | 6073019105, 6073019103
| 1064 | 18 | 5 | 1 | 0 | Medium Pressure | 18 | 5 | 5 | 0 | BEACHCITIES | 6073007600, , 6073001000
| 1043 | 213 | 211 | 1 | 0 | Medium Pressure | 213 | 211 | 211 | 0 | METRO | 6073021600
| 1081 | 28 | 17 | 1 | 0 | Medium Pressure | 28 | 17 | 17 | 0 | NORTHEAST | 6073019001
| 1097 | 3 | 0 | 1 | 0 | Medium Pressure | 3 | 0 | 0 | 0 | EASTERN | 6073015000
| 1132 | 2 | 0 | 1 | 0 | Medium Pressure | 2 | 0 | 0 | 0 | NORTHCOAST
| 1156 | 5168 | 6520.6 | 5 | 0 | Medium Pressure | 25840 | 32603 | 32603 | 0 | BEACHCITIES | 6073008200, 6073007908, 6073008301, 6073007600, 6073007910, 6073008313, 6073007907, 6073007903, 6073007701, 6073008002, 6073007702, 6073008310, 6073008003, 6073008102, 6073008006, 6073008303, 6073007905, 6073008312, 6073007800, 6073008311, 6073008101, , 6073008503
| 1022 | 1 | 0 | 1 | 0 | Medium Pressure | 1 | 0 | 0 | 0 | NORTHCOAST | 6073008312, 6059042108
| 1009 | 5 | 1 | 1 | 0 | Medium Pressure | 5 | 1 | 1 | 0 | NORTHEAST | 6073018801
| 1014 | 181 | 177 | 1 | 0 | Medium Pressure | 181 | 177 | 177 | 0 | NORTHCOAST | 6073018700
| 1034 | 34 | 22 | 1 | 0 | Medium Pressure | 34 | 22 | 22 | 0 | NORTHEAST | 6073018611
| 1066 | 191 | 359 | 2 | 0 | Medium Pressure | 382 | 718 | 718 | 0 | NORTHCOAST | 6073018700,
| 1071 | 9 | 4.5 | 2 | 0 | Medium Pressure | 18 | 9 | 9 | 0 | NORTHEAST | 6073019101, 6073019103
| 1082 | 5 | 5 | 1 | 0 | Medium Pressure | 5 | 5 | 5 | 0 | NORTHEAST | 6073019001
| 1086 | 1 | 1 | 1 | 0 | Medium Pressure | 1 | 1 | 1 | 0 | NORTHEAST | 6073019002
| 1089 | 1773 | 1708 | 1 | 0 | Medium Pressure | 1773 | 1708 | 1708 | 0 | EASTERN | 6073021205, 6073021204, 6073021206, , 6073021202
| 1090 | 1 | 0 | 1 | 0 | Medium Pressure | 1 | 0 | 0 | 0 | METRO
| 1092 | 1 | 1 | 1 | 0 | Medium Pressure | 1 | 1 | 1 | 0 | NORTHEAST | 6073019001
| 1104 | 1 | 1 | 1 | 0 | Medium Pressure | 1 | 1 | 1 | 0 | NORTHEAST | 6073018802
| 1105 | 3 | 0 | 1 | 0 | Medium Pressure | 3 | 0 | 0 | 0 | NORTHEAST | 6073018611
| 1121 | 2 | 0 | 1 | 0 | Medium Pressure | 2 | 0 | 0 | 0 | NORTHEAST | 6073018612
| 1125 | 5 | 2 | 1 | 0 | Medium Pressure | 5 | 2 | 2 | 0 | NORTHEAST | 6073019105
| 1127 | 230 | 222 | 1 | 0 | Medium Pressure | 230 | 222 | 222 | 0 | NORTHCOAST | 6073018700,
| 1133 | 1 | 0 | 1 | 0 | Medium Pressure | 1 | 0 | 0 | 0 | NORTHCOAST
| 1135 | 1 | 0 | 1 | 0 | Medium Pressure | 1 | 0 | 0 | 0 | NORTHCOAST
| 1150 | 1 | 1 | 1 | 0 | Medium Pressure | 1 | 1 | 1 | 0 | NORTHEAST | #N/A
| 9995 | 0.5 | 0 | 2 | 0 | Medium Pressure | 1 | 0 |  |  | NORTHCOAST
| 1067 | 2 | 0 | 1 | 0 | Medium Pressure | 2 | 0 | 0 | 0 | EASTERN | 6073013506
| 1068 | 4.5 | 3.5 | 2 | 0 | Medium Pressure | 9 | 7 | 7 | 0 | NORTHEAST | 6073019101, 6073019103
| 1079 | 8 | 5 | 1 | 0 | Medium Pressure | 8 | 5 | 5 | 0 | NORTHEAST | 6073019002
| 1098 | 4 | 3 | 1 | 0 | Medium Pressure | 4 | 3 | 3 | 0 | NORTHEAST | 6073019101
| 1148 | 2 | 2 | 1 | 0 | Medium Pressure | 2 | 2 | 2 | 0 | NORTHEAST | 6073019101
| 1072 | 39 | 25 | 1 | 0 | Medium Pressure | 39 | 25 | 25 | 0 | NORTHEAST | 6073019001
| 1042 | 28 | 2 | 1 | 0 | Medium Pressure | 28 | 2 | 2 | 0 | BEACHCITIES | 6073008339
| 1024 | 460 | 546 | 1 | 0 | Medium Pressure | 460 | 546 | 546 | 0 | EASTERN | 6073013506, 6073013505,
| 1036 | 324 | 180 | 1 | 0 | Medium Pressure | 324 | 180 | 180 | 0 | NORTHEAST | 6073018802, 6073018611
| 1003 | 3908 | 1775 | 1 | 0 | Medium Pressure | 3908 | 1775 | 1775 | 0 | NORTHEAST | 6073019101, , 6073019002, 6073018904, 6073019001, 6073018803
| 1032 | 1224 | 2067 | 1 | 0 | Medium Pressure | 1224 | 2067 | 2067 | 0 | NORTHCOAST | 6073018601, 6073018700, 6073018300, 6073018603, , 6073018613, 6073018612
| 1020 | 1302 | 937 | 1 | 0 | Medium Pressure | 1302 | 937 | 937 | 0 | NORTHCOAST | 6073017813,
| 1026 | 131.5 | 115.5 | 2 | 0 | Medium Pressure | 263 | 231 | 231 | 0 | NORTHEAST | 6073019002, 6073019001
| 1028 | 811 | 521 | 1 | 0 | Medium Pressure | 811 | 521 | 521 | 0 | EASTERN | 6073021303,
| 1100 | 4 | 2 | 1 | 0 | Medium Pressure | 4 | 2 | 2 | 0 | NORTHEAST | 6073019002
| 1131 | 766 | 424 | 1 | 0 | Medium Pressure | 766 | 424 | 424 | 0 | NORTHCOAST | 6073018700, 6073018507, , 6073018603
| 1013 | 917 | 357 | 2 | 0 | Medium Pressure | 1834 | 714 | 714 | 0 | NORTHEAST | 6073019106, 6073020103, 6073019105, 6073019103,
| 1016 | 1126 | 996.5 | 2 | 0 | Medium Pressure | 2252 | 1993 | 1993 | 0 | NORTHCOAST | 6073017305, 6073017306, 6073017106
| 1062 | 3 | 4 | 1 | 0 | Medium Pressure | 3 | 4 | 4 | 0 | BEACHCITIES | 6073009504
| 1065 | 49 | 56 | 1 | 0 | Medium Pressure | 49 | 56 | 56 | 0 | BEACHCITIES | 6073008902, 6073008901,
| 1096 | 5 | 0 | 1 | 0 | Medium Pressure | 5 | 0 |  | 0 | NORTHEAST | 6073018611
| 1143 | 118 | 41 | 1 | 0 | Medium Pressure | 118 | 41 | 41 | 0 | NORTHEAST | 6073018611
| 1007 | 91.8 | 21.4 | 5 | 0 | Medium Pressure | 459 | 107 | 106 | 1 | METRO | 6073010014, 6073010015, , 6073010103, 6073013314, 6073007800
| 1054 | 99 | 187 | 1 | 0 | Medium Pressure | 99 | 187 | 187 | 0 | NORTH COAST | 6073017306, 6073008327
| 1158 | 378 | 156 | 1 | 0 | Medium Pressure | 378 | 156 | 156 | 0 | METRO | 6073002001,
| 1061 | 13 | 6 | 1 | 0 | Medium Pressure | 13 | 6 | 6 | 0 | NORTHEAST | 6073019002, 6073019101
| Totals or Averages Across All Pressure Districts | 1972.6424 | 2132.3835 | 425 | 14 | NA | 838373 | 906263 | 906227 | 36 | NA | NA

## SWG Calculations
Southwest Gas Avoided Gas Project Costs
Site Name | Gas Infrastructure Replacement Type(s) | Site Address / Location | Operating District | Census Tract | City | Zip Code | Partnering Organization(s) | Gas Utility | Electric Utility
Fourth St Community | Distribution mains and services | 123 Fourth St | Barstow District 011 | 01234567890 | Startville | 98765 | FourthStreetOrganization, 123 LocalPower, 456 HousingAdvocates | Southwest Gas | 123 LocalPower
Number of Affected Services | 100 |  |  |  | Estimated Gas Project Start Year | 2027 |  | Application Year | 2027
Total Ratepayer Cost of the Avoided Gas Project | 80911062.7095 |  |  |  | Years to Completion | 0 |  | Rate of Return (WACC) | 0.0725
Costs Per Service | 809110.6271 |  |  |  | Gas Distribution Mains and Services Estimated Years in Operation | 100 |  | Discount Rate for Net Present Value Calculation | 0.0725
[5 empty] | Regulator Station Estimated Years in Operation | 100 |  | Project Cost Inflation | 0.04
Calculations | [8 empty] | Non-Ratepayer Cost Calculation (optional)
Row ID | Gas Infrastructure Type | Mileage or Number of Stations | Cost Per Mile or Per Regulator Station | Replacement Cost (Nominal Dollar Value) | Replacement Cost (Net Present Value) | Annual Maintenance Cost (Nominal Dollar Value) | Maintenance Cost Over Gas Project Lifetime (Net Present Value) | Total Ratepayer Cost | Local Government Permitting Cost | Other Costs | Total Cost Impacts
001 | Gas distribution service | 100 |  | 0 | 0 |  |  | 0 | 100 | 100 | 200
002 | Gas distribution main | 100 | 447191.238 | 54407651.7587 | 58352206.5112 |  |  | 58352206.5112 | 100 | 100 | 58352406.5112
003 | Regulator stations | NA for Southwest Gas | [5 empty] | 0 |  |  | 0
004 | Project's share of gas system maintenance costs |  |  |  |  | 300000 | 22558856.1982 | 22558856.1982 | 100 | 100 | 22559056.1982
005 | Total |  |  | 54407651.7587 | 58352206.5112 | 300000 | 22558856.1982 | 80911062.7095 | 300 | 300 | 80911662.7095

## SWG NPV Calc Details
|  | Gas Distribution Services |  |  |  | Gas Distribution Mains |  |  |  | Project's Share of Gas System Maintenance Costs
Row | Years After Current Year | Year Share of Replacement Cost (2022 Dollar Value) | Utility Shareholder Return (2022 Dollar Value) | Cost to Ratepayers (Net Present Value) | Replacement Cost to Ratepayers (Net Present Value) | Year Share of Replacement Cost (2022 Dollar Value) | Utility Shareholder Return (2022 Dollar Value) | Replacement Cost to Ratepayers (Net Present Value) | Replacement Cost to Ratepayers (Net Present Value) | Annual Maintenance Cost (2022 Dollar Value) | Utility Shareholder Return (2022 Dollar Value) | Maintenance Cost to Ratepayers Over Gas Project Lifetime (Net Present Value)
Total |  | 0 | 0 | 0 | 0 | 54407651.7587 | 199200015.0016 | 150273259.7307 | 58352206.5112 | 30000000 | 2175000 | 22558856.1982
1 | 0 | 0 | 0 | 0 |  | 544076.5176 | 3944554.7525 | 4488631.2701 |  | 300000 | 21750 | 321750
2 | 1 | 0 | 0 | 0 |  | 544076.5176 | 3905109.205 | 4148424.9161 |  | 300000 | 21750 | 300000
3 | 2 | 0 | 0 | 0 |  | 544076.5176 | 3865663.6575 | 3833702.425 |  | 300000 | 21750 | 279720.2797
4 | 3 | 0 | 0 | 0 |  | 544076.5176 | 3826218.1099 | 3542573.0445 |  | 300000 | 21750 | 260811.4496
5 | 4 | 0 | 0 | 0 |  | 544076.5176 | 3786772.5624 | 3273285.1967 |  | 300000 | 21750 | 243180.8388
6 | 5 | 0 | 0 | 0 |  | 544076.5176 | 3747327.0149 | 3024216.3016 |  | 300000 | 21750 | 226742.0408
7 | 6 | 0 | 0 | 0 |  | 544076.5176 | 3707881.4674 | 2793863.3416 |  | 300000 | 21750 | 211414.4903
8 | 7 | 0 | 0 | 0 |  | 544076.5176 | 3668435.9198 | 2580834.1108 |  | 300000 | 21750 | 197123.0679
9 | 8 | 0 | 0 | 0 |  | 544076.5176 | 3628990.3723 | 2383839.1019 |  | 300000 | 21750 | 183797.7323
10 | 9 | 0 | 0 | 0 |  | 544076.5176 | 3589544.8248 | 2201683.9838 |  | 300000 | 21750 | 171373.177
11 | 10 | 0 | 0 | 0 |  | 544076.5176 | 3550099.2773 | 2033262.6259 |  | 300000 | 21750 | 159788.51
12 | 11 | 0 | 0 | 0 |  | 544076.5176 | 3510653.7297 | 1877550.6316 |  | 300000 | 21750 | 148986.9557
13 | 12 | 0 | 0 | 0 |  | 544076.5176 | 3471208.1822 | 1733599.3427 |  | 300000 | 21750 | 138915.5764
14 | 13 | 0 | 0 | 0 |  | 544076.5176 | 3431762.6347 | 1600530.2805 |  | 300000 | 21750 | 129525.013
15 | 14 | 0 | 0 | 0 |  | 544076.5176 | 3392317.0872 | 1477529.993 |  | 300000 | 21750 | 120769.2429
16 | 15 | 0 | 0 | 0 |  | 544076.5176 | 3352871.5396 | 1363845.2775 |  | 300000 | 21750 | 112605.3546
17 | 16 | 0 | 0 | 0 |  | 544076.5176 | 3313425.9921 | 1258778.7523 |  | 300000 | 21750 | 104993.3377
18 | 17 | 0 | 0 | 0 |  | 544076.5176 | 3273980.4446 | 1161684.7517 |  | 300000 | 21750 | 97895.8859
19 | 18 | 0 | 0 | 0 |  | 544076.5176 | 3234534.8971 | 1071965.5209 |  | 300000 | 21750 | 91278.2153
20 | 19 | 0 | 0 | 0 |  | 544076.5176 | 3195089.3495 | 989067.6886 |  | 300000 | 21750 | 85107.8931
21 | 20 | 0 | 0 | 0 |  | 544076.5176 | 3155643.802 | 912478.9987 |  | 300000 | 21750 | 79354.6789
22 | 21 | 0 | 0 | 0 |  | 544076.5176 | 3116198.2545 | 841725.2796 |  | 300000 | 21750 | 73990.3766
23 | 22 | 0 | 0 | 0 |  | 544076.5176 | 3076752.707 | 776367.6363 |  | 300000 | 21750 | 68988.6961
24 | 23 | 0 | 0 | 0 |  | 544076.5176 | 3037307.1594 | 715999.8481 |  | 300000 | 21750 | 64325.1246
25 | 24 | 0 | 0 | 0 |  | 544076.5176 | 2997861.6119 | 660245.9564 |  | 300000 | 21750 | 59976.8061
26 | 25 | 0 | 0 | 0 |  | 544076.5176 | 2958416.0644 | 608758.0297 |  | 300000 | 21750 | 55922.4299
27 | 26 | 0 | 0 | 0 |  | 544076.5176 | 2918970.5169 | 561214.0923 |  | 300000 | 21750 | 52142.1258
28 | 27 | 0 | 0 | 0 |  | 544076.5176 | 2879524.9693 | 517316.2053 |  | 300000 | 21750 | 48617.3667
29 | 28 | 0 | 0 | 0 |  | 544076.5176 | 2840079.4218 | 476788.6877 |  | 300000 | 21750 | 45330.8781
30 | 29 | 0 | 0 | 0 |  | 544076.5176 | 2800633.8743 | 439376.4693 |  | 300000 | 21750 | 42266.553
31 | 30 | 0 | 0 | 0 |  | 544076.5176 | 2761188.3268 | 404843.5633 |  | 300000 | 21750 | 39409.3734
32 | 31 | 0 | 0 | 0 |  | 544076.5176 | 2721742.7792 | 372971.6521 |  | 300000 | 21750 | 36745.3365
33 | 32 | 0 | 0 | 0 |  | 544076.5176 | 2682297.2317 | 343558.777 |  | 300000 | 21750 | 34261.386
34 | 33 | 0 | 0 | 0 |  | 544076.5176 | 2642851.6842 | 316418.1238 |  | 300000 | 21750 | 31945.3483
35 | 34 | 0 | 0 | 0 |  | 544076.5176 | 2603406.1367 | 291376.8985 |  | 300000 | 21750 | 29785.8725
36 | 35 | 0 | 0 | 0 |  | 544076.5176 | 2563960.5891 | 268275.2852 |  | 300000 | 21750 | 27772.3753
37 | 36 | 0 | 0 | 0 |  | 544076.5176 | 2524515.0416 | 246965.4811 |  | 300000 | 21750 | 25894.9886
38 | 37 | 0 | 0 | 0 |  | 544076.5176 | 2485069.4941 | 227310.803 |  | 300000 | 21750 | 24144.5115
39 | 38 | 0 | 0 | 0 |  | 544076.5176 | 2445623.9466 | 209184.8588 |  | 300000 | 21750 | 22512.3651
40 | 39 | 0 | 0 | 0 |  | 544076.5176 | 2406178.399 | 192470.7814 |  | 300000 | 21750 | 20990.5502
41 | 40 | 0 | 0 | 0 |  | 544076.5176 | 2366732.8515 | 177060.5178 |  | 300000 | 21750 | 19571.6086
42 | 41 | 0 | 0 | 0 |  | 544076.5176 | 2327287.304 | 162854.1721 |  | 300000 | 21750 | 18248.5861
43 | 42 | 0 | 0 | 0 |  | 544076.5176 | 2287841.7565 | 149759.396 |  | 300000 | 21750 | 17014.9987
44 | 43 | 0 | 0 | 0 |  | 544076.5176 | 2248396.2089 | 137690.8254 |  | 300000 | 21750 | 15864.8006
45 |  | 0 | 0 | 0 |  | 544076.5176 | 2208950.6614 | 2753027.179 |  | 300000 | 21750 | 321750
46 |  | 0 | 0 | 0 |  | 544076.5176 | 2169505.1139 | 2713581.6315 |  | 300000 | 21750 | 321750
47 |  | 0 | 0 | 0 |  | 544076.5176 | 2130059.5664 | 2674136.0839 |  | 300000 | 21750 | 321750
48 |  | 0 | 0 | 0 |  | 544076.5176 | 2090614.0188 | 2634690.5364 |  | 300000 | 21750 | 321750
49 |  | 0 | 0 | 0 |  | 544076.5176 | 2051168.4713 | 2595244.9889 |  | 300000 | 21750 | 321750
50 |  | 0 | 0 | 0 |  | 544076.5176 | 2011722.9238 | 2555799.4414 |  | 300000 | 21750 | 321750
51 |  | 0 | 0 | 0 |  | 544076.5176 | 1972277.3763 | 2516353.8938 |  | 300000 | 21750 | 321750
52 |  | 0 | 0 | 0 |  | 544076.5176 | 1932831.8287 | 2476908.3463 |  | 300000 | 21750 | 321750
53 |  | 0 | 0 | 0 |  | 544076.5176 | 1893386.2812 | 2437462.7988 |  | 300000 | 21750 | 321750
54 |  | 0 | 0 | 0 |  | 544076.5176 | 1853940.7337 | 2398017.2513 |  | 300000 | 21750 | 321750
55 |  | 0 | 0 | 0 |  | 544076.5176 | 1814495.1862 | 2358571.7037 |  | 300000 | 21750 | 321750
56 |  | 0 | 0 | 0 |  | 544076.5176 | 1775049.6386 | 2319126.1562 |  | 300000 | 21750 | 321750
57 |  | 0 | 0 | 0 |  | 544076.5176 | 1735604.0911 | 2279680.6087 |  | 300000 | 21750 | 321750
58 |  | 0 | 0 | 0 |  | 544076.5176 | 1696158.5436 | 2240235.0612 |  | 300000 | 21750 | 321750
59 |  | 0 | 0 | 0 |  | 544076.5176 | 1656712.9961 | 2200789.5136 |  | 300000 | 21750 | 321750
60 |  | 0 | 0 | 0 |  | 544076.5176 | 1617267.4485 | 2161343.9661 |  | 300000 | 21750 | 321750
61 |  | 0 | 0 | 0 |  | 544076.5176 | 1577821.901 | 2121898.4186 |  | 300000 | 21750 | 321750
62 |  | 0 | 0 | 0 |  | 544076.5176 | 1538376.3535 | 2082452.8711 |  | 300000 | 21750 | 321750
63 |  | 0 | 0 | 0 |  | 544076.5176 | 1498930.806 | 2043007.3235 |  | 300000 | 21750 | 321750
64 |  | 0 | 0 | 0 |  | 544076.5176 | 1459485.2584 | 2003561.776 |  | 300000 | 21750 | 321750
65 |  | 0 | 0 | 0 |  | 544076.5176 | 1420039.7109 | 1964116.2285 |  | 300000 | 21750 | 321750
66 |  | 0 | 0 | 0 |  | 544076.5176 | 1380594.1634 | 1924670.681 |  | 300000 | 21750 | 321750
67 |  | 0 | 0 | 0 |  | 544076.5176 | 1341148.6159 | 1885225.1334 |  | 300000 | 21750 | 321750
68 |  | 0 | 0 | 0 |  | 544076.5176 | 1301703.0683 | 1845779.5859 |  | 300000 | 21750 | 321750
69 |  | 0 | 0 | 0 |  | 544076.5176 | 1262257.5208 | 1806334.0384 |  | 300000 | 21750 | 321750
70 |  | 0 | 0 | 0 |  | 544076.5176 | 1222811.9733 | 1766888.4909 |  | 300000 | 21750 | 321750
71 |  | 0 | 0 | 0 |  | 544076.5176 | 1183366.4258 | 1727442.9433 |  | 300000 | 21750 | 321750
72 |  | 0 | 0 | 0 |  | 544076.5176 | 1143920.8782 | 1687997.3958 |  | 300000 | 21750 | 321750
73 |  | 0 | 0 | 0 |  | 544076.5176 | 1104475.3307 | 1648551.8483 |  | 300000 | 21750 | 321750
74 |  | 0 | 0 | 0 |  | 544076.5176 | 1065029.7832 | 1609106.3008 |  | 300000 | 21750 | 321750
75 |  | 0 | 0 | 0 |  | 544076.5176 | 1025584.2357 | 1569660.7532 |  | 300000 | 21750 | 321750
76 |  | 0 | 0 | 0 |  | 544076.5176 | 986138.6881 | 1530215.2057 |  | 300000 | 21750 | 321750
77 |  | 0 | 0 | 0 |  | 544076.5176 | 946693.1406 | 1490769.6582 |  | 300000 | 21750 | 321750
78 |  | 0 | 0 | 0 |  | 544076.5176 | 907247.5931 | 1451324.1107 |  | 300000 | 21750 | 321750
79 |  | 0 | 0 | 0 |  | 544076.5176 | 867802.0456 | 1411878.5631 |  | 300000 | 21750 | 321750
80 |  | 0 | 0 | 0 |  | 544076.5176 | 828356.498 | 1372433.0156 |  | 300000 | 21750 | 321750
81 |  | 0 | 0 | 0 |  | 544076.5176 | 788910.9505 | 1332987.4681 |  | 300000 | 21750 | 321750
82 |  | 0 | 0 | 0 |  | 544076.5176 | 749465.403 | 1293541.9206 |  | 300000 | 21750 | 321750
83 |  | 0 | 0 | 0 |  | 544076.5176 | 710019.8555 | 1254096.373 |  | 300000 | 21750 | 321750
84 |  | 0 | 0 | 0 |  | 544076.5176 | 670574.3079 | 1214650.8255 |  | 300000 | 21750 | 321750
85 |  | 0 | 0 | 0 |  | 544076.5176 | 631128.7604 | 1175205.278 |  | 300000 | 21750 | 321750
86 |  | 0 | 0 | 0 |  | 544076.5176 | 591683.2129 | 1135759.7305 |  | 300000 | 21750 | 321750
87 |  | 0 | 0 | 0 |  | 544076.5176 | 552237.6654 | 1096314.1829 |  | 300000 | 21750 | 321750
88 |  | 0 | 0 | 0 |  | 544076.5176 | 512792.1178 | 1056868.6354 |  | 300000 | 21750 | 321750
89 |  | 0 | 0 | 0 |  | 544076.5176 | 473346.5703 | 1017423.0879 |  | 300000 | 21750 | 321750
90 |  | 0 | 0 | 0 |  | 544076.5176 | 433901.0228 | 977977.5404 |  | 300000 | 21750 | 321750
91 |  | 0 | 0 | 0 |  | 544076.5176 | 394455.4753 | 938531.9928 |  | 300000 | 21750 | 321750
92 |  | 0 | 0 | 0 |  | 544076.5176 | 355009.9277 | 899086.4453 |  | 300000 | 21750 | 321750
93 |  | 0 | 0 | 0 |  | 544076.5176 | 315564.3802 | 859640.8978 |  | 300000 | 21750 | 321750
94 |  | 0 | 0 | 0 |  | 544076.5176 | 276118.8327 | 820195.3503 |  | 300000 | 21750 | 321750
95 |  | 0 | 0 | 0 |  | 544076.5176 | 236673.2852 | 780749.8027 |  | 300000 | 21750 | 321750
96 |  | 0 | 0 | 0 |  | 544076.5176 | 197227.7376 | 741304.2552 |  | 300000 | 21750 | 321750
97 |  | 0 | 0 | 0 |  | 544076.5176 | 157782.1901 | 701858.7077 |  | 300000 | 21750 | 321750
98 |  | 0 | 0 | 0 |  | 544076.5176 | 118336.6426 | 662413.1602 |  | 300000 | 21750 | 321750
99 |  | 0 | 0 | 0 |  | 544076.5176 | 78891.0951 | 622967.6126 |  | 300000 | 21750 | 321750
100 |  | 0 | 0 | 0 |  | 544076.5176 | 39445.5475 | 583522.0651 |  | 300000 | 21750 | 321750

## SWG Costs Data
Southwest Gas Distribution Costs by Operating District
Based on Data Provided by Southwest Gas Company in response to September 24, 2025 ALJ's Ruling Directing Gas Utilities to Provide Gas Distribution Cost Data
see https://www.cpuc.ca.gov/industries-and-topics/natural-gas/SB-1221-implementation for utility-provided data and CPUC data templates
| Row ID | Program Category | Row Name | Definition | Barstow District 011 | Victorville District 012 | Big Bear District 013 | North Tahoe District 014 | Truckee District 015 | South Lake Tahoe District 016 | Needles District 019 | Totals or Averages Across All Operating Districts | Southwest Gas' Notes
Background Information | B1 | Service-only replacement programs | Cost per pre-work service replaced, for services only | Average cost of replacing gas distribution pre-work services only. Calculated by dividing B5 by B3. | 0 | 285512.2009 | 0 | 0 | 206669 | 479321.475 | 0 | 138786.0966 | $0 values are due to no work being done over the 2021-2024 years
| B8 | Main and service replacement programs | Cost per service, for main programs | Average cost of gas distribution main and service replacement activities, per service. Calculated by dividing B15 by B12. | 23801.5538 | 12777.3981 | 0 | 0 | 0 | 0 | 0 | 18289.476 | $0 values are due to no work being done over the 2021-2024 years
Calculation Inputs | B2 | Service-only replacement programs | Cost per pre-work service mile replaced, for services only | Average cost of pre-work service-only replacement activities, per mile of service. Calculated by dividing B5 by B4. | 0 | 26447445.9789 | 0 | 0 | 4982703.9342 | 2195936.9961 | 0 | 4803726.7013
|  | Main and service replacement programs | Cost per main mile replaced, in addition to cost of replacing services | Average cost of replacing gas distribution mains only, per mile of main, assuming services are also replaced. Calculated by subtracting the product of B2 and B14 from B15, then dividing by B13. If negative (cost of service-only replacement per service mile exceeds cost of mains-and-services replacement per service mile), then use cost of main miles replaced including services, to calculate mains-and-services project costs, and only use services costs for services-only projects. | NA since Southwest Gas service replacement program is not representative of service replacement more broadly.
| B9 | Main and service replacement programs | Cost per main mile replaced,including associated services, if used in calculator | Average cost of gas distribution main and service replacement activities, per mile of main. Calculated by dividing B15 by B13. Only used for calculations, and therefore shown in this row, if above row shows NA. | 447191.238 | 784881.3952 | 0 | 0 | 0 | 0 | 0 | 616036.3166
| E3 | Regulator station replacement programs | Cost per regulator station replaced | Average cost of replacing a gas distribution regulator station. Calculated by dividing E9 by E6. | Southwest Gas did not provide Regulator Station Replacement Costs as Southwest Gas does not have a Regulator Station replacement program in its General Rate Case.
| A8 | NA | Maintenance cost per service | Average cost of gas distribution pipeline maintenance, per service, not including replacement costs. Also shown in later table, cell G1. | [7 empty] | 30
| B24 | Main and service replacement programs | Project time to completion, for main programs | Average days between the date that the project was identified for replacement and the date that the replacement equipment was placed in operation. | 158.7317 | 143.9531 | 0 | 0 | 0 | 0 | 0 | 151.3424
| E15 | Regulator station replacement programs | Project time to completion, for regulator station replacement | Average days between the date that the regulator station was identified for replacement and the date that the replacement station was placed in operation. | Southwest Gas did not provide Regulator Station Replacement Costs as Southwest Gas does not have a Regulator Station replacement program in its General Rate Case.
Additional Information on Service-Only Replacement Programs | B3 | Service-only replacement programs | Pre-work Services replaced per year, when services only | Average number of pre-work services replaced by service-only replacement programs. | 0 | 3 | 0 | 0 | 1 | 2 | 0 | 0.85714 | Note: Number of services post work is greater than number of services pre-work. This program replaces the single Master Meter to the school by running multiple services to each building.
| B4 | Service-only replacement programs | Service miles replaced, when services only | Total miles of service replaced by service-only replacement programs. | 0 | 0.029687 | 0 | 0 | 0.041477 | 0.43655 | 0 | 0.50772
| B5 | Service-only replacement programs | Total costs, for service-only programs | Total costs of service-only replacement programs. Calculated by summing costs for service-only replacement program work orders using cost definitions for the four cost groups “Internal Labor and Related Costs,” “External Labor and Related Costs,” “Materials,” and “Other Misc Costs.” | redacted by Southwest Gas | redacted by Southwest Gas | redacted by Southwest Gas | redacted by Southwest Gas | redacted by Southwest Gas | redacted by Southwest Gas | redacted by Southwest Gas | redacted by Southwest Gas
| B6 | Service-only replacement programs | Project planning period, for services only | Average days between the date that the service(s) was identified for replacement and the date that replacement activities broke ground. | Southwest Gas does not track broke ground date.
| B7 | Service-only replacement programs | Project time to completion, for services only | Average days between the date that the project was identified for replacement and the date that the replaced service(s) was placed in operation. | 0 | 26.375 | 0 | 0 | 379 | 429 | 0 | 119.1964
Additional Information on Main and Service Replacement Programs | B9 | Main and service replacement programs | Cost per main mile replaced | Average cost of gas distribution main and service replacement activities, per mile of main. Calculated by dividing B15 by B13. | 447191.238 | 784881.3952 | 0 | 0 | 0 | 0 | 0 | 616036.3166 | $0 values are due to no work being done over the 2021-2024 years
| B10 | Main and service replacement programs | Services per project, for main programs | Average number of services in a single work order. Calculated by dividing B12 by B11. | 8.2727 | 29.2965 | 0 | 0 | 0 | 0 | 0 | 18.7846
| B11 | Main and service replacement programs | Main program projects per year | Average work orders per year, totaled across the utility’s main and service replacement programs. | 8.25 | 49.75 | 0 | 0 | 0 | 0 | 0 | 29
| B12 | Main and service replacement programs | Services addressed by main programs | Total services connected to mains replaced by main and service replacement programs, whether or not the service was replaced by the project. | 68.25 | 1457.5 | 0 | 0 | 0 | 0 | 0 | 1525.75
| B13 | Main and service replacement programs | Main miles replaced | Total miles of main replaced by main and service replacement program work orders. | 3.6326 | 23.7272 | 0 | 0 | 0 | 0 | 0 | 27.3598
| B14 | Main and service replacement programs | Service miles replaced, for main programs | Total miles of service replaced by main and service replacement program work orders. | 1.0208 | 15.9042 | 0 | 0 | 0 | 0 | 0 | 16.925
| B15 | Main and service replacement programs | Total costs, for main programs | Total costs of main and service replacement program work orders. Calculated by summing B17, B18, B19 and B20. | redacted by Southwest Gas | redacted by Southwest Gas | redacted by Southwest Gas | redacted by Southwest Gas | redacted by Southwest Gas | redacted by Southwest Gas | redacted by Southwest Gas | redacted by Southwest Gas
| B16 | Main and service replacement programs | Cost Group
| B17 | Main and service replacement programs | Internal Labor and Related Costs | Sum of salaries of utility employees; benefits (health, retirement, disability, etc.) associated with utility employee labor; employee travel costs, including meals, lodging, mileage, per diem, incidentals, and any other travel costs; and payroll taxes. | redacted by Southwest Gas | redacted by Southwest Gas | redacted by Southwest Gas | redacted by Southwest Gas | redacted by Southwest Gas | redacted by Southwest Gas | redacted by Southwest Gas | redacted by Southwest Gas
| B18 | Main and service replacement programs | External Labor and Related Costs | Combine “external labor” and contracts costs. Includes contracts for services and for employees. Include equipment rental here. | redacted by Southwest Gas | redacted by Southwest Gas | redacted by Southwest Gas | redacted by Southwest Gas | redacted by Southwest Gas | redacted by Southwest Gas | redacted by Southwest Gas | redacted by Southwest Gas
| B19 | Main and service replacement programs | Materials | Cost of pipe, valves, fittings, regulators, and other materials installed at the project. | redacted by Southwest Gas | redacted by Southwest Gas | redacted by Southwest Gas | redacted by Southwest Gas | redacted by Southwest Gas | redacted by Southwest Gas | redacted by Southwest Gas | redacted by Southwest Gas
| B22 | Main and service replacement programs | Other Misc Costs | Sum of costs in the cost categories “Fleet,” “Permitting,” “AFUDC,” “Land,” “Other,” and “Administrative & General Costs” as defined in “Definitions of Other Misc Costs.” | redacted by Southwest Gas | redacted by Southwest Gas | redacted by Southwest Gas | redacted by Southwest Gas | redacted by Southwest Gas | redacted by Southwest Gas | redacted by Southwest Gas | redacted by Southwest Gas
| B23 | Main and service replacement programs | Project planning period, for main programs | Average days between the date that the project was identified for replacement and the date that replacement activities broke ground. | Southwest Gas does not track broke ground date.
Additional Information on Regulator Station Replacement | Southwest Gas did not provide Regulator Station Replacement Costs as Southwest Gas does not have a Regulator Station replacement program in its General Rate Case.
Some replacement programs convert one service to multiple services. "Pre-work" identifies that for the purposes of this spreadsheet, services were counted before replacement, not after replacement.
Southwest Gas redacted some cost information, stating in its motion to file under seal, in part, "Southwest Gas currently relies on a single Master Pipeline Contractor (MPC) to perform all its distribution replacement work in its Southern California service territory. Disclosure of detailed replacement cost data would reveal proprietary pricing structures, labor rates, and cost assumptions unique to this contractor relationship."
X1A2T
X1A0T
X1A1T

## Drop-Down Menus
Drop-Down Menus
Utilities | Gas Infrastructure Replacement Type(s) | Operating Districts
PG&E | Distribution mains only | Central Coast
SoCalGas | Distribution services only | De Anza
SDG&E | Distribution mains and services | Diablo
Southwest Gas | Distribution regulator station(s) only | Fresno
| Distribution mains, services, and regulator stations | Humboldt
| Distribution services and regulator stations | Kern
| Distribution mains and regulator stations | Mission
North Bay
North Valley
Peninsula
Sacramento
San Jose
Sierra
Sonoma
Stockton
Yosemite
East Bay
San Francisco
182nd Street
Alhambra
Aliso Viejo
Anaheim
Azusa
Bakersfield
Beaumont
Belvedere
Branford
Canoga Park
Chino
Compton
Corona
Crenshaw
Downey
El Centro
Fontana
Garden Grove
Glendale
Hollywood
Huntington Park
Industry
Juanita
La Jolla
Lancaster
Murrieta
Oxnard
Palm Desert
Pasadena
Porterville
Ramona
Rim Forest
Riverside
San Bernardino
San Luis Obispo
San Pedro
Santa Ana
Santa Barbara
Santa Maria
Santa Monica
Saticoy
Simi Valley
Templeton
Valencia
Visalia
Whittier
Yucca
North Coast
Northeast
Metro
Beach Cities
Eastern
Barstow District 011
Victorville District 012
Big Bear District 013
North Tahoe District 014
Truckee District 015
South Lake Tahoe District 016
Needles District 019

## Definitions
1. Definitions
For the data required in this template, use the following definitions unless otherwise stated:
a. Data time period: Annual for calendar years 2021-2024, averaged across these four years.
b. Main and service replacement programs:
i. PG&E: Plastic Pipeline Replacement Program (MAT Code 14D) (which covers aldyl-A); Gas Pipeline Replacement Program (14A) (which covers pre-1941 steel); Reliability Main Replacement Program (50A)
ii. SoCalGas/SDG&E: Vintage Integrity Plastic Plan (within Budget Code 277); Bare Steel Replacement Plan (within 277) (which covers pre-1972 steel without cathodic protection); Main Replacement Programs (252, 253, 255, 267, 278[1])
iii. Southwest Gas: Targeted Pipe Replacement Program (which covers Driscopipe 7000 plastic[2]) (within budget code 9636); Vintage Steel Program (which covers pre-1961 steel) (within 9636 and 9605)
c. Service-only replacement programs:
i. PG&E: Reliability Service Replacement Program (50B)
ii. SoCalGas/SDG&E: Service Replacement Programs (256, 257, 258, 260)
iii. Southwest Gas: Customer-Owned Yard Line Program (school and non-school locations)
iv. Regulator station replacement programs: PG&E: Regulator Station Rebuilds (50C)
v. SoCalGas/SDG&E: rebuilds/replacements within Regulator Stations Program (within budget code 265; exclude non-replacement activities not addressed here)
d. Operating Districts:[3]
i. PG&E: provide name and number of 18 divisions.[4]
ii. SoCalGas: provide name and number of about 50 gas districts.[5]
iii. SDG&E: provide name and number of 5 districts.[6]
iv. Southwest Gas: provide name and number of 7 districts.[7]
e. Work order: Common identifier used by the gas utility to track gas infrastructure work at a given location. For example, the replacement of five adjacent services and the mains serving them typically would be tracked as one work order. The term “project” is also used in this document to refer to a work order.
f. Costs: Provide the costs for all work orders associated with the program, as recorded for the applicable years. That is, state the amount totaled across the program’s work orders. Include costs under the year they were incurred. Include all the costs described in the cost category, regardless of what budget code they are recorded under.
g. Pressure District: Set of customer meters, services and mains that together depends on one or more gas distribution regulator stations, and not on other gas distribution regulator stations.[8] Note that operating districts and pressure districts are not the same.
i. SoCalGas: about 750 pressure systems.[9]
ii. PG&E: about 1200 hydraulically independent systems.[10]
iii. Southwest Gas: Fewer systems due to smaller footprint in California.
h. Pressure Category: Describes the pressure in a pressure district or the outgoing pressure from a regulator station that serves a pressure district.[11]
i. Medium-pressure: pressure of 1 through 60 psig, and the regulator station is not “HPR-type”
ii. Low-pressure: pressure less than 1 psig
[1] Workpaper includes these codes within work group 252. Southern California Gas Company, submitted in SoCalGas General Rate Case A.22-05-015 for years 2024-2027, Work Unit/Activity Level Estimates, SCG-04-CWP-R_Mario_Aguirre-Gas_Distribution_49456.pdf, pp. 45 &ff.
[2] Driscopipe 7000 was installed in 1974-1980. See Prepared Direct Testimony of Kevin Lang on behalf of Southwest Gas Corporation, submitted in Southwest Gas General Rate Case A.22-05-015, August 2019, https://docs.cpuc.ca.gov/PublishedDocs/SupDoc/A1908015/2695/338276400.pdf, p. 5.
[3] Consistent definitions were used for Operating District in Gas System Census Tract Data, filed by gas utilities in response to Administrative Law Judge’s Ruling Seeking Data from Gas Utilities in R.24-09-012, January 13, 14, and 17, 2024, posted on the CPUC’s R.24-09-012 webpage, https://www.cpuc.ca.gov/industries-and-topics/natural-gas/long-term-gas-planning-rulemaking. See definitions in Administrative Law Judge’s Ruling Seeking Revised Data from Gas Utilities in R.20-01-007, September 22, 2022, https://www.cpuc.ca.gov/-/media/cpuc-website/divisions/energy-division/documents/natural-gas/long-term-gas-planning-oir/rulings/revisedgassystemdataruling09212022.pdf, also available on the CPUC’s R.20-01-007 webpage, https://www.cpuc.ca.gov/industries-and-topics/natural-gas/long-term-gas-planning-rulemaking-closed.
[4] PG&E’s 18 Divisions have been reported as: Diablo, East Bay, Mission, Peninsula, De Anza, San Jose, San Francisco, Central Coast, Fresno, Kern, Stockton, Yosemite, North Bay, Sonoma, Humboldt, Northern Valley, Sacramento, and Sierra. For 14A and 14D distribution pipeline replacement contracts, these divisions are used as bid areas, while for some other contract types they may be combined into 8 larger bid areas.
[5] SoCalGas’ 50 districts have been reported as: Orange Coast – Azusa, Anaheim, Alhambra, Aliso Viejo, Downey, Garden Grove, Industry, La Jolla, Pasadena, Santa Ana, Whittier (group 1); Inland – Beaumont, Corona, Chino, Fontana, Murrieta, Ramona, Redlands, Rim Forest, Riverside, San Bernardino (group 2); Inland Desert – Blythe, El Centro, Palm Desert, Yucca Valley (group 3); Lower Los Angeles – 182nd, Belvedere, Crenshaw, Compton, Hollywood, Huntington Park, Juanita, Santa Monica, San Pedro (group 4); Upper Los Angeles/SFV – Branford, Canoga Park, Chatsworth, Glendale, Lancaster, Mojave, Simi Valley, Saticoy, Valencia (group 5); Central Coast - Goleta, Ventura/Oxnard, Santa Barbara, Santa Maria, San Luis Obispo, Templeton (group 6); and San Juaquin Valley – Bakersfield, and Visalia (group 7). The groupings are used for some contract cost purposes.
[6] SDG&E’s five districts are Beach Cities, Eastern, Metro, North Coast, and Northeast.
[7] Southwest Gas’ seven districts are: District 11-Barstow; District 12-Victorville; District 13-Big Bear; District 14-North Lake Tahoe; District 15-Truckee; District 16-South Lake Tahoe; District 19-Needles.
[8] Pressure districts are also discussed in Recommendations for SB 1221 California Natural Gas System Mapping, CPUC Energy Division Staff Proposal, February 20, 2025, https://docs.cpuc.ca.gov/PublishedDocs/Efile/G000/M556/K897/556897432.PDF, p. 15. For additional background on pressure zones, see DeWitte, Tom and Coolidge, Tom, Understanding Pressure Zones, April 2024, https://community.esri.com/t5/gas-and-pipeline-blog/understanding-pressure-zones/ba-p/1416830.
[9] SoCalGas provided pressure district data including meters served and overlapping census tracts per ruling in proceeding R.20-01-007, now available as “demand nodes csv” and “May 20 demand nodes csv” on the “Long Term Gas Planning Rulemaking-Closed” webpage, https://www.cpuc.ca.gov/industries-and-topics/natural-gas/long-term-gas-planning-rulemaking-closed.
[10] Recommendations for SB 1221 California Natural Gas System Mapping, p. 15. See also Gas System Census Tract Data Notes, filed by PG&E in response to Administrative Law Judge’s Ruling Seeking Data from Gas Utilities in R.24-09-012, January 13, 2024, https://www.cpuc.ca.gov/-/media/cpuc-website/divisions/energy-division/documents/natural-gas/long-term-gas-planning-oir/pge/gassystemcensustractdatanotes_pgne.pdf, p. B-18, also posted on the CPUC’s R.24-09-012 webpage, https://www.cpuc.ca.gov/industries-and-topics/natural-gas/long-term-gas-planning-rulemaking.
[11] Exclude HPR-type regulators from this analysis. “HPR-type” means reduces to pressure of 1 through 60 psig and is an “HPR-type” regulator station or a district served by such a station. “HPR-type” refers to a regulator station that uses any of the following spring-operated regulators: Fisher 621, Fisher 627, Fisher 630, Reliance Model HPR 10, Reliance Model HPR 20, Reliance Model HPR 268, Rockwell 141, Rockwell 141A, Rockwell 041, Sprague/Itron B35. HPR-type regulators are excluded because they are smaller and simpler than medium-pressure and low-pressure regulators. These definitions align with regulator station categories proposed in Appendix B Direction to Utilities Draft for Comment, https://docs.cpuc.ca.gov/PublishedDocs/Efile/G000/M556/K897/556897318.PDF. Transmission-level regulator stations are not included.

## Definitions of Other Misc Costs
Cost Group | Cost Category | Definition
Other Misc Costs | Fleet | Use of utility-owned vehicles.
Other Misc Costs | Permitting | Costs of acquiring local permits.
Other Misc Costs | AFUDC | Allowance funds used during construction. Refers to the costs of construction-related borrowing.
Other Misc Costs | Land | Payments for easements or right-of-way.
Other Misc Costs | Other | Include utility-owned and utility-rented building and facilities overhead; taxes other than payroll; discounts from contractors; minor materials, e.g. fuel, office supplies and safety equipment; shipping and hazardous waste costs; and other minor costs associated with these activities. Also include these gas distribution replacement activities’ share of the cost of capital tools, e.g., pipe cutting and tapping equipment.
Other Misc Costs | Administrative & General Costs | Exclude permitting. Include other capitalized A&G costs. Note this tends to be a relatively large category.