## DR QC Process Steps
Stage | DSA DR QC Methodology | Notes/Potential Modifications | Accompanying Figures
Submit Capability Profiles | 1. Develop TTM kW forecast based on the temperature conditions, resource dispatch hour, and event duration. The TTM forecast should look like the example shown in Tab 1 of the document. | Need to have a standard temperature that everyone can refer to. Probably by sublap?
2. Develop an enrollment forecast for each month. Tab 2 shows an example of an enrollment forecast for 2022.
3. Develop TTM MW by multiplying step 1 and step 2 together. Tab 3 shows the process for multiplying the two values together.
4. Filter TTM MW table to develop slice of day profiles based on planning temperature conditions. The slice of day profiles should look like the example shown in Tab 4 of the document. Tab 4 also shows how the slice of day profiles are selected from the TTM in step 3.
Ex Ante Capacity Determination | 5. Submit item 4 to the CPUC. CPUC will approve or modify the slice of day table. This process is not shown in the example.
Operations | 6. Submit and track bids and dispatch in the CAISO market. This process is not shown in the example. | Do DRPs have the ability to bid in their actual capability given the current bid rules? If not, do we need to arrive at a common definition?
Ex Post Evaluation | 7. Estimate event load impacts using the best methodology available. Methodology should be pre-defined in evaluation plan and approved by the CPUC. The exact methodology is up to the DRP. The output format for the ex post results is shown in Tab 7.
Estimate Delivered Capacity and Performance | 8. Develop the PAM.
| a. Collect the ex post data developed in Step 4 and narrow to full event hours. Merge in TTM forecast developed in step 3 based on event start hour, event duration, hour of day, and event temperature conditions. The TTM forecast needs to be merged in for all event days and only TTM forecast conditions that meet ex post conditions should be kept. Tab 8a shows an example of the TTM from step 1 merged in with the ex post data from Step 7. | Ex post data set = left TTM data set = right Join = Left Join
| b. Use the ex post % dispatch data to calculate the expected TTM MW. The % dispatch should be the total dispatched sites / total enrolled sites. The TTM MW should be: TTM MW * % dispatched. Tab 8b shows an example of the TTM MW calculation. | Alternative would be to just use the dispatched MW as a comparison against the ex post MW, final comparison metric TBD based on feedback from group
c. Filter to the event hours. Tab 8c depicts the data filtered to event hours only.
d. Sum up all of the ex post MW data and TTM MW data from the event hours. Then divide the total ex post MW by the total TTM MW. This is the PAM ratio. Tab 8d depicts how the data from 8b should be summed and divided.
9. Develop the BAM
| a. Collect system load data and utility bid data. Tab 9a shows an example of system load data and accompanying utility bid data. | The bid data includes a flag for the top 2% of hours, which determines which bids will be included in the BAM metric. We are also considering other alternatives for flagging which bids to include.
| b. Merge in TTM MW forecast developed in step 1 based on bid start hour, hour, bid duration, and temperature conditions. TTM forecast only needs to be merged in for the top 2% of hours. Tab 9b shows an example of the TTM from step 1 merged in with the bid data from Tab 9a. | Bid data set = left TTM data set = right Join = Left Join
c. Filter to the event hours. Tab 9c depicts the data filtered to event hours only.
d. Sum up all of the bid MW data and TTM MW data from the top 2% of system net load hours. Then divide the total Bid MW by the total TTM MW. This is the BAM ratio. Tab 9d depicts how the data from 5c should be summed and divided.
| 10. Multiply BAM and PAM together to estimate the total delivered capacity and performance of the resource. | Potential to make this weighted
Estimate Capacity Shortfall Penalty | 11. Assess the Capacity Shortfall Penalties | Actual slope TBD, slope shown is just for illustrative purposes.

## 1. TTM kW Forecast
Per participant impacts (kW)
DRP | Resource ID | Start Time | Duration | Max Temperature | kw1 | kw2 | kw3 | kw4 | kw5 | kw6 | kw7 | kw8 | kw9 | kw10 | kw11 | kw12 | kw13 | kw14 | kw15 | kw16 | kw17 | kw18 | kw19 | kw20 | kw21 | kw22 | kw23 | kw24
Resource 1 | Sublap 1 | 13:00 | 1 | 71 | 0 | 0 | 0 | 0 | 0 | 0 | 0 | 0 | 0 | 0 | 0 | 0 | 0 | 0 | 0 | 0 | 0 | 0 | 0 | 0 | 0 | 0 | 0 | 0
Resource 1 | Sublap 1 | 13:00 | 1 | 72 | 0 | 0 | 0 | 0 | 0 | 0 | 0 | 0 | 0 | 0 | 0 | 0 | 0 | 0 | 0 | 0 | 0 | 0 | 0 | 0 | 0 | 0 | 0 | 0
Resource 1 | Sublap 1 | 13:00 | 1 | 73 | 0 | 0 | 0 | 0 | 0 | 0 | 0 | 0 | 0 | 0 | 0 | 0 | 0 | 0 | 0 | 0 | 0 | 0 | 0 | 0 | 0 | 0 | 0 | 0
Resource 1 | Sublap 1 | 13:00 | 1 | 74 | 0 | 0 | 0 | 0 | 0 | 0 | 0 | 0 | 0 | 0 | 0 | 0 | 0 | 0.30766 | -0.20759 | -0.0060238 | 0 | 0 | 0 | 0 | 0 | 0 | 0 | 0
Resource 1 | Sublap 1 | 13:00 | 1 | 75 | 0 | 0 | 0 | 0 | 0 | 0 | 0 | 0 | 0 | 0 | 0 | 0 | 0 | 0.18271 | -0.11712 | -0.0033984 | 0 | 0 | 0 | 0 | 0 | 0 | 0 | 0
Resource 1 | Sublap 1 | 13:00 | 1 | 76 | 0 | 0 | 0 | 0 | 0 | 0 | 0 | 0 | 0 | 0 | 0 | 0 | 0 | 0.65026 | -0.38816 | -0.011263 | 0 | 0 | 0 | 0 | 0 | 0 | 0 | 0
Resource 1 | Sublap 1 | 13:00 | 1 | 77 | 0 | 0 | 0 | 0 | 0 | 0 | 0 | 0 | 0 | 0 | 0 | 0 | 0 | 1.08 | -0.60081 | -0.017399 | 0 | 0 | 0 | 0 | 0 | 0 | 0 | 0
Resource 1 | Sublap 1 | 13:00 | 1 | 78 | 0 | 0 | 0 | 0 | 0 | 0 | 0 | 0 | 0 | 0 | 0 | 0 | 0 | 1.1437 | -0.61757 | -0.017881 | 0 | 0 | 0 | 0 | 0 | 0 | 0 | 0
Resource 1 | Sublap 1 | 13:00 | 1 | 79 | 0 | 0 | 0 | 0 | 0 | 0 | 0 | 0 | 0 | 0 | 0 | 0 | 0 | 1.3576 | -0.68572 | -0.019839 | 0 | 0 | 0 | 0 | 0 | 0 | 0 | 0
Resource 1 | Sublap 1 | 13:00 | 1 | 80 | 0 | 0 | 0 | 0 | 0 | 0 | 0 | 0 | 0 | 0 | 0 | 0 | 0 | 1.7268 | -0.84291 | -0.024358 | 0 | 0 | 0 | 0 | 0 | 0 | 0 | 0
Resource 1 | Sublap 1 | 13:00 | 1 | 81 | 0 | 0 | 0 | 0 | 0 | 0 | 0 | 0 | 0 | 0 | 0 | 0 | 0 | 2.2276 | -1.0431 | -0.03011 | 0 | 0 | 0 | 0 | 0 | 0 | 0 | 0
Resource 1 | Sublap 1 | 13:00 | 1 | 82 | 0 | 0 | 0 | 0 | 0 | 0 | 0 | 0 | 0 | 0 | 0 | 0 | 0 | 2.4158 | -1.0865 | -0.031358 | 0 | 0 | 0 | 0 | 0 | 0 | 0 | 0
Resource 1 | Sublap 1 | 13:00 | 1 | 83 | 0 | 0 | 0 | 0 | 0 | 0 | 0 | 0 | 0 | 0 | 0 | 0 | 0 | 2.8621 | -1.2287 | -0.035445 | 0 | 0 | 0 | 0 | 0 | 0 | 0 | 0
Resource 1 | Sublap 1 | 13:00 | 1 | 84 | 0 | 0 | 0 | 0 | 0 | 0 | 0 | 0 | 0 | 0 | 0 | 0 | 0 | 3.108 | -1.2824 | -0.03699 | 0 | 0 | 0 | 0 | 0 | 0 | 0 | 0
Resource 1 | Sublap 1 | 13:00 | 1 | 85 | 0 | 0 | 0 | 0 | 0 | 0 | 0 | 0 | 0 | 0 | 0 | 0 | 0 | 4.0387 | -1.6018 | -0.04617 | 0 | 0 | 0 | 0 | 0 | 0 | 0 | 0
Resource 1 | Sublap 1 | 13:00 | 1 | 86 | 0 | 0 | 0 | 0 | 0 | 0 | 0 | 0 | 0 | 0 | 0 | 0 | 0 | 3.6937 | -1.4488 | -0.041771 | 0 | 0 | 0 | 0 | 0 | 0 | 0 | 0
Resource 1 | Sublap 1 | 13:00 | 1 | 87 | 0 | 0 | 0 | 0 | 0 | 0 | 0 | 0 | 0 | 0 | 0 | 0 | 0 | 4.054 | -1.5187 | -0.043782 | 0 | 0 | 0 | 0 | 0 | 0 | 0 | 0
Resource 1 | Sublap 1 | 13:00 | 1 | 88 | 0 | 0 | 0 | 0 | 0 | 0 | 0 | 0 | 0 | 0 | 0 | 0 | 0 | 4.486 | -1.67 | -0.04813 | 0 | 0 | 0 | 0 | 0 | 0 | 0 | 0
Resource 1 | Sublap 1 | 13:00 | 1 | 89 | 0 | 0 | 0 | 0 | 0 | 0 | 0 | 0 | 0 | 0 | 0 | 0 | 0 | 4.5599 | -1.625 | -0.046837 | 0 | 0 | 0 | 0 | 0 | 0 | 0 | 0
Resource 1 | Sublap 1 | 13:00 | 1 | 90 | 0 | 0 | 0 | 0 | 0 | 0 | 0 | 0 | 0 | 0 | 0 | 0 | 0 | 5.3674 | -1.8378 | -0.052953 | 0 | 0 | 0 | 0 | 0 | 0 | 0 | 0
Resource 1 | Sublap 1 | 13:00 | 1 | 91 | 0 | 0 | 0 | 0 | 0 | 0 | 0 | 0 | 0 | 0 | 0 | 0 | 0 | 6.2018 | -2.0708 | -0.05965 | 0 | 0 | 0 | 0 | 0 | 0 | 0 | 0
Resource 1 | Sublap 1 | 13:00 | 1 | 92 | 0 | 0 | 0 | 0 | 0 | 0 | 0 | 0 | 0 | 0 | 0 | 0 | 0 | 6.4264 | -2.1289 | -0.061319 | 0 | 0 | 0 | 0 | 0 | 0 | 0 | 0
Resource 1 | Sublap 1 | 13:00 | 1 | 93 | 0 | 0 | 0 | 0 | 0 | 0 | 0 | 0 | 0 | 0 | 0 | 0 | 0 | 6.8946 | -2.2803 | -0.06567 | 0 | 0 | 0 | 0 | 0 | 0 | 0 | 0
Resource 1 | Sublap 1 | 13:00 | 1 | 94 | 0 | 0 | 0 | 0 | 0 | 0 | 0 | 0 | 0 | 0 | 0 | 0 | 0 | 6.9082 | -2.2831 | -0.065751 | 0 | 0 | 0 | 0 | 0 | 0 | 0 | 0
Resource 1 | Sublap 1 | 13:00 | 1 | 95 | 0 | 0 | 0 | 0 | 0 | 0 | 0 | 0 | 0 | 0 | 0 | 0 | 0 | 9.1233 | -2.9831 | -0.08587 | 0 | 0 | 0 | 0 | 0 | 0 | 0 | 0
Resource 1 | Sublap 1 | 13:00 | 1 | 96 | 0 | 0 | 0 | 0 | 0 | 0 | 0 | 0 | 0 | 0 | 0 | 0 | 0 | 8.1226 | -2.6557 | -0.076459 | 0 | 0 | 0 | 0 | 0 | 0 | 0 | 0
Resource 1 | Sublap 1 | 13:00 | 1 | 97 | 0 | 0 | 0 | 0 | 0 | 0 | 0 | 0 | 0 | 0 | 0 | 0 | 0 | 7.5618 | -2.466 | -0.071009 | 0 | 0 | 0 | 0 | 0 | 0 | 0 | 0
Resource 1 | Sublap 1 | 13:00 | 1 | 98 | 0 | 0 | 0 | 0 | 0 | 0 | 0 | 0 | 0 | 0 | 0 | 0 | 0 | 8.6495 | -2.8193 | -0.081163 | 0 | 0 | 0 | 0 | 0 | 0 | 0 | 0
Resource 1 | Sublap 1 | 13:00 | 1 | 99 | 0 | 0 | 0 | 0 | 0 | 0 | 0 | 0 | 0 | 0 | 0 | 0 | 0 | 8.5709 | -2.7885 | -0.080277 | 0 | 0 | 0 | 0 | 0 | 0 | 0 | 0
Resource 1 | Sublap 1 | 13:00 | 1 | 100 | 0 | 0 | 0 | 0 | 0 | 0 | 0 | 0 | 0 | 0 | 0 | 0 | 0 | 9.8711 | -3.2277 | -0.092902 | 0 | 0 | 0 | 0 | 0 | 0 | 0 | 0
Resource 1 | Sublap 1 | 13:00 | 1 | 101 | 0 | 0 | 0 | 0 | 0 | 0 | 0 | 0 | 0 | 0 | 0 | 0 | 0 | 8.5926 | -2.7666 | -0.079648 | 0 | 0 | 0 | 0 | 0 | 0 | 0 | 0
Resource 1 | Sublap 1 | 13:00 | 1 | 102 | 0 | 0 | 0 | 0 | 0 | 0 | 0 | 0 | 0 | 0 | 0 | 0 | 0 | 11.0215 | -3.5263 | -0.10148 | 0 | 0 | 0 | 0 | 0 | 0 | 0 | 0
Resource 1 | Sublap 1 | 13:00 | 1 | 103 | 0 | 0 | 0 | 0 | 0 | 0 | 0 | 0 | 0 | 0 | 0 | 0 | 0 | 11.5381 | -3.6988 | -0.10644 | 0 | 0 | 0 | 0 | 0 | 0 | 0 | 0
Resource 1 | Sublap 1 | 13:00 | 1 | 104 | 0 | 0 | 0 | 0 | 0 | 0 | 0 | 0 | 0 | 0 | 0 | 0 | 0 | 12.419 | -3.9875 | -0.11474 | 0 | 0 | 0 | 0 | 0 | 0 | 0 | 0
Resource 1 | Sublap 1 | 13:00 | 1 | 105 | 0 | 0 | 0 | 0 | 0 | 0 | 0 | 0 | 0 | 0 | 0 | 0 | 0 | 10.5835 | -3.387 | -0.097479 | 0 | 0 | 0 | 0 | 0 | 0 | 0 | 0
Resource 1 | Sublap 1 | 13:00 | 1 | 106 | 0 | 0 | 0 | 0 | 0 | 0 | 0 | 0 | 0 | 0 | 0 | 0 | 0 | 10.0958 | -3.2609 | -0.093856 | 0 | 0 | 0 | 0 | 0 | 0 | 0 | 0
Resource 1 | Sublap 1 | 13:00 | 1 | 107 | 0 | 0 | 0 | 0 | 0 | 0 | 0 | 0 | 0 | 0 | 0 | 0 | 0 | 11.9207 | -3.8183 | -0.10987 | 0 | 0 | 0 | 0 | 0 | 0 | 0 | 0
Resource 1 | Sublap 1 | 13:00 | 2 | 71 | 0 | 0 | 0 | 0 | 0 | 0 | 0 | 0 | 0 | 0 | 0 | 0 | 0 | 0 | 0 | 0 | 0 | 0 | 0 | 0 | 0 | 0 | 0 | 0
Resource 1 | Sublap 1 | 13:00 | 2 | 72 | 0 | 0 | 0 | 0 | 0 | 0 | 0 | 0 | 0 | 0 | 0 | 0 | 0 | 0 | 0 | 0 | 0 | 0 | 0 | 0 | 0 | 0 | 0 | 0
Resource 1 | Sublap 1 | 13:00 | 2 | 73 | 0 | 0 | 0 | 0 | 0 | 0 | 0 | 0 | 0 | 0 | 0 | 0 | 0 | 0 | 0 | 0 | 0 | 0 | 0 | 0 | 0 | 0 | 0 | 0
Resource 1 | Sublap 1 | 13:00 | 2 | 74 | 0 | 0 | 0 | 0 | 0 | 0 | 0 | 0 | 0 | 0 | 0 | 0 | 0 | 0.30766 | 0.28585 | -0.22647 | -0.0056428 | 0 | 0 | 0 | 0 | 0 | 0 | 0
Resource 1 | Sublap 1 | 13:00 | 2 | 75 | 0 | 0 | 0 | 0 | 0 | 0 | 0 | 0 | 0 | 0 | 0 | 0 | 0 | 0.18271 | 0.17041 | -0.12777 | -0.0031835 | 0 | 0 | 0 | 0 | 0 | 0 | 0
Resource 1 | Sublap 1 | 13:00 | 2 | 76 | 0 | 0 | 0 | 0 | 0 | 0 | 0 | 0 | 0 | 0 | 0 | 0 | 0 | 0.65026 | 0.61538 | -0.42347 | -0.010551 | 0 | 0 | 0 | 0 | 0 | 0 | 0
Resource 1 | Sublap 1 | 13:00 | 2 | 77 | 0 | 0 | 0 | 0 | 0 | 0 | 0 | 0 | 0 | 0 | 0 | 0 | 0 | 1.08 | 1.0499 | -0.65563 | -0.016296 | 0 | 0 | 0 | 0 | 0 | 0 | 0
Resource 1 | Sublap 1 | 13:00 | 2 | 78 | 0 | 0 | 0 | 0 | 0 | 0 | 0 | 0 | 0 | 0 | 0 | 0 | 0 | 1.1437 | 1.1051 | -0.67393 | -0.016747 | 0 | 0 | 0 | 0 | 0 | 0 | 0
Resource 1 | Sublap 1 | 13:00 | 2 | 79 | 0 | 0 | 0 | 0 | 0 | 0 | 0 | 0 | 0 | 0 | 0 | 0 | 0 | 1.3576 | 1.3292 | -0.74837 | -0.018581 | 0 | 0 | 0 | 0 | 0 | 0 | 0
Resource 1 | Sublap 1 | 13:00 | 2 | 80 | 0 | 0 | 0 | 0 | 0 | 0 | 0 | 0 | 0 | 0 | 0 | 0 | 0 | 1.7268 | 1.6583 | -0.92007 | -0.02281 | 0 | 0 | 0 | 0 | 0 | 0 | 0
Resource 1 | Sublap 1 | 13:00 | 2 | 81 | 0 | 0 | 0 | 0 | 0 | 0 | 0 | 0 | 0 | 0 | 0 | 0 | 0 | 2.2276 | 2.1958 | -1.1387 | -0.028195 | 0 | 0 | 0 | 0 | 0 | 0 | 0
Resource 1 | Sublap 1 | 13:00 | 2 | 82 | 0 | 0 | 0 | 0 | 0 | 0 | 0 | 0 | 0 | 0 | 0 | 0 | 0 | 2.4158 | 2.4473 | -1.1861 | -0.029363 | 0 | 0 | 0 | 0 | 0 | 0 | 0
Resource 1 | Sublap 1 | 13:00 | 2 | 83 | 0 | 0 | 0 | 0 | 0 | 0 | 0 | 0 | 0 | 0 | 0 | 0 | 0 | 2.8621 | 2.8016 | -1.3414 | -0.033189 | 0 | 0 | 0 | 0 | 0 | 0 | 0
Resource 1 | Sublap 1 | 13:00 | 2 | 84 | 0 | 0 | 0 | 0 | 0 | 0 | 0 | 0 | 0 | 0 | 0 | 0 | 0 | 3.108 | 3.0581 | -1.4002 | -0.034635 | 0 | 0 | 0 | 0 | 0 | 0 | 0
Resource 1 | Sublap 1 | 13:00 | 2 | 85 | 0 | 0 | 0 | 0 | 0 | 0 | 0 | 0 | 0 | 0 | 0 | 0 | 0 | 4.0387 | 4.0626 | -1.749 | -0.043229 | 0 | 0 | 0 | 0 | 0 | 0 | 0
Resource 1 | Sublap 1 | 13:00 | 2 | 86 | 0 | 0 | 0 | 0 | 0 | 0 | 0 | 0 | 0 | 0 | 0 | 0 | 0 | 3.6937 | 3.6769 | -1.5818 | -0.03911 | 0 | 0 | 0 | 0 | 0 | 0 | 0
Resource 1 | Sublap 1 | 13:00 | 2 | 87 | 0 | 0 | 0 | 0 | 0 | 0 | 0 | 0 | 0 | 0 | 0 | 0 | 0 | 4.054 | 4.1 | -1.6583 | -0.040993 | 0 | 0 | 0 | 0 | 0 | 0 | 0
Resource 1 | Sublap 1 | 13:00 | 2 | 88 | 0 | 0 | 0 | 0 | 0 | 0 | 0 | 0 | 0 | 0 | 0 | 0 | 0 | 4.486 | 4.6481 | -1.8235 | -0.045063 | 0 | 0 | 0 | 0 | 0 | 0 | 0
Resource 1 | Sublap 1 | 13:00 | 2 | 89 | 0 | 0 | 0 | 0 | 0 | 0 | 0 | 0 | 0 | 0 | 0 | 0 | 0 | 4.5599 | 4.5781 | -1.7744 | -0.043853 | 0 | 0 | 0 | 0 | 0 | 0 | 0
Resource 1 | Sublap 1 | 13:00 | 2 | 90 | 0 | 0 | 0 | 0 | 0 | 0 | 0 | 0 | 0 | 0 | 0 | 0 | 0 | 5.3674 | 5.4257 | -2.0068 | -0.049578 | 0 | 0 | 0 | 0 | 0 | 0 | 0
Resource 1 | Sublap 1 | 13:00 | 2 | 91 | 0 | 0 | 0 | 0 | 0 | 0 | 0 | 0 | 0 | 0 | 0 | 0 | 0 | 6.2018 | 6.381 | -2.2613 | -0.055847 | 0 | 0 | 0 | 0 | 0 | 0 | 0
Resource 1 | Sublap 1 | 13:00 | 2 | 92 | 0 | 0 | 0 | 0 | 0 | 0 | 0 | 0 | 0 | 0 | 0 | 0 | 0 | 6.4264 | 6.9121 | -2.3247 | -0.05741 | 0 | 0 | 0 | 0 | 0 | 0 | 0
Resource 1 | Sublap 1 | 13:00 | 2 | 93 | 0 | 0 | 0 | 0 | 0 | 0 | 0 | 0 | 0 | 0 | 0 | 0 | 0 | 6.8946 | 7.4329 | -2.4901 | -0.061482 | 0 | 0 | 0 | 0 | 0 | 0 | 0
Resource 1 | Sublap 1 | 13:00 | 2 | 94 | 0 | 0 | 0 | 0 | 0 | 0 | 0 | 0 | 0 | 0 | 0 | 0 | 0 | 6.9082 | 7.4103 | -2.4931 | -0.061558 | 0 | 0 | 0 | 0 | 0 | 0 | 0
Resource 1 | Sublap 1 | 13:00 | 2 | 95 | 0 | 0 | 0 | 0 | 0 | 0 | 0 | 0 | 0 | 0 | 0 | 0 | 0 | 9.1233 | 10.1512 | -3.2577 | -0.080391 | 0 | 0 | 0 | 0 | 0 | 0 | 0
Resource 1 | Sublap 1 | 13:00 | 2 | 96 | 0 | 0 | 0 | 0 | 0 | 0 | 0 | 0 | 0 | 0 | 0 | 0 | 0 | 8.1226 | 9.0323 | -2.9001 | -0.071582 | 0 | 0 | 0 | 0 | 0 | 0 | 0
Resource 1 | Sublap 1 | 13:00 | 2 | 97 | 0 | 0 | 0 | 0 | 0 | 0 | 0 | 0 | 0 | 0 | 0 | 0 | 0 | 7.5618 | 8.4167 | -2.693 | -0.06648 | 0 | 0 | 0 | 0 | 0 | 0 | 0
Resource 1 | Sublap 1 | 13:00 | 2 | 98 | 0 | 0 | 0 | 0 | 0 | 0 | 0 | 0 | 0 | 0 | 0 | 0 | 0 | 8.6495 | 9.6128 | -3.0789 | -0.075985 | 0 | 0 | 0 | 0 | 0 | 0 | 0
Resource 1 | Sublap 1 | 13:00 | 2 | 99 | 0 | 0 | 0 | 0 | 0 | 0 | 0 | 0 | 0 | 0 | 0 | 0 | 0 | 8.5709 | 9.5161 | -3.0452 | -0.075156 | 0 | 0 | 0 | 0 | 0 | 0 | 0
Resource 1 | Sublap 1 | 13:00 | 2 | 100 | 0 | 0 | 0 | 0 | 0 | 0 | 0 | 0 | 0 | 0 | 0 | 0 | 0 | 9.8711 | 10.992 | -3.525 | -0.086974 | 0 | 0 | 0 | 0 | 0 | 0 | 0
Resource 1 | Sublap 1 | 13:00 | 2 | 101 | 0 | 0 | 0 | 0 | 0 | 0 | 0 | 0 | 0 | 0 | 0 | 0 | 0 | 8.5926 | 9.5768 | -3.0213 | -0.074567 | 0 | 0 | 0 | 0 | 0 | 0 | 0
Resource 1 | Sublap 1 | 13:00 | 2 | 102 | 0 | 0 | 0 | 0 | 0 | 0 | 0 | 0 | 0 | 0 | 0 | 0 | 0 | 11.0215 | 12.3557 | -3.8511 | -0.095007 | 0 | 0 | 0 | 0 | 0 | 0 | 0
Resource 1 | Sublap 1 | 13:00 | 2 | 103 | 0 | 0 | 0 | 0 | 0 | 0 | 0 | 0 | 0 | 0 | 0 | 0 | 0 | 11.5381 | 12.8618 | -4.0396 | -0.099648 | 0 | 0 | 0 | 0 | 0 | 0 | 0
Resource 1 | Sublap 1 | 13:00 | 2 | 104 | 0 | 0 | 0 | 0 | 0 | 0 | 0 | 0 | 0 | 0 | 0 | 0 | 0 | 12.419 | 13.7982 | -4.3548 | -0.10741 | 0 | 0 | 0 | 0 | 0 | 0 | 0
Resource 1 | Sublap 1 | 13:00 | 2 | 105 | 0 | 0 | 0 | 0 | 0 | 0 | 0 | 0 | 0 | 0 | 0 | 0 | 0 | 10.5835 | 11.7972 | -3.6989 | -0.091258 | 0 | 0 | 0 | 0 | 0 | 0 | 0
Resource 1 | Sublap 1 | 13:00 | 2 | 106 | 0 | 0 | 0 | 0 | 0 | 0 | 0 | 0 | 0 | 0 | 0 | 0 | 0 | 10.0958 | 11.4209 | -3.5612 | -0.087866 | 0 | 0 | 0 | 0 | 0 | 0 | 0
Resource 1 | Sublap 1 | 13:00 | 2 | 107 | 0 | 0 | 0 | 0 | 0 | 0 | 0 | 0 | 0 | 0 | 0 | 0 | 0 | 11.9207 | 13.3743 | -4.17 | -0.10286 | 0 | 0 | 0 | 0 | 0 | 0 | 0
Resource 1 | Sublap 1 | 13:00 | 3 | 71 | 0 | 0 | 0 | 0 | 0 | 0 | 0 | 0 | 0 | 0 | 0 | 0 | 0 | 0 | 0 | 0 | 0 | 0 | 0 | 0 | 0 | 0 | 0 | 0
Resource 1 | Sublap 1 | 13:00 | 3 | 72 | 0 | 0 | 0 | 0 | 0 | 0 | 0 | 0 | 0 | 0 | 0 | 0 | 0 | 0 | 0 | 0 | 0 | 0 | 0 | 0 | 0 | 0 | 0 | 0
Resource 1 | Sublap 1 | 13:00 | 3 | 73 | 0 | 0 | 0 | 0 | 0 | 0 | 0 | 0 | 0 | 0 | 0 | 0 | 0 | 0 | 0 | 0 | 0 | 0 | 0 | 0 | 0 | 0 | 0 | 0
Resource 1 | Sublap 1 | 13:00 | 3 | 74 | 0 | 0 | 0 | 0 | 0 | 0 | 0 | 0 | 0 | 0 | 0 | 0 | 0 | 0.30766 | 0.28585 | 0.23312 | -0.21511 | -0.0052755 | 0 | 0 | 0 | 0 | 0 | 0
Resource 1 | Sublap 1 | 13:00 | 3 | 75 | 0 | 0 | 0 | 0 | 0 | 0 | 0 | 0 | 0 | 0 | 0 | 0 | 0 | 0.18271 | 0.17041 | 0.14045 | -0.12136 | -0.0029763 | 0 | 0 | 0 | 0 | 0 | 0
Resource 1 | Sublap 1 | 13:00 | 3 | 76 | 0 | 0 | 0 | 0 | 0 | 0 | 0 | 0 | 0 | 0 | 0 | 0 | 0 | 0.65026 | 0.61538 | 0.5116 | -0.40222 | -0.0098643 | 0 | 0 | 0 | 0 | 0 | 0
Resource 1 | Sublap 1 | 13:00 | 3 | 77 | 0 | 0 | 0 | 0 | 0 | 0 | 0 | 0 | 0 | 0 | 0 | 0 | 0 | 1.08 | 1.0499 | 0.88765 | -0.62309 | -0.015235 | 0 | 0 | 0 | 0 | 0 | 0
Resource 1 | Sublap 1 | 13:00 | 3 | 78 | 0 | 0 | 0 | 0 | 0 | 0 | 0 | 0 | 0 | 0 | 0 | 0 | 0 | 1.1437 | 1.1051 | 0.95134 | -0.64052 | -0.015657 | 0 | 0 | 0 | 0 | 0 | 0
Resource 1 | Sublap 1 | 13:00 | 3 | 79 | 0 | 0 | 0 | 0 | 0 | 0 | 0 | 0 | 0 | 0 | 0 | 0 | 0 | 1.3576 | 1.3292 | 1.1466 | -0.71142 | -0.017371 | 0 | 0 | 0 | 0 | 0 | 0
Resource 1 | Sublap 1 | 13:00 | 3 | 80 | 0 | 0 | 0 | 0 | 0 | 0 | 0 | 0 | 0 | 0 | 0 | 0 | 0 | 1.7268 | 1.6583 | 1.4603 | -0.87496 | -0.021324 | 0 | 0 | 0 | 0 | 0 | 0
Resource 1 | Sublap 1 | 13:00 | 3 | 81 | 0 | 0 | 0 | 0 | 0 | 0 | 0 | 0 | 0 | 0 | 0 | 0 | 0 | 2.2276 | 2.1958 | 1.9788 | -1.0832 | -0.026358 | 0 | 0 | 0 | 0 | 0 | 0
Resource 1 | Sublap 1 | 13:00 | 3 | 82 | 0 | 0 | 0 | 0 | 0 | 0 | 0 | 0 | 0 | 0 | 0 | 0 | 0 | 2.4158 | 2.4473 | 2.1867 | -1.1283 | -0.02745 | 0 | 0 | 0 | 0 | 0 | 0
Resource 1 | Sublap 1 | 13:00 | 3 | 83 | 0 | 0 | 0 | 0 | 0 | 0 | 0 | 0 | 0 | 0 | 0 | 0 | 0 | 2.8621 | 2.8016 | 2.5378 | -1.2763 | -0.031026 | 0 | 0 | 0 | 0 | 0 | 0
Resource 1 | Sublap 1 | 13:00 | 3 | 84 | 0 | 0 | 0 | 0 | 0 | 0 | 0 | 0 | 0 | 0 | 0 | 0 | 0 | 3.108 | 3.0581 | 2.8307 | -1.3322 | -0.032378 | 0 | 0 | 0 | 0 | 0 | 0
Resource 1 | Sublap 1 | 13:00 | 3 | 85 | 0 | 0 | 0 | 0 | 0 | 0 | 0 | 0 | 0 | 0 | 0 | 0 | 0 | 4.0387 | 4.0626 | 3.7947 | -1.6645 | -0.040412 | 0 | 0 | 0 | 0 | 0 | 0
Resource 1 | Sublap 1 | 13:00 | 3 | 86 | 0 | 0 | 0 | 0 | 0 | 0 | 0 | 0 | 0 | 0 | 0 | 0 | 0 | 3.6937 | 3.6769 | 3.3564 | -1.5053 | -0.036562 | 0 | 0 | 0 | 0 | 0 | 0
Resource 1 | Sublap 1 | 13:00 | 3 | 87 | 0 | 0 | 0 | 0 | 0 | 0 | 0 | 0 | 0 | 0 | 0 | 0 | 0 | 4.054 | 4.1 | 3.8415 | -1.5781 | -0.038322 | 0 | 0 | 0 | 0 | 0 | 0
Resource 1 | Sublap 1 | 13:00 | 3 | 88 | 0 | 0 | 0 | 0 | 0 | 0 | 0 | 0 | 0 | 0 | 0 | 0 | 0 | 4.486 | 4.6481 | 4.3203 | -1.7354 | -0.042126 | 0 | 0 | 0 | 0 | 0 | 0
Resource 1 | Sublap 1 | 13:00 | 3 | 89 | 0 | 0 | 0 | 0 | 0 | 0 | 0 | 0 | 0 | 0 | 0 | 0 | 0 | 4.5599 | 4.5781 | 4.3432 | -1.6887 | -0.040995 | 0 | 0 | 0 | 0 | 0 | 0
Resource 1 | Sublap 1 | 13:00 | 3 | 90 | 0 | 0 | 0 | 0 | 0 | 0 | 0 | 0 | 0 | 0 | 0 | 0 | 0 | 5.3674 | 5.4257 | 5.0518 | -1.91 | -0.046347 | 0 | 0 | 0 | 0 | 0 | 0
Resource 1 | Sublap 1 | 13:00 | 3 | 91 | 0 | 0 | 0 | 0 | 0 | 0 | 0 | 0 | 0 | 0 | 0 | 0 | 0 | 6.2018 | 6.381 | 6.1138 | -2.1524 | -0.052207 | 0 | 0 | 0 | 0 | 0 | 0
Resource 1 | Sublap 1 | 13:00 | 3 | 92 | 0 | 0 | 0 | 0 | 0 | 0 | 0 | 0 | 0 | 0 | 0 | 0 | 0 | 6.4264 | 6.9121 | 6.6416 | -2.2128 | -0.053668 | 0 | 0 | 0 | 0 | 0 | 0
Resource 1 | Sublap 1 | 13:00 | 3 | 93 | 0 | 0 | 0 | 0 | 0 | 0 | 0 | 0 | 0 | 0 | 0 | 0 | 0 | 6.8946 | 7.4329 | 6.7965 | -2.3703 | -0.057474 | 0 | 0 | 0 | 0 | 0 | 0
Resource 1 | Sublap 1 | 13:00 | 3 | 94 | 0 | 0 | 0 | 0 | 0 | 0 | 0 | 0 | 0 | 0 | 0 | 0 | 0 | 6.9082 | 7.4103 | 6.8182 | -2.3732 | -0.057545 | 0 | 0 | 0 | 0 | 0 | 0
Resource 1 | Sublap 1 | 13:00 | 3 | 95 | 0 | 0 | 0 | 0 | 0 | 0 | 0 | 0 | 0 | 0 | 0 | 0 | 0 | 9.1233 | 10.1512 | 10.3851 | -3.1015 | -0.075151 | 0 | 0 | 0 | 0 | 0 | 0
Resource 1 | Sublap 1 | 13:00 | 3 | 96 | 0 | 0 | 0 | 0 | 0 | 0 | 0 | 0 | 0 | 0 | 0 | 0 | 0 | 8.1226 | 9.0323 | 9.2638 | -2.7608 | -0.066916 | 0 | 0 | 0 | 0 | 0 | 0
Resource 1 | Sublap 1 | 13:00 | 3 | 97 | 0 | 0 | 0 | 0 | 0 | 0 | 0 | 0 | 0 | 0 | 0 | 0 | 0 | 7.5618 | 8.4167 | 8.4433 | -2.5636 | -0.062147 | 0 | 0 | 0 | 0 | 0 | 0
Resource 1 | Sublap 1 | 13:00 | 3 | 98 | 0 | 0 | 0 | 0 | 0 | 0 | 0 | 0 | 0 | 0 | 0 | 0 | 0 | 8.6495 | 9.6128 | 10.2361 | -2.9311 | -0.071032 | 0 | 0 | 0 | 0 | 0 | 0
Resource 1 | Sublap 1 | 13:00 | 3 | 99 | 0 | 0 | 0 | 0 | 0 | 0 | 0 | 0 | 0 | 0 | 0 | 0 | 0 | 8.5709 | 9.5161 | 10.0014 | -2.8991 | -0.070257 | 0 | 0 | 0 | 0 | 0 | 0
Resource 1 | Sublap 1 | 13:00 | 3 | 100 | 0 | 0 | 0 | 0 | 0 | 0 | 0 | 0 | 0 | 0 | 0 | 0 | 0 | 9.8711 | 10.992 | 11.0476 | -3.356 | -0.081304 | 0 | 0 | 0 | 0 | 0 | 0
Resource 1 | Sublap 1 | 13:00 | 3 | 101 | 0 | 0 | 0 | 0 | 0 | 0 | 0 | 0 | 0 | 0 | 0 | 0 | 0 | 8.5926 | 9.5768 | 10.1981 | -2.8763 | -0.069707 | 0 | 0 | 0 | 0 | 0 | 0
Resource 1 | Sublap 1 | 13:00 | 3 | 102 | 0 | 0 | 0 | 0 | 0 | 0 | 0 | 0 | 0 | 0 | 0 | 0 | 0 | 11.0215 | 12.3557 | 13.2529 | -3.6666 | -0.088814 | 0 | 0 | 0 | 0 | 0 | 0
Resource 1 | Sublap 1 | 13:00 | 3 | 103 | 0 | 0 | 0 | 0 | 0 | 0 | 0 | 0 | 0 | 0 | 0 | 0 | 0 | 11.5381 | 12.8618 | 13.7426 | -3.8461 | -0.093153 | 0 | 0 | 0 | 0 | 0 | 0
Resource 1 | Sublap 1 | 13:00 | 3 | 104 | 0 | 0 | 0 | 0 | 0 | 0 | 0 | 0 | 0 | 0 | 0 | 0 | 0 | 12.419 | 13.7982 | 14.8138 | -4.1464 | -0.10041 | 0 | 0 | 0 | 0 | 0 | 0
Resource 1 | Sublap 1 | 13:00 | 3 | 105 | 0 | 0 | 0 | 0 | 0 | 0 | 0 | 0 | 0 | 0 | 0 | 0 | 0 | 10.5835 | 11.7972 | 12.6058 | -3.5217 | -0.085309 | 0 | 0 | 0 | 0 | 0 | 0
Resource 1 | Sublap 1 | 13:00 | 3 | 106 | 0 | 0 | 0 | 0 | 0 | 0 | 0 | 0 | 0 | 0 | 0 | 0 | 0 | 10.0958 | 11.4209 | 12.3078 | -3.3905 | -0.082139 | 0 | 0 | 0 | 0 | 0 | 0
Resource 1 | Sublap 1 | 13:00 | 3 | 107 | 0 | 0 | 0 | 0 | 0 | 0 | 0 | 0 | 0 | 0 | 0 | 0 | 0 | 11.9207 | 13.3743 | 14.3023 | -3.9704 | -0.096156 | 0 | 0 | 0 | 0 | 0 | 0
Resource 1 | Sublap 1 | 13:00 | 4 | 71 | 0 | 0 | 0 | 0 | 0 | 0 | 0 | 0 | 0 | 0 | 0 | 0 | 0 | 0 | 0 | 0 | 0 | 0 | 0 | 0 | 0 | 0 | 0 | 0
Resource 1 | Sublap 1 | 13:00 | 4 | 72 | 0 | 0 | 0 | 0 | 0 | 0 | 0 | 0 | 0 | 0 | 0 | 0 | 0 | 0 | 0 | 0 | 0 | 0 | 0 | 0 | 0 | 0 | 0 | 0
Resource 1 | Sublap 1 | 13:00 | 4 | 73 | 0 | 0 | 0 | 0 | 0 | 0 | 0 | 0 | 0 | 0 | 0 | 0 | 0 | 0 | 0 | 0 | 0 | 0 | 0 | 0 | 0 | 0 | 0 | 0
Resource 1 | Sublap 1 | 13:00 | 4 | 74 | 0 | 0 | 0 | 0 | 0 | 0 | 0 | 0 | 0 | 0 | 0 | 0 | 0 | 0.30766 | 0.28585 | 0.23312 | 0.17056 | -0.20991 | -0.0044985 | 0 | 0 | 0 | 0 | 0
Resource 1 | Sublap 1 | 13:00 | 4 | 75 | 0 | 0 | 0 | 0 | 0 | 0 | 0 | 0 | 0 | 0 | 0 | 0 | 0 | 0.18271 | 0.17041 | 0.14045 | 0.096226 | -0.11843 | -0.0025379 | 0 | 0 | 0 | 0 | 0
Resource 1 | Sublap 1 | 13:00 | 4 | 76 | 0 | 0 | 0 | 0 | 0 | 0 | 0 | 0 | 0 | 0 | 0 | 0 | 0 | 0.65026 | 0.61538 | 0.5116 | 0.31892 | -0.3925 | -0.0084114 | 0 | 0 | 0 | 0 | 0
Resource 1 | Sublap 1 | 13:00 | 4 | 77 | 0 | 0 | 0 | 0 | 0 | 0 | 0 | 0 | 0 | 0 | 0 | 0 | 0 | 1.08 | 1.0499 | 0.88765 | 0.55221 | -0.60804 | -0.012989 | 0 | 0 | 0 | 0 | 0
Resource 1 | Sublap 1 | 13:00 | 4 | 78 | 0 | 0 | 0 | 0 | 0 | 0 | 0 | 0 | 0 | 0 | 0 | 0 | 0 | 1.1437 | 1.1051 | 0.95134 | 0.5926 | -0.62505 | -0.013347 | 0 | 0 | 0 | 0 | 0
Resource 1 | Sublap 1 | 13:00 | 4 | 79 | 0 | 0 | 0 | 0 | 0 | 0 | 0 | 0 | 0 | 0 | 0 | 0 | 0 | 1.3576 | 1.3292 | 1.1466 | 0.73058 | -0.69423 | -0.014808 | 0 | 0 | 0 | 0 | 0
Resource 1 | Sublap 1 | 13:00 | 4 | 80 | 0 | 0 | 0 | 0 | 0 | 0 | 0 | 0 | 0 | 0 | 0 | 0 | 0 | 1.7268 | 1.6583 | 1.4603 | 0.9579 | -0.85382 | -0.018176 | 0 | 0 | 0 | 0 | 0
Resource 1 | Sublap 1 | 13:00 | 4 | 81 | 0 | 0 | 0 | 0 | 0 | 0 | 0 | 0 | 0 | 0 | 0 | 0 | 0 | 2.2276 | 2.1958 | 1.9788 | 1.3525 | -1.057 | -0.022464 | 0 | 0 | 0 | 0 | 0
Resource 1 | Sublap 1 | 13:00 | 4 | 82 | 0 | 0 | 0 | 0 | 0 | 0 | 0 | 0 | 0 | 0 | 0 | 0 | 0 | 2.4158 | 2.4473 | 2.1867 | 1.518 | -1.1011 | -0.023393 | 0 | 0 | 0 | 0 | 0
Resource 1 | Sublap 1 | 13:00 | 4 | 83 | 0 | 0 | 0 | 0 | 0 | 0 | 0 | 0 | 0 | 0 | 0 | 0 | 0 | 2.8621 | 2.8016 | 2.5378 | 1.8738 | -1.2454 | -0.02644 | 0 | 0 | 0 | 0 | 0
Resource 1 | Sublap 1 | 13:00 | 4 | 84 | 0 | 0 | 0 | 0 | 0 | 0 | 0 | 0 | 0 | 0 | 0 | 0 | 0 | 3.108 | 3.0581 | 2.8307 | 2.0033 | -1.3 | -0.027592 | 0 | 0 | 0 | 0 | 0
Resource 1 | Sublap 1 | 13:00 | 4 | 85 | 0 | 0 | 0 | 0 | 0 | 0 | 0 | 0 | 0 | 0 | 0 | 0 | 0 | 4.0387 | 4.0626 | 3.7947 | 2.8483 | -1.6243 | -0.034435 | 0 | 0 | 0 | 0 | 0
Resource 1 | Sublap 1 | 13:00 | 4 | 86 | 0 | 0 | 0 | 0 | 0 | 0 | 0 | 0 | 0 | 0 | 0 | 0 | 0 | 3.6937 | 3.6769 | 3.3564 | 2.4574 | -1.4689 | -0.031155 | 0 | 0 | 0 | 0 | 0
Resource 1 | Sublap 1 | 13:00 | 4 | 87 | 0 | 0 | 0 | 0 | 0 | 0 | 0 | 0 | 0 | 0 | 0 | 0 | 0 | 4.054 | 4.1 | 3.8415 | 2.8699 | -1.5399 | -0.032655 | 0 | 0 | 0 | 0 | 0
Resource 1 | Sublap 1 | 13:00 | 4 | 88 | 0 | 0 | 0 | 0 | 0 | 0 | 0 | 0 | 0 | 0 | 0 | 0 | 0 | 4.486 | 4.6481 | 4.3203 | 3.3282 | -1.6935 | -0.035896 | 0 | 0 | 0 | 0 | 0
Resource 1 | Sublap 1 | 13:00 | 4 | 89 | 0 | 0 | 0 | 0 | 0 | 0 | 0 | 0 | 0 | 0 | 0 | 0 | 0 | 4.5599 | 4.5781 | 4.3432 | 3.3235 | -1.6478 | -0.034932 | 0 | 0 | 0 | 0 | 0
Resource 1 | Sublap 1 | 13:00 | 4 | 90 | 0 | 0 | 0 | 0 | 0 | 0 | 0 | 0 | 0 | 0 | 0 | 0 | 0 | 5.3674 | 5.4257 | 5.0518 | 3.7903 | -1.8638 | -0.039491 | 0 | 0 | 0 | 0 | 0
Resource 1 | Sublap 1 | 13:00 | 4 | 91 | 0 | 0 | 0 | 0 | 0 | 0 | 0 | 0 | 0 | 0 | 0 | 0 | 0 | 6.2018 | 6.381 | 6.1138 | 4.6587 | -2.1004 | -0.044483 | 0 | 0 | 0 | 0 | 0
Resource 1 | Sublap 1 | 13:00 | 4 | 92 | 0 | 0 | 0 | 0 | 0 | 0 | 0 | 0 | 0 | 0 | 0 | 0 | 0 | 6.4264 | 6.9121 | 6.6416 | 5.0283 | -2.1593 | -0.045727 | 0 | 0 | 0 | 0 | 0
Resource 1 | Sublap 1 | 13:00 | 4 | 93 | 0 | 0 | 0 | 0 | 0 | 0 | 0 | 0 | 0 | 0 | 0 | 0 | 0 | 6.8946 | 7.4329 | 6.7965 | 5.3269 | -2.313 | -0.04897 | 0 | 0 | 0 | 0 | 0
Resource 1 | Sublap 1 | 13:00 | 4 | 94 | 0 | 0 | 0 | 0 | 0 | 0 | 0 | 0 | 0 | 0 | 0 | 0 | 0 | 6.9082 | 7.4103 | 6.8182 | 5.1167 | -2.3158 | -0.04903 | 0 | 0 | 0 | 0 | 0
Resource 1 | Sublap 1 | 13:00 | 4 | 95 | 0 | 0 | 0 | 0 | 0 | 0 | 0 | 0 | 0 | 0 | 0 | 0 | 0 | 9.1233 | 10.1512 | 10.3851 | 8.2062 | -3.0265 | -0.064028 | 0 | 0 | 0 | 0 | 0
Resource 1 | Sublap 1 | 13:00 | 4 | 96 | 0 | 0 | 0 | 0 | 0 | 0 | 0 | 0 | 0 | 0 | 0 | 0 | 0 | 8.1226 | 9.0323 | 9.2638 | 7.2828 | -2.6941 | -0.057013 | 0 | 0 | 0 | 0 | 0
Resource 1 | Sublap 1 | 13:00 | 4 | 97 | 0 | 0 | 0 | 0 | 0 | 0 | 0 | 0 | 0 | 0 | 0 | 0 | 0 | 7.5618 | 8.4167 | 8.4433 | 6.477 | -2.5016 | -0.05295 | 0 | 0 | 0 | 0 | 0
Resource 1 | Sublap 1 | 13:00 | 4 | 98 | 0 | 0 | 0 | 0 | 0 | 0 | 0 | 0 | 0 | 0 | 0 | 0 | 0 | 8.6495 | 9.6128 | 10.2361 | 8.1064 | -2.8602 | -0.060519 | 0 | 0 | 0 | 0 | 0
Resource 1 | Sublap 1 | 13:00 | 4 | 99 | 0 | 0 | 0 | 0 | 0 | 0 | 0 | 0 | 0 | 0 | 0 | 0 | 0 | 8.5709 | 9.5161 | 10.0014 | 7.8086 | -2.8289 | -0.059859 | 0 | 0 | 0 | 0 | 0
Resource 1 | Sublap 1 | 13:00 | 4 | 100 | 0 | 0 | 0 | 0 | 0 | 0 | 0 | 0 | 0 | 0 | 0 | 0 | 0 | 9.8711 | 10.992 | 11.0476 | 10.373 | -3.2748 | -0.069269 | 0 | 0 | 0 | 0 | 0
Resource 1 | Sublap 1 | 13:00 | 4 | 101 | 0 | 0 | 0 | 0 | 0 | 0 | 0 | 0 | 0 | 0 | 0 | 0 | 0 | 8.5926 | 9.5768 | 10.1981 | 8.5918 | -2.8067 | -0.05939 | 0 | 0 | 0 | 0 | 0
Resource 1 | Sublap 1 | 13:00 | 4 | 102 | 0 | 0 | 0 | 0 | 0 | 0 | 0 | 0 | 0 | 0 | 0 | 0 | 0 | 11.0215 | 12.3557 | 13.2529 | 12.0925 | -3.578 | -0.075666 | 0 | 0 | 0 | 0 | 0
Resource 1 | Sublap 1 | 13:00 | 4 | 103 | 0 | 0 | 0 | 0 | 0 | 0 | 0 | 0 | 0 | 0 | 0 | 0 | 0 | 11.5381 | 12.8618 | 13.7426 | 12.6833 | -3.7531 | -0.079362 | 0 | 0 | 0 | 0 | 0
Resource 1 | Sublap 1 | 13:00 | 4 | 104 | 0 | 0 | 0 | 0 | 0 | 0 | 0 | 0 | 0 | 0 | 0 | 0 | 0 | 12.419 | 13.7982 | 14.8138 | 13.6472 | -4.0461 | -0.085546 | 0 | 0 | 0 | 0 | 0
Resource 1 | Sublap 1 | 13:00 | 4 | 105 | 0 | 0 | 0 | 0 | 0 | 0 | 0 | 0 | 0 | 0 | 0 | 0 | 0 | 10.5835 | 11.7972 | 12.6058 | 11.5739 | -3.4365 | -0.072681 | 0 | 0 | 0 | 0 | 0
Resource 1 | Sublap 1 | 13:00 | 4 | 106 | 0 | 0 | 0 | 0 | 0 | 0 | 0 | 0 | 0 | 0 | 0 | 0 | 0 | 10.0958 | 11.4209 | 12.3078 | 11.3037 | -3.3085 | -0.06998 | 0 | 0 | 0 | 0 | 0
Resource 1 | Sublap 1 | 13:00 | 4 | 107 | 0 | 0 | 0 | 0 | 0 | 0 | 0 | 0 | 0 | 0 | 0 | 0 | 0 | 11.9207 | 13.3743 | 14.3023 | 13.2793 | -3.8743 | -0.081921 | 0 | 0 | 0 | 0 | 0
Resource 1 | Sublap 1 | 13:00 | 5 | 71 | 0 | 0 | 0 | 0 | 0 | 0 | 0 | 0 | 0 | 0 | 0 | 0 | 0 | 0 | 0 | 0 | 0 | 0 | 0 | 0 | 0 | 0 | 0 | 0
Resource 1 | Sublap 1 | 13:00 | 5 | 72 | 0 | 0 | 0 | 0 | 0 | 0 | 0 | 0 | 0 | 0 | 0 | 0 | 0 | 0 | 0 | 0 | 0 | 0 | 0 | 0 | 0 | 0 | 0 | 0
Resource 1 | Sublap 1 | 13:00 | 5 | 73 | 0 | 0 | 0 | 0 | 0 | 0 | 0 | 0 | 0 | 0 | 0 | 0 | 0 | 0 | 0 | 0 | 0 | 0 | 0 | 0 | 0 | 0 | 0 | 0
Resource 1 | Sublap 1 | 13:00 | 5 | 74 | 0 | 0 | 0 | 0 | 0 | 0 | 0 | 0 | 0 | 0 | 0 | 0 | 0 | 0.30766 | 0.28585 | 0.23312 | 0.17056 | 0.11869 | -0.18403 | -0.003524 | 0 | 0 | 0 | 0
Resource 1 | Sublap 1 | 13:00 | 5 | 75 | 0 | 0 | 0 | 0 | 0 | 0 | 0 | 0 | 0 | 0 | 0 | 0 | 0 | 0.18271 | 0.17041 | 0.14045 | 0.096226 | 0.066962 | -0.10383 | -0.0019881 | 0 | 0 | 0 | 0
Resource 1 | Sublap 1 | 13:00 | 5 | 76 | 0 | 0 | 0 | 0 | 0 | 0 | 0 | 0 | 0 | 0 | 0 | 0 | 0 | 0.65026 | 0.61538 | 0.5116 | 0.31892 | 0.22193 | -0.34411 | -0.0065892 | 0 | 0 | 0 | 0
Resource 1 | Sublap 1 | 13:00 | 5 | 77 | 0 | 0 | 0 | 0 | 0 | 0 | 0 | 0 | 0 | 0 | 0 | 0 | 0 | 1.08 | 1.0499 | 0.88765 | 0.55221 | 0.34186 | -0.53346 | -0.010174 | 0 | 0 | 0 | 0
Resource 1 | Sublap 1 | 13:00 | 5 | 78 | 0 | 0 | 0 | 0 | 0 | 0 | 0 | 0 | 0 | 0 | 0 | 0 | 0 | 1.1437 | 1.1051 | 0.95134 | 0.5926 | 0.35122 | -0.54842 | -0.010455 | 0 | 0 | 0 | 0
Resource 1 | Sublap 1 | 13:00 | 5 | 79 | 0 | 0 | 0 | 0 | 0 | 0 | 0 | 0 | 0 | 0 | 0 | 0 | 0 | 1.3576 | 1.3292 | 1.1466 | 0.73058 | 0.38929 | -0.60928 | -0.011598 | 0 | 0 | 0 | 0
Resource 1 | Sublap 1 | 13:00 | 5 | 80 | 0 | 0 | 0 | 0 | 0 | 0 | 0 | 0 | 0 | 0 | 0 | 0 | 0 | 1.7268 | 1.6583 | 1.4603 | 0.9579 | 0.47711 | -0.74967 | -0.014235 | 0 | 0 | 0 | 0
Resource 1 | Sublap 1 | 13:00 | 5 | 81 | 0 | 0 | 0 | 0 | 0 | 0 | 0 | 0 | 0 | 0 | 0 | 0 | 0 | 2.2276 | 2.1958 | 1.9788 | 1.3525 | 0.72173 | -0.92842 | -0.017592 | 0 | 0 | 0 | 0
Resource 1 | Sublap 1 | 13:00 | 5 | 82 | 0 | 0 | 0 | 0 | 0 | 0 | 0 | 0 | 0 | 0 | 0 | 0 | 0 | 2.4158 | 2.4473 | 2.1867 | 1.518 | 0.82651 | -0.96718 | -0.01832 | 0 | 0 | 0 | 0
Resource 1 | Sublap 1 | 13:00 | 5 | 83 | 0 | 0 | 0 | 0 | 0 | 0 | 0 | 0 | 0 | 0 | 0 | 0 | 0 | 2.8621 | 2.8016 | 2.5378 | 1.8738 | 1.1286 | -1.0942 | -0.020706 | 0 | 0 | 0 | 0
Resource 1 | Sublap 1 | 13:00 | 5 | 84 | 0 | 0 | 0 | 0 | 0 | 0 | 0 | 0 | 0 | 0 | 0 | 0 | 0 | 3.108 | 3.0581 | 2.8307 | 2.0033 | 1.108 | -1.1422 | -0.021608 | 0 | 0 | 0 | 0
Resource 1 | Sublap 1 | 13:00 | 5 | 85 | 0 | 0 | 0 | 0 | 0 | 0 | 0 | 0 | 0 | 0 | 0 | 0 | 0 | 4.0387 | 4.0626 | 3.7947 | 2.8483 | 1.8314 | -1.4274 | -0.026965 | 0 | 0 | 0 | 0
Resource 1 | Sublap 1 | 13:00 | 5 | 86 | 0 | 0 | 0 | 0 | 0 | 0 | 0 | 0 | 0 | 0 | 0 | 0 | 0 | 3.6937 | 3.6769 | 3.3564 | 2.4574 | 1.4775 | -1.2907 | -0.024398 | 0 | 0 | 0 | 0
Resource 1 | Sublap 1 | 13:00 | 5 | 87 | 0 | 0 | 0 | 0 | 0 | 0 | 0 | 0 | 0 | 0 | 0 | 0 | 0 | 4.054 | 4.1 | 3.8415 | 2.8699 | 1.7986 | -1.3532 | -0.025572 | 0 | 0 | 0 | 0
Resource 1 | Sublap 1 | 13:00 | 5 | 88 | 0 | 0 | 0 | 0 | 0 | 0 | 0 | 0 | 0 | 0 | 0 | 0 | 0 | 4.486 | 4.6481 | 4.3203 | 3.3282 | 2.1086 | -1.4883 | -0.028109 | 0 | 0 | 0 | 0
Resource 1 | Sublap 1 | 13:00 | 5 | 89 | 0 | 0 | 0 | 0 | 0 | 0 | 0 | 0 | 0 | 0 | 0 | 0 | 0 | 4.5599 | 4.5781 | 4.3432 | 3.3235 | 2.1404 | -1.4482 | -0.027355 | 0 | 0 | 0 | 0
Resource 1 | Sublap 1 | 13:00 | 5 | 90 | 0 | 0 | 0 | 0 | 0 | 0 | 0 | 0 | 0 | 0 | 0 | 0 | 0 | 5.3674 | 5.4257 | 5.0518 | 3.7903 | 2.4937 | -1.6382 | -0.030924 | 0 | 0 | 0 | 0
Resource 1 | Sublap 1 | 13:00 | 5 | 91 | 0 | 0 | 0 | 0 | 0 | 0 | 0 | 0 | 0 | 0 | 0 | 0 | 0 | 6.2018 | 6.381 | 6.1138 | 4.6587 | 3.1841 | -1.8463 | -0.034833 | 0 | 0 | 0 | 0
Resource 1 | Sublap 1 | 13:00 | 5 | 92 | 0 | 0 | 0 | 0 | 0 | 0 | 0 | 0 | 0 | 0 | 0 | 0 | 0 | 6.4264 | 6.9121 | 6.6416 | 5.0283 | 3.4623 | -1.8981 | -0.035807 | 0 | 0 | 0 | 0
Resource 1 | Sublap 1 | 13:00 | 5 | 93 | 0 | 0 | 0 | 0 | 0 | 0 | 0 | 0 | 0 | 0 | 0 | 0 | 0 | 6.8946 | 7.4329 | 6.7965 | 5.3269 | 3.6996 | -2.0333 | -0.038346 | 0 | 0 | 0 | 0
Resource 1 | Sublap 1 | 13:00 | 5 | 94 | 0 | 0 | 0 | 0 | 0 | 0 | 0 | 0 | 0 | 0 | 0 | 0 | 0 | 6.9082 | 7.4103 | 6.8182 | 5.1167 | 3.4482 | -2.0358 | -0.038393 | 0 | 0 | 0 | 0
Resource 1 | Sublap 1 | 13:00 | 5 | 95 | 0 | 0 | 0 | 0 | 0 | 0 | 0 | 0 | 0 | 0 | 0 | 0 | 0 | 9.1233 | 10.1512 | 10.3851 | 8.2062 | 6.0434 | -2.661 | -0.050135 | 0 | 0 | 0 | 0
Resource 1 | Sublap 1 | 13:00 | 5 | 96 | 0 | 0 | 0 | 0 | 0 | 0 | 0 | 0 | 0 | 0 | 0 | 0 | 0 | 8.1226 | 9.0323 | 9.2638 | 7.2828 | 5.6287 | -2.3686 | -0.044643 | 0 | 0 | 0 | 0
Resource 1 | Sublap 1 | 13:00 | 5 | 97 | 0 | 0 | 0 | 0 | 0 | 0 | 0 | 0 | 0 | 0 | 0 | 0 | 0 | 7.5618 | 8.4167 | 8.4433 | 6.477 | 4.1206 | -2.1992 | -0.041462 | 0 | 0 | 0 | 0
Resource 1 | Sublap 1 | 13:00 | 5 | 98 | 0 | 0 | 0 | 0 | 0 | 0 | 0 | 0 | 0 | 0 | 0 | 0 | 0 | 8.6495 | 9.6128 | 10.2361 | 8.1064 | 5.7124 | -2.5147 | -0.047388 | 0 | 0 | 0 | 0
Resource 1 | Sublap 1 | 13:00 | 5 | 99 | 0 | 0 | 0 | 0 | 0 | 0 | 0 | 0 | 0 | 0 | 0 | 0 | 0 | 8.5709 | 9.5161 | 10.0014 | 7.8086 | 5.475 | -2.4872 | -0.046871 | 0 | 0 | 0 | 0
Resource 1 | Sublap 1 | 13:00 | 5 | 100 | 0 | 0 | 0 | 0 | 0 | 0 | 0 | 0 | 0 | 0 | 0 | 0 | 0 | 9.8711 | 10.992 | 11.0476 | 10.373 | 6.5379 | -2.8795 | -0.054239 | 0 | 0 | 0 | 0
Resource 1 | Sublap 1 | 13:00 | 5 | 101 | 0 | 0 | 0 | 0 | 0 | 0 | 0 | 0 | 0 | 0 | 0 | 0 | 0 | 8.5926 | 9.5768 | 10.1981 | 8.5918 | 5.7506 | -2.4677 | -0.046504 | 0 | 0 | 0 | 0
Resource 1 | Sublap 1 | 13:00 | 5 | 102 | 0 | 0 | 0 | 0 | 0 | 0 | 0 | 0 | 0 | 0 | 0 | 0 | 0 | 11.0215 | 12.3557 | 13.2529 | 12.0925 | 9.7239 | -3.1461 | -0.059248 | 0 | 0 | 0 | 0
Resource 1 | Sublap 1 | 13:00 | 5 | 103 | 0 | 0 | 0 | 0 | 0 | 0 | 0 | 0 | 0 | 0 | 0 | 0 | 0 | 11.5381 | 12.8618 | 13.7426 | 12.6833 | 10.9726 | -3.3002 | -0.062142 | 0 | 0 | 0 | 0
Resource 1 | Sublap 1 | 13:00 | 5 | 104 | 0 | 0 | 0 | 0 | 0 | 0 | 0 | 0 | 0 | 0 | 0 | 0 | 0 | 12.419 | 13.7982 | 14.8138 | 13.6472 | 10.7845 | -3.558 | -0.066983 | 0 | 0 | 0 | 0
Resource 1 | Sublap 1 | 13:00 | 5 | 105 | 0 | 0 | 0 | 0 | 0 | 0 | 0 | 0 | 0 | 0 | 0 | 0 | 0 | 10.5835 | 11.7972 | 12.6058 | 11.5739 | 8.2772 | -3.0217 | -0.05691 | 0 | 0 | 0 | 0
Resource 1 | Sublap 1 | 13:00 | 5 | 106 | 0 | 0 | 0 | 0 | 0 | 0 | 0 | 0 | 0 | 0 | 0 | 0 | 0 | 10.0958 | 11.4209 | 12.3078 | 11.3037 | 10.3582 | -2.9091 | -0.054796 | 0 | 0 | 0 | 0
Resource 1 | Sublap 1 | 13:00 | 5 | 107 | 0 | 0 | 0 | 0 | 0 | 0 | 0 | 0 | 0 | 0 | 0 | 0 | 0 | 11.9207 | 13.3743 | 14.3023 | 13.2793 | 11.3263 | -3.4069 | -0.064145 | 0 | 0 | 0 | 0
Resource 1 | Sublap 1 | 13:00 | 6 | 71 | 0 | 0 | 0 | 0 | 0 | 0 | 0 | 0 | 0 | 0 | 0 | 0 | 0 | 0 | 0 | 0 | 0 | 0 | 0 | 0 | 0 | 0 | 0 | 0
Resource 1 | Sublap 1 | 13:00 | 6 | 72 | 0 | 0 | 0 | 0 | 0 | 0 | 0 | 0 | 0 | 0 | 0 | 0 | 0 | 0 | 0 | 0 | 0 | 0 | 0 | 0 | 0 | 0 | 0 | 0
Resource 1 | Sublap 1 | 13:00 | 6 | 73 | 0 | 0 | 0 | 0 | 0 | 0 | 0 | 0 | 0 | 0 | 0 | 0 | 0 | 0 | 0 | 0 | 0 | 0 | 0 | 0 | 0 | 0 | 0 | 0
Resource 1 | Sublap 1 | 13:00 | 6 | 74 | 0 | 0 | 0 | 0 | 0 | 0 | 0 | 0 | 0 | 0 | 0 | 0 | 0 | 0.30766 | 0.28585 | 0.23312 | 0.17056 | 0.11869 | 0.060615 | -0.15013 | -0.0032893 | 0 | 0 | 0
Resource 1 | Sublap 1 | 13:00 | 6 | 75 | 0 | 0 | 0 | 0 | 0 | 0 | 0 | 0 | 0 | 0 | 0 | 0 | 0 | 0.18271 | 0.17041 | 0.14045 | 0.096226 | 0.066962 | 0.034197 | -0.084699 | -0.0018557 | 0 | 0 | 0
Resource 1 | Sublap 1 | 13:00 | 6 | 76 | 0 | 0 | 0 | 0 | 0 | 0 | 0 | 0 | 0 | 0 | 0 | 0 | 0 | 0.65026 | 0.61538 | 0.5116 | 0.31892 | 0.22193 | 0.11334 | -0.28072 | -0.0061505 | 0 | 0 | 0
Resource 1 | Sublap 1 | 13:00 | 6 | 77 | 0 | 0 | 0 | 0 | 0 | 0 | 0 | 0 | 0 | 0 | 0 | 0 | 0 | 1.08 | 1.0499 | 0.88765 | 0.55221 | 0.34186 | 0.17261 | -0.43531 | -0.0094961 | 0 | 0 | 0
Resource 1 | Sublap 1 | 13:00 | 6 | 78 | 0 | 0 | 0 | 0 | 0 | 0 | 0 | 0 | 0 | 0 | 0 | 0 | 0 | 1.1437 | 1.1051 | 0.95134 | 0.5926 | 0.35122 | 0.17713 | -0.44753 | -0.0097584 | 0 | 0 | 0
Resource 1 | Sublap 1 | 13:00 | 6 | 79 | 0 | 0 | 0 | 0 | 0 | 0 | 0 | 0 | 0 | 0 | 0 | 0 | 0 | 1.3576 | 1.3292 | 1.1466 | 0.73058 | 0.38929 | 0.19551 | -0.49725 | -0.010825 | 0 | 0 | 0
Resource 1 | Sublap 1 | 13:00 | 6 | 80 | 0 | 0 | 0 | 0 | 0 | 0 | 0 | 0 | 0 | 0 | 0 | 0 | 0 | 1.7268 | 1.6583 | 1.4603 | 0.9579 | 0.47711 | 0.23791 | -0.61192 | -0.013287 | 0 | 0 | 0
Resource 1 | Sublap 1 | 13:00 | 6 | 81 | 0 | 0 | 0 | 0 | 0 | 0 | 0 | 0 | 0 | 0 | 0 | 0 | 0 | 2.2276 | 2.1958 | 1.9788 | 1.3525 | 0.72173 | 0.2919 | -0.75793 | -0.01642 | 0 | 0 | 0
Resource 1 | Sublap 1 | 13:00 | 6 | 82 | 0 | 0 | 0 | 0 | 0 | 0 | 0 | 0 | 0 | 0 | 0 | 0 | 0 | 2.4158 | 2.4473 | 2.1867 | 1.518 | 0.82651 | 0.30361 | -0.78959 | -0.0171 | 0 | 0 | 0
Resource 1 | Sublap 1 | 13:00 | 6 | 83 | 0 | 0 | 0 | 0 | 0 | 0 | 0 | 0 | 0 | 0 | 0 | 0 | 0 | 2.8621 | 2.8016 | 2.5378 | 1.8738 | 1.1286 | 0.34196 | -0.89332 | -0.019326 | 0 | 0 | 0
Resource 1 | Sublap 1 | 13:00 | 6 | 84 | 0 | 0 | 0 | 0 | 0 | 0 | 0 | 0 | 0 | 0 | 0 | 0 | 0 | 3.108 | 3.0581 | 2.8307 | 2.0033 | 1.108 | 0.35647 | -0.93255 | -0.020168 | 0 | 0 | 0
Resource 1 | Sublap 1 | 13:00 | 6 | 85 | 0 | 0 | 0 | 0 | 0 | 0 | 0 | 0 | 0 | 0 | 0 | 0 | 0 | 4.0387 | 4.0626 | 3.7947 | 2.8483 | 1.8314 | 0.81822 | -1.1655 | -0.025169 | 0 | 0 | 0
Resource 1 | Sublap 1 | 13:00 | 6 | 86 | 0 | 0 | 0 | 0 | 0 | 0 | 0 | 0 | 0 | 0 | 0 | 0 | 0 | 3.6937 | 3.6769 | 3.3564 | 2.4574 | 1.4775 | 0.52004 | -1.0539 | -0.022772 | 0 | 0 | 0
Resource 1 | Sublap 1 | 13:00 | 6 | 87 | 0 | 0 | 0 | 0 | 0 | 0 | 0 | 0 | 0 | 0 | 0 | 0 | 0 | 4.054 | 4.1 | 3.8415 | 2.8699 | 1.7986 | 0.73944 | -1.1049 | -0.023868 | 0 | 0 | 0
Resource 1 | Sublap 1 | 13:00 | 6 | 88 | 0 | 0 | 0 | 0 | 0 | 0 | 0 | 0 | 0 | 0 | 0 | 0 | 0 | 4.486 | 4.6481 | 4.3203 | 3.3282 | 2.1086 | 0.88701 | -1.2153 | -0.026236 | 0 | 0 | 0
Resource 1 | Sublap 1 | 13:00 | 6 | 89 | 0 | 0 | 0 | 0 | 0 | 0 | 0 | 0 | 0 | 0 | 0 | 0 | 0 | 4.5599 | 4.5781 | 4.3432 | 3.3235 | 2.1404 | 0.94168 | -1.1825 | -0.025532 | 0 | 0 | 0
Resource 1 | Sublap 1 | 13:00 | 6 | 90 | 0 | 0 | 0 | 0 | 0 | 0 | 0 | 0 | 0 | 0 | 0 | 0 | 0 | 5.3674 | 5.4257 | 5.0518 | 3.7903 | 2.4937 | 1.0912 | -1.3377 | -0.028863 | 0 | 0 | 0
Resource 1 | Sublap 1 | 13:00 | 6 | 91 | 0 | 0 | 0 | 0 | 0 | 0 | 0 | 0 | 0 | 0 | 0 | 0 | 0 | 6.2018 | 6.381 | 6.1138 | 4.6587 | 3.1841 | 1.6164 | -1.5077 | -0.032511 | 0 | 0 | 0
Resource 1 | Sublap 1 | 13:00 | 6 | 92 | 0 | 0 | 0 | 0 | 0 | 0 | 0 | 0 | 0 | 0 | 0 | 0 | 0 | 6.4264 | 6.9121 | 6.6416 | 5.0283 | 3.4623 | 1.6759 | -1.55 | -0.033421 | 0 | 0 | 0
Resource 1 | Sublap 1 | 13:00 | 6 | 93 | 0 | 0 | 0 | 0 | 0 | 0 | 0 | 0 | 0 | 0 | 0 | 0 | 0 | 6.8946 | 7.4329 | 6.7965 | 5.3269 | 3.6996 | 1.9865 | -1.6605 | -0.03579 | 0 | 0 | 0
Resource 1 | Sublap 1 | 13:00 | 6 | 94 | 0 | 0 | 0 | 0 | 0 | 0 | 0 | 0 | 0 | 0 | 0 | 0 | 0 | 6.9082 | 7.4103 | 6.8182 | 5.1167 | 3.4482 | 1.9038 | -1.6625 | -0.035835 | 0 | 0 | 0
Resource 1 | Sublap 1 | 13:00 | 6 | 95 | 0 | 0 | 0 | 0 | 0 | 0 | 0 | 0 | 0 | 0 | 0 | 0 | 0 | 9.1233 | 10.1512 | 10.3851 | 8.2062 | 6.0434 | 3.9154 | -2.1732 | -0.046794 | 0 | 0 | 0
Resource 1 | Sublap 1 | 13:00 | 6 | 96 | 0 | 0 | 0 | 0 | 0 | 0 | 0 | 0 | 0 | 0 | 0 | 0 | 0 | 8.1226 | 9.0323 | 9.2638 | 7.2828 | 5.6287 | 3.6342 | -1.9343 | -0.041668 | 0 | 0 | 0
Resource 1 | Sublap 1 | 13:00 | 6 | 97 | 0 | 0 | 0 | 0 | 0 | 0 | 0 | 0 | 0 | 0 | 0 | 0 | 0 | 7.5618 | 8.4167 | 8.4433 | 6.477 | 4.1206 | 1.8351 | -1.796 | -0.038699 | 0 | 0 | 0
Resource 1 | Sublap 1 | 13:00 | 6 | 98 | 0 | 0 | 0 | 0 | 0 | 0 | 0 | 0 | 0 | 0 | 0 | 0 | 0 | 8.6495 | 9.6128 | 10.2361 | 8.1064 | 5.7124 | 3.2625 | -2.0537 | -0.04423 | 0 | 0 | 0
Resource 1 | Sublap 1 | 13:00 | 6 | 99 | 0 | 0 | 0 | 0 | 0 | 0 | 0 | 0 | 0 | 0 | 0 | 0 | 0 | 8.5709 | 9.5161 | 10.0014 | 7.8086 | 5.475 | 2.5774 | -2.0312 | -0.043748 | 0 | 0 | 0
Resource 1 | Sublap 1 | 13:00 | 6 | 100 | 0 | 0 | 0 | 0 | 0 | 0 | 0 | 0 | 0 | 0 | 0 | 0 | 0 | 9.8711 | 10.992 | 11.0476 | 10.373 | 6.5379 | 3.506 | -2.3516 | -0.050625 | 0 | 0 | 0
Resource 1 | Sublap 1 | 13:00 | 6 | 101 | 0 | 0 | 0 | 0 | 0 | 0 | 0 | 0 | 0 | 0 | 0 | 0 | 0 | 8.5926 | 9.5768 | 10.1981 | 8.5918 | 5.7506 | 2.8823 | -2.0152 | -0.043405 | 0 | 0 | 0
Resource 1 | Sublap 1 | 13:00 | 6 | 102 | 0 | 0 | 0 | 0 | 0 | 0 | 0 | 0 | 0 | 0 | 0 | 0 | 0 | 11.0215 | 12.3557 | 13.2529 | 12.0925 | 9.7239 | 7.9704 | -2.5695 | -0.0553 | 0 | 0 | 0
Resource 1 | Sublap 1 | 13:00 | 6 | 103 | 0 | 0 | 0 | 0 | 0 | 0 | 0 | 0 | 0 | 0 | 0 | 0 | 0 | 11.5381 | 12.8618 | 13.7426 | 12.6833 | 10.9726 | 7.691 | -2.6953 | -0.058001 | 0 | 0 | 0
Resource 1 | Sublap 1 | 13:00 | 6 | 104 | 0 | 0 | 0 | 0 | 0 | 0 | 0 | 0 | 0 | 0 | 0 | 0 | 0 | 12.419 | 13.7982 | 14.8138 | 13.6472 | 10.7845 | 6.8488 | -2.9059 | -0.062519 | 0 | 0 | 0
Resource 1 | Sublap 1 | 13:00 | 6 | 105 | 0 | 0 | 0 | 0 | 0 | 0 | 0 | 0 | 0 | 0 | 0 | 0 | 0 | 10.5835 | 11.7972 | 12.6058 | 11.5739 | 8.2772 | 2.7602 | -2.4678 | -0.053118 | 0 | 0 | 0
Resource 1 | Sublap 1 | 13:00 | 6 | 106 | 0 | 0 | 0 | 0 | 0 | 0 | 0 | 0 | 0 | 0 | 0 | 0 | 0 | 10.0958 | 11.4209 | 12.3078 | 11.3037 | 10.3582 | 7.6669 | -2.3758 | -0.051144 | 0 | 0 | 0
Resource 1 | Sublap 1 | 13:00 | 6 | 107 | 0 | 0 | 0 | 0 | 0 | 0 | 0 | 0 | 0 | 0 | 0 | 0 | 0 | 11.9207 | 13.3743 | 14.3023 | 13.2793 | 11.3263 | 5.8692 | -2.7824 | -0.05987 | 0 | 0 | 0
Resource 1 | Sublap 1 | 14:00 | 1 | 71 | 0 | 0 | 0 | 0 | 0 | 0 | 0 | 0 | 0 | 0 | 0 | 0 | 0 | 0 | 0 | 0 | 0 | 0 | 0 | 0 | 0 | 0 | 0 | 0
Resource 1 | Sublap 1 | 14:00 | 1 | 72 | 0 | 0 | 0 | 0 | 0 | 0 | 0 | 0 | 0 | 0 | 0 | 0 | 0 | 0 | 0 | 0 | 0 | 0 | 0 | 0 | 0 | 0 | 0 | 0
Resource 1 | Sublap 1 | 14:00 | 1 | 73 | 0 | 0 | 0 | 0 | 0 | 0 | 0 | 0 | 0 | 0 | 0 | 0 | 0 | 0 | 0 | 0 | 0 | 0 | 0 | 0 | 0 | 0 | 0 | 0
Resource 1 | Sublap 1 | 14:00 | 1 | 74 | 0 | 0 | 0 | 0 | 0 | 0 | 0 | 0 | 0 | 0 | 0 | 0 | 0 | 0 | 0.32837 | -0.22647 | -0.0056428 | 0 | 0 | 0 | 0 | 0 | 0 | 0
Resource 1 | Sublap 1 | 14:00 | 1 | 75 | 0 | 0 | 0 | 0 | 0 | 0 | 0 | 0 | 0 | 0 | 0 | 0 | 0 | 0 | 0.1944 | -0.12777 | -0.0031835 | 0 | 0 | 0 | 0 | 0 | 0 | 0
Resource 1 | Sublap 1 | 14:00 | 1 | 76 | 0 | 0 | 0 | 0 | 0 | 0 | 0 | 0 | 0 | 0 | 0 | 0 | 0 | 0 | 0.69491 | -0.42347 | -0.010551 | 0 | 0 | 0 | 0 | 0 | 0 | 0
Resource 1 | Sublap 1 | 14:00 | 1 | 77 | 0 | 0 | 0 | 0 | 0 | 0 | 0 | 0 | 0 | 0 | 0 | 0 | 0 | 0 | 1.1735 | -0.65563 | -0.016296 | 0 | 0 | 0 | 0 | 0 | 0 | 0
Resource 1 | Sublap 1 | 14:00 | 1 | 78 | 0 | 0 | 0 | 0 | 0 | 0 | 0 | 0 | 0 | 0 | 0 | 0 | 0 | 0 | 1.2322 | -0.67393 | -0.016747 | 0 | 0 | 0 | 0 | 0 | 0 | 0
Resource 1 | Sublap 1 | 14:00 | 1 | 79 | 0 | 0 | 0 | 0 | 0 | 0 | 0 | 0 | 0 | 0 | 0 | 0 | 0 | 0 | 1.4705 | -0.74837 | -0.018581 | 0 | 0 | 0 | 0 | 0 | 0 | 0
Resource 1 | Sublap 1 | 14:00 | 1 | 80 | 0 | 0 | 0 | 0 | 0 | 0 | 0 | 0 | 0 | 0 | 0 | 0 | 0 | 0 | 1.8325 | -0.92007 | -0.02281 | 0 | 0 | 0 | 0 | 0 | 0 | 0
Resource 1 | Sublap 1 | 14:00 | 1 | 81 | 0 | 0 | 0 | 0 | 0 | 0 | 0 | 0 | 0 | 0 | 0 | 0 | 0 | 0 | 2.4118 | -1.1387 | -0.028195 | 0 | 0 | 0 | 0 | 0 | 0 | 0
Resource 1 | Sublap 1 | 14:00 | 1 | 82 | 0 | 0 | 0 | 0 | 0 | 0 | 0 | 0 | 0 | 0 | 0 | 0 | 0 | 0 | 2.6724 | -1.1861 | -0.029363 | 0 | 0 | 0 | 0 | 0 | 0 | 0
Resource 1 | Sublap 1 | 14:00 | 1 | 83 | 0 | 0 | 0 | 0 | 0 | 0 | 0 | 0 | 0 | 0 | 0 | 0 | 0 | 0 | 3.0564 | -1.3414 | -0.033189 | 0 | 0 | 0 | 0 | 0 | 0 | 0
Resource 1 | Sublap 1 | 14:00 | 1 | 84 | 0 | 0 | 0 | 0 | 0 | 0 | 0 | 0 | 0 | 0 | 0 | 0 | 0 | 0 | 3.3241 | -1.4002 | -0.034635 | 0 | 0 | 0 | 0 | 0 | 0 | 0
Resource 1 | Sublap 1 | 14:00 | 1 | 85 | 0 | 0 | 0 | 0 | 0 | 0 | 0 | 0 | 0 | 0 | 0 | 0 | 0 | 0 | 4.3954 | -1.749 | -0.043229 | 0 | 0 | 0 | 0 | 0 | 0 | 0
Resource 1 | Sublap 1 | 14:00 | 1 | 86 | 0 | 0 | 0 | 0 | 0 | 0 | 0 | 0 | 0 | 0 | 0 | 0 | 0 | 0 | 3.9777 | -1.5818 | -0.03911 | 0 | 0 | 0 | 0 | 0 | 0 | 0
Resource 1 | Sublap 1 | 14:00 | 1 | 87 | 0 | 0 | 0 | 0 | 0 | 0 | 0 | 0 | 0 | 0 | 0 | 0 | 0 | 0 | 4.4154 | -1.6583 | -0.040993 | 0 | 0 | 0 | 0 | 0 | 0 | 0
Resource 1 | Sublap 1 | 14:00 | 1 | 88 | 0 | 0 | 0 | 0 | 0 | 0 | 0 | 0 | 0 | 0 | 0 | 0 | 0 | 0 | 4.9951 | -1.8235 | -0.045063 | 0 | 0 | 0 | 0 | 0 | 0 | 0
Resource 1 | Sublap 1 | 14:00 | 1 | 89 | 0 | 0 | 0 | 0 | 0 | 0 | 0 | 0 | 0 | 0 | 0 | 0 | 0 | 0 | 4.9157 | -1.7744 | -0.043853 | 0 | 0 | 0 | 0 | 0 | 0 | 0
Resource 1 | Sublap 1 | 14:00 | 1 | 90 | 0 | 0 | 0 | 0 | 0 | 0 | 0 | 0 | 0 | 0 | 0 | 0 | 0 | 0 | 5.8078 | -2.0068 | -0.049578 | 0 | 0 | 0 | 0 | 0 | 0 | 0
Resource 1 | Sublap 1 | 14:00 | 1 | 91 | 0 | 0 | 0 | 0 | 0 | 0 | 0 | 0 | 0 | 0 | 0 | 0 | 0 | 0 | 6.8118 | -2.2613 | -0.055847 | 0 | 0 | 0 | 0 | 0 | 0 | 0
Resource 1 | Sublap 1 | 14:00 | 1 | 92 | 0 | 0 | 0 | 0 | 0 | 0 | 0 | 0 | 0 | 0 | 0 | 0 | 0 | 0 | 7.2305 | -2.3247 | -0.05741 | 0 | 0 | 0 | 0 | 0 | 0 | 0
Resource 1 | Sublap 1 | 14:00 | 1 | 93 | 0 | 0 | 0 | 0 | 0 | 0 | 0 | 0 | 0 | 0 | 0 | 0 | 0 | 0 | 7.7472 | -2.4901 | -0.061482 | 0 | 0 | 0 | 0 | 0 | 0 | 0
Resource 1 | Sublap 1 | 14:00 | 1 | 94 | 0 | 0 | 0 | 0 | 0 | 0 | 0 | 0 | 0 | 0 | 0 | 0 | 0 | 0 | 7.7535 | -2.4931 | -0.061558 | 0 | 0 | 0 | 0 | 0 | 0 | 0
Resource 1 | Sublap 1 | 14:00 | 1 | 95 | 0 | 0 | 0 | 0 | 0 | 0 | 0 | 0 | 0 | 0 | 0 | 0 | 0 | 0 | 10.2552 | -3.2577 | -0.080391 | 0 | 0 | 0 | 0 | 0 | 0 | 0
Resource 1 | Sublap 1 | 14:00 | 1 | 96 | 0 | 0 | 0 | 0 | 0 | 0 | 0 | 0 | 0 | 0 | 0 | 0 | 0 | 0 | 9.1247 | -2.9001 | -0.071582 | 0 | 0 | 0 | 0 | 0 | 0 | 0
Resource 1 | Sublap 1 | 14:00 | 1 | 97 | 0 | 0 | 0 | 0 | 0 | 0 | 0 | 0 | 0 | 0 | 0 | 0 | 0 | 0 | 8.5023 | -2.693 | -0.06648 | 0 | 0 | 0 | 0 | 0 | 0 | 0
Resource 1 | Sublap 1 | 14:00 | 1 | 98 | 0 | 0 | 0 | 0 | 0 | 0 | 0 | 0 | 0 | 0 | 0 | 0 | 0 | 0 | 9.7109 | -3.0789 | -0.075985 | 0 | 0 | 0 | 0 | 0 | 0 | 0
Resource 1 | Sublap 1 | 14:00 | 1 | 99 | 0 | 0 | 0 | 0 | 0 | 0 | 0 | 0 | 0 | 0 | 0 | 0 | 0 | 0 | 9.6132 | -3.0452 | -0.075156 | 0 | 0 | 0 | 0 | 0 | 0 | 0
Resource 1 | Sublap 1 | 14:00 | 1 | 100 | 0 | 0 | 0 | 0 | 0 | 0 | 0 | 0 | 0 | 0 | 0 | 0 | 0 | 0 | 11.1047 | -3.525 | -0.086974 | 0 | 0 | 0 | 0 | 0 | 0 | 0
Resource 1 | Sublap 1 | 14:00 | 1 | 101 | 0 | 0 | 0 | 0 | 0 | 0 | 0 | 0 | 0 | 0 | 0 | 0 | 0 | 0 | 9.6731 | -3.0213 | -0.074567 | 0 | 0 | 0 | 0 | 0 | 0 | 0
Resource 1 | Sublap 1 | 14:00 | 1 | 102 | 0 | 0 | 0 | 0 | 0 | 0 | 0 | 0 | 0 | 0 | 0 | 0 | 0 | 0 | 12.4503 | -3.8511 | -0.095007 | 0 | 0 | 0 | 0 | 0 | 0 | 0
Resource 1 | Sublap 1 | 14:00 | 1 | 103 | 0 | 0 | 0 | 0 | 0 | 0 | 0 | 0 | 0 | 0 | 0 | 0 | 0 | 0 | 12.9915 | -4.0396 | -0.099648 | 0 | 0 | 0 | 0 | 0 | 0 | 0
Resource 1 | Sublap 1 | 14:00 | 1 | 104 | 0 | 0 | 0 | 0 | 0 | 0 | 0 | 0 | 0 | 0 | 0 | 0 | 0 | 0 | 13.9382 | -4.3548 | -0.10741 | 0 | 0 | 0 | 0 | 0 | 0 | 0
Resource 1 | Sublap 1 | 14:00 | 1 | 105 | 0 | 0 | 0 | 0 | 0 | 0 | 0 | 0 | 0 | 0 | 0 | 0 | 0 | 0 | 11.9156 | -3.6989 | -0.091258 | 0 | 0 | 0 | 0 | 0 | 0 | 0
Resource 1 | Sublap 1 | 14:00 | 1 | 106 | 0 | 0 | 0 | 0 | 0 | 0 | 0 | 0 | 0 | 0 | 0 | 0 | 0 | 0 | 11.5083 | -3.5612 | -0.087866 | 0 | 0 | 0 | 0 | 0 | 0 | 0
Resource 1 | Sublap 1 | 14:00 | 1 | 107 | 0 | 0 | 0 | 0 | 0 | 0 | 0 | 0 | 0 | 0 | 0 | 0 | 0 | 0 | 13.477 | -4.17 | -0.10286 | 0 | 0 | 0 | 0 | 0 | 0 | 0
Resource 1 | Sublap 1 | 14:00 | 2 | 71 | 0 | 0 | 0 | 0 | 0 | 0 | 0 | 0 | 0 | 0 | 0 | 0 | 0 | 0 | 0 | 0 | 0 | 0 | 0 | 0 | 0 | 0 | 0 | 0
Resource 1 | Sublap 1 | 14:00 | 2 | 72 | 0 | 0 | 0 | 0 | 0 | 0 | 0 | 0 | 0 | 0 | 0 | 0 | 0 | 0 | 0 | 0 | 0 | 0 | 0 | 0 | 0 | 0 | 0 | 0
Resource 1 | Sublap 1 | 14:00 | 2 | 73 | 0 | 0 | 0 | 0 | 0 | 0 | 0 | 0 | 0 | 0 | 0 | 0 | 0 | 0 | 0 | 0 | 0 | 0 | 0 | 0 | 0 | 0 | 0 | 0
Resource 1 | Sublap 1 | 14:00 | 2 | 74 | 0 | 0 | 0 | 0 | 0 | 0 | 0 | 0 | 0 | 0 | 0 | 0 | 0 | 0 | 0.32837 | 0.27993 | -0.21511 | -0.0052755 | 0 | 0 | 0 | 0 | 0 | 0
Resource 1 | Sublap 1 | 14:00 | 2 | 75 | 0 | 0 | 0 | 0 | 0 | 0 | 0 | 0 | 0 | 0 | 0 | 0 | 0 | 0 | 0.1944 | 0.16686 | -0.12136 | -0.0029763 | 0 | 0 | 0 | 0 | 0 | 0
Resource 1 | Sublap 1 | 14:00 | 2 | 76 | 0 | 0 | 0 | 0 | 0 | 0 | 0 | 0 | 0 | 0 | 0 | 0 | 0 | 0 | 0.69491 | 0.59912 | -0.40222 | -0.0098643 | 0 | 0 | 0 | 0 | 0 | 0
Resource 1 | Sublap 1 | 14:00 | 2 | 77 | 0 | 0 | 0 | 0 | 0 | 0 | 0 | 0 | 0 | 0 | 0 | 0 | 0 | 0 | 1.1735 | 1.0238 | -0.62309 | -0.015235 | 0 | 0 | 0 | 0 | 0 | 0
Resource 1 | Sublap 1 | 14:00 | 2 | 78 | 0 | 0 | 0 | 0 | 0 | 0 | 0 | 0 | 0 | 0 | 0 | 0 | 0 | 0 | 1.2322 | 1.0914 | -0.64052 | -0.015657 | 0 | 0 | 0 | 0 | 0 | 0
Resource 1 | Sublap 1 | 14:00 | 2 | 79 | 0 | 0 | 0 | 0 | 0 | 0 | 0 | 0 | 0 | 0 | 0 | 0 | 0 | 0 | 1.4705 | 1.3024 | -0.71142 | -0.017371 | 0 | 0 | 0 | 0 | 0 | 0
Resource 1 | Sublap 1 | 14:00 | 2 | 80 | 0 | 0 | 0 | 0 | 0 | 0 | 0 | 0 | 0 | 0 | 0 | 0 | 0 | 0 | 1.8325 | 1.6523 | -0.87496 | -0.021324 | 0 | 0 | 0 | 0 | 0 | 0
Resource 1 | Sublap 1 | 14:00 | 2 | 81 | 0 | 0 | 0 | 0 | 0 | 0 | 0 | 0 | 0 | 0 | 0 | 0 | 0 | 0 | 2.4118 | 2.2171 | -1.0832 | -0.026358 | 0 | 0 | 0 | 0 | 0 | 0
Resource 1 | Sublap 1 | 14:00 | 2 | 82 | 0 | 0 | 0 | 0 | 0 | 0 | 0 | 0 | 0 | 0 | 0 | 0 | 0 | 0 | 2.6724 | 2.435 | -1.1283 | -0.02745 | 0 | 0 | 0 | 0 | 0 | 0
Resource 1 | Sublap 1 | 14:00 | 2 | 83 | 0 | 0 | 0 | 0 | 0 | 0 | 0 | 0 | 0 | 0 | 0 | 0 | 0 | 0 | 3.0564 | 2.819 | -1.2763 | -0.031026 | 0 | 0 | 0 | 0 | 0 | 0
Resource 1 | Sublap 1 | 14:00 | 2 | 84 | 0 | 0 | 0 | 0 | 0 | 0 | 0 | 0 | 0 | 0 | 0 | 0 | 0 | 0 | 3.3241 | 3.1243 | -1.3322 | -0.032378 | 0 | 0 | 0 | 0 | 0 | 0
Resource 1 | Sublap 1 | 14:00 | 2 | 85 | 0 | 0 | 0 | 0 | 0 | 0 | 0 | 0 | 0 | 0 | 0 | 0 | 0 | 0 | 4.3954 | 4.1621 | -1.6645 | -0.040412 | 0 | 0 | 0 | 0 | 0 | 0
Resource 1 | Sublap 1 | 14:00 | 2 | 86 | 0 | 0 | 0 | 0 | 0 | 0 | 0 | 0 | 0 | 0 | 0 | 0 | 0 | 0 | 3.9777 | 3.6884 | -1.5053 | -0.036562 | 0 | 0 | 0 | 0 | 0 | 0
Resource 1 | Sublap 1 | 14:00 | 2 | 87 | 0 | 0 | 0 | 0 | 0 | 0 | 0 | 0 | 0 | 0 | 0 | 0 | 0 | 0 | 4.4154 | 4.1897 | -1.5781 | -0.038322 | 0 | 0 | 0 | 0 | 0 | 0
Resource 1 | Sublap 1 | 14:00 | 2 | 88 | 0 | 0 | 0 | 0 | 0 | 0 | 0 | 0 | 0 | 0 | 0 | 0 | 0 | 0 | 4.9951 | 4.7034 | -1.7354 | -0.042126 | 0 | 0 | 0 | 0 | 0 | 0
Resource 1 | Sublap 1 | 14:00 | 2 | 89 | 0 | 0 | 0 | 0 | 0 | 0 | 0 | 0 | 0 | 0 | 0 | 0 | 0 | 0 | 4.9157 | 4.7159 | -1.6887 | -0.040995 | 0 | 0 | 0 | 0 | 0 | 0
Resource 1 | Sublap 1 | 14:00 | 2 | 90 | 0 | 0 | 0 | 0 | 0 | 0 | 0 | 0 | 0 | 0 | 0 | 0 | 0 | 0 | 5.8078 | 5.4736 | -1.91 | -0.046347 | 0 | 0 | 0 | 0 | 0 | 0
Resource 1 | Sublap 1 | 14:00 | 2 | 91 | 0 | 0 | 0 | 0 | 0 | 0 | 0 | 0 | 0 | 0 | 0 | 0 | 0 | 0 | 6.8118 | 6.5895 | -2.1524 | -0.052207 | 0 | 0 | 0 | 0 | 0 | 0
Resource 1 | Sublap 1 | 14:00 | 2 | 92 | 0 | 0 | 0 | 0 | 0 | 0 | 0 | 0 | 0 | 0 | 0 | 0 | 0 | 0 | 7.2305 | 7.1306 | -2.2128 | -0.053668 | 0 | 0 | 0 | 0 | 0 | 0
Resource 1 | Sublap 1 | 14:00 | 2 | 93 | 0 | 0 | 0 | 0 | 0 | 0 | 0 | 0 | 0 | 0 | 0 | 0 | 0 | 0 | 7.7472 | 7.3205 | -2.3703 | -0.057474 | 0 | 0 | 0 | 0 | 0 | 0
Resource 1 | Sublap 1 | 14:00 | 2 | 94 | 0 | 0 | 0 | 0 | 0 | 0 | 0 | 0 | 0 | 0 | 0 | 0 | 0 | 0 | 7.7535 | 7.3429 | -2.3732 | -0.057545 | 0 | 0 | 0 | 0 | 0 | 0
Resource 1 | Sublap 1 | 14:00 | 2 | 95 | 0 | 0 | 0 | 0 | 0 | 0 | 0 | 0 | 0 | 0 | 0 | 0 | 0 | 0 | 10.2552 | 10.9577 | -3.1015 | -0.075151 | 0 | 0 | 0 | 0 | 0 | 0
Resource 1 | Sublap 1 | 14:00 | 2 | 96 | 0 | 0 | 0 | 0 | 0 | 0 | 0 | 0 | 0 | 0 | 0 | 0 | 0 | 0 | 9.1247 | 9.7578 | -2.7608 | -0.066916 | 0 | 0 | 0 | 0 | 0 | 0
Resource 1 | Sublap 1 | 14:00 | 2 | 97 | 0 | 0 | 0 | 0 | 0 | 0 | 0 | 0 | 0 | 0 | 0 | 0 | 0 | 0 | 8.5023 | 9.0102 | -2.5636 | -0.062147 | 0 | 0 | 0 | 0 | 0 | 0
Resource 1 | Sublap 1 | 14:00 | 2 | 98 | 0 | 0 | 0 | 0 | 0 | 0 | 0 | 0 | 0 | 0 | 0 | 0 | 0 | 0 | 9.7109 | 10.4007 | -2.9311 | -0.071032 | 0 | 0 | 0 | 0 | 0 | 0
Resource 1 | Sublap 1 | 14:00 | 2 | 99 | 0 | 0 | 0 | 0 | 0 | 0 | 0 | 0 | 0 | 0 | 0 | 0 | 0 | 0 | 9.6132 | 10.2743 | -2.8991 | -0.070257 | 0 | 0 | 0 | 0 | 0 | 0
Resource 1 | Sublap 1 | 14:00 | 2 | 100 | 0 | 0 | 0 | 0 | 0 | 0 | 0 | 0 | 0 | 0 | 0 | 0 | 0 | 0 | 11.1047 | 11.7904 | -3.356 | -0.081304 | 0 | 0 | 0 | 0 | 0 | 0
Resource 1 | Sublap 1 | 14:00 | 2 | 101 | 0 | 0 | 0 | 0 | 0 | 0 | 0 | 0 | 0 | 0 | 0 | 0 | 0 | 0 | 9.6731 | 10.3154 | -2.8763 | -0.069707 | 0 | 0 | 0 | 0 | 0 | 0
Resource 1 | Sublap 1 | 14:00 | 2 | 102 | 0 | 0 | 0 | 0 | 0 | 0 | 0 | 0 | 0 | 0 | 0 | 0 | 0 | 0 | 12.4503 | 13.4033 | -3.6666 | -0.088814 | 0 | 0 | 0 | 0 | 0 | 0
Resource 1 | Sublap 1 | 14:00 | 2 | 103 | 0 | 0 | 0 | 0 | 0 | 0 | 0 | 0 | 0 | 0 | 0 | 0 | 0 | 0 | 12.9915 | 13.9005 | -3.8461 | -0.093153 | 0 | 0 | 0 | 0 | 0 | 0
Resource 1 | Sublap 1 | 14:00 | 2 | 104 | 0 | 0 | 0 | 0 | 0 | 0 | 0 | 0 | 0 | 0 | 0 | 0 | 0 | 0 | 13.9382 | 14.9843 | -4.1464 | -0.10041 | 0 | 0 | 0 | 0 | 0 | 0
Resource 1 | Sublap 1 | 14:00 | 2 | 105 | 0 | 0 | 0 | 0 | 0 | 0 | 0 | 0 | 0 | 0 | 0 | 0 | 0 | 0 | 11.9156 | 12.7501 | -3.5217 | -0.085309 | 0 | 0 | 0 | 0 | 0 | 0
Resource 1 | Sublap 1 | 14:00 | 2 | 106 | 0 | 0 | 0 | 0 | 0 | 0 | 0 | 0 | 0 | 0 | 0 | 0 | 0 | 0 | 11.5083 | 12.4173 | -3.3905 | -0.082139 | 0 | 0 | 0 | 0 | 0 | 0
Resource 1 | Sublap 1 | 14:00 | 2 | 107 | 0 | 0 | 0 | 0 | 0 | 0 | 0 | 0 | 0 | 0 | 0 | 0 | 0 | 0 | 13.477 | 14.4654 | -3.9704 | -0.096156 | 0 | 0 | 0 | 0 | 0 | 0
Resource 1 | Sublap 1 | 14:00 | 3 | 71 | 0 | 0 | 0 | 0 | 0 | 0 | 0 | 0 | 0 | 0 | 0 | 0 | 0 | 0 | 0 | 0 | 0 | 0 | 0 | 0 | 0 | 0 | 0 | 0
Resource 1 | Sublap 1 | 14:00 | 3 | 72 | 0 | 0 | 0 | 0 | 0 | 0 | 0 | 0 | 0 | 0 | 0 | 0 | 0 | 0 | 0 | 0 | 0 | 0 | 0 | 0 | 0 | 0 | 0 | 0
Resource 1 | Sublap 1 | 14:00 | 3 | 73 | 0 | 0 | 0 | 0 | 0 | 0 | 0 | 0 | 0 | 0 | 0 | 0 | 0 | 0 | 0 | 0 | 0 | 0 | 0 | 0 | 0 | 0 | 0 | 0
Resource 1 | Sublap 1 | 14:00 | 3 | 74 | 0 | 0 | 0 | 0 | 0 | 0 | 0 | 0 | 0 | 0 | 0 | 0 | 0 | 0 | 0.32837 | 0.27993 | 0.21557 | -0.20991 | -0.0044985 | 0 | 0 | 0 | 0 | 0
Resource 1 | Sublap 1 | 14:00 | 3 | 75 | 0 | 0 | 0 | 0 | 0 | 0 | 0 | 0 | 0 | 0 | 0 | 0 | 0 | 0 | 0.1944 | 0.16686 | 0.12162 | -0.11843 | -0.0025379 | 0 | 0 | 0 | 0 | 0
Resource 1 | Sublap 1 | 14:00 | 3 | 76 | 0 | 0 | 0 | 0 | 0 | 0 | 0 | 0 | 0 | 0 | 0 | 0 | 0 | 0 | 0.69491 | 0.59912 | 0.40307 | -0.3925 | -0.0084114 | 0 | 0 | 0 | 0 | 0
Resource 1 | Sublap 1 | 14:00 | 3 | 77 | 0 | 0 | 0 | 0 | 0 | 0 | 0 | 0 | 0 | 0 | 0 | 0 | 0 | 0 | 1.1735 | 1.0238 | 0.68339 | -0.60804 | -0.012989 | 0 | 0 | 0 | 0 | 0
Resource 1 | Sublap 1 | 14:00 | 3 | 78 | 0 | 0 | 0 | 0 | 0 | 0 | 0 | 0 | 0 | 0 | 0 | 0 | 0 | 0 | 1.2322 | 1.0914 | 0.72754 | -0.62505 | -0.013347 | 0 | 0 | 0 | 0 | 0
Resource 1 | Sublap 1 | 14:00 | 3 | 79 | 0 | 0 | 0 | 0 | 0 | 0 | 0 | 0 | 0 | 0 | 0 | 0 | 0 | 0 | 1.4705 | 1.3024 | 0.88079 | -0.69423 | -0.014808 | 0 | 0 | 0 | 0 | 0
Resource 1 | Sublap 1 | 14:00 | 3 | 80 | 0 | 0 | 0 | 0 | 0 | 0 | 0 | 0 | 0 | 0 | 0 | 0 | 0 | 0 | 1.8325 | 1.6523 | 1.1434 | -0.85382 | -0.018176 | 0 | 0 | 0 | 0 | 0
Resource 1 | Sublap 1 | 14:00 | 3 | 81 | 0 | 0 | 0 | 0 | 0 | 0 | 0 | 0 | 0 | 0 | 0 | 0 | 0 | 0 | 2.4118 | 2.2171 | 1.5828 | -1.057 | -0.022464 | 0 | 0 | 0 | 0 | 0
Resource 1 | Sublap 1 | 14:00 | 3 | 82 | 0 | 0 | 0 | 0 | 0 | 0 | 0 | 0 | 0 | 0 | 0 | 0 | 0 | 0 | 2.6724 | 2.435 | 1.758 | -1.1011 | -0.023393 | 0 | 0 | 0 | 0 | 0
Resource 1 | Sublap 1 | 14:00 | 3 | 83 | 0 | 0 | 0 | 0 | 0 | 0 | 0 | 0 | 0 | 0 | 0 | 0 | 0 | 0 | 3.0564 | 2.819 | 2.1457 | -1.2454 | -0.02644 | 0 | 0 | 0 | 0 | 0
Resource 1 | Sublap 1 | 14:00 | 3 | 84 | 0 | 0 | 0 | 0 | 0 | 0 | 0 | 0 | 0 | 0 | 0 | 0 | 0 | 0 | 3.3241 | 3.1243 | 2.2872 | -1.3 | -0.027592 | 0 | 0 | 0 | 0 | 0
Resource 1 | Sublap 1 | 14:00 | 3 | 85 | 0 | 0 | 0 | 0 | 0 | 0 | 0 | 0 | 0 | 0 | 0 | 0 | 0 | 0 | 4.3954 | 4.1621 | 3.2039 | -1.6243 | -0.034435 | 0 | 0 | 0 | 0 | 0
Resource 1 | Sublap 1 | 14:00 | 3 | 86 | 0 | 0 | 0 | 0 | 0 | 0 | 0 | 0 | 0 | 0 | 0 | 0 | 0 | 0 | 3.9777 | 3.6884 | 2.7786 | -1.4689 | -0.031155 | 0 | 0 | 0 | 0 | 0
Resource 1 | Sublap 1 | 14:00 | 3 | 87 | 0 | 0 | 0 | 0 | 0 | 0 | 0 | 0 | 0 | 0 | 0 | 0 | 0 | 0 | 4.4154 | 4.1897 | 3.2068 | -1.5399 | -0.032655 | 0 | 0 | 0 | 0 | 0
Resource 1 | Sublap 1 | 14:00 | 3 | 88 | 0 | 0 | 0 | 0 | 0 | 0 | 0 | 0 | 0 | 0 | 0 | 0 | 0 | 0 | 4.9951 | 4.7034 | 3.6991 | -1.6935 | -0.035896 | 0 | 0 | 0 | 0 | 0
Resource 1 | Sublap 1 | 14:00 | 3 | 89 | 0 | 0 | 0 | 0 | 0 | 0 | 0 | 0 | 0 | 0 | 0 | 0 | 0 | 0 | 4.9157 | 4.7159 | 3.6843 | -1.6478 | -0.034932 | 0 | 0 | 0 | 0 | 0
Resource 1 | Sublap 1 | 14:00 | 3 | 90 | 0 | 0 | 0 | 0 | 0 | 0 | 0 | 0 | 0 | 0 | 0 | 0 | 0 | 0 | 5.8078 | 5.4736 | 4.1987 | -1.8638 | -0.039491 | 0 | 0 | 0 | 0 | 0
Resource 1 | Sublap 1 | 14:00 | 3 | 91 | 0 | 0 | 0 | 0 | 0 | 0 | 0 | 0 | 0 | 0 | 0 | 0 | 0 | 0 | 6.8118 | 6.5895 | 5.1194 | -2.1004 | -0.044483 | 0 | 0 | 0 | 0 | 0
Resource 1 | Sublap 1 | 14:00 | 3 | 92 | 0 | 0 | 0 | 0 | 0 | 0 | 0 | 0 | 0 | 0 | 0 | 0 | 0 | 0 | 7.2305 | 7.1306 | 5.502 | -2.1593 | -0.045727 | 0 | 0 | 0 | 0 | 0
Resource 1 | Sublap 1 | 14:00 | 3 | 93 | 0 | 0 | 0 | 0 | 0 | 0 | 0 | 0 | 0 | 0 | 0 | 0 | 0 | 0 | 7.7472 | 7.3205 | 5.8345 | -2.313 | -0.04897 | 0 | 0 | 0 | 0 | 0
Resource 1 | Sublap 1 | 14:00 | 3 | 94 | 0 | 0 | 0 | 0 | 0 | 0 | 0 | 0 | 0 | 0 | 0 | 0 | 0 | 0 | 7.7535 | 7.3429 | 5.6249 | -2.3158 | -0.04903 | 0 | 0 | 0 | 0 | 0
Resource 1 | Sublap 1 | 14:00 | 3 | 95 | 0 | 0 | 0 | 0 | 0 | 0 | 0 | 0 | 0 | 0 | 0 | 0 | 0 | 0 | 10.2552 | 10.9577 | 8.8714 | -3.0265 | -0.064028 | 0 | 0 | 0 | 0 | 0
Resource 1 | Sublap 1 | 14:00 | 3 | 96 | 0 | 0 | 0 | 0 | 0 | 0 | 0 | 0 | 0 | 0 | 0 | 0 | 0 | 0 | 9.1247 | 9.7578 | 7.8746 | -2.6941 | -0.057013 | 0 | 0 | 0 | 0 | 0
Resource 1 | Sublap 1 | 14:00 | 3 | 97 | 0 | 0 | 0 | 0 | 0 | 0 | 0 | 0 | 0 | 0 | 0 | 0 | 0 | 0 | 8.5023 | 9.0102 | 7.0263 | -2.5016 | -0.05295 | 0 | 0 | 0 | 0 | 0
Resource 1 | Sublap 1 | 14:00 | 3 | 98 | 0 | 0 | 0 | 0 | 0 | 0 | 0 | 0 | 0 | 0 | 0 | 0 | 0 | 0 | 9.7109 | 10.4007 | 8.7349 | -2.8602 | -0.060519 | 0 | 0 | 0 | 0 | 0
Resource 1 | Sublap 1 | 14:00 | 3 | 99 | 0 | 0 | 0 | 0 | 0 | 0 | 0 | 0 | 0 | 0 | 0 | 0 | 0 | 0 | 9.6132 | 10.2743 | 8.4301 | -2.8289 | -0.059859 | 0 | 0 | 0 | 0 | 0
Resource 1 | Sublap 1 | 14:00 | 3 | 100 | 0 | 0 | 0 | 0 | 0 | 0 | 0 | 0 | 0 | 0 | 0 | 0 | 0 | 0 | 11.1047 | 11.7904 | 11.0714 | -3.2748 | -0.069269 | 0 | 0 | 0 | 0 | 0
Resource 1 | Sublap 1 | 14:00 | 3 | 101 | 0 | 0 | 0 | 0 | 0 | 0 | 0 | 0 | 0 | 0 | 0 | 0 | 0 | 0 | 9.6731 | 10.3154 | 9.2084 | -2.8067 | -0.05939 | 0 | 0 | 0 | 0 | 0
Resource 1 | Sublap 1 | 14:00 | 3 | 102 | 0 | 0 | 0 | 0 | 0 | 0 | 0 | 0 | 0 | 0 | 0 | 0 | 0 | 0 | 12.4503 | 13.4033 | 12.2672 | -3.578 | -0.075666 | 0 | 0 | 0 | 0 | 0
Resource 1 | Sublap 1 | 14:00 | 3 | 103 | 0 | 0 | 0 | 0 | 0 | 0 | 0 | 0 | 0 | 0 | 0 | 0 | 0 | 0 | 12.9915 | 13.9005 | 12.8667 | -3.7531 | -0.079362 | 0 | 0 | 0 | 0 | 0
Resource 1 | Sublap 1 | 14:00 | 3 | 104 | 0 | 0 | 0 | 0 | 0 | 0 | 0 | 0 | 0 | 0 | 0 | 0 | 0 | 0 | 13.9382 | 14.9843 | 13.8452 | -4.0461 | -0.085546 | 0 | 0 | 0 | 0 | 0
Resource 1 | Sublap 1 | 14:00 | 3 | 105 | 0 | 0 | 0 | 0 | 0 | 0 | 0 | 0 | 0 | 0 | 0 | 0 | 0 | 0 | 11.9156 | 12.7501 | 11.7415 | -3.4365 | -0.072681 | 0 | 0 | 0 | 0 | 0
Resource 1 | Sublap 1 | 14:00 | 3 | 106 | 0 | 0 | 0 | 0 | 0 | 0 | 0 | 0 | 0 | 0 | 0 | 0 | 0 | 0 | 11.5083 | 12.4173 | 11.4649 | -3.3085 | -0.06998 | 0 | 0 | 0 | 0 | 0
Resource 1 | Sublap 1 | 14:00 | 3 | 107 | 0 | 0 | 0 | 0 | 0 | 0 | 0 | 0 | 0 | 0 | 0 | 0 | 0 | 0 | 13.477 | 14.4654 | 13.4688 | -3.8743 | -0.081921 | 0 | 0 | 0 | 0 | 0
Resource 1 | Sublap 1 | 14:00 | 4 | 71 | 0 | 0 | 0 | 0 | 0 | 0 | 0 | 0 | 0 | 0 | 0 | 0 | 0 | 0 | 0 | 0 | 0 | 0 | 0 | 0 | 0 | 0 | 0 | 0
Resource 1 | Sublap 1 | 14:00 | 4 | 72 | 0 | 0 | 0 | 0 | 0 | 0 | 0 | 0 | 0 | 0 | 0 | 0 | 0 | 0 | 0 | 0 | 0 | 0 | 0 | 0 | 0 | 0 | 0 | 0
Resource 1 | Sublap 1 | 14:00 | 4 | 73 | 0 | 0 | 0 | 0 | 0 | 0 | 0 | 0 | 0 | 0 | 0 | 0 | 0 | 0 | 0 | 0 | 0 | 0 | 0 | 0 | 0 | 0 | 0 | 0
Resource 1 | Sublap 1 | 14:00 | 4 | 74 | 0 | 0 | 0 | 0 | 0 | 0 | 0 | 0 | 0 | 0 | 0 | 0 | 0 | 0 | 0.32837 | 0.27993 | 0.21557 | 0.1643 | -0.18403 | -0.003524 | 0 | 0 | 0 | 0
Resource 1 | Sublap 1 | 14:00 | 4 | 75 | 0 | 0 | 0 | 0 | 0 | 0 | 0 | 0 | 0 | 0 | 0 | 0 | 0 | 0 | 0.1944 | 0.16686 | 0.12162 | 0.09269 | -0.10383 | -0.0019881 | 0 | 0 | 0 | 0
Resource 1 | Sublap 1 | 14:00 | 4 | 76 | 0 | 0 | 0 | 0 | 0 | 0 | 0 | 0 | 0 | 0 | 0 | 0 | 0 | 0 | 0.69491 | 0.59912 | 0.40307 | 0.3072 | -0.34411 | -0.0065892 | 0 | 0 | 0 | 0
Resource 1 | Sublap 1 | 14:00 | 4 | 77 | 0 | 0 | 0 | 0 | 0 | 0 | 0 | 0 | 0 | 0 | 0 | 0 | 0 | 0 | 1.1735 | 1.0238 | 0.68339 | 0.47474 | -0.53346 | -0.010174 | 0 | 0 | 0 | 0
Resource 1 | Sublap 1 | 14:00 | 4 | 78 | 0 | 0 | 0 | 0 | 0 | 0 | 0 | 0 | 0 | 0 | 0 | 0 | 0 | 0 | 1.2322 | 1.0914 | 0.72754 | 0.4879 | -0.54842 | -0.010455 | 0 | 0 | 0 | 0
Resource 1 | Sublap 1 | 14:00 | 4 | 79 | 0 | 0 | 0 | 0 | 0 | 0 | 0 | 0 | 0 | 0 | 0 | 0 | 0 | 0 | 1.4705 | 1.3024 | 0.88079 | 0.54143 | -0.60928 | -0.011598 | 0 | 0 | 0 | 0
Resource 1 | Sublap 1 | 14:00 | 4 | 80 | 0 | 0 | 0 | 0 | 0 | 0 | 0 | 0 | 0 | 0 | 0 | 0 | 0 | 0 | 1.8325 | 1.6523 | 1.1434 | 0.6649 | -0.74967 | -0.014235 | 0 | 0 | 0 | 0
Resource 1 | Sublap 1 | 14:00 | 4 | 81 | 0 | 0 | 0 | 0 | 0 | 0 | 0 | 0 | 0 | 0 | 0 | 0 | 0 | 0 | 2.4118 | 2.2171 | 1.5828 | 0.95491 | -0.92842 | -0.017592 | 0 | 0 | 0 | 0
Resource 1 | Sublap 1 | 14:00 | 4 | 82 | 0 | 0 | 0 | 0 | 0 | 0 | 0 | 0 | 0 | 0 | 0 | 0 | 0 | 0 | 2.6724 | 2.435 | 1.758 | 1.0695 | -0.96718 | -0.01832 | 0 | 0 | 0 | 0
Resource 1 | Sublap 1 | 14:00 | 4 | 83 | 0 | 0 | 0 | 0 | 0 | 0 | 0 | 0 | 0 | 0 | 0 | 0 | 0 | 0 | 3.0564 | 2.819 | 2.1457 | 1.4039 | -1.0942 | -0.020706 | 0 | 0 | 0 | 0
Resource 1 | Sublap 1 | 14:00 | 4 | 84 | 0 | 0 | 0 | 0 | 0 | 0 | 0 | 0 | 0 | 0 | 0 | 0 | 0 | 0 | 3.3241 | 3.1243 | 2.2872 | 1.3955 | -1.1422 | -0.021608 | 0 | 0 | 0 | 0
Resource 1 | Sublap 1 | 14:00 | 4 | 85 | 0 | 0 | 0 | 0 | 0 | 0 | 0 | 0 | 0 | 0 | 0 | 0 | 0 | 0 | 4.3954 | 4.1621 | 3.2039 | 2.1913 | -1.4274 | -0.026965 | 0 | 0 | 0 | 0
Resource 1 | Sublap 1 | 14:00 | 4 | 86 | 0 | 0 | 0 | 0 | 0 | 0 | 0 | 0 | 0 | 0 | 0 | 0 | 0 | 0 | 3.9777 | 3.6884 | 2.7786 | 1.8026 | -1.2907 | -0.024398 | 0 | 0 | 0 | 0
Resource 1 | Sublap 1 | 14:00 | 4 | 87 | 0 | 0 | 0 | 0 | 0 | 0 | 0 | 0 | 0 | 0 | 0 | 0 | 0 | 0 | 4.4154 | 4.1897 | 3.2068 | 2.1397 | -1.3532 | -0.025572 | 0 | 0 | 0 | 0
Resource 1 | Sublap 1 | 14:00 | 4 | 88 | 0 | 0 | 0 | 0 | 0 | 0 | 0 | 0 | 0 | 0 | 0 | 0 | 0 | 0 | 4.9951 | 4.7034 | 3.6991 | 2.484 | -1.4883 | -0.028109 | 0 | 0 | 0 | 0
Resource 1 | Sublap 1 | 14:00 | 4 | 89 | 0 | 0 | 0 | 0 | 0 | 0 | 0 | 0 | 0 | 0 | 0 | 0 | 0 | 0 | 4.9157 | 4.7159 | 3.6843 | 2.5055 | -1.4482 | -0.027355 | 0 | 0 | 0 | 0
Resource 1 | Sublap 1 | 14:00 | 4 | 90 | 0 | 0 | 0 | 0 | 0 | 0 | 0 | 0 | 0 | 0 | 0 | 0 | 0 | 0 | 5.8078 | 5.4736 | 4.1987 | 2.9071 | -1.6382 | -0.030924 | 0 | 0 | 0 | 0
Resource 1 | Sublap 1 | 14:00 | 4 | 91 | 0 | 0 | 0 | 0 | 0 | 0 | 0 | 0 | 0 | 0 | 0 | 0 | 0 | 0 | 6.8118 | 6.5895 | 5.1194 | 3.6504 | -1.8463 | -0.034833 | 0 | 0 | 0 | 0
Resource 1 | Sublap 1 | 14:00 | 4 | 92 | 0 | 0 | 0 | 0 | 0 | 0 | 0 | 0 | 0 | 0 | 0 | 0 | 0 | 0 | 7.2305 | 7.1306 | 5.502 | 3.9417 | -1.8981 | -0.035807 | 0 | 0 | 0 | 0
Resource 1 | Sublap 1 | 14:00 | 4 | 93 | 0 | 0 | 0 | 0 | 0 | 0 | 0 | 0 | 0 | 0 | 0 | 0 | 0 | 0 | 7.7472 | 7.3205 | 5.8345 | 4.2134 | -2.0333 | -0.038346 | 0 | 0 | 0 | 0
Resource 1 | Sublap 1 | 14:00 | 4 | 94 | 0 | 0 | 0 | 0 | 0 | 0 | 0 | 0 | 0 | 0 | 0 | 0 | 0 | 0 | 7.7535 | 7.3429 | 5.6249 | 3.9626 | -2.0358 | -0.038393 | 0 | 0 | 0 | 0
Resource 1 | Sublap 1 | 14:00 | 4 | 95 | 0 | 0 | 0 | 0 | 0 | 0 | 0 | 0 | 0 | 0 | 0 | 0 | 0 | 0 | 10.2552 | 10.9577 | 8.8714 | 6.7165 | -2.661 | -0.050135 | 0 | 0 | 0 | 0
Resource 1 | Sublap 1 | 14:00 | 4 | 96 | 0 | 0 | 0 | 0 | 0 | 0 | 0 | 0 | 0 | 0 | 0 | 0 | 0 | 0 | 9.1247 | 9.7578 | 7.8746 | 6.2276 | -2.3686 | -0.044643 | 0 | 0 | 0 | 0
Resource 1 | Sublap 1 | 14:00 | 4 | 97 | 0 | 0 | 0 | 0 | 0 | 0 | 0 | 0 | 0 | 0 | 0 | 0 | 0 | 0 | 8.5023 | 9.0102 | 7.0263 | 4.6764 | -2.1992 | -0.041462 | 0 | 0 | 0 | 0
Resource 1 | Sublap 1 | 14:00 | 4 | 98 | 0 | 0 | 0 | 0 | 0 | 0 | 0 | 0 | 0 | 0 | 0 | 0 | 0 | 0 | 9.7109 | 10.4007 | 8.7349 | 6.3484 | -2.5147 | -0.047388 | 0 | 0 | 0 | 0
Resource 1 | Sublap 1 | 14:00 | 4 | 99 | 0 | 0 | 0 | 0 | 0 | 0 | 0 | 0 | 0 | 0 | 0 | 0 | 0 | 0 | 9.6132 | 10.2743 | 8.4301 | 6.104 | -2.4872 | -0.046871 | 0 | 0 | 0 | 0
Resource 1 | Sublap 1 | 14:00 | 4 | 100 | 0 | 0 | 0 | 0 | 0 | 0 | 0 | 0 | 0 | 0 | 0 | 0 | 0 | 0 | 11.1047 | 11.7904 | 11.0714 | 7.2665 | -2.8795 | -0.054239 | 0 | 0 | 0 | 0
Resource 1 | Sublap 1 | 14:00 | 4 | 101 | 0 | 0 | 0 | 0 | 0 | 0 | 0 | 0 | 0 | 0 | 0 | 0 | 0 | 0 | 9.6731 | 10.3154 | 9.2084 | 6.3747 | -2.4677 | -0.046504 | 0 | 0 | 0 | 0
Resource 1 | Sublap 1 | 14:00 | 4 | 102 | 0 | 0 | 0 | 0 | 0 | 0 | 0 | 0 | 0 | 0 | 0 | 0 | 0 | 0 | 12.4503 | 13.4033 | 12.2672 | 10.5202 | -3.1461 | -0.059248 | 0 | 0 | 0 | 0
Resource 1 | Sublap 1 | 14:00 | 4 | 103 | 0 | 0 | 0 | 0 | 0 | 0 | 0 | 0 | 0 | 0 | 0 | 0 | 0 | 0 | 12.9915 | 13.9005 | 12.8667 | 11.808 | -3.3002 | -0.062142 | 0 | 0 | 0 | 0
Resource 1 | Sublap 1 | 14:00 | 4 | 104 | 0 | 0 | 0 | 0 | 0 | 0 | 0 | 0 | 0 | 0 | 0 | 0 | 0 | 0 | 13.9382 | 14.9843 | 13.8452 | 11.6854 | -3.558 | -0.066983 | 0 | 0 | 0 | 0
Resource 1 | Sublap 1 | 14:00 | 4 | 105 | 0 | 0 | 0 | 0 | 0 | 0 | 0 | 0 | 0 | 0 | 0 | 0 | 0 | 0 | 11.9156 | 12.7501 | 11.7415 | 9.042 | -3.0217 | -0.05691 | 0 | 0 | 0 | 0
Resource 1 | Sublap 1 | 14:00 | 4 | 106 | 0 | 0 | 0 | 0 | 0 | 0 | 0 | 0 | 0 | 0 | 0 | 0 | 0 | 0 | 11.5083 | 12.4173 | 11.4649 | 10.7059 | -2.9091 | -0.054796 | 0 | 0 | 0 | 0
Resource 1 | Sublap 1 | 14:00 | 4 | 107 | 0 | 0 | 0 | 0 | 0 | 0 | 0 | 0 | 0 | 0 | 0 | 0 | 0 | 0 | 13.477 | 14.4654 | 13.4688 | 12.1888 | -3.4069 | -0.064145 | 0 | 0 | 0 | 0
Resource 1 | Sublap 1 | 14:00 | 5 | 71 | 0 | 0 | 0 | 0 | 0 | 0 | 0 | 0 | 0 | 0 | 0 | 0 | 0 | 0 | 0 | 0 | 0 | 0 | 0 | 0 | 0 | 0 | 0 | 0
Resource 1 | Sublap 1 | 14:00 | 5 | 72 | 0 | 0 | 0 | 0 | 0 | 0 | 0 | 0 | 0 | 0 | 0 | 0 | 0 | 0 | 0 | 0 | 0 | 0 | 0 | 0 | 0 | 0 | 0 | 0
Resource 1 | Sublap 1 | 14:00 | 5 | 73 | 0 | 0 | 0 | 0 | 0 | 0 | 0 | 0 | 0 | 0 | 0 | 0 | 0 | 0 | 0 | 0 | 0 | 0 | 0 | 0 | 0 | 0 | 0 | 0
Resource 1 | Sublap 1 | 14:00 | 5 | 74 | 0 | 0 | 0 | 0 | 0 | 0 | 0 | 0 | 0 | 0 | 0 | 0 | 0 | 0 | 0.32837 | 0.27993 | 0.21557 | 0.1643 | 0.10167 | -0.15013 | -0.0032893 | 0 | 0 | 0
Resource 1 | Sublap 1 | 14:00 | 5 | 75 | 0 | 0 | 0 | 0 | 0 | 0 | 0 | 0 | 0 | 0 | 0 | 0 | 0 | 0 | 0.1944 | 0.16686 | 0.12162 | 0.09269 | 0.057357 | -0.084699 | -0.0018557 | 0 | 0 | 0
Resource 1 | Sublap 1 | 14:00 | 5 | 76 | 0 | 0 | 0 | 0 | 0 | 0 | 0 | 0 | 0 | 0 | 0 | 0 | 0 | 0 | 0.69491 | 0.59912 | 0.40307 | 0.3072 | 0.1901 | -0.28072 | -0.0061505 | 0 | 0 | 0
Resource 1 | Sublap 1 | 14:00 | 5 | 77 | 0 | 0 | 0 | 0 | 0 | 0 | 0 | 0 | 0 | 0 | 0 | 0 | 0 | 0 | 1.1735 | 1.0238 | 0.68339 | 0.47474 | 0.2925 | -0.43531 | -0.0094961 | 0 | 0 | 0
Resource 1 | Sublap 1 | 14:00 | 5 | 78 | 0 | 0 | 0 | 0 | 0 | 0 | 0 | 0 | 0 | 0 | 0 | 0 | 0 | 0 | 1.2322 | 1.0914 | 0.72754 | 0.4879 | 0.30048 | -0.44753 | -0.0097584 | 0 | 0 | 0
Resource 1 | Sublap 1 | 14:00 | 5 | 79 | 0 | 0 | 0 | 0 | 0 | 0 | 0 | 0 | 0 | 0 | 0 | 0 | 0 | 0 | 1.4705 | 1.3024 | 0.88079 | 0.54143 | 0.33292 | -0.49725 | -0.010825 | 0 | 0 | 0
Resource 1 | Sublap 1 | 14:00 | 5 | 80 | 0 | 0 | 0 | 0 | 0 | 0 | 0 | 0 | 0 | 0 | 0 | 0 | 0 | 0 | 1.8325 | 1.6523 | 1.1434 | 0.6649 | 0.40774 | -0.61192 | -0.013287 | 0 | 0 | 0
Resource 1 | Sublap 1 | 14:00 | 5 | 81 | 0 | 0 | 0 | 0 | 0 | 0 | 0 | 0 | 0 | 0 | 0 | 0 | 0 | 0 | 2.4118 | 2.2171 | 1.5828 | 0.95491 | 0.50301 | -0.75793 | -0.01642 | 0 | 0 | 0
Resource 1 | Sublap 1 | 14:00 | 5 | 82 | 0 | 0 | 0 | 0 | 0 | 0 | 0 | 0 | 0 | 0 | 0 | 0 | 0 | 0 | 2.6724 | 2.435 | 1.758 | 1.0695 | 0.52367 | -0.78959 | -0.0171 | 0 | 0 | 0
Resource 1 | Sublap 1 | 14:00 | 5 | 83 | 0 | 0 | 0 | 0 | 0 | 0 | 0 | 0 | 0 | 0 | 0 | 0 | 0 | 0 | 3.0564 | 2.819 | 2.1457 | 1.4039 | 0.59135 | -0.89332 | -0.019326 | 0 | 0 | 0
Resource 1 | Sublap 1 | 14:00 | 5 | 84 | 0 | 0 | 0 | 0 | 0 | 0 | 0 | 0 | 0 | 0 | 0 | 0 | 0 | 0 | 3.3241 | 3.1243 | 2.2872 | 1.3955 | 0.61694 | -0.93255 | -0.020168 | 0 | 0 | 0
Resource 1 | Sublap 1 | 14:00 | 5 | 85 | 0 | 0 | 0 | 0 | 0 | 0 | 0 | 0 | 0 | 0 | 0 | 0 | 0 | 0 | 4.3954 | 4.1621 | 3.2039 | 2.1913 | 1.1446 | -1.1655 | -0.025169 | 0 | 0 | 0
Resource 1 | Sublap 1 | 14:00 | 5 | 86 | 0 | 0 | 0 | 0 | 0 | 0 | 0 | 0 | 0 | 0 | 0 | 0 | 0 | 0 | 3.9777 | 3.6884 | 2.7786 | 1.8026 | 0.81482 | -1.0539 | -0.022772 | 0 | 0 | 0
Resource 1 | Sublap 1 | 14:00 | 5 | 87 | 0 | 0 | 0 | 0 | 0 | 0 | 0 | 0 | 0 | 0 | 0 | 0 | 0 | 0 | 4.4154 | 4.1897 | 3.2068 | 2.1397 | 1.0487 | -1.1049 | -0.023868 | 0 | 0 | 0
Resource 1 | Sublap 1 | 14:00 | 5 | 88 | 0 | 0 | 0 | 0 | 0 | 0 | 0 | 0 | 0 | 0 | 0 | 0 | 0 | 0 | 4.9951 | 4.7034 | 3.6991 | 2.484 | 1.2274 | -1.2153 | -0.026236 | 0 | 0 | 0
Resource 1 | Sublap 1 | 14:00 | 5 | 89 | 0 | 0 | 0 | 0 | 0 | 0 | 0 | 0 | 0 | 0 | 0 | 0 | 0 | 0 | 4.9157 | 4.7159 | 3.6843 | 2.5055 | 1.2728 | -1.1825 | -0.025532 | 0 | 0 | 0
Resource 1 | Sublap 1 | 14:00 | 5 | 90 | 0 | 0 | 0 | 0 | 0 | 0 | 0 | 0 | 0 | 0 | 0 | 0 | 0 | 0 | 5.8078 | 5.4736 | 4.1987 | 2.9071 | 1.4662 | -1.3377 | -0.028863 | 0 | 0 | 0
Resource 1 | Sublap 1 | 14:00 | 5 | 91 | 0 | 0 | 0 | 0 | 0 | 0 | 0 | 0 | 0 | 0 | 0 | 0 | 0 | 0 | 6.8118 | 6.5895 | 5.1194 | 3.6504 | 2.0394 | -1.5077 | -0.032511 | 0 | 0 | 0
Resource 1 | Sublap 1 | 14:00 | 5 | 92 | 0 | 0 | 0 | 0 | 0 | 0 | 0 | 0 | 0 | 0 | 0 | 0 | 0 | 0 | 7.2305 | 7.1306 | 5.502 | 3.9417 | 2.111 | -1.55 | -0.033421 | 0 | 0 | 0
Resource 1 | Sublap 1 | 14:00 | 5 | 93 | 0 | 0 | 0 | 0 | 0 | 0 | 0 | 0 | 0 | 0 | 0 | 0 | 0 | 0 | 7.7472 | 7.3205 | 5.8345 | 4.2134 | 2.4528 | -1.6605 | -0.03579 | 0 | 0 | 0
Resource 1 | Sublap 1 | 14:00 | 5 | 94 | 0 | 0 | 0 | 0 | 0 | 0 | 0 | 0 | 0 | 0 | 0 | 0 | 0 | 0 | 7.7535 | 7.3429 | 5.6249 | 3.9626 | 2.3707 | -1.6625 | -0.035835 | 0 | 0 | 0
Resource 1 | Sublap 1 | 14:00 | 5 | 95 | 0 | 0 | 0 | 0 | 0 | 0 | 0 | 0 | 0 | 0 | 0 | 0 | 0 | 0 | 10.2552 | 10.9577 | 8.8714 | 6.7165 | 4.5266 | -2.1732 | -0.046794 | 0 | 0 | 0
Resource 1 | Sublap 1 | 14:00 | 5 | 96 | 0 | 0 | 0 | 0 | 0 | 0 | 0 | 0 | 0 | 0 | 0 | 0 | 0 | 0 | 9.1247 | 9.7578 | 7.8746 | 6.2276 | 4.1779 | -1.9343 | -0.041668 | 0 | 0 | 0
Resource 1 | Sublap 1 | 14:00 | 5 | 97 | 0 | 0 | 0 | 0 | 0 | 0 | 0 | 0 | 0 | 0 | 0 | 0 | 0 | 0 | 8.5023 | 9.0102 | 7.0263 | 4.6764 | 2.3397 | -1.796 | -0.038699 | 0 | 0 | 0
Resource 1 | Sublap 1 | 14:00 | 5 | 98 | 0 | 0 | 0 | 0 | 0 | 0 | 0 | 0 | 0 | 0 | 0 | 0 | 0 | 0 | 9.7109 | 10.4007 | 8.7349 | 6.3484 | 3.84 | -2.0537 | -0.04423 | 0 | 0 | 0
Resource 1 | Sublap 1 | 14:00 | 5 | 99 | 0 | 0 | 0 | 0 | 0 | 0 | 0 | 0 | 0 | 0 | 0 | 0 | 0 | 0 | 9.6132 | 10.2743 | 8.4301 | 6.104 | 3.1485 | -2.0312 | -0.043748 | 0 | 0 | 0
Resource 1 | Sublap 1 | 14:00 | 5 | 100 | 0 | 0 | 0 | 0 | 0 | 0 | 0 | 0 | 0 | 0 | 0 | 0 | 0 | 0 | 11.1047 | 11.7904 | 11.0714 | 7.2665 | 4.1677 | -2.3516 | -0.050625 | 0 | 0 | 0
Resource 1 | Sublap 1 | 14:00 | 5 | 101 | 0 | 0 | 0 | 0 | 0 | 0 | 0 | 0 | 0 | 0 | 0 | 0 | 0 | 0 | 9.6731 | 10.3154 | 9.2084 | 6.3747 | 3.4489 | -2.0152 | -0.043405 | 0 | 0 | 0
Resource 1 | Sublap 1 | 14:00 | 5 | 102 | 0 | 0 | 0 | 0 | 0 | 0 | 0 | 0 | 0 | 0 | 0 | 0 | 0 | 0 | 12.4503 | 13.4033 | 12.2672 | 10.5202 | 8.6937 | -2.5695 | -0.0553 | 0 | 0 | 0
Resource 1 | Sublap 1 | 14:00 | 5 | 103 | 0 | 0 | 0 | 0 | 0 | 0 | 0 | 0 | 0 | 0 | 0 | 0 | 0 | 0 | 12.9915 | 13.9005 | 12.8667 | 11.808 | 8.4498 | -2.6953 | -0.058001 | 0 | 0 | 0
Resource 1 | Sublap 1 | 14:00 | 5 | 104 | 0 | 0 | 0 | 0 | 0 | 0 | 0 | 0 | 0 | 0 | 0 | 0 | 0 | 0 | 13.9382 | 14.9843 | 13.8452 | 11.6854 | 7.6672 | -2.9059 | -0.062519 | 0 | 0 | 0
Resource 1 | Sublap 1 | 14:00 | 5 | 105 | 0 | 0 | 0 | 0 | 0 | 0 | 0 | 0 | 0 | 0 | 0 | 0 | 0 | 0 | 11.9156 | 12.7501 | 11.7415 | 9.042 | 3.4547 | -2.4678 | -0.053118 | 0 | 0 | 0
Resource 1 | Sublap 1 | 14:00 | 5 | 106 | 0 | 0 | 0 | 0 | 0 | 0 | 0 | 0 | 0 | 0 | 0 | 0 | 0 | 0 | 11.5083 | 12.4173 | 11.4649 | 10.7059 | 8.3354 | -2.3758 | -0.051144 | 0 | 0 | 0
Resource 1 | Sublap 1 | 14:00 | 5 | 107 | 0 | 0 | 0 | 0 | 0 | 0 | 0 | 0 | 0 | 0 | 0 | 0 | 0 | 0 | 13.477 | 14.4654 | 13.4688 | 12.1888 | 6.6527 | -2.7824 | -0.05987 | 0 | 0 | 0
Resource 1 | Sublap 1 | 14:00 | 6 | 71 | 0 | 0 | 0 | 0 | 0 | 0 | 0 | 0 | 0 | 0 | 0 | 0 | 0 | 0 | 0 | 0 | 0 | 0 | 0 | 0 | 0 | 0 | 0 | 0
Resource 1 | Sublap 1 | 14:00 | 6 | 72 | 0 | 0 | 0 | 0 | 0 | 0 | 0 | 0 | 0 | 0 | 0 | 0 | 0 | 0 | 0 | 0 | 0 | 0 | 0 | 0 | 0 | 0 | 0 | 0
Resource 1 | Sublap 1 | 14:00 | 6 | 73 | 0 | 0 | 0 | 0 | 0 | 0 | 0 | 0 | 0 | 0 | 0 | 0 | 0 | 0 | 0 | 0 | 0 | 0 | 0 | 0 | 0 | 0 | 0 | 0
Resource 1 | Sublap 1 | 14:00 | 6 | 74 | 0 | 0 | 0 | 0 | 0 | 0 | 0 | 0 | 0 | 0 | 0 | 0 | 0 | 0 | 0.32837 | 0.27993 | 0.21557 | 0.1643 | 0.10167 | 0.046048 | -0.14221 | -0.00337 | 0 | 0
Resource 1 | Sublap 1 | 14:00 | 6 | 75 | 0 | 0 | 0 | 0 | 0 | 0 | 0 | 0 | 0 | 0 | 0 | 0 | 0 | 0 | 0.1944 | 0.16686 | 0.12162 | 0.09269 | 0.057357 | 0.025979 | -0.080231 | -0.0019012 | 0 | 0
Resource 1 | Sublap 1 | 14:00 | 6 | 76 | 0 | 0 | 0 | 0 | 0 | 0 | 0 | 0 | 0 | 0 | 0 | 0 | 0 | 0 | 0.69491 | 0.59912 | 0.40307 | 0.3072 | 0.1901 | 0.086101 | -0.26591 | -0.0063012 | 0 | 0
Resource 1 | Sublap 1 | 14:00 | 6 | 77 | 0 | 0 | 0 | 0 | 0 | 0 | 0 | 0 | 0 | 0 | 0 | 0 | 0 | 0 | 1.1735 | 1.0238 | 0.68339 | 0.47474 | 0.2925 | 0.1308 | -0.41234 | -0.0097303 | 0 | 0
Resource 1 | Sublap 1 | 14:00 | 6 | 78 | 0 | 0 | 0 | 0 | 0 | 0 | 0 | 0 | 0 | 0 | 0 | 0 | 0 | 0 | 1.2322 | 1.0914 | 0.72754 | 0.4879 | 0.30048 | 0.13419 | -0.42392 | -0.0099992 | 0 | 0
Resource 1 | Sublap 1 | 14:00 | 6 | 79 | 0 | 0 | 0 | 0 | 0 | 0 | 0 | 0 | 0 | 0 | 0 | 0 | 0 | 0 | 1.4705 | 1.3024 | 0.88079 | 0.54143 | 0.33292 | 0.14798 | -0.47101 | -0.011093 | 0 | 0
Resource 1 | Sublap 1 | 14:00 | 6 | 80 | 0 | 0 | 0 | 0 | 0 | 0 | 0 | 0 | 0 | 0 | 0 | 0 | 0 | 0 | 1.8325 | 1.6523 | 1.1434 | 0.6649 | 0.40774 | 0.17979 | -0.57963 | -0.013616 | 0 | 0
Resource 1 | Sublap 1 | 14:00 | 6 | 81 | 0 | 0 | 0 | 0 | 0 | 0 | 0 | 0 | 0 | 0 | 0 | 0 | 0 | 0 | 2.4118 | 2.2171 | 1.5828 | 0.95491 | 0.50301 | 0.22029 | -0.71793 | -0.016829 | 0 | 0
Resource 1 | Sublap 1 | 14:00 | 6 | 82 | 0 | 0 | 0 | 0 | 0 | 0 | 0 | 0 | 0 | 0 | 0 | 0 | 0 | 0 | 2.6724 | 2.435 | 1.758 | 1.0695 | 0.52367 | 0.22907 | -0.74792 | -0.017526 | 0 | 0
Resource 1 | Sublap 1 | 14:00 | 6 | 83 | 0 | 0 | 0 | 0 | 0 | 0 | 0 | 0 | 0 | 0 | 0 | 0 | 0 | 0 | 3.0564 | 2.819 | 2.1457 | 1.4039 | 0.59135 | 0.25784 | -0.84617 | -0.019808 | 0 | 0
Resource 1 | Sublap 1 | 14:00 | 6 | 84 | 0 | 0 | 0 | 0 | 0 | 0 | 0 | 0 | 0 | 0 | 0 | 0 | 0 | 0 | 3.3241 | 3.1243 | 2.2872 | 1.3955 | 0.61694 | 0.26872 | -0.88333 | -0.020671 | 0 | 0
Resource 1 | Sublap 1 | 14:00 | 6 | 85 | 0 | 0 | 0 | 0 | 0 | 0 | 0 | 0 | 0 | 0 | 0 | 0 | 0 | 0 | 4.3954 | 4.1621 | 3.2039 | 2.1913 | 1.1446 | 0.33335 | -1.104 | -0.025798 | 0 | 0
Resource 1 | Sublap 1 | 14:00 | 6 | 86 | 0 | 0 | 0 | 0 | 0 | 0 | 0 | 0 | 0 | 0 | 0 | 0 | 0 | 0 | 3.9777 | 3.6884 | 2.7786 | 1.8026 | 0.81482 | 0.30237 | -0.99826 | -0.023341 | 0 | 0
Resource 1 | Sublap 1 | 14:00 | 6 | 87 | 0 | 0 | 0 | 0 | 0 | 0 | 0 | 0 | 0 | 0 | 0 | 0 | 0 | 0 | 4.4154 | 4.1897 | 3.2068 | 2.1397 | 1.0487 | 0.31654 | -1.0466 | -0.024464 | 0 | 0
Resource 1 | Sublap 1 | 14:00 | 6 | 88 | 0 | 0 | 0 | 0 | 0 | 0 | 0 | 0 | 0 | 0 | 0 | 0 | 0 | 0 | 4.9951 | 4.7034 | 3.6991 | 2.484 | 1.2274 | 0.34714 | -1.1511 | -0.026892 | 0 | 0
Resource 1 | Sublap 1 | 14:00 | 6 | 89 | 0 | 0 | 0 | 0 | 0 | 0 | 0 | 0 | 0 | 0 | 0 | 0 | 0 | 0 | 4.9157 | 4.7159 | 3.6843 | 2.5055 | 1.2728 | 0.33804 | -1.1201 | -0.026171 | 0 | 0
Resource 1 | Sublap 1 | 14:00 | 6 | 90 | 0 | 0 | 0 | 0 | 0 | 0 | 0 | 0 | 0 | 0 | 0 | 0 | 0 | 0 | 5.8078 | 5.4736 | 4.1987 | 2.9071 | 1.4662 | 0.41347 | -1.2671 | -0.029586 | 0 | 0
Resource 1 | Sublap 1 | 14:00 | 6 | 91 | 0 | 0 | 0 | 0 | 0 | 0 | 0 | 0 | 0 | 0 | 0 | 0 | 0 | 0 | 6.8118 | 6.5895 | 5.1194 | 3.6504 | 2.0394 | 0.75787 | -1.4281 | -0.033326 | 0 | 0
Resource 1 | Sublap 1 | 14:00 | 6 | 92 | 0 | 0 | 0 | 0 | 0 | 0 | 0 | 0 | 0 | 0 | 0 | 0 | 0 | 0 | 7.2305 | 7.1306 | 5.502 | 3.9417 | 2.111 | 0.84551 | -1.4682 | -0.034258 | 0 | 0
Resource 1 | Sublap 1 | 14:00 | 6 | 93 | 0 | 0 | 0 | 0 | 0 | 0 | 0 | 0 | 0 | 0 | 0 | 0 | 0 | 0 | 7.7472 | 7.3205 | 5.8345 | 4.2134 | 2.4528 | 1.1359 | -1.5728 | -0.036688 | 0 | 0
Resource 1 | Sublap 1 | 14:00 | 6 | 94 | 0 | 0 | 0 | 0 | 0 | 0 | 0 | 0 | 0 | 0 | 0 | 0 | 0 | 0 | 7.7535 | 7.3429 | 5.6249 | 3.9626 | 2.3707 | 0.9083 | -1.5748 | -0.036733 | 0 | 0
Resource 1 | Sublap 1 | 14:00 | 6 | 95 | 0 | 0 | 0 | 0 | 0 | 0 | 0 | 0 | 0 | 0 | 0 | 0 | 0 | 0 | 10.2552 | 10.9577 | 8.8714 | 6.7165 | 4.5266 | 2.6241 | -2.0585 | -0.047969 | 0 | 0
Resource 1 | Sublap 1 | 14:00 | 6 | 96 | 0 | 0 | 0 | 0 | 0 | 0 | 0 | 0 | 0 | 0 | 0 | 0 | 0 | 0 | 9.1247 | 9.7578 | 7.8746 | 6.2276 | 4.1779 | 2.2676 | -1.8322 | -0.042713 | 0 | 0
Resource 1 | Sublap 1 | 14:00 | 6 | 97 | 0 | 0 | 0 | 0 | 0 | 0 | 0 | 0 | 0 | 0 | 0 | 0 | 0 | 0 | 8.5023 | 9.0102 | 7.0263 | 4.6764 | 2.3397 | 1.0477 | -1.7012 | -0.03967 | 0 | 0
Resource 1 | Sublap 1 | 14:00 | 6 | 98 | 0 | 0 | 0 | 0 | 0 | 0 | 0 | 0 | 0 | 0 | 0 | 0 | 0 | 0 | 9.7109 | 10.4007 | 8.7349 | 6.3484 | 3.84 | 1.7672 | -1.9453 | -0.04534 | 0 | 0
Resource 1 | Sublap 1 | 14:00 | 6 | 99 | 0 | 0 | 0 | 0 | 0 | 0 | 0 | 0 | 0 | 0 | 0 | 0 | 0 | 0 | 9.6132 | 10.2743 | 8.4301 | 6.104 | 3.1485 | 1.4679 | -1.924 | -0.044846 | 0 | 0
Resource 1 | Sublap 1 | 14:00 | 6 | 100 | 0 | 0 | 0 | 0 | 0 | 0 | 0 | 0 | 0 | 0 | 0 | 0 | 0 | 0 | 11.1047 | 11.7904 | 11.0714 | 7.2665 | 4.1677 | 2.5442 | -2.2275 | -0.051896 | 0 | 0
Resource 1 | Sublap 1 | 14:00 | 6 | 101 | 0 | 0 | 0 | 0 | 0 | 0 | 0 | 0 | 0 | 0 | 0 | 0 | 0 | 0 | 9.6731 | 10.3154 | 9.2084 | 6.3747 | 3.4489 | 1.3758 | -1.9089 | -0.044494 | 0 | 0
Resource 1 | Sublap 1 | 14:00 | 6 | 102 | 0 | 0 | 0 | 0 | 0 | 0 | 0 | 0 | 0 | 0 | 0 | 0 | 0 | 0 | 12.4503 | 13.4033 | 12.2672 | 10.5202 | 8.6937 | 4.8339 | -2.4338 | -0.056689 | 0 | 0
Resource 1 | Sublap 1 | 14:00 | 6 | 103 | 0 | 0 | 0 | 0 | 0 | 0 | 0 | 0 | 0 | 0 | 0 | 0 | 0 | 0 | 12.9915 | 13.9005 | 12.8667 | 11.808 | 8.4498 | 5.6085 | -2.553 | -0.059458 | 0 | 0
Resource 1 | Sublap 1 | 14:00 | 6 | 104 | 0 | 0 | 0 | 0 | 0 | 0 | 0 | 0 | 0 | 0 | 0 | 0 | 0 | 0 | 13.9382 | 14.9843 | 13.8452 | 11.6854 | 7.6672 | 4.8829 | -2.7525 | -0.06409 | 0 | 0
Resource 1 | Sublap 1 | 14:00 | 6 | 105 | 0 | 0 | 0 | 0 | 0 | 0 | 0 | 0 | 0 | 0 | 0 | 0 | 0 | 0 | 11.9156 | 12.7501 | 11.7415 | 9.042 | 3.4547 | 1.9286 | -2.3375 | -0.054452 | 0 | 0
Resource 1 | Sublap 1 | 14:00 | 6 | 106 | 0 | 0 | 0 | 0 | 0 | 0 | 0 | 0 | 0 | 0 | 0 | 0 | 0 | 0 | 11.5083 | 12.4173 | 11.4649 | 10.7059 | 8.3354 | 4.2337 | -2.2504 | -0.052429 | 0 | 0
Resource 1 | Sublap 1 | 14:00 | 6 | 107 | 0 | 0 | 0 | 0 | 0 | 0 | 0 | 0 | 0 | 0 | 0 | 0 | 0 | 0 | 13.477 | 14.4654 | 13.4688 | 12.1888 | 6.6527 | 3.0073 | -2.6356 | -0.061375 | 0 | 0
Resource 1 | Sublap 1 | 15:00 | 1 | 71 | 0 | 0 | 0 | 0 | 0 | 0 | 0 | 0 | 0 | 0 | 0 | 0 | 0 | 0 | 0 | 0 | 0 | 0 | 0 | 0 | 0 | 0 | 0 | 0
Resource 1 | Sublap 1 | 15:00 | 1 | 72 | 0 | 0 | 0 | 0 | 0 | 0 | 0 | 0 | 0 | 0 | 0 | 0 | 0 | 0 | 0 | 0 | 0 | 0 | 0 | 0 | 0 | 0 | 0 | 0
Resource 1 | Sublap 1 | 15:00 | 1 | 73 | 0 | 0 | 0 | 0 | 0 | 0 | 0 | 0 | 0 | 0 | 0 | 0 | 0 | 0 | 0 | 0 | 0 | 0 | 0 | 0 | 0 | 0 | 0 | 0
Resource 1 | Sublap 1 | 15:00 | 1 | 74 | 0 | 0 | 0 | 0 | 0 | 0 | 0 | 0 | 0 | 0 | 0 | 0 | 0 | 0 | 0 | 0.32674 | -0.21511 | -0.0052755 | 0 | 0 | 0 | 0 | 0 | 0
Resource 1 | Sublap 1 | 15:00 | 1 | 75 | 0 | 0 | 0 | 0 | 0 | 0 | 0 | 0 | 0 | 0 | 0 | 0 | 0 | 0 | 0 | 0.19326 | -0.12136 | -0.0029763 | 0 | 0 | 0 | 0 | 0 | 0
Resource 1 | Sublap 1 | 15:00 | 1 | 76 | 0 | 0 | 0 | 0 | 0 | 0 | 0 | 0 | 0 | 0 | 0 | 0 | 0 | 0 | 0 | 0.68664 | -0.40222 | -0.0098643 | 0 | 0 | 0 | 0 | 0 | 0
Resource 1 | Sublap 1 | 15:00 | 1 | 77 | 0 | 0 | 0 | 0 | 0 | 0 | 0 | 0 | 0 | 0 | 0 | 0 | 0 | 0 | 0 | 1.16 | -0.62309 | -0.015235 | 0 | 0 | 0 | 0 | 0 | 0
Resource 1 | Sublap 1 | 15:00 | 1 | 78 | 0 | 0 | 0 | 0 | 0 | 0 | 0 | 0 | 0 | 0 | 0 | 0 | 0 | 0 | 0 | 1.2314 | -0.64052 | -0.015657 | 0 | 0 | 0 | 0 | 0 | 0
Resource 1 | Sublap 1 | 15:00 | 1 | 79 | 0 | 0 | 0 | 0 | 0 | 0 | 0 | 0 | 0 | 0 | 0 | 0 | 0 | 0 | 0 | 1.4582 | -0.71142 | -0.017371 | 0 | 0 | 0 | 0 | 0 | 0
Resource 1 | Sublap 1 | 15:00 | 1 | 80 | 0 | 0 | 0 | 0 | 0 | 0 | 0 | 0 | 0 | 0 | 0 | 0 | 0 | 0 | 0 | 1.8444 | -0.87496 | -0.021324 | 0 | 0 | 0 | 0 | 0 | 0
Resource 1 | Sublap 1 | 15:00 | 1 | 81 | 0 | 0 | 0 | 0 | 0 | 0 | 0 | 0 | 0 | 0 | 0 | 0 | 0 | 0 | 0 | 2.4554 | -1.0832 | -0.026358 | 0 | 0 | 0 | 0 | 0 | 0
Resource 1 | Sublap 1 | 15:00 | 1 | 82 | 0 | 0 | 0 | 0 | 0 | 0 | 0 | 0 | 0 | 0 | 0 | 0 | 0 | 0 | 0 | 2.6833 | -1.1283 | -0.02745 | 0 | 0 | 0 | 0 | 0 | 0
Resource 1 | Sublap 1 | 15:00 | 1 | 83 | 0 | 0 | 0 | 0 | 0 | 0 | 0 | 0 | 0 | 0 | 0 | 0 | 0 | 0 | 0 | 3.1002 | -1.2763 | -0.031026 | 0 | 0 | 0 | 0 | 0 | 0
Resource 1 | Sublap 1 | 15:00 | 1 | 84 | 0 | 0 | 0 | 0 | 0 | 0 | 0 | 0 | 0 | 0 | 0 | 0 | 0 | 0 | 0 | 3.4179 | -1.3322 | -0.032378 | 0 | 0 | 0 | 0 | 0 | 0
Resource 1 | Sublap 1 | 15:00 | 1 | 85 | 0 | 0 | 0 | 0 | 0 | 0 | 0 | 0 | 0 | 0 | 0 | 0 | 0 | 0 | 0 | 4.5294 | -1.6645 | -0.040412 | 0 | 0 | 0 | 0 | 0 | 0
Resource 1 | Sublap 1 | 15:00 | 1 | 86 | 0 | 0 | 0 | 0 | 0 | 0 | 0 | 0 | 0 | 0 | 0 | 0 | 0 | 0 | 0 | 4.0204 | -1.5053 | -0.036562 | 0 | 0 | 0 | 0 | 0 | 0
Resource 1 | Sublap 1 | 15:00 | 1 | 87 | 0 | 0 | 0 | 0 | 0 | 0 | 0 | 0 | 0 | 0 | 0 | 0 | 0 | 0 | 0 | 4.5378 | -1.5781 | -0.038322 | 0 | 0 | 0 | 0 | 0 | 0
Resource 1 | Sublap 1 | 15:00 | 1 | 88 | 0 | 0 | 0 | 0 | 0 | 0 | 0 | 0 | 0 | 0 | 0 | 0 | 0 | 0 | 0 | 5.0865 | -1.7354 | -0.042126 | 0 | 0 | 0 | 0 | 0 | 0
Resource 1 | Sublap 1 | 15:00 | 1 | 89 | 0 | 0 | 0 | 0 | 0 | 0 | 0 | 0 | 0 | 0 | 0 | 0 | 0 | 0 | 0 | 5.0886 | -1.6887 | -0.040995 | 0 | 0 | 0 | 0 | 0 | 0
Resource 1 | Sublap 1 | 15:00 | 1 | 90 | 0 | 0 | 0 | 0 | 0 | 0 | 0 | 0 | 0 | 0 | 0 | 0 | 0 | 0 | 0 | 5.8955 | -1.91 | -0.046347 | 0 | 0 | 0 | 0 | 0 | 0
Resource 1 | Sublap 1 | 15:00 | 1 | 91 | 0 | 0 | 0 | 0 | 0 | 0 | 0 | 0 | 0 | 0 | 0 | 0 | 0 | 0 | 0 | 7.0651 | -2.1524 | -0.052207 | 0 | 0 | 0 | 0 | 0 | 0
Resource 1 | Sublap 1 | 15:00 | 1 | 92 | 0 | 0 | 0 | 0 | 0 | 0 | 0 | 0 | 0 | 0 | 0 | 0 | 0 | 0 | 0 | 7.6197 | -2.2128 | -0.053668 | 0 | 0 | 0 | 0 | 0 | 0
Resource 1 | Sublap 1 | 15:00 | 1 | 93 | 0 | 0 | 0 | 0 | 0 | 0 | 0 | 0 | 0 | 0 | 0 | 0 | 0 | 0 | 0 | 7.8445 | -2.3703 | -0.057474 | 0 | 0 | 0 | 0 | 0 | 0
Resource 1 | Sublap 1 | 15:00 | 1 | 94 | 0 | 0 | 0 | 0 | 0 | 0 | 0 | 0 | 0 | 0 | 0 | 0 | 0 | 0 | 0 | 7.8676 | -2.3732 | -0.057545 | 0 | 0 | 0 | 0 | 0 | 0
Resource 1 | Sublap 1 | 15:00 | 1 | 95 | 0 | 0 | 0 | 0 | 0 | 0 | 0 | 0 | 0 | 0 | 0 | 0 | 0 | 0 | 0 | 11.0844 | -3.1015 | -0.075151 | 0 | 0 | 0 | 0 | 0 | 0
Resource 1 | Sublap 1 | 15:00 | 1 | 96 | 0 | 0 | 0 | 0 | 0 | 0 | 0 | 0 | 0 | 0 | 0 | 0 | 0 | 0 | 0 | 9.8703 | -2.7608 | -0.066916 | 0 | 0 | 0 | 0 | 0 | 0
Resource 1 | Sublap 1 | 15:00 | 1 | 97 | 0 | 0 | 0 | 0 | 0 | 0 | 0 | 0 | 0 | 0 | 0 | 0 | 0 | 0 | 0 | 9.1492 | -2.5636 | -0.062147 | 0 | 0 | 0 | 0 | 0 | 0
Resource 1 | Sublap 1 | 15:00 | 1 | 98 | 0 | 0 | 0 | 0 | 0 | 0 | 0 | 0 | 0 | 0 | 0 | 0 | 0 | 0 | 0 | 10.5203 | -2.9311 | -0.071032 | 0 | 0 | 0 | 0 | 0 | 0
Resource 1 | Sublap 1 | 15:00 | 1 | 99 | 0 | 0 | 0 | 0 | 0 | 0 | 0 | 0 | 0 | 0 | 0 | 0 | 0 | 0 | 0 | 10.3925 | -2.8991 | -0.070257 | 0 | 0 | 0 | 0 | 0 | 0
Resource 1 | Sublap 1 | 15:00 | 1 | 100 | 0 | 0 | 0 | 0 | 0 | 0 | 0 | 0 | 0 | 0 | 0 | 0 | 0 | 0 | 0 | 11.9733 | -3.356 | -0.081304 | 0 | 0 | 0 | 0 | 0 | 0
Resource 1 | Sublap 1 | 15:00 | 1 | 101 | 0 | 0 | 0 | 0 | 0 | 0 | 0 | 0 | 0 | 0 | 0 | 0 | 0 | 0 | 0 | 10.4327 | -2.8763 | -0.069707 | 0 | 0 | 0 | 0 | 0 | 0
Resource 1 | Sublap 1 | 15:00 | 1 | 102 | 0 | 0 | 0 | 0 | 0 | 0 | 0 | 0 | 0 | 0 | 0 | 0 | 0 | 0 | 0 | 13.5537 | -3.6666 | -0.088814 | 0 | 0 | 0 | 0 | 0 | 0
Resource 1 | Sublap 1 | 15:00 | 1 | 103 | 0 | 0 | 0 | 0 | 0 | 0 | 0 | 0 | 0 | 0 | 0 | 0 | 0 | 0 | 0 | 14.0584 | -3.8461 | -0.093153 | 0 | 0 | 0 | 0 | 0 | 0
Resource 1 | Sublap 1 | 15:00 | 1 | 104 | 0 | 0 | 0 | 0 | 0 | 0 | 0 | 0 | 0 | 0 | 0 | 0 | 0 | 0 | 0 | 15.1548 | -4.1464 | -0.10041 | 0 | 0 | 0 | 0 | 0 | 0
Resource 1 | Sublap 1 | 15:00 | 1 | 105 | 0 | 0 | 0 | 0 | 0 | 0 | 0 | 0 | 0 | 0 | 0 | 0 | 0 | 0 | 0 | 12.8945 | -3.5217 | -0.085309 | 0 | 0 | 0 | 0 | 0 | 0
Resource 1 | Sublap 1 | 15:00 | 1 | 106 | 0 | 0 | 0 | 0 | 0 | 0 | 0 | 0 | 0 | 0 | 0 | 0 | 0 | 0 | 0 | 12.5267 | -3.3905 | -0.082139 | 0 | 0 | 0 | 0 | 0 | 0
Resource 1 | Sublap 1 | 15:00 | 1 | 107 | 0 | 0 | 0 | 0 | 0 | 0 | 0 | 0 | 0 | 0 | 0 | 0 | 0 | 0 | 0 | 14.6286 | -3.9704 | -0.096156 | 0 | 0 | 0 | 0 | 0 | 0
Resource 1 | Sublap 1 | 15:00 | 2 | 71 | 0 | 0 | 0 | 0 | 0 | 0 | 0 | 0 | 0 | 0 | 0 | 0 | 0 | 0 | 0 | 0 | 0 | 0 | 0 | 0 | 0 | 0 | 0 | 0
Resource 1 | Sublap 1 | 15:00 | 2 | 72 | 0 | 0 | 0 | 0 | 0 | 0 | 0 | 0 | 0 | 0 | 0 | 0 | 0 | 0 | 0 | 0 | 0 | 0 | 0 | 0 | 0 | 0 | 0 | 0
Resource 1 | Sublap 1 | 15:00 | 2 | 73 | 0 | 0 | 0 | 0 | 0 | 0 | 0 | 0 | 0 | 0 | 0 | 0 | 0 | 0 | 0 | 0 | 0 | 0 | 0 | 0 | 0 | 0 | 0 | 0
Resource 1 | Sublap 1 | 15:00 | 2 | 74 | 0 | 0 | 0 | 0 | 0 | 0 | 0 | 0 | 0 | 0 | 0 | 0 | 0 | 0 | 0 | 0.32674 | 0.26057 | -0.20991 | -0.0044985 | 0 | 0 | 0 | 0 | 0
Resource 1 | Sublap 1 | 15:00 | 2 | 75 | 0 | 0 | 0 | 0 | 0 | 0 | 0 | 0 | 0 | 0 | 0 | 0 | 0 | 0 | 0 | 0.19326 | 0.147 | -0.11843 | -0.0025379 | 0 | 0 | 0 | 0 | 0
Resource 1 | Sublap 1 | 15:00 | 2 | 76 | 0 | 0 | 0 | 0 | 0 | 0 | 0 | 0 | 0 | 0 | 0 | 0 | 0 | 0 | 0 | 0.68664 | 0.48722 | -0.3925 | -0.0084114 | 0 | 0 | 0 | 0 | 0
Resource 1 | Sublap 1 | 15:00 | 2 | 77 | 0 | 0 | 0 | 0 | 0 | 0 | 0 | 0 | 0 | 0 | 0 | 0 | 0 | 0 | 0 | 1.16 | 0.81457 | -0.60804 | -0.012989 | 0 | 0 | 0 | 0 | 0
Resource 1 | Sublap 1 | 15:00 | 2 | 78 | 0 | 0 | 0 | 0 | 0 | 0 | 0 | 0 | 0 | 0 | 0 | 0 | 0 | 0 | 0 | 1.2314 | 0.86248 | -0.62505 | -0.013347 | 0 | 0 | 0 | 0 | 0
Resource 1 | Sublap 1 | 15:00 | 2 | 79 | 0 | 0 | 0 | 0 | 0 | 0 | 0 | 0 | 0 | 0 | 0 | 0 | 0 | 0 | 0 | 1.4582 | 1.031 | -0.69423 | -0.014808 | 0 | 0 | 0 | 0 | 0
Resource 1 | Sublap 1 | 15:00 | 2 | 80 | 0 | 0 | 0 | 0 | 0 | 0 | 0 | 0 | 0 | 0 | 0 | 0 | 0 | 0 | 0 | 1.8444 | 1.3288 | -0.85382 | -0.018176 | 0 | 0 | 0 | 0 | 0
Resource 1 | Sublap 1 | 15:00 | 2 | 81 | 0 | 0 | 0 | 0 | 0 | 0 | 0 | 0 | 0 | 0 | 0 | 0 | 0 | 0 | 0 | 2.4554 | 1.8131 | -1.057 | -0.022464 | 0 | 0 | 0 | 0 | 0
Resource 1 | Sublap 1 | 15:00 | 2 | 82 | 0 | 0 | 0 | 0 | 0 | 0 | 0 | 0 | 0 | 0 | 0 | 0 | 0 | 0 | 0 | 2.6833 | 1.9981 | -1.1011 | -0.023393 | 0 | 0 | 0 | 0 | 0
Resource 1 | Sublap 1 | 15:00 | 2 | 83 | 0 | 0 | 0 | 0 | 0 | 0 | 0 | 0 | 0 | 0 | 0 | 0 | 0 | 0 | 0 | 3.1002 | 2.4176 | -1.2454 | -0.02644 | 0 | 0 | 0 | 0 | 0
Resource 1 | Sublap 1 | 15:00 | 2 | 84 | 0 | 0 | 0 | 0 | 0 | 0 | 0 | 0 | 0 | 0 | 0 | 0 | 0 | 0 | 0 | 3.4179 | 2.5712 | -1.3 | -0.027592 | 0 | 0 | 0 | 0 | 0
Resource 1 | Sublap 1 | 15:00 | 2 | 85 | 0 | 0 | 0 | 0 | 0 | 0 | 0 | 0 | 0 | 0 | 0 | 0 | 0 | 0 | 0 | 4.5294 | 3.5595 | -1.6243 | -0.034435 | 0 | 0 | 0 | 0 | 0
Resource 1 | Sublap 1 | 15:00 | 2 | 86 | 0 | 0 | 0 | 0 | 0 | 0 | 0 | 0 | 0 | 0 | 0 | 0 | 0 | 0 | 0 | 4.0204 | 3.0999 | -1.4689 | -0.031155 | 0 | 0 | 0 | 0 | 0
Resource 1 | Sublap 1 | 15:00 | 2 | 87 | 0 | 0 | 0 | 0 | 0 | 0 | 0 | 0 | 0 | 0 | 0 | 0 | 0 | 0 | 0 | 4.5378 | 3.5437 | -1.5399 | -0.032655 | 0 | 0 | 0 | 0 | 0
Resource 1 | Sublap 1 | 15:00 | 2 | 88 | 0 | 0 | 0 | 0 | 0 | 0 | 0 | 0 | 0 | 0 | 0 | 0 | 0 | 0 | 0 | 5.0865 | 4.0699 | -1.6935 | -0.035896 | 0 | 0 | 0 | 0 | 0
Resource 1 | Sublap 1 | 15:00 | 2 | 89 | 0 | 0 | 0 | 0 | 0 | 0 | 0 | 0 | 0 | 0 | 0 | 0 | 0 | 0 | 0 | 5.0886 | 4.045 | -1.6478 | -0.034932 | 0 | 0 | 0 | 0 | 0
Resource 1 | Sublap 1 | 15:00 | 2 | 90 | 0 | 0 | 0 | 0 | 0 | 0 | 0 | 0 | 0 | 0 | 0 | 0 | 0 | 0 | 0 | 5.8955 | 4.6072 | -1.8638 | -0.039491 | 0 | 0 | 0 | 0 | 0
Resource 1 | Sublap 1 | 15:00 | 2 | 91 | 0 | 0 | 0 | 0 | 0 | 0 | 0 | 0 | 0 | 0 | 0 | 0 | 0 | 0 | 0 | 7.0651 | 5.58 | -2.1004 | -0.044483 | 0 | 0 | 0 | 0 | 0
Resource 1 | Sublap 1 | 15:00 | 2 | 92 | 0 | 0 | 0 | 0 | 0 | 0 | 0 | 0 | 0 | 0 | 0 | 0 | 0 | 0 | 0 | 7.6197 | 5.9757 | -2.1593 | -0.045727 | 0 | 0 | 0 | 0 | 0
Resource 1 | Sublap 1 | 15:00 | 2 | 93 | 0 | 0 | 0 | 0 | 0 | 0 | 0 | 0 | 0 | 0 | 0 | 0 | 0 | 0 | 0 | 7.8445 | 6.3422 | -2.313 | -0.04897 | 0 | 0 | 0 | 0 | 0
Resource 1 | Sublap 1 | 15:00 | 2 | 94 | 0 | 0 | 0 | 0 | 0 | 0 | 0 | 0 | 0 | 0 | 0 | 0 | 0 | 0 | 0 | 7.8676 | 6.1332 | -2.3158 | -0.04903 | 0 | 0 | 0 | 0 | 0
Resource 1 | Sublap 1 | 15:00 | 2 | 95 | 0 | 0 | 0 | 0 | 0 | 0 | 0 | 0 | 0 | 0 | 0 | 0 | 0 | 0 | 0 | 11.0844 | 9.5365 | -3.0265 | -0.064028 | 0 | 0 | 0 | 0 | 0
Resource 1 | Sublap 1 | 15:00 | 2 | 96 | 0 | 0 | 0 | 0 | 0 | 0 | 0 | 0 | 0 | 0 | 0 | 0 | 0 | 0 | 0 | 9.8703 | 8.4664 | -2.6941 | -0.057013 | 0 | 0 | 0 | 0 | 0
Resource 1 | Sublap 1 | 15:00 | 2 | 97 | 0 | 0 | 0 | 0 | 0 | 0 | 0 | 0 | 0 | 0 | 0 | 0 | 0 | 0 | 0 | 9.1492 | 7.5755 | -2.5016 | -0.05295 | 0 | 0 | 0 | 0 | 0
Resource 1 | Sublap 1 | 15:00 | 2 | 98 | 0 | 0 | 0 | 0 | 0 | 0 | 0 | 0 | 0 | 0 | 0 | 0 | 0 | 0 | 0 | 10.5203 | 9.3634 | -2.8602 | -0.060519 | 0 | 0 | 0 | 0 | 0
Resource 1 | Sublap 1 | 15:00 | 2 | 99 | 0 | 0 | 0 | 0 | 0 | 0 | 0 | 0 | 0 | 0 | 0 | 0 | 0 | 0 | 0 | 10.3925 | 9.0517 | -2.8289 | -0.059859 | 0 | 0 | 0 | 0 | 0
Resource 1 | Sublap 1 | 15:00 | 2 | 100 | 0 | 0 | 0 | 0 | 0 | 0 | 0 | 0 | 0 | 0 | 0 | 0 | 0 | 0 | 0 | 11.9733 | 11.2309 | -3.2748 | -0.069269 | 0 | 0 | 0 | 0 | 0
Resource 1 | Sublap 1 | 15:00 | 2 | 101 | 0 | 0 | 0 | 0 | 0 | 0 | 0 | 0 | 0 | 0 | 0 | 0 | 0 | 0 | 0 | 10.4327 | 9.5936 | -2.8067 | -0.05939 | 0 | 0 | 0 | 0 | 0
Resource 1 | Sublap 1 | 15:00 | 2 | 102 | 0 | 0 | 0 | 0 | 0 | 0 | 0 | 0 | 0 | 0 | 0 | 0 | 0 | 0 | 0 | 13.5537 | 12.4419 | -3.578 | -0.075666 | 0 | 0 | 0 | 0 | 0
Resource 1 | Sublap 1 | 15:00 | 2 | 103 | 0 | 0 | 0 | 0 | 0 | 0 | 0 | 0 | 0 | 0 | 0 | 0 | 0 | 0 | 0 | 14.0584 | 13.0501 | -3.7531 | -0.079362 | 0 | 0 | 0 | 0 | 0
Resource 1 | Sublap 1 | 15:00 | 2 | 104 | 0 | 0 | 0 | 0 | 0 | 0 | 0 | 0 | 0 | 0 | 0 | 0 | 0 | 0 | 0 | 15.1548 | 14.0433 | -4.0461 | -0.085546 | 0 | 0 | 0 | 0 | 0
Resource 1 | Sublap 1 | 15:00 | 2 | 105 | 0 | 0 | 0 | 0 | 0 | 0 | 0 | 0 | 0 | 0 | 0 | 0 | 0 | 0 | 0 | 12.8945 | 11.9091 | -3.4365 | -0.072681 | 0 | 0 | 0 | 0 | 0
Resource 1 | Sublap 1 | 15:00 | 2 | 106 | 0 | 0 | 0 | 0 | 0 | 0 | 0 | 0 | 0 | 0 | 0 | 0 | 0 | 0 | 0 | 12.5267 | 11.6261 | -3.3085 | -0.06998 | 0 | 0 | 0 | 0 | 0
Resource 1 | Sublap 1 | 15:00 | 2 | 107 | 0 | 0 | 0 | 0 | 0 | 0 | 0 | 0 | 0 | 0 | 0 | 0 | 0 | 0 | 0 | 14.6286 | 13.6582 | -3.8743 | -0.081921 | 0 | 0 | 0 | 0 | 0
Resource 1 | Sublap 1 | 15:00 | 3 | 71 | 0 | 0 | 0 | 0 | 0 | 0 | 0 | 0 | 0 | 0 | 0 | 0 | 0 | 0 | 0 | 0 | 0 | 0 | 0 | 0 | 0 | 0 | 0 | 0
Resource 1 | Sublap 1 | 15:00 | 3 | 72 | 0 | 0 | 0 | 0 | 0 | 0 | 0 | 0 | 0 | 0 | 0 | 0 | 0 | 0 | 0 | 0 | 0 | 0 | 0 | 0 | 0 | 0 | 0 | 0
Resource 1 | Sublap 1 | 15:00 | 3 | 73 | 0 | 0 | 0 | 0 | 0 | 0 | 0 | 0 | 0 | 0 | 0 | 0 | 0 | 0 | 0 | 0 | 0 | 0 | 0 | 0 | 0 | 0 | 0 | 0
Resource 1 | Sublap 1 | 15:00 | 3 | 74 | 0 | 0 | 0 | 0 | 0 | 0 | 0 | 0 | 0 | 0 | 0 | 0 | 0 | 0 | 0 | 0.32674 | 0.26057 | 0.2099 | -0.18403 | -0.003524 | 0 | 0 | 0 | 0
Resource 1 | Sublap 1 | 15:00 | 3 | 75 | 0 | 0 | 0 | 0 | 0 | 0 | 0 | 0 | 0 | 0 | 0 | 0 | 0 | 0 | 0 | 0.19326 | 0.147 | 0.11842 | -0.10383 | -0.0019881 | 0 | 0 | 0 | 0
Resource 1 | Sublap 1 | 15:00 | 3 | 76 | 0 | 0 | 0 | 0 | 0 | 0 | 0 | 0 | 0 | 0 | 0 | 0 | 0 | 0 | 0 | 0.68664 | 0.48722 | 0.39247 | -0.34411 | -0.0065892 | 0 | 0 | 0 | 0
Resource 1 | Sublap 1 | 15:00 | 3 | 77 | 0 | 0 | 0 | 0 | 0 | 0 | 0 | 0 | 0 | 0 | 0 | 0 | 0 | 0 | 0 | 1.16 | 0.81457 | 0.60763 | -0.53346 | -0.010174 | 0 | 0 | 0 | 0
Resource 1 | Sublap 1 | 15:00 | 3 | 78 | 0 | 0 | 0 | 0 | 0 | 0 | 0 | 0 | 0 | 0 | 0 | 0 | 0 | 0 | 0 | 1.2314 | 0.86248 | 0.62459 | -0.54842 | -0.010455 | 0 | 0 | 0 | 0
Resource 1 | Sublap 1 | 15:00 | 3 | 79 | 0 | 0 | 0 | 0 | 0 | 0 | 0 | 0 | 0 | 0 | 0 | 0 | 0 | 0 | 0 | 1.4582 | 1.031 | 0.69357 | -0.60928 | -0.011598 | 0 | 0 | 0 | 0
Resource 1 | Sublap 1 | 15:00 | 3 | 80 | 0 | 0 | 0 | 0 | 0 | 0 | 0 | 0 | 0 | 0 | 0 | 0 | 0 | 0 | 0 | 1.8444 | 1.3288 | 0.85269 | -0.74967 | -0.014235 | 0 | 0 | 0 | 0
Resource 1 | Sublap 1 | 15:00 | 3 | 81 | 0 | 0 | 0 | 0 | 0 | 0 | 0 | 0 | 0 | 0 | 0 | 0 | 0 | 0 | 0 | 2.4554 | 1.8131 | 1.1881 | -0.92842 | -0.017592 | 0 | 0 | 0 | 0
Resource 1 | Sublap 1 | 15:00 | 3 | 82 | 0 | 0 | 0 | 0 | 0 | 0 | 0 | 0 | 0 | 0 | 0 | 0 | 0 | 0 | 0 | 2.6833 | 1.9981 | 1.3126 | -0.96718 | -0.01832 | 0 | 0 | 0 | 0
Resource 1 | Sublap 1 | 15:00 | 3 | 83 | 0 | 0 | 0 | 0 | 0 | 0 | 0 | 0 | 0 | 0 | 0 | 0 | 0 | 0 | 0 | 3.1002 | 2.4176 | 1.6791 | -1.0942 | -0.020706 | 0 | 0 | 0 | 0
Resource 1 | Sublap 1 | 15:00 | 3 | 84 | 0 | 0 | 0 | 0 | 0 | 0 | 0 | 0 | 0 | 0 | 0 | 0 | 0 | 0 | 0 | 3.4179 | 2.5712 | 1.6829 | -1.1422 | -0.021608 | 0 | 0 | 0 | 0
Resource 1 | Sublap 1 | 15:00 | 3 | 85 | 0 | 0 | 0 | 0 | 0 | 0 | 0 | 0 | 0 | 0 | 0 | 0 | 0 | 0 | 0 | 4.5294 | 3.5595 | 2.5512 | -1.4274 | -0.026965 | 0 | 0 | 0 | 0
Resource 1 | Sublap 1 | 15:00 | 3 | 86 | 0 | 0 | 0 | 0 | 0 | 0 | 0 | 0 | 0 | 0 | 0 | 0 | 0 | 0 | 0 | 4.0204 | 3.0999 | 2.1278 | -1.2907 | -0.024398 | 0 | 0 | 0 | 0
Resource 1 | Sublap 1 | 15:00 | 3 | 87 | 0 | 0 | 0 | 0 | 0 | 0 | 0 | 0 | 0 | 0 | 0 | 0 | 0 | 0 | 0 | 4.5378 | 3.5437 | 2.4807 | -1.3532 | -0.025572 | 0 | 0 | 0 | 0
Resource 1 | Sublap 1 | 15:00 | 3 | 88 | 0 | 0 | 0 | 0 | 0 | 0 | 0 | 0 | 0 | 0 | 0 | 0 | 0 | 0 | 0 | 5.0865 | 4.0699 | 2.8593 | -1.4883 | -0.028109 | 0 | 0 | 0 | 0
Resource 1 | Sublap 1 | 15:00 | 3 | 89 | 0 | 0 | 0 | 0 | 0 | 0 | 0 | 0 | 0 | 0 | 0 | 0 | 0 | 0 | 0 | 5.0886 | 4.045 | 2.8707 | -1.4482 | -0.027355 | 0 | 0 | 0 | 0
Resource 1 | Sublap 1 | 15:00 | 3 | 90 | 0 | 0 | 0 | 0 | 0 | 0 | 0 | 0 | 0 | 0 | 0 | 0 | 0 | 0 | 0 | 5.8955 | 4.6072 | 3.3205 | -1.6382 | -0.030924 | 0 | 0 | 0 | 0
Resource 1 | Sublap 1 | 15:00 | 3 | 91 | 0 | 0 | 0 | 0 | 0 | 0 | 0 | 0 | 0 | 0 | 0 | 0 | 0 | 0 | 0 | 7.0651 | 5.58 | 4.1166 | -1.8463 | -0.034833 | 0 | 0 | 0 | 0
Resource 1 | Sublap 1 | 15:00 | 3 | 92 | 0 | 0 | 0 | 0 | 0 | 0 | 0 | 0 | 0 | 0 | 0 | 0 | 0 | 0 | 0 | 7.6197 | 5.9757 | 4.4211 | -1.8981 | -0.035807 | 0 | 0 | 0 | 0
Resource 1 | Sublap 1 | 15:00 | 3 | 93 | 0 | 0 | 0 | 0 | 0 | 0 | 0 | 0 | 0 | 0 | 0 | 0 | 0 | 0 | 0 | 7.8445 | 6.3422 | 4.7271 | -2.0333 | -0.038346 | 0 | 0 | 0 | 0
Resource 1 | Sublap 1 | 15:00 | 3 | 94 | 0 | 0 | 0 | 0 | 0 | 0 | 0 | 0 | 0 | 0 | 0 | 0 | 0 | 0 | 0 | 7.8676 | 6.1332 | 4.477 | -2.0358 | -0.038393 | 0 | 0 | 0 | 0
Resource 1 | Sublap 1 | 15:00 | 3 | 95 | 0 | 0 | 0 | 0 | 0 | 0 | 0 | 0 | 0 | 0 | 0 | 0 | 0 | 0 | 0 | 11.0844 | 9.5365 | 7.3896 | -2.661 | -0.050135 | 0 | 0 | 0 | 0
Resource 1 | Sublap 1 | 15:00 | 3 | 96 | 0 | 0 | 0 | 0 | 0 | 0 | 0 | 0 | 0 | 0 | 0 | 0 | 0 | 0 | 0 | 9.8703 | 8.4664 | 6.8264 | -2.3686 | -0.044643 | 0 | 0 | 0 | 0
Resource 1 | Sublap 1 | 15:00 | 3 | 97 | 0 | 0 | 0 | 0 | 0 | 0 | 0 | 0 | 0 | 0 | 0 | 0 | 0 | 0 | 0 | 9.1492 | 7.5755 | 5.2323 | -2.1992 | -0.041462 | 0 | 0 | 0 | 0
Resource 1 | Sublap 1 | 15:00 | 3 | 98 | 0 | 0 | 0 | 0 | 0 | 0 | 0 | 0 | 0 | 0 | 0 | 0 | 0 | 0 | 0 | 10.5203 | 9.3634 | 6.9844 | -2.5147 | -0.047388 | 0 | 0 | 0 | 0
Resource 1 | Sublap 1 | 15:00 | 3 | 99 | 0 | 0 | 0 | 0 | 0 | 0 | 0 | 0 | 0 | 0 | 0 | 0 | 0 | 0 | 0 | 10.3925 | 9.0517 | 6.733 | -2.4872 | -0.046871 | 0 | 0 | 0 | 0
Resource 1 | Sublap 1 | 15:00 | 3 | 100 | 0 | 0 | 0 | 0 | 0 | 0 | 0 | 0 | 0 | 0 | 0 | 0 | 0 | 0 | 0 | 11.9733 | 11.2309 | 7.9951 | -2.8795 | -0.054239 | 0 | 0 | 0 | 0
Resource 1 | Sublap 1 | 15:00 | 3 | 101 | 0 | 0 | 0 | 0 | 0 | 0 | 0 | 0 | 0 | 0 | 0 | 0 | 0 | 0 | 0 | 10.4327 | 9.5936 | 6.9987 | -2.4677 | -0.046504 | 0 | 0 | 0 | 0
Resource 1 | Sublap 1 | 15:00 | 3 | 102 | 0 | 0 | 0 | 0 | 0 | 0 | 0 | 0 | 0 | 0 | 0 | 0 | 0 | 0 | 0 | 13.5537 | 12.4419 | 11.3165 | -3.1461 | -0.059248 | 0 | 0 | 0 | 0
Resource 1 | Sublap 1 | 15:00 | 3 | 103 | 0 | 0 | 0 | 0 | 0 | 0 | 0 | 0 | 0 | 0 | 0 | 0 | 0 | 0 | 0 | 14.0584 | 13.0501 | 12.2736 | -3.3002 | -0.062142 | 0 | 0 | 0 | 0
Resource 1 | Sublap 1 | 15:00 | 3 | 104 | 0 | 0 | 0 | 0 | 0 | 0 | 0 | 0 | 0 | 0 | 0 | 0 | 0 | 0 | 0 | 15.1548 | 14.0433 | 12.5863 | -3.558 | -0.066983 | 0 | 0 | 0 | 0
Resource 1 | Sublap 1 | 15:00 | 3 | 105 | 0 | 0 | 0 | 0 | 0 | 0 | 0 | 0 | 0 | 0 | 0 | 0 | 0 | 0 | 0 | 12.8945 | 11.9091 | 9.8067 | -3.0217 | -0.05691 | 0 | 0 | 0 | 0
Resource 1 | Sublap 1 | 15:00 | 3 | 106 | 0 | 0 | 0 | 0 | 0 | 0 | 0 | 0 | 0 | 0 | 0 | 0 | 0 | 0 | 0 | 12.5267 | 11.6261 | 10.8945 | -2.9091 | -0.054796 | 0 | 0 | 0 | 0
Resource 1 | Sublap 1 | 15:00 | 3 | 107 | 0 | 0 | 0 | 0 | 0 | 0 | 0 | 0 | 0 | 0 | 0 | 0 | 0 | 0 | 0 | 14.6286 | 13.6582 | 12.6695 | -3.4069 | -0.064145 | 0 | 0 | 0 | 0
Resource 1 | Sublap 1 | 15:00 | 4 | 71 | 0 | 0 | 0 | 0 | 0 | 0 | 0 | 0 | 0 | 0 | 0 | 0 | 0 | 0 | 0 | 0 | 0 | 0 | 0 | 0 | 0 | 0 | 0 | 0
Resource 1 | Sublap 1 | 15:00 | 4 | 72 | 0 | 0 | 0 | 0 | 0 | 0 | 0 | 0 | 0 | 0 | 0 | 0 | 0 | 0 | 0 | 0 | 0 | 0 | 0 | 0 | 0 | 0 | 0 | 0
Resource 1 | Sublap 1 | 15:00 | 4 | 73 | 0 | 0 | 0 | 0 | 0 | 0 | 0 | 0 | 0 | 0 | 0 | 0 | 0 | 0 | 0 | 0 | 0 | 0 | 0 | 0 | 0 | 0 | 0 | 0
Resource 1 | Sublap 1 | 15:00 | 4 | 74 | 0 | 0 | 0 | 0 | 0 | 0 | 0 | 0 | 0 | 0 | 0 | 0 | 0 | 0 | 0 | 0.32674 | 0.26057 | 0.2099 | 0.14272 | -0.15013 | -0.0032893 | 0 | 0 | 0
Resource 1 | Sublap 1 | 15:00 | 4 | 75 | 0 | 0 | 0 | 0 | 0 | 0 | 0 | 0 | 0 | 0 | 0 | 0 | 0 | 0 | 0 | 0.19326 | 0.147 | 0.11842 | 0.080517 | -0.084699 | -0.0018557 | 0 | 0 | 0
Resource 1 | Sublap 1 | 15:00 | 4 | 76 | 0 | 0 | 0 | 0 | 0 | 0 | 0 | 0 | 0 | 0 | 0 | 0 | 0 | 0 | 0 | 0.68664 | 0.48722 | 0.39247 | 0.26686 | -0.28072 | -0.0061505 | 0 | 0 | 0
Resource 1 | Sublap 1 | 15:00 | 4 | 77 | 0 | 0 | 0 | 0 | 0 | 0 | 0 | 0 | 0 | 0 | 0 | 0 | 0 | 0 | 0 | 1.16 | 0.81457 | 0.60763 | 0.41239 | -0.43531 | -0.0094961 | 0 | 0 | 0
Resource 1 | Sublap 1 | 15:00 | 4 | 78 | 0 | 0 | 0 | 0 | 0 | 0 | 0 | 0 | 0 | 0 | 0 | 0 | 0 | 0 | 0 | 1.2314 | 0.86248 | 0.62459 | 0.42382 | -0.44753 | -0.0097584 | 0 | 0 | 0
Resource 1 | Sublap 1 | 15:00 | 4 | 79 | 0 | 0 | 0 | 0 | 0 | 0 | 0 | 0 | 0 | 0 | 0 | 0 | 0 | 0 | 0 | 1.4582 | 1.031 | 0.69357 | 0.47032 | -0.49725 | -0.010825 | 0 | 0 | 0
Resource 1 | Sublap 1 | 15:00 | 4 | 80 | 0 | 0 | 0 | 0 | 0 | 0 | 0 | 0 | 0 | 0 | 0 | 0 | 0 | 0 | 0 | 1.8444 | 1.3288 | 0.85269 | 0.57756 | -0.61192 | -0.013287 | 0 | 0 | 0
Resource 1 | Sublap 1 | 15:00 | 4 | 81 | 0 | 0 | 0 | 0 | 0 | 0 | 0 | 0 | 0 | 0 | 0 | 0 | 0 | 0 | 0 | 2.4554 | 1.8131 | 1.1881 | 0.71412 | -0.75793 | -0.01642 | 0 | 0 | 0
Resource 1 | Sublap 1 | 15:00 | 4 | 82 | 0 | 0 | 0 | 0 | 0 | 0 | 0 | 0 | 0 | 0 | 0 | 0 | 0 | 0 | 0 | 2.6833 | 1.9981 | 1.3126 | 0.74372 | -0.78959 | -0.0171 | 0 | 0 | 0
Resource 1 | Sublap 1 | 15:00 | 4 | 83 | 0 | 0 | 0 | 0 | 0 | 0 | 0 | 0 | 0 | 0 | 0 | 0 | 0 | 0 | 0 | 3.1002 | 2.4176 | 1.6791 | 0.84074 | -0.89332 | -0.019326 | 0 | 0 | 0
Resource 1 | Sublap 1 | 15:00 | 4 | 84 | 0 | 0 | 0 | 0 | 0 | 0 | 0 | 0 | 0 | 0 | 0 | 0 | 0 | 0 | 0 | 3.4179 | 2.5712 | 1.6829 | 0.87742 | -0.93255 | -0.020168 | 0 | 0 | 0
Resource 1 | Sublap 1 | 15:00 | 4 | 85 | 0 | 0 | 0 | 0 | 0 | 0 | 0 | 0 | 0 | 0 | 0 | 0 | 0 | 0 | 0 | 4.5294 | 3.5595 | 2.5512 | 1.4709 | -1.1655 | -0.025169 | 0 | 0 | 0
Resource 1 | Sublap 1 | 15:00 | 4 | 86 | 0 | 0 | 0 | 0 | 0 | 0 | 0 | 0 | 0 | 0 | 0 | 0 | 0 | 0 | 0 | 4.0204 | 3.0999 | 2.1278 | 1.1096 | -1.0539 | -0.022772 | 0 | 0 | 0
Resource 1 | Sublap 1 | 15:00 | 4 | 87 | 0 | 0 | 0 | 0 | 0 | 0 | 0 | 0 | 0 | 0 | 0 | 0 | 0 | 0 | 0 | 4.5378 | 3.5437 | 2.4807 | 1.3579 | -1.1049 | -0.023868 | 0 | 0 | 0
Resource 1 | Sublap 1 | 15:00 | 4 | 88 | 0 | 0 | 0 | 0 | 0 | 0 | 0 | 0 | 0 | 0 | 0 | 0 | 0 | 0 | 0 | 5.0865 | 4.0699 | 2.8593 | 1.5678 | -1.2153 | -0.026236 | 0 | 0 | 0
Resource 1 | Sublap 1 | 15:00 | 4 | 89 | 0 | 0 | 0 | 0 | 0 | 0 | 0 | 0 | 0 | 0 | 0 | 0 | 0 | 0 | 0 | 5.0886 | 4.045 | 2.8707 | 1.604 | -1.1825 | -0.025532 | 0 | 0 | 0
Resource 1 | Sublap 1 | 15:00 | 4 | 90 | 0 | 0 | 0 | 0 | 0 | 0 | 0 | 0 | 0 | 0 | 0 | 0 | 0 | 0 | 0 | 5.8955 | 4.6072 | 3.3205 | 1.8412 | -1.3377 | -0.028863 | 0 | 0 | 0
Resource 1 | Sublap 1 | 15:00 | 4 | 91 | 0 | 0 | 0 | 0 | 0 | 0 | 0 | 0 | 0 | 0 | 0 | 0 | 0 | 0 | 0 | 7.0651 | 5.58 | 4.1166 | 2.4625 | -1.5077 | -0.032511 | 0 | 0 | 0
Resource 1 | Sublap 1 | 15:00 | 4 | 92 | 0 | 0 | 0 | 0 | 0 | 0 | 0 | 0 | 0 | 0 | 0 | 0 | 0 | 0 | 0 | 7.6197 | 5.9757 | 4.4211 | 2.546 | -1.55 | -0.033421 | 0 | 0 | 0
Resource 1 | Sublap 1 | 15:00 | 4 | 93 | 0 | 0 | 0 | 0 | 0 | 0 | 0 | 0 | 0 | 0 | 0 | 0 | 0 | 0 | 0 | 7.8445 | 6.3422 | 4.7271 | 2.9191 | -1.6605 | -0.03579 | 0 | 0 | 0
Resource 1 | Sublap 1 | 15:00 | 4 | 94 | 0 | 0 | 0 | 0 | 0 | 0 | 0 | 0 | 0 | 0 | 0 | 0 | 0 | 0 | 0 | 7.8676 | 6.1332 | 4.477 | 2.8375 | -1.6625 | -0.035835 | 0 | 0 | 0
Resource 1 | Sublap 1 | 15:00 | 4 | 95 | 0 | 0 | 0 | 0 | 0 | 0 | 0 | 0 | 0 | 0 | 0 | 0 | 0 | 0 | 0 | 11.0844 | 9.5365 | 7.3896 | 5.1379 | -2.1732 | -0.046794 | 0 | 0 | 0
Resource 1 | Sublap 1 | 15:00 | 4 | 96 | 0 | 0 | 0 | 0 | 0 | 0 | 0 | 0 | 0 | 0 | 0 | 0 | 0 | 0 | 0 | 9.8703 | 8.4664 | 6.8264 | 4.7216 | -1.9343 | -0.041668 | 0 | 0 | 0
Resource 1 | Sublap 1 | 15:00 | 4 | 97 | 0 | 0 | 0 | 0 | 0 | 0 | 0 | 0 | 0 | 0 | 0 | 0 | 0 | 0 | 0 | 9.1492 | 7.5755 | 5.2323 | 2.8443 | -1.796 | -0.038699 | 0 | 0 | 0
Resource 1 | Sublap 1 | 15:00 | 4 | 98 | 0 | 0 | 0 | 0 | 0 | 0 | 0 | 0 | 0 | 0 | 0 | 0 | 0 | 0 | 0 | 10.5203 | 9.3634 | 6.9844 | 4.4175 | -2.0537 | -0.04423 | 0 | 0 | 0
Resource 1 | Sublap 1 | 15:00 | 4 | 99 | 0 | 0 | 0 | 0 | 0 | 0 | 0 | 0 | 0 | 0 | 0 | 0 | 0 | 0 | 0 | 10.3925 | 9.0517 | 6.733 | 3.7196 | -2.0312 | -0.043748 | 0 | 0 | 0
Resource 1 | Sublap 1 | 15:00 | 4 | 100 | 0 | 0 | 0 | 0 | 0 | 0 | 0 | 0 | 0 | 0 | 0 | 0 | 0 | 0 | 0 | 11.9733 | 11.2309 | 7.9951 | 4.8294 | -2.3516 | -0.050625 | 0 | 0 | 0
Resource 1 | Sublap 1 | 15:00 | 4 | 101 | 0 | 0 | 0 | 0 | 0 | 0 | 0 | 0 | 0 | 0 | 0 | 0 | 0 | 0 | 0 | 10.4327 | 9.5936 | 6.9987 | 4.0155 | -2.0152 | -0.043405 | 0 | 0 | 0
Resource 1 | Sublap 1 | 15:00 | 4 | 102 | 0 | 0 | 0 | 0 | 0 | 0 | 0 | 0 | 0 | 0 | 0 | 0 | 0 | 0 | 0 | 13.5537 | 12.4419 | 11.3165 | 9.417 | -2.5695 | -0.0553 | 0 | 0 | 0
Resource 1 | Sublap 1 | 15:00 | 4 | 103 | 0 | 0 | 0 | 0 | 0 | 0 | 0 | 0 | 0 | 0 | 0 | 0 | 0 | 0 | 0 | 14.0584 | 13.0501 | 12.2736 | 9.2087 | -2.6953 | -0.058001 | 0 | 0 | 0
Resource 1 | Sublap 1 | 15:00 | 4 | 104 | 0 | 0 | 0 | 0 | 0 | 0 | 0 | 0 | 0 | 0 | 0 | 0 | 0 | 0 | 0 | 15.1548 | 14.0433 | 12.5863 | 8.4856 | -2.9059 | -0.062519 | 0 | 0 | 0
Resource 1 | Sublap 1 | 15:00 | 4 | 105 | 0 | 0 | 0 | 0 | 0 | 0 | 0 | 0 | 0 | 0 | 0 | 0 | 0 | 0 | 0 | 12.8945 | 11.9091 | 9.8067 | 4.1493 | -2.4678 | -0.053118 | 0 | 0 | 0
Resource 1 | Sublap 1 | 15:00 | 4 | 106 | 0 | 0 | 0 | 0 | 0 | 0 | 0 | 0 | 0 | 0 | 0 | 0 | 0 | 0 | 0 | 12.5267 | 11.6261 | 10.8945 | 9.004 | -2.3758 | -0.051144 | 0 | 0 | 0
Resource 1 | Sublap 1 | 15:00 | 4 | 107 | 0 | 0 | 0 | 0 | 0 | 0 | 0 | 0 | 0 | 0 | 0 | 0 | 0 | 0 | 0 | 14.6286 | 13.6582 | 12.6695 | 7.4362 | -2.7824 | -0.05987 | 0 | 0 | 0
Resource 1 | Sublap 1 | 15:00 | 5 | 71 | 0 | 0 | 0 | 0 | 0 | 0 | 0 | 0 | 0 | 0 | 0 | 0 | 0 | 0 | 0 | 0 | 0 | 0 | 0 | 0 | 0 | 0 | 0 | 0
Resource 1 | Sublap 1 | 15:00 | 5 | 72 | 0 | 0 | 0 | 0 | 0 | 0 | 0 | 0 | 0 | 0 | 0 | 0 | 0 | 0 | 0 | 0 | 0 | 0 | 0 | 0 | 0 | 0 | 0 | 0
Resource 1 | Sublap 1 | 15:00 | 5 | 73 | 0 | 0 | 0 | 0 | 0 | 0 | 0 | 0 | 0 | 0 | 0 | 0 | 0 | 0 | 0 | 0 | 0 | 0 | 0 | 0 | 0 | 0 | 0 | 0
Resource 1 | Sublap 1 | 15:00 | 5 | 74 | 0 | 0 | 0 | 0 | 0 | 0 | 0 | 0 | 0 | 0 | 0 | 0 | 0 | 0 | 0 | 0.32674 | 0.26057 | 0.2099 | 0.14272 | 0.080546 | -0.14221 | -0.00337 | 0 | 0
Resource 1 | Sublap 1 | 15:00 | 5 | 75 | 0 | 0 | 0 | 0 | 0 | 0 | 0 | 0 | 0 | 0 | 0 | 0 | 0 | 0 | 0 | 0.19326 | 0.147 | 0.11842 | 0.080517 | 0.045442 | -0.080231 | -0.0019012 | 0 | 0
Resource 1 | Sublap 1 | 15:00 | 5 | 76 | 0 | 0 | 0 | 0 | 0 | 0 | 0 | 0 | 0 | 0 | 0 | 0 | 0 | 0 | 0 | 0.68664 | 0.48722 | 0.39247 | 0.26686 | 0.15061 | -0.26591 | -0.0063012 | 0 | 0
Resource 1 | Sublap 1 | 15:00 | 5 | 77 | 0 | 0 | 0 | 0 | 0 | 0 | 0 | 0 | 0 | 0 | 0 | 0 | 0 | 0 | 0 | 1.16 | 0.81457 | 0.60763 | 0.41239 | 0.23161 | -0.41234 | -0.0097303 | 0 | 0
Resource 1 | Sublap 1 | 15:00 | 5 | 78 | 0 | 0 | 0 | 0 | 0 | 0 | 0 | 0 | 0 | 0 | 0 | 0 | 0 | 0 | 0 | 1.2314 | 0.86248 | 0.62459 | 0.42382 | 0.23792 | -0.42392 | -0.0099992 | 0 | 0
Resource 1 | Sublap 1 | 15:00 | 5 | 79 | 0 | 0 | 0 | 0 | 0 | 0 | 0 | 0 | 0 | 0 | 0 | 0 | 0 | 0 | 0 | 1.4582 | 1.031 | 0.69357 | 0.47032 | 0.26355 | -0.47101 | -0.011093 | 0 | 0
Resource 1 | Sublap 1 | 15:00 | 5 | 80 | 0 | 0 | 0 | 0 | 0 | 0 | 0 | 0 | 0 | 0 | 0 | 0 | 0 | 0 | 0 | 1.8444 | 1.3288 | 0.85269 | 0.57756 | 0.32268 | -0.57963 | -0.013616 | 0 | 0
Resource 1 | Sublap 1 | 15:00 | 5 | 81 | 0 | 0 | 0 | 0 | 0 | 0 | 0 | 0 | 0 | 0 | 0 | 0 | 0 | 0 | 0 | 2.4554 | 1.8131 | 1.1881 | 0.71412 | 0.39796 | -0.71793 | -0.016829 | 0 | 0
Resource 1 | Sublap 1 | 15:00 | 5 | 82 | 0 | 0 | 0 | 0 | 0 | 0 | 0 | 0 | 0 | 0 | 0 | 0 | 0 | 0 | 0 | 2.6833 | 1.9981 | 1.3126 | 0.74372 | 0.41428 | -0.74792 | -0.017526 | 0 | 0
Resource 1 | Sublap 1 | 15:00 | 5 | 83 | 0 | 0 | 0 | 0 | 0 | 0 | 0 | 0 | 0 | 0 | 0 | 0 | 0 | 0 | 0 | 3.1002 | 2.4176 | 1.6791 | 0.84074 | 0.46777 | -0.84617 | -0.019808 | 0 | 0
Resource 1 | Sublap 1 | 15:00 | 5 | 84 | 0 | 0 | 0 | 0 | 0 | 0 | 0 | 0 | 0 | 0 | 0 | 0 | 0 | 0 | 0 | 3.4179 | 2.5712 | 1.6829 | 0.87742 | 0.488 | -0.88333 | -0.020671 | 0 | 0
Resource 1 | Sublap 1 | 15:00 | 5 | 85 | 0 | 0 | 0 | 0 | 0 | 0 | 0 | 0 | 0 | 0 | 0 | 0 | 0 | 0 | 0 | 4.5294 | 3.5595 | 2.5512 | 1.4709 | 0.60813 | -1.104 | -0.025798 | 0 | 0
Resource 1 | Sublap 1 | 15:00 | 5 | 86 | 0 | 0 | 0 | 0 | 0 | 0 | 0 | 0 | 0 | 0 | 0 | 0 | 0 | 0 | 0 | 4.0204 | 3.0999 | 2.1278 | 1.1096 | 0.55056 | -0.99826 | -0.023341 | 0 | 0
Resource 1 | Sublap 1 | 15:00 | 5 | 87 | 0 | 0 | 0 | 0 | 0 | 0 | 0 | 0 | 0 | 0 | 0 | 0 | 0 | 0 | 0 | 4.5378 | 3.5437 | 2.4807 | 1.3579 | 0.57688 | -1.0466 | -0.024464 | 0 | 0
Resource 1 | Sublap 1 | 15:00 | 5 | 88 | 0 | 0 | 0 | 0 | 0 | 0 | 0 | 0 | 0 | 0 | 0 | 0 | 0 | 0 | 0 | 5.0865 | 4.0699 | 2.8593 | 1.5678 | 0.63378 | -1.1511 | -0.026892 | 0 | 0
Resource 1 | Sublap 1 | 15:00 | 5 | 89 | 0 | 0 | 0 | 0 | 0 | 0 | 0 | 0 | 0 | 0 | 0 | 0 | 0 | 0 | 0 | 5.0886 | 4.045 | 2.8707 | 1.604 | 0.61686 | -1.1201 | -0.026171 | 0 | 0
Resource 1 | Sublap 1 | 15:00 | 5 | 90 | 0 | 0 | 0 | 0 | 0 | 0 | 0 | 0 | 0 | 0 | 0 | 0 | 0 | 0 | 0 | 5.8955 | 4.6072 | 3.3205 | 1.8412 | 0.72927 | -1.2671 | -0.029586 | 0 | 0
Resource 1 | Sublap 1 | 15:00 | 5 | 91 | 0 | 0 | 0 | 0 | 0 | 0 | 0 | 0 | 0 | 0 | 0 | 0 | 0 | 0 | 0 | 7.0651 | 5.58 | 4.1166 | 2.4625 | 1.1142 | -1.4281 | -0.033326 | 0 | 0
Resource 1 | Sublap 1 | 15:00 | 5 | 92 | 0 | 0 | 0 | 0 | 0 | 0 | 0 | 0 | 0 | 0 | 0 | 0 | 0 | 0 | 0 | 7.6197 | 5.9757 | 4.4211 | 2.546 | 1.2119 | -1.4682 | -0.034258 | 0 | 0
Resource 1 | Sublap 1 | 15:00 | 5 | 93 | 0 | 0 | 0 | 0 | 0 | 0 | 0 | 0 | 0 | 0 | 0 | 0 | 0 | 0 | 0 | 7.8445 | 6.3422 | 4.7271 | 2.9191 | 1.5286 | -1.5728 | -0.036688 | 0 | 0
Resource 1 | Sublap 1 | 15:00 | 5 | 94 | 0 | 0 | 0 | 0 | 0 | 0 | 0 | 0 | 0 | 0 | 0 | 0 | 0 | 0 | 0 | 7.8676 | 6.1332 | 4.477 | 2.8375 | 1.3015 | -1.5748 | -0.036733 | 0 | 0
Resource 1 | Sublap 1 | 15:00 | 5 | 95 | 0 | 0 | 0 | 0 | 0 | 0 | 0 | 0 | 0 | 0 | 0 | 0 | 0 | 0 | 0 | 11.0844 | 9.5365 | 7.3896 | 5.1379 | 3.1389 | -2.0585 | -0.047969 | 0 | 0
Resource 1 | Sublap 1 | 15:00 | 5 | 96 | 0 | 0 | 0 | 0 | 0 | 0 | 0 | 0 | 0 | 0 | 0 | 0 | 0 | 0 | 0 | 9.8703 | 8.4664 | 6.8264 | 4.7216 | 2.7256 | -1.8322 | -0.042713 | 0 | 0
Resource 1 | Sublap 1 | 15:00 | 5 | 97 | 0 | 0 | 0 | 0 | 0 | 0 | 0 | 0 | 0 | 0 | 0 | 0 | 0 | 0 | 0 | 9.1492 | 7.5755 | 5.2323 | 2.8443 | 1.4727 | -1.7012 | -0.03967 | 0 | 0
Resource 1 | Sublap 1 | 15:00 | 5 | 98 | 0 | 0 | 0 | 0 | 0 | 0 | 0 | 0 | 0 | 0 | 0 | 0 | 0 | 0 | 0 | 10.5203 | 9.3634 | 6.9844 | 4.4175 | 2.2535 | -1.9453 | -0.04534 | 0 | 0
Resource 1 | Sublap 1 | 15:00 | 5 | 99 | 0 | 0 | 0 | 0 | 0 | 0 | 0 | 0 | 0 | 0 | 0 | 0 | 0 | 0 | 0 | 10.3925 | 9.0517 | 6.733 | 3.7196 | 1.9489 | -1.924 | -0.044846 | 0 | 0
Resource 1 | Sublap 1 | 15:00 | 5 | 100 | 0 | 0 | 0 | 0 | 0 | 0 | 0 | 0 | 0 | 0 | 0 | 0 | 0 | 0 | 0 | 11.9733 | 11.2309 | 7.9951 | 4.8294 | 3.1015 | -2.2275 | -0.051896 | 0 | 0
Resource 1 | Sublap 1 | 15:00 | 5 | 101 | 0 | 0 | 0 | 0 | 0 | 0 | 0 | 0 | 0 | 0 | 0 | 0 | 0 | 0 | 0 | 10.4327 | 9.5936 | 6.9987 | 4.0155 | 1.853 | -1.9089 | -0.044494 | 0 | 0
Resource 1 | Sublap 1 | 15:00 | 5 | 102 | 0 | 0 | 0 | 0 | 0 | 0 | 0 | 0 | 0 | 0 | 0 | 0 | 0 | 0 | 0 | 13.5537 | 12.4419 | 11.3165 | 9.417 | 5.4431 | -2.4338 | -0.056689 | 0 | 0
Resource 1 | Sublap 1 | 15:00 | 5 | 103 | 0 | 0 | 0 | 0 | 0 | 0 | 0 | 0 | 0 | 0 | 0 | 0 | 0 | 0 | 0 | 14.0584 | 13.0501 | 12.2736 | 9.2087 | 6.2478 | -2.553 | -0.059458 | 0 | 0
Resource 1 | Sublap 1 | 15:00 | 5 | 104 | 0 | 0 | 0 | 0 | 0 | 0 | 0 | 0 | 0 | 0 | 0 | 0 | 0 | 0 | 0 | 15.1548 | 14.0433 | 12.5863 | 8.4856 | 5.5723 | -2.7525 | -0.06409 | 0 | 0
Resource 1 | Sublap 1 | 15:00 | 5 | 105 | 0 | 0 | 0 | 0 | 0 | 0 | 0 | 0 | 0 | 0 | 0 | 0 | 0 | 0 | 0 | 12.8945 | 11.9091 | 9.8067 | 4.1493 | 2.5137 | -2.3375 | -0.054452 | 0 | 0
Resource 1 | Sublap 1 | 15:00 | 5 | 106 | 0 | 0 | 0 | 0 | 0 | 0 | 0 | 0 | 0 | 0 | 0 | 0 | 0 | 0 | 0 | 12.5267 | 11.6261 | 10.8945 | 9.004 | 4.7968 | -2.2504 | -0.052429 | 0 | 0
Resource 1 | Sublap 1 | 15:00 | 5 | 107 | 0 | 0 | 0 | 0 | 0 | 0 | 0 | 0 | 0 | 0 | 0 | 0 | 0 | 0 | 0 | 14.6286 | 13.6582 | 12.6695 | 7.4362 | 3.6673 | -2.6356 | -0.061375 | 0 | 0
Resource 1 | Sublap 1 | 15:00 | 6 | 71 | 0 | 0 | 0 | 0 | 0 | 0 | 0 | 0 | 0 | 0 | 0 | 0 | 0 | 0 | 0 | 0 | 0 | 0 | 0 | 0 | 0 | 0 | 0 | 0
Resource 1 | Sublap 1 | 15:00 | 6 | 72 | 0 | 0 | 0 | 0 | 0 | 0 | 0 | 0 | 0 | 0 | 0 | 0 | 0 | 0 | 0 | 0 | 0 | 0 | 0 | 0 | 0 | 0 | 0 | 0
Resource 1 | Sublap 1 | 15:00 | 6 | 73 | 0 | 0 | 0 | 0 | 0 | 0 | 0 | 0 | 0 | 0 | 0 | 0 | 0 | 0 | 0 | 0 | 0 | 0 | 0 | 0 | 0 | 0 | 0 | 0
Resource 1 | Sublap 1 | 15:00 | 6 | 74 | 0 | 0 | 0 | 0 | 0 | 0 | 0 | 0 | 0 | 0 | 0 | 0 | 0 | 0 | 0 | 0.32674 | 0.26057 | 0.2099 | 0.14272 | 0.080546 | 0.042751 | -0.14527 | -0.0029514 | 0
Resource 1 | Sublap 1 | 15:00 | 6 | 75 | 0 | 0 | 0 | 0 | 0 | 0 | 0 | 0 | 0 | 0 | 0 | 0 | 0 | 0 | 0 | 0.19326 | 0.147 | 0.11842 | 0.080517 | 0.045442 | 0.024119 | -0.081956 | -0.0016651 | 0
Resource 1 | Sublap 1 | 15:00 | 6 | 76 | 0 | 0 | 0 | 0 | 0 | 0 | 0 | 0 | 0 | 0 | 0 | 0 | 0 | 0 | 0 | 0.68664 | 0.48722 | 0.39247 | 0.26686 | 0.15061 | 0.079936 | -0.27163 | -0.0055187 | 0
Resource 1 | Sublap 1 | 15:00 | 6 | 77 | 0 | 0 | 0 | 0 | 0 | 0 | 0 | 0 | 0 | 0 | 0 | 0 | 0 | 0 | 0 | 1.16 | 0.81457 | 0.60763 | 0.41239 | 0.23161 | 0.1214 | -0.42099 | -0.0085223 | 0
Resource 1 | Sublap 1 | 15:00 | 6 | 78 | 0 | 0 | 0 | 0 | 0 | 0 | 0 | 0 | 0 | 0 | 0 | 0 | 0 | 0 | 0 | 1.2314 | 0.86248 | 0.62459 | 0.42382 | 0.23792 | 0.12454 | -0.43279 | -0.0087579 | 0
Resource 1 | Sublap 1 | 15:00 | 6 | 79 | 0 | 0 | 0 | 0 | 0 | 0 | 0 | 0 | 0 | 0 | 0 | 0 | 0 | 0 | 0 | 1.4582 | 1.031 | 0.69357 | 0.47032 | 0.26355 | 0.13733 | -0.48078 | -0.0097162 | 0
Resource 1 | Sublap 1 | 15:00 | 6 | 80 | 0 | 0 | 0 | 0 | 0 | 0 | 0 | 0 | 0 | 0 | 0 | 0 | 0 | 0 | 0 | 1.8444 | 1.3288 | 0.85269 | 0.57756 | 0.32268 | 0.16681 | -0.59148 | -0.011927 | 0
Resource 1 | Sublap 1 | 15:00 | 6 | 81 | 0 | 0 | 0 | 0 | 0 | 0 | 0 | 0 | 0 | 0 | 0 | 0 | 0 | 0 | 0 | 2.4554 | 1.8131 | 1.1881 | 0.71412 | 0.39796 | 0.20435 | -0.73242 | -0.014741 | 0
Resource 1 | Sublap 1 | 15:00 | 6 | 82 | 0 | 0 | 0 | 0 | 0 | 0 | 0 | 0 | 0 | 0 | 0 | 0 | 0 | 0 | 0 | 2.6833 | 1.9981 | 1.3126 | 0.74372 | 0.41428 | 0.21249 | -0.76298 | -0.015351 | 0
Resource 1 | Sublap 1 | 15:00 | 6 | 83 | 0 | 0 | 0 | 0 | 0 | 0 | 0 | 0 | 0 | 0 | 0 | 0 | 0 | 0 | 0 | 3.1002 | 2.4176 | 1.6791 | 0.84074 | 0.46777 | 0.23915 | -0.86312 | -0.017351 | 0
Resource 1 | Sublap 1 | 15:00 | 6 | 84 | 0 | 0 | 0 | 0 | 0 | 0 | 0 | 0 | 0 | 0 | 0 | 0 | 0 | 0 | 0 | 3.4179 | 2.5712 | 1.6829 | 0.87742 | 0.488 | 0.24924 | -0.90098 | -0.018107 | 0
Resource 1 | Sublap 1 | 15:00 | 6 | 85 | 0 | 0 | 0 | 0 | 0 | 0 | 0 | 0 | 0 | 0 | 0 | 0 | 0 | 0 | 0 | 4.5294 | 3.5595 | 2.5512 | 1.4709 | 0.60813 | 0.30914 | -1.1259 | -0.022598 | 0
Resource 1 | Sublap 1 | 15:00 | 6 | 86 | 0 | 0 | 0 | 0 | 0 | 0 | 0 | 0 | 0 | 0 | 0 | 0 | 0 | 0 | 0 | 4.0204 | 3.0999 | 2.1278 | 1.1096 | 0.55056 | 0.28043 | -1.0181 | -0.020446 | 0
Resource 1 | Sublap 1 | 15:00 | 6 | 87 | 0 | 0 | 0 | 0 | 0 | 0 | 0 | 0 | 0 | 0 | 0 | 0 | 0 | 0 | 0 | 4.5378 | 3.5437 | 2.4807 | 1.3579 | 0.57688 | 0.29356 | -1.0674 | -0.02143 | 0
Resource 1 | Sublap 1 | 15:00 | 6 | 88 | 0 | 0 | 0 | 0 | 0 | 0 | 0 | 0 | 0 | 0 | 0 | 0 | 0 | 0 | 0 | 5.0865 | 4.0699 | 2.8593 | 1.5678 | 0.63378 | 0.32193 | -1.1739 | -0.023557 | 0
Resource 1 | Sublap 1 | 15:00 | 6 | 89 | 0 | 0 | 0 | 0 | 0 | 0 | 0 | 0 | 0 | 0 | 0 | 0 | 0 | 0 | 0 | 5.0886 | 4.045 | 2.8707 | 1.604 | 0.61686 | 0.3135 | -1.1422 | -0.022925 | 0
Resource 1 | Sublap 1 | 15:00 | 6 | 90 | 0 | 0 | 0 | 0 | 0 | 0 | 0 | 0 | 0 | 0 | 0 | 0 | 0 | 0 | 0 | 5.8955 | 4.6072 | 3.3205 | 1.8412 | 0.72927 | 0.3534 | -1.2921 | -0.025916 | 0
Resource 1 | Sublap 1 | 15:00 | 6 | 91 | 0 | 0 | 0 | 0 | 0 | 0 | 0 | 0 | 0 | 0 | 0 | 0 | 0 | 0 | 0 | 7.0651 | 5.58 | 4.1166 | 2.4625 | 1.1142 | 0.3971 | -1.4562 | -0.029193 | 0
Resource 1 | Sublap 1 | 15:00 | 6 | 92 | 0 | 0 | 0 | 0 | 0 | 0 | 0 | 0 | 0 | 0 | 0 | 0 | 0 | 0 | 0 | 7.6197 | 5.9757 | 4.4211 | 2.546 | 1.2119 | 0.44076 | -1.4971 | -0.03001 | 0
Resource 1 | Sublap 1 | 15:00 | 6 | 93 | 0 | 0 | 0 | 0 | 0 | 0 | 0 | 0 | 0 | 0 | 0 | 0 | 0 | 0 | 0 | 7.8445 | 6.3422 | 4.7271 | 2.9191 | 1.5286 | 0.74168 | -1.6036 | -0.032138 | 0
Resource 1 | Sublap 1 | 15:00 | 6 | 94 | 0 | 0 | 0 | 0 | 0 | 0 | 0 | 0 | 0 | 0 | 0 | 0 | 0 | 0 | 0 | 7.8676 | 6.1332 | 4.477 | 2.8375 | 1.3015 | 0.55549 | -1.6056 | -0.032177 | 0
Resource 1 | Sublap 1 | 15:00 | 6 | 95 | 0 | 0 | 0 | 0 | 0 | 0 | 0 | 0 | 0 | 0 | 0 | 0 | 0 | 0 | 0 | 11.0844 | 9.5365 | 7.3896 | 5.1379 | 3.1389 | 2.1166 | -2.0986 | -0.042021 | 0
Resource 1 | Sublap 1 | 15:00 | 6 | 96 | 0 | 0 | 0 | 0 | 0 | 0 | 0 | 0 | 0 | 0 | 0 | 0 | 0 | 0 | 0 | 9.8703 | 8.4664 | 6.8264 | 4.7216 | 2.7256 | 1.4668 | -1.868 | -0.037416 | 0
Resource 1 | Sublap 1 | 15:00 | 6 | 97 | 0 | 0 | 0 | 0 | 0 | 0 | 0 | 0 | 0 | 0 | 0 | 0 | 0 | 0 | 0 | 9.1492 | 7.5755 | 5.2323 | 2.8443 | 1.4727 | 0.60782 | -1.7345 | -0.03475 | 0
Resource 1 | Sublap 1 | 15:00 | 6 | 98 | 0 | 0 | 0 | 0 | 0 | 0 | 0 | 0 | 0 | 0 | 0 | 0 | 0 | 0 | 0 | 10.5203 | 9.3634 | 6.9844 | 4.4175 | 2.2535 | 1.3614 | -1.9832 | -0.039718 | 0
Resource 1 | Sublap 1 | 15:00 | 6 | 99 | 0 | 0 | 0 | 0 | 0 | 0 | 0 | 0 | 0 | 0 | 0 | 0 | 0 | 0 | 0 | 10.3925 | 9.0517 | 6.733 | 3.7196 | 1.9489 | 0.76332 | -1.9615 | -0.039285 | 0
Resource 1 | Sublap 1 | 15:00 | 6 | 100 | 0 | 0 | 0 | 0 | 0 | 0 | 0 | 0 | 0 | 0 | 0 | 0 | 0 | 0 | 0 | 11.9733 | 11.2309 | 7.9951 | 4.8294 | 3.1015 | 2.1775 | -2.2708 | -0.045461 | 0
Resource 1 | Sublap 1 | 15:00 | 6 | 101 | 0 | 0 | 0 | 0 | 0 | 0 | 0 | 0 | 0 | 0 | 0 | 0 | 0 | 0 | 0 | 10.4327 | 9.5936 | 6.9987 | 4.0155 | 1.853 | 1.1021 | -1.9461 | -0.038977 | 0
Resource 1 | Sublap 1 | 15:00 | 6 | 102 | 0 | 0 | 0 | 0 | 0 | 0 | 0 | 0 | 0 | 0 | 0 | 0 | 0 | 0 | 0 | 13.5537 | 12.4419 | 11.3165 | 9.417 | 5.4431 | 3.5977 | -2.4811 | -0.049659 | 0
Resource 1 | Sublap 1 | 15:00 | 6 | 103 | 0 | 0 | 0 | 0 | 0 | 0 | 0 | 0 | 0 | 0 | 0 | 0 | 0 | 0 | 0 | 14.0584 | 13.0501 | 12.2736 | 9.2087 | 6.2478 | 2.7495 | -2.6026 | -0.052085 | 0
Resource 1 | Sublap 1 | 15:00 | 6 | 104 | 0 | 0 | 0 | 0 | 0 | 0 | 0 | 0 | 0 | 0 | 0 | 0 | 0 | 0 | 0 | 15.1548 | 14.0433 | 12.5863 | 8.4856 | 5.5723 | 4.4801 | -2.8058 | -0.056144 | 0
Resource 1 | Sublap 1 | 15:00 | 6 | 105 | 0 | 0 | 0 | 0 | 0 | 0 | 0 | 0 | 0 | 0 | 0 | 0 | 0 | 0 | 0 | 12.8945 | 11.9091 | 9.8067 | 4.1493 | 2.5137 | 1.1126 | -2.383 | -0.0477 | 0
Resource 1 | Sublap 1 | 15:00 | 6 | 106 | 0 | 0 | 0 | 0 | 0 | 0 | 0 | 0 | 0 | 0 | 0 | 0 | 0 | 0 | 0 | 12.5267 | 11.6261 | 10.8945 | 9.004 | 4.7968 | 2.4254 | -2.2942 | -0.045928 | 0
Resource 1 | Sublap 1 | 15:00 | 6 | 107 | 0 | 0 | 0 | 0 | 0 | 0 | 0 | 0 | 0 | 0 | 0 | 0 | 0 | 0 | 0 | 14.6286 | 13.6582 | 12.6695 | 7.4362 | 3.6673 | 3.6303 | -2.6867 | -0.053765 | 0
Resource 1 | Sublap 1 | 16:00 | 1 | 71 | 0 | 0 | 0 | 0 | 0 | 0 | 0 | 0 | 0 | 0 | 0 | 0 | 0 | 0 | 0 | 0 | 0 | 0 | 0 | 0 | 0 | 0 | 0 | 0
Resource 1 | Sublap 1 | 16:00 | 1 | 72 | 0 | 0 | 0 | 0 | 0 | 0 | 0 | 0 | 0 | 0 | 0 | 0 | 0 | 0 | 0 | 0 | 0 | 0 | 0 | 0 | 0 | 0 | 0 | 0
Resource 1 | Sublap 1 | 16:00 | 1 | 73 | 0 | 0 | 0 | 0 | 0 | 0 | 0 | 0 | 0 | 0 | 0 | 0 | 0 | 0 | 0 | 0 | 0 | 0 | 0 | 0 | 0 | 0 | 0 | 0
Resource 1 | Sublap 1 | 16:00 | 1 | 74 | 0 | 0 | 0 | 0 | 0 | 0 | 0 | 0 | 0 | 0 | 0 | 0 | 0 | 0 | 0 | 0 | 0.30557 | -0.20991 | -0.0044985 | 0 | 0 | 0 | 0 | 0
Resource 1 | Sublap 1 | 16:00 | 1 | 75 | 0 | 0 | 0 | 0 | 0 | 0 | 0 | 0 | 0 | 0 | 0 | 0 | 0 | 0 | 0 | 0 | 0.17239 | -0.11843 | -0.0025379 | 0 | 0 | 0 | 0 | 0
Resource 1 | Sublap 1 | 16:00 | 1 | 76 | 0 | 0 | 0 | 0 | 0 | 0 | 0 | 0 | 0 | 0 | 0 | 0 | 0 | 0 | 0 | 0 | 0.57137 | -0.3925 | -0.0084114 | 0 | 0 | 0 | 0 | 0
Resource 1 | Sublap 1 | 16:00 | 1 | 77 | 0 | 0 | 0 | 0 | 0 | 0 | 0 | 0 | 0 | 0 | 0 | 0 | 0 | 0 | 0 | 0 | 0.94575 | -0.60804 | -0.012989 | 0 | 0 | 0 | 0 | 0
Resource 1 | Sublap 1 | 16:00 | 1 | 78 | 0 | 0 | 0 | 0 | 0 | 0 | 0 | 0 | 0 | 0 | 0 | 0 | 0 | 0 | 0 | 0 | 0.99741 | -0.62505 | -0.013347 | 0 | 0 | 0 | 0 | 0
Resource 1 | Sublap 1 | 16:00 | 1 | 79 | 0 | 0 | 0 | 0 | 0 | 0 | 0 | 0 | 0 | 0 | 0 | 0 | 0 | 0 | 0 | 0 | 1.1812 | -0.69423 | -0.014808 | 0 | 0 | 0 | 0 | 0
Resource 1 | Sublap 1 | 16:00 | 1 | 80 | 0 | 0 | 0 | 0 | 0 | 0 | 0 | 0 | 0 | 0 | 0 | 0 | 0 | 0 | 0 | 0 | 1.5142 | -0.85382 | -0.018176 | 0 | 0 | 0 | 0 | 0
Resource 1 | Sublap 1 | 16:00 | 1 | 81 | 0 | 0 | 0 | 0 | 0 | 0 | 0 | 0 | 0 | 0 | 0 | 0 | 0 | 0 | 0 | 0 | 2.0434 | -1.057 | -0.022464 | 0 | 0 | 0 | 0 | 0
Resource 1 | Sublap 1 | 16:00 | 1 | 82 | 0 | 0 | 0 | 0 | 0 | 0 | 0 | 0 | 0 | 0 | 0 | 0 | 0 | 0 | 0 | 0 | 2.2381 | -1.1011 | -0.023393 | 0 | 0 | 0 | 0 | 0
Resource 1 | Sublap 1 | 16:00 | 1 | 83 | 0 | 0 | 0 | 0 | 0 | 0 | 0 | 0 | 0 | 0 | 0 | 0 | 0 | 0 | 0 | 0 | 2.6895 | -1.2454 | -0.02644 | 0 | 0 | 0 | 0 | 0
Resource 1 | Sublap 1 | 16:00 | 1 | 84 | 0 | 0 | 0 | 0 | 0 | 0 | 0 | 0 | 0 | 0 | 0 | 0 | 0 | 0 | 0 | 0 | 2.8552 | -1.3 | -0.027592 | 0 | 0 | 0 | 0 | 0
Resource 1 | Sublap 1 | 16:00 | 1 | 85 | 0 | 0 | 0 | 0 | 0 | 0 | 0 | 0 | 0 | 0 | 0 | 0 | 0 | 0 | 0 | 0 | 3.915 | -1.6243 | -0.034435 | 0 | 0 | 0 | 0 | 0
Resource 1 | Sublap 1 | 16:00 | 1 | 86 | 0 | 0 | 0 | 0 | 0 | 0 | 0 | 0 | 0 | 0 | 0 | 0 | 0 | 0 | 0 | 0 | 3.4211 | -1.4689 | -0.031155 | 0 | 0 | 0 | 0 | 0
Resource 1 | Sublap 1 | 16:00 | 1 | 87 | 0 | 0 | 0 | 0 | 0 | 0 | 0 | 0 | 0 | 0 | 0 | 0 | 0 | 0 | 0 | 0 | 3.8807 | -1.5399 | -0.032655 | 0 | 0 | 0 | 0 | 0
Resource 1 | Sublap 1 | 16:00 | 1 | 88 | 0 | 0 | 0 | 0 | 0 | 0 | 0 | 0 | 0 | 0 | 0 | 0 | 0 | 0 | 0 | 0 | 4.4407 | -1.6935 | -0.035896 | 0 | 0 | 0 | 0 | 0
Resource 1 | Sublap 1 | 16:00 | 1 | 89 | 0 | 0 | 0 | 0 | 0 | 0 | 0 | 0 | 0 | 0 | 0 | 0 | 0 | 0 | 0 | 0 | 4.4058 | -1.6478 | -0.034932 | 0 | 0 | 0 | 0 | 0
Resource 1 | Sublap 1 | 16:00 | 1 | 90 | 0 | 0 | 0 | 0 | 0 | 0 | 0 | 0 | 0 | 0 | 0 | 0 | 0 | 0 | 0 | 0 | 5.0156 | -1.8638 | -0.039491 | 0 | 0 | 0 | 0 | 0
Resource 1 | Sublap 1 | 16:00 | 1 | 91 | 0 | 0 | 0 | 0 | 0 | 0 | 0 | 0 | 0 | 0 | 0 | 0 | 0 | 0 | 0 | 0 | 6.0407 | -2.1004 | -0.044483 | 0 | 0 | 0 | 0 | 0
Resource 1 | Sublap 1 | 16:00 | 1 | 92 | 0 | 0 | 0 | 0 | 0 | 0 | 0 | 0 | 0 | 0 | 0 | 0 | 0 | 0 | 0 | 0 | 6.4494 | -2.1593 | -0.045727 | 0 | 0 | 0 | 0 | 0
Resource 1 | Sublap 1 | 16:00 | 1 | 93 | 0 | 0 | 0 | 0 | 0 | 0 | 0 | 0 | 0 | 0 | 0 | 0 | 0 | 0 | 0 | 0 | 6.8498 | -2.313 | -0.04897 | 0 | 0 | 0 | 0 | 0
Resource 1 | Sublap 1 | 16:00 | 1 | 94 | 0 | 0 | 0 | 0 | 0 | 0 | 0 | 0 | 0 | 0 | 0 | 0 | 0 | 0 | 0 | 0 | 6.6415 | -2.3158 | -0.04903 | 0 | 0 | 0 | 0 | 0
Resource 1 | Sublap 1 | 16:00 | 1 | 95 | 0 | 0 | 0 | 0 | 0 | 0 | 0 | 0 | 0 | 0 | 0 | 0 | 0 | 0 | 0 | 0 | 10.2017 | -3.0265 | -0.064028 | 0 | 0 | 0 | 0 | 0
Resource 1 | Sublap 1 | 16:00 | 1 | 96 | 0 | 0 | 0 | 0 | 0 | 0 | 0 | 0 | 0 | 0 | 0 | 0 | 0 | 0 | 0 | 0 | 9.0582 | -2.6941 | -0.057013 | 0 | 0 | 0 | 0 | 0
Resource 1 | Sublap 1 | 16:00 | 1 | 97 | 0 | 0 | 0 | 0 | 0 | 0 | 0 | 0 | 0 | 0 | 0 | 0 | 0 | 0 | 0 | 0 | 8.1248 | -2.5016 | -0.05295 | 0 | 0 | 0 | 0 | 0
Resource 1 | Sublap 1 | 16:00 | 1 | 98 | 0 | 0 | 0 | 0 | 0 | 0 | 0 | 0 | 0 | 0 | 0 | 0 | 0 | 0 | 0 | 0 | 9.842 | -2.8602 | -0.060519 | 0 | 0 | 0 | 0 | 0
Resource 1 | Sublap 1 | 16:00 | 1 | 99 | 0 | 0 | 0 | 0 | 0 | 0 | 0 | 0 | 0 | 0 | 0 | 0 | 0 | 0 | 0 | 0 | 9.6732 | -2.8289 | -0.059859 | 0 | 0 | 0 | 0 | 0
Resource 1 | Sublap 1 | 16:00 | 1 | 100 | 0 | 0 | 0 | 0 | 0 | 0 | 0 | 0 | 0 | 0 | 0 | 0 | 0 | 0 | 0 | 0 | 11.3904 | -3.2748 | -0.069269 | 0 | 0 | 0 | 0 | 0
Resource 1 | Sublap 1 | 16:00 | 1 | 101 | 0 | 0 | 0 | 0 | 0 | 0 | 0 | 0 | 0 | 0 | 0 | 0 | 0 | 0 | 0 | 0 | 9.7297 | -2.8067 | -0.05939 | 0 | 0 | 0 | 0 | 0
Resource 1 | Sublap 1 | 16:00 | 1 | 102 | 0 | 0 | 0 | 0 | 0 | 0 | 0 | 0 | 0 | 0 | 0 | 0 | 0 | 0 | 0 | 0 | 12.6165 | -3.578 | -0.075666 | 0 | 0 | 0 | 0 | 0
Resource 1 | Sublap 1 | 16:00 | 1 | 103 | 0 | 0 | 0 | 0 | 0 | 0 | 0 | 0 | 0 | 0 | 0 | 0 | 0 | 0 | 0 | 0 | 13.2335 | -3.7531 | -0.079362 | 0 | 0 | 0 | 0 | 0
Resource 1 | Sublap 1 | 16:00 | 1 | 104 | 0 | 0 | 0 | 0 | 0 | 0 | 0 | 0 | 0 | 0 | 0 | 0 | 0 | 0 | 0 | 0 | 14.2413 | -4.0461 | -0.085546 | 0 | 0 | 0 | 0 | 0
Resource 1 | Sublap 1 | 16:00 | 1 | 105 | 0 | 0 | 0 | 0 | 0 | 0 | 0 | 0 | 0 | 0 | 0 | 0 | 0 | 0 | 0 | 0 | 12.0767 | -3.4365 | -0.072681 | 0 | 0 | 0 | 0 | 0
Resource 1 | Sublap 1 | 16:00 | 1 | 106 | 0 | 0 | 0 | 0 | 0 | 0 | 0 | 0 | 0 | 0 | 0 | 0 | 0 | 0 | 0 | 0 | 11.7873 | -3.3085 | -0.06998 | 0 | 0 | 0 | 0 | 0
Resource 1 | Sublap 1 | 16:00 | 1 | 107 | 0 | 0 | 0 | 0 | 0 | 0 | 0 | 0 | 0 | 0 | 0 | 0 | 0 | 0 | 0 | 0 | 13.8477 | -3.8743 | -0.081921 | 0 | 0 | 0 | 0 | 0
Resource 1 | Sublap 1 | 16:00 | 2 | 71 | 0 | 0 | 0 | 0 | 0 | 0 | 0 | 0 | 0 | 0 | 0 | 0 | 0 | 0 | 0 | 0 | 0 | 0 | 0 | 0 | 0 | 0 | 0 | 0
Resource 1 | Sublap 1 | 16:00 | 2 | 72 | 0 | 0 | 0 | 0 | 0 | 0 | 0 | 0 | 0 | 0 | 0 | 0 | 0 | 0 | 0 | 0 | 0 | 0 | 0 | 0 | 0 | 0 | 0 | 0
Resource 1 | Sublap 1 | 16:00 | 2 | 73 | 0 | 0 | 0 | 0 | 0 | 0 | 0 | 0 | 0 | 0 | 0 | 0 | 0 | 0 | 0 | 0 | 0 | 0 | 0 | 0 | 0 | 0 | 0 | 0
Resource 1 | Sublap 1 | 16:00 | 2 | 74 | 0 | 0 | 0 | 0 | 0 | 0 | 0 | 0 | 0 | 0 | 0 | 0 | 0 | 0 | 0 | 0 | 0.30557 | 0.2555 | -0.18403 | -0.003524 | 0 | 0 | 0 | 0
Resource 1 | Sublap 1 | 16:00 | 2 | 75 | 0 | 0 | 0 | 0 | 0 | 0 | 0 | 0 | 0 | 0 | 0 | 0 | 0 | 0 | 0 | 0 | 0.17239 | 0.14415 | -0.10383 | -0.0019881 | 0 | 0 | 0 | 0
Resource 1 | Sublap 1 | 16:00 | 2 | 76 | 0 | 0 | 0 | 0 | 0 | 0 | 0 | 0 | 0 | 0 | 0 | 0 | 0 | 0 | 0 | 0 | 0.57137 | 0.47775 | -0.34411 | -0.0065892 | 0 | 0 | 0 | 0
Resource 1 | Sublap 1 | 16:00 | 2 | 77 | 0 | 0 | 0 | 0 | 0 | 0 | 0 | 0 | 0 | 0 | 0 | 0 | 0 | 0 | 0 | 0 | 0.94575 | 0.74052 | -0.53346 | -0.010174 | 0 | 0 | 0 | 0
Resource 1 | Sublap 1 | 16:00 | 2 | 78 | 0 | 0 | 0 | 0 | 0 | 0 | 0 | 0 | 0 | 0 | 0 | 0 | 0 | 0 | 0 | 0 | 0.99741 | 0.76127 | -0.54842 | -0.010455 | 0 | 0 | 0 | 0
Resource 1 | Sublap 1 | 16:00 | 2 | 79 | 0 | 0 | 0 | 0 | 0 | 0 | 0 | 0 | 0 | 0 | 0 | 0 | 0 | 0 | 0 | 0 | 1.1812 | 0.84571 | -0.60928 | -0.011598 | 0 | 0 | 0 | 0
Resource 1 | Sublap 1 | 16:00 | 2 | 80 | 0 | 0 | 0 | 0 | 0 | 0 | 0 | 0 | 0 | 0 | 0 | 0 | 0 | 0 | 0 | 0 | 1.5142 | 1.0405 | -0.74967 | -0.014235 | 0 | 0 | 0 | 0
Resource 1 | Sublap 1 | 16:00 | 2 | 81 | 0 | 0 | 0 | 0 | 0 | 0 | 0 | 0 | 0 | 0 | 0 | 0 | 0 | 0 | 0 | 0 | 2.0434 | 1.4213 | -0.92842 | -0.017592 | 0 | 0 | 0 | 0
Resource 1 | Sublap 1 | 16:00 | 2 | 82 | 0 | 0 | 0 | 0 | 0 | 0 | 0 | 0 | 0 | 0 | 0 | 0 | 0 | 0 | 0 | 0 | 2.2381 | 1.5556 | -0.96718 | -0.01832 | 0 | 0 | 0 | 0
Resource 1 | Sublap 1 | 16:00 | 2 | 83 | 0 | 0 | 0 | 0 | 0 | 0 | 0 | 0 | 0 | 0 | 0 | 0 | 0 | 0 | 0 | 0 | 2.6895 | 1.9544 | -1.0942 | -0.020706 | 0 | 0 | 0 | 0
Resource 1 | Sublap 1 | 16:00 | 2 | 84 | 0 | 0 | 0 | 0 | 0 | 0 | 0 | 0 | 0 | 0 | 0 | 0 | 0 | 0 | 0 | 0 | 2.8552 | 1.9704 | -1.1422 | -0.021608 | 0 | 0 | 0 | 0
Resource 1 | Sublap 1 | 16:00 | 2 | 85 | 0 | 0 | 0 | 0 | 0 | 0 | 0 | 0 | 0 | 0 | 0 | 0 | 0 | 0 | 0 | 0 | 3.915 | 2.9111 | -1.4274 | -0.026965 | 0 | 0 | 0 | 0
Resource 1 | Sublap 1 | 16:00 | 2 | 86 | 0 | 0 | 0 | 0 | 0 | 0 | 0 | 0 | 0 | 0 | 0 | 0 | 0 | 0 | 0 | 0 | 3.4211 | 2.453 | -1.2907 | -0.024398 | 0 | 0 | 0 | 0
Resource 1 | Sublap 1 | 16:00 | 2 | 87 | 0 | 0 | 0 | 0 | 0 | 0 | 0 | 0 | 0 | 0 | 0 | 0 | 0 | 0 | 0 | 0 | 3.8807 | 2.8218 | -1.3532 | -0.025572 | 0 | 0 | 0 | 0
Resource 1 | Sublap 1 | 16:00 | 2 | 88 | 0 | 0 | 0 | 0 | 0 | 0 | 0 | 0 | 0 | 0 | 0 | 0 | 0 | 0 | 0 | 0 | 4.4407 | 3.2347 | -1.4883 | -0.028109 | 0 | 0 | 0 | 0
Resource 1 | Sublap 1 | 16:00 | 2 | 89 | 0 | 0 | 0 | 0 | 0 | 0 | 0 | 0 | 0 | 0 | 0 | 0 | 0 | 0 | 0 | 0 | 4.4058 | 3.2359 | -1.4482 | -0.027355 | 0 | 0 | 0 | 0
Resource 1 | Sublap 1 | 16:00 | 2 | 90 | 0 | 0 | 0 | 0 | 0 | 0 | 0 | 0 | 0 | 0 | 0 | 0 | 0 | 0 | 0 | 0 | 5.0156 | 3.7339 | -1.6382 | -0.030924 | 0 | 0 | 0 | 0
Resource 1 | Sublap 1 | 16:00 | 2 | 91 | 0 | 0 | 0 | 0 | 0 | 0 | 0 | 0 | 0 | 0 | 0 | 0 | 0 | 0 | 0 | 0 | 6.0407 | 4.5829 | -1.8463 | -0.034833 | 0 | 0 | 0 | 0
Resource 1 | Sublap 1 | 16:00 | 2 | 92 | 0 | 0 | 0 | 0 | 0 | 0 | 0 | 0 | 0 | 0 | 0 | 0 | 0 | 0 | 0 | 0 | 6.4494 | 4.9005 | -1.8981 | -0.035807 | 0 | 0 | 0 | 0
Resource 1 | Sublap 1 | 16:00 | 2 | 93 | 0 | 0 | 0 | 0 | 0 | 0 | 0 | 0 | 0 | 0 | 0 | 0 | 0 | 0 | 0 | 0 | 6.8498 | 5.2408 | -2.0333 | -0.038346 | 0 | 0 | 0 | 0
Resource 1 | Sublap 1 | 16:00 | 2 | 94 | 0 | 0 | 0 | 0 | 0 | 0 | 0 | 0 | 0 | 0 | 0 | 0 | 0 | 0 | 0 | 0 | 6.6415 | 4.9913 | -2.0358 | -0.038393 | 0 | 0 | 0 | 0
Resource 1 | Sublap 1 | 16:00 | 2 | 95 | 0 | 0 | 0 | 0 | 0 | 0 | 0 | 0 | 0 | 0 | 0 | 0 | 0 | 0 | 0 | 0 | 10.2017 | 8.0627 | -2.661 | -0.050135 | 0 | 0 | 0 | 0
Resource 1 | Sublap 1 | 16:00 | 2 | 96 | 0 | 0 | 0 | 0 | 0 | 0 | 0 | 0 | 0 | 0 | 0 | 0 | 0 | 0 | 0 | 0 | 9.0582 | 7.4253 | -2.3686 | -0.044643 | 0 | 0 | 0 | 0
Resource 1 | Sublap 1 | 16:00 | 2 | 97 | 0 | 0 | 0 | 0 | 0 | 0 | 0 | 0 | 0 | 0 | 0 | 0 | 0 | 0 | 0 | 0 | 8.1248 | 5.7882 | -2.1992 | -0.041462 | 0 | 0 | 0 | 0
Resource 1 | Sublap 1 | 16:00 | 2 | 98 | 0 | 0 | 0 | 0 | 0 | 0 | 0 | 0 | 0 | 0 | 0 | 0 | 0 | 0 | 0 | 0 | 9.842 | 7.6203 | -2.5147 | -0.047388 | 0 | 0 | 0 | 0
Resource 1 | Sublap 1 | 16:00 | 2 | 99 | 0 | 0 | 0 | 0 | 0 | 0 | 0 | 0 | 0 | 0 | 0 | 0 | 0 | 0 | 0 | 0 | 9.6732 | 7.362 | -2.4872 | -0.046871 | 0 | 0 | 0 | 0
Resource 1 | Sublap 1 | 16:00 | 2 | 100 | 0 | 0 | 0 | 0 | 0 | 0 | 0 | 0 | 0 | 0 | 0 | 0 | 0 | 0 | 0 | 0 | 11.3904 | 8.7237 | -2.8795 | -0.054239 | 0 | 0 | 0 | 0
Resource 1 | Sublap 1 | 16:00 | 2 | 101 | 0 | 0 | 0 | 0 | 0 | 0 | 0 | 0 | 0 | 0 | 0 | 0 | 0 | 0 | 0 | 0 | 9.7297 | 7.6227 | -2.4677 | -0.046504 | 0 | 0 | 0 | 0
Resource 1 | Sublap 1 | 16:00 | 2 | 102 | 0 | 0 | 0 | 0 | 0 | 0 | 0 | 0 | 0 | 0 | 0 | 0 | 0 | 0 | 0 | 0 | 12.6165 | 11.8276 | -3.1461 | -0.059248 | 0 | 0 | 0 | 0
Resource 1 | Sublap 1 | 16:00 | 2 | 103 | 0 | 0 | 0 | 0 | 0 | 0 | 0 | 0 | 0 | 0 | 0 | 0 | 0 | 0 | 0 | 0 | 13.2335 | 12.4881 | -3.3002 | -0.062142 | 0 | 0 | 0 | 0
Resource 1 | Sublap 1 | 16:00 | 2 | 104 | 0 | 0 | 0 | 0 | 0 | 0 | 0 | 0 | 0 | 0 | 0 | 0 | 0 | 0 | 0 | 0 | 14.2413 | 13.3512 | -3.558 | -0.066983 | 0 | 0 | 0 | 0
Resource 1 | Sublap 1 | 16:00 | 2 | 105 | 0 | 0 | 0 | 0 | 0 | 0 | 0 | 0 | 0 | 0 | 0 | 0 | 0 | 0 | 0 | 0 | 12.0767 | 10.5714 | -3.0217 | -0.05691 | 0 | 0 | 0 | 0
Resource 1 | Sublap 1 | 16:00 | 2 | 106 | 0 | 0 | 0 | 0 | 0 | 0 | 0 | 0 | 0 | 0 | 0 | 0 | 0 | 0 | 0 | 0 | 11.7873 | 11.0831 | -2.9091 | -0.054796 | 0 | 0 | 0 | 0
Resource 1 | Sublap 1 | 16:00 | 2 | 107 | 0 | 0 | 0 | 0 | 0 | 0 | 0 | 0 | 0 | 0 | 0 | 0 | 0 | 0 | 0 | 0 | 13.8477 | 12.8911 | -3.4069 | -0.064145 | 0 | 0 | 0 | 0
Resource 1 | Sublap 1 | 16:00 | 3 | 71 | 0 | 0 | 0 | 0 | 0 | 0 | 0 | 0 | 0 | 0 | 0 | 0 | 0 | 0 | 0 | 0 | 0 | 0 | 0 | 0 | 0 | 0 | 0 | 0
Resource 1 | Sublap 1 | 16:00 | 3 | 72 | 0 | 0 | 0 | 0 | 0 | 0 | 0 | 0 | 0 | 0 | 0 | 0 | 0 | 0 | 0 | 0 | 0 | 0 | 0 | 0 | 0 | 0 | 0 | 0
Resource 1 | Sublap 1 | 16:00 | 3 | 73 | 0 | 0 | 0 | 0 | 0 | 0 | 0 | 0 | 0 | 0 | 0 | 0 | 0 | 0 | 0 | 0 | 0 | 0 | 0 | 0 | 0 | 0 | 0 | 0
Resource 1 | Sublap 1 | 16:00 | 3 | 74 | 0 | 0 | 0 | 0 | 0 | 0 | 0 | 0 | 0 | 0 | 0 | 0 | 0 | 0 | 0 | 0 | 0.30557 | 0.2555 | 0.18377 | -0.15013 | -0.0032893 | 0 | 0 | 0
Resource 1 | Sublap 1 | 16:00 | 3 | 75 | 0 | 0 | 0 | 0 | 0 | 0 | 0 | 0 | 0 | 0 | 0 | 0 | 0 | 0 | 0 | 0 | 0.17239 | 0.14415 | 0.10368 | -0.084699 | -0.0018557 | 0 | 0 | 0
Resource 1 | Sublap 1 | 16:00 | 3 | 76 | 0 | 0 | 0 | 0 | 0 | 0 | 0 | 0 | 0 | 0 | 0 | 0 | 0 | 0 | 0 | 0 | 0.57137 | 0.47775 | 0.34362 | -0.28072 | -0.0061505 | 0 | 0 | 0
Resource 1 | Sublap 1 | 16:00 | 3 | 77 | 0 | 0 | 0 | 0 | 0 | 0 | 0 | 0 | 0 | 0 | 0 | 0 | 0 | 0 | 0 | 0 | 0.94575 | 0.74052 | 0.53228 | -0.43531 | -0.0094961 | 0 | 0 | 0
Resource 1 | Sublap 1 | 16:00 | 3 | 78 | 0 | 0 | 0 | 0 | 0 | 0 | 0 | 0 | 0 | 0 | 0 | 0 | 0 | 0 | 0 | 0 | 0.99741 | 0.76127 | 0.54717 | -0.44753 | -0.0097584 | 0 | 0 | 0
Resource 1 | Sublap 1 | 16:00 | 3 | 79 | 0 | 0 | 0 | 0 | 0 | 0 | 0 | 0 | 0 | 0 | 0 | 0 | 0 | 0 | 0 | 0 | 1.1812 | 0.84571 | 0.60772 | -0.49725 | -0.010825 | 0 | 0 | 0
Resource 1 | Sublap 1 | 16:00 | 3 | 80 | 0 | 0 | 0 | 0 | 0 | 0 | 0 | 0 | 0 | 0 | 0 | 0 | 0 | 0 | 0 | 0 | 1.5142 | 1.0405 | 0.74739 | -0.61192 | -0.013287 | 0 | 0 | 0
Resource 1 | Sublap 1 | 16:00 | 3 | 81 | 0 | 0 | 0 | 0 | 0 | 0 | 0 | 0 | 0 | 0 | 0 | 0 | 0 | 0 | 0 | 0 | 2.0434 | 1.4213 | 0.92522 | -0.75793 | -0.01642 | 0 | 0 | 0
Resource 1 | Sublap 1 | 16:00 | 3 | 82 | 0 | 0 | 0 | 0 | 0 | 0 | 0 | 0 | 0 | 0 | 0 | 0 | 0 | 0 | 0 | 0 | 2.2381 | 1.5556 | 0.96378 | -0.78959 | -0.0171 | 0 | 0 | 0
Resource 1 | Sublap 1 | 16:00 | 3 | 83 | 0 | 0 | 0 | 0 | 0 | 0 | 0 | 0 | 0 | 0 | 0 | 0 | 0 | 0 | 0 | 0 | 2.6895 | 1.9544 | 1.0901 | -0.89332 | -0.019326 | 0 | 0 | 0
Resource 1 | Sublap 1 | 16:00 | 3 | 84 | 0 | 0 | 0 | 0 | 0 | 0 | 0 | 0 | 0 | 0 | 0 | 0 | 0 | 0 | 0 | 0 | 2.8552 | 1.9704 | 1.1379 | -0.93255 | -0.020168 | 0 | 0 | 0
Resource 1 | Sublap 1 | 16:00 | 3 | 85 | 0 | 0 | 0 | 0 | 0 | 0 | 0 | 0 | 0 | 0 | 0 | 0 | 0 | 0 | 0 | 0 | 3.915 | 2.9111 | 1.7973 | -1.1655 | -0.025169 | 0 | 0 | 0
Resource 1 | Sublap 1 | 16:00 | 3 | 86 | 0 | 0 | 0 | 0 | 0 | 0 | 0 | 0 | 0 | 0 | 0 | 0 | 0 | 0 | 0 | 0 | 3.4211 | 2.453 | 1.4044 | -1.0539 | -0.022772 | 0 | 0 | 0
Resource 1 | Sublap 1 | 16:00 | 3 | 87 | 0 | 0 | 0 | 0 | 0 | 0 | 0 | 0 | 0 | 0 | 0 | 0 | 0 | 0 | 0 | 0 | 3.8807 | 2.8218 | 1.6671 | -1.1049 | -0.023868 | 0 | 0 | 0
Resource 1 | Sublap 1 | 16:00 | 3 | 88 | 0 | 0 | 0 | 0 | 0 | 0 | 0 | 0 | 0 | 0 | 0 | 0 | 0 | 0 | 0 | 0 | 4.4407 | 3.2347 | 1.9083 | -1.2153 | -0.026236 | 0 | 0 | 0
Resource 1 | Sublap 1 | 16:00 | 3 | 89 | 0 | 0 | 0 | 0 | 0 | 0 | 0 | 0 | 0 | 0 | 0 | 0 | 0 | 0 | 0 | 0 | 4.4058 | 3.2359 | 1.9351 | -1.1825 | -0.025532 | 0 | 0 | 0
Resource 1 | Sublap 1 | 16:00 | 3 | 90 | 0 | 0 | 0 | 0 | 0 | 0 | 0 | 0 | 0 | 0 | 0 | 0 | 0 | 0 | 0 | 0 | 5.0156 | 3.7339 | 2.2163 | -1.3377 | -0.028863 | 0 | 0 | 0
Resource 1 | Sublap 1 | 16:00 | 3 | 91 | 0 | 0 | 0 | 0 | 0 | 0 | 0 | 0 | 0 | 0 | 0 | 0 | 0 | 0 | 0 | 0 | 6.0407 | 4.5829 | 2.8856 | -1.5077 | -0.032511 | 0 | 0 | 0
Resource 1 | Sublap 1 | 16:00 | 3 | 92 | 0 | 0 | 0 | 0 | 0 | 0 | 0 | 0 | 0 | 0 | 0 | 0 | 0 | 0 | 0 | 0 | 6.4494 | 4.9005 | 2.9811 | -1.55 | -0.033421 | 0 | 0 | 0
Resource 1 | Sublap 1 | 16:00 | 3 | 93 | 0 | 0 | 0 | 0 | 0 | 0 | 0 | 0 | 0 | 0 | 0 | 0 | 0 | 0 | 0 | 0 | 6.8498 | 5.2408 | 3.3854 | -1.6605 | -0.03579 | 0 | 0 | 0
Resource 1 | Sublap 1 | 16:00 | 3 | 94 | 0 | 0 | 0 | 0 | 0 | 0 | 0 | 0 | 0 | 0 | 0 | 0 | 0 | 0 | 0 | 0 | 6.6415 | 4.9913 | 3.3044 | -1.6625 | -0.035835 | 0 | 0 | 0
Resource 1 | Sublap 1 | 16:00 | 3 | 95 | 0 | 0 | 0 | 0 | 0 | 0 | 0 | 0 | 0 | 0 | 0 | 0 | 0 | 0 | 0 | 0 | 10.2017 | 8.0627 | 5.7491 | -2.1732 | -0.046794 | 0 | 0 | 0
Resource 1 | Sublap 1 | 16:00 | 3 | 96 | 0 | 0 | 0 | 0 | 0 | 0 | 0 | 0 | 0 | 0 | 0 | 0 | 0 | 0 | 0 | 0 | 9.0582 | 7.4253 | 5.2653 | -1.9343 | -0.041668 | 0 | 0 | 0
Resource 1 | Sublap 1 | 16:00 | 3 | 97 | 0 | 0 | 0 | 0 | 0 | 0 | 0 | 0 | 0 | 0 | 0 | 0 | 0 | 0 | 0 | 0 | 8.1248 | 5.7882 | 3.3489 | -1.796 | -0.038699 | 0 | 0 | 0
Resource 1 | Sublap 1 | 16:00 | 3 | 98 | 0 | 0 | 0 | 0 | 0 | 0 | 0 | 0 | 0 | 0 | 0 | 0 | 0 | 0 | 0 | 0 | 9.842 | 7.6203 | 4.9949 | -2.0537 | -0.04423 | 0 | 0 | 0
Resource 1 | Sublap 1 | 16:00 | 3 | 99 | 0 | 0 | 0 | 0 | 0 | 0 | 0 | 0 | 0 | 0 | 0 | 0 | 0 | 0 | 0 | 0 | 9.6732 | 7.362 | 4.2907 | -2.0312 | -0.043748 | 0 | 0 | 0
Resource 1 | Sublap 1 | 16:00 | 3 | 100 | 0 | 0 | 0 | 0 | 0 | 0 | 0 | 0 | 0 | 0 | 0 | 0 | 0 | 0 | 0 | 0 | 11.3904 | 8.7237 | 5.4912 | -2.3516 | -0.050625 | 0 | 0 | 0
Resource 1 | Sublap 1 | 16:00 | 3 | 101 | 0 | 0 | 0 | 0 | 0 | 0 | 0 | 0 | 0 | 0 | 0 | 0 | 0 | 0 | 0 | 0 | 9.7297 | 7.6227 | 4.5821 | -2.0152 | -0.043405 | 0 | 0 | 0
Resource 1 | Sublap 1 | 16:00 | 3 | 102 | 0 | 0 | 0 | 0 | 0 | 0 | 0 | 0 | 0 | 0 | 0 | 0 | 0 | 0 | 0 | 0 | 12.6165 | 11.8276 | 10.1204 | -2.5695 | -0.0553 | 0 | 0 | 0
Resource 1 | Sublap 1 | 16:00 | 3 | 103 | 0 | 0 | 0 | 0 | 0 | 0 | 0 | 0 | 0 | 0 | 0 | 0 | 0 | 0 | 0 | 0 | 13.2335 | 12.4881 | 9.9676 | -2.6953 | -0.058001 | 0 | 0 | 0
Resource 1 | Sublap 1 | 16:00 | 3 | 104 | 0 | 0 | 0 | 0 | 0 | 0 | 0 | 0 | 0 | 0 | 0 | 0 | 0 | 0 | 0 | 0 | 14.2413 | 13.3512 | 9.304 | -2.9059 | -0.062519 | 0 | 0 | 0
Resource 1 | Sublap 1 | 16:00 | 3 | 105 | 0 | 0 | 0 | 0 | 0 | 0 | 0 | 0 | 0 | 0 | 0 | 0 | 0 | 0 | 0 | 0 | 12.0767 | 10.5714 | 4.8439 | -2.4678 | -0.053118 | 0 | 0 | 0
Resource 1 | Sublap 1 | 16:00 | 3 | 106 | 0 | 0 | 0 | 0 | 0 | 0 | 0 | 0 | 0 | 0 | 0 | 0 | 0 | 0 | 0 | 0 | 11.7873 | 11.0831 | 9.3897 | -2.3758 | -0.051144 | 0 | 0 | 0
Resource 1 | Sublap 1 | 16:00 | 3 | 107 | 0 | 0 | 0 | 0 | 0 | 0 | 0 | 0 | 0 | 0 | 0 | 0 | 0 | 0 | 0 | 0 | 13.8477 | 12.8911 | 8.2197 | -2.7824 | -0.05987 | 0 | 0 | 0
Resource 1 | Sublap 1 | 16:00 | 4 | 71 | 0 | 0 | 0 | 0 | 0 | 0 | 0 | 0 | 0 | 0 | 0 | 0 | 0 | 0 | 0 | 0 | 0 | 0 | 0 | 0 | 0 | 0 | 0 | 0
Resource 1 | Sublap 1 | 16:00 | 4 | 72 | 0 | 0 | 0 | 0 | 0 | 0 | 0 | 0 | 0 | 0 | 0 | 0 | 0 | 0 | 0 | 0 | 0 | 0 | 0 | 0 | 0 | 0 | 0 | 0
Resource 1 | Sublap 1 | 16:00 | 4 | 73 | 0 | 0 | 0 | 0 | 0 | 0 | 0 | 0 | 0 | 0 | 0 | 0 | 0 | 0 | 0 | 0 | 0 | 0 | 0 | 0 | 0 | 0 | 0 | 0
Resource 1 | Sublap 1 | 16:00 | 4 | 74 | 0 | 0 | 0 | 0 | 0 | 0 | 0 | 0 | 0 | 0 | 0 | 0 | 0 | 0 | 0 | 0 | 0.30557 | 0.2555 | 0.18377 | 0.11504 | -0.14221 | -0.00337 | 0 | 0
Resource 1 | Sublap 1 | 16:00 | 4 | 75 | 0 | 0 | 0 | 0 | 0 | 0 | 0 | 0 | 0 | 0 | 0 | 0 | 0 | 0 | 0 | 0 | 0.17239 | 0.14415 | 0.10368 | 0.064904 | -0.080231 | -0.0019012 | 0 | 0
Resource 1 | Sublap 1 | 16:00 | 4 | 76 | 0 | 0 | 0 | 0 | 0 | 0 | 0 | 0 | 0 | 0 | 0 | 0 | 0 | 0 | 0 | 0 | 0.57137 | 0.47775 | 0.34362 | 0.21511 | -0.26591 | -0.0063012 | 0 | 0
Resource 1 | Sublap 1 | 16:00 | 4 | 77 | 0 | 0 | 0 | 0 | 0 | 0 | 0 | 0 | 0 | 0 | 0 | 0 | 0 | 0 | 0 | 0 | 0.94575 | 0.74052 | 0.53228 | 0.33242 | -0.41234 | -0.0097303 | 0 | 0
Resource 1 | Sublap 1 | 16:00 | 4 | 78 | 0 | 0 | 0 | 0 | 0 | 0 | 0 | 0 | 0 | 0 | 0 | 0 | 0 | 0 | 0 | 0 | 0.99741 | 0.76127 | 0.54717 | 0.34164 | -0.42392 | -0.0099992 | 0 | 0
Resource 1 | Sublap 1 | 16:00 | 4 | 79 | 0 | 0 | 0 | 0 | 0 | 0 | 0 | 0 | 0 | 0 | 0 | 0 | 0 | 0 | 0 | 0 | 1.1812 | 0.84571 | 0.60772 | 0.37912 | -0.47101 | -0.011093 | 0 | 0
Resource 1 | Sublap 1 | 16:00 | 4 | 80 | 0 | 0 | 0 | 0 | 0 | 0 | 0 | 0 | 0 | 0 | 0 | 0 | 0 | 0 | 0 | 0 | 1.5142 | 1.0405 | 0.74739 | 0.46556 | -0.57963 | -0.013616 | 0 | 0
Resource 1 | Sublap 1 | 16:00 | 4 | 81 | 0 | 0 | 0 | 0 | 0 | 0 | 0 | 0 | 0 | 0 | 0 | 0 | 0 | 0 | 0 | 0 | 2.0434 | 1.4213 | 0.92522 | 0.57564 | -0.71793 | -0.016829 | 0 | 0
Resource 1 | Sublap 1 | 16:00 | 4 | 82 | 0 | 0 | 0 | 0 | 0 | 0 | 0 | 0 | 0 | 0 | 0 | 0 | 0 | 0 | 0 | 0 | 2.2381 | 1.5556 | 0.96378 | 0.5995 | -0.74792 | -0.017526 | 0 | 0
Resource 1 | Sublap 1 | 16:00 | 4 | 83 | 0 | 0 | 0 | 0 | 0 | 0 | 0 | 0 | 0 | 0 | 0 | 0 | 0 | 0 | 0 | 0 | 2.6895 | 1.9544 | 1.0901 | 0.6777 | -0.84617 | -0.019808 | 0 | 0
Resource 1 | Sublap 1 | 16:00 | 4 | 84 | 0 | 0 | 0 | 0 | 0 | 0 | 0 | 0 | 0 | 0 | 0 | 0 | 0 | 0 | 0 | 0 | 2.8552 | 1.9704 | 1.1379 | 0.70727 | -0.88333 | -0.020671 | 0 | 0
Resource 1 | Sublap 1 | 16:00 | 4 | 85 | 0 | 0 | 0 | 0 | 0 | 0 | 0 | 0 | 0 | 0 | 0 | 0 | 0 | 0 | 0 | 0 | 3.915 | 2.9111 | 1.7973 | 0.88292 | -1.104 | -0.025798 | 0 | 0
Resource 1 | Sublap 1 | 16:00 | 4 | 86 | 0 | 0 | 0 | 0 | 0 | 0 | 0 | 0 | 0 | 0 | 0 | 0 | 0 | 0 | 0 | 0 | 3.4211 | 2.453 | 1.4044 | 0.79874 | -0.99826 | -0.023341 | 0 | 0
Resource 1 | Sublap 1 | 16:00 | 4 | 87 | 0 | 0 | 0 | 0 | 0 | 0 | 0 | 0 | 0 | 0 | 0 | 0 | 0 | 0 | 0 | 0 | 3.8807 | 2.8218 | 1.6671 | 0.83723 | -1.0466 | -0.024464 | 0 | 0
Resource 1 | Sublap 1 | 16:00 | 4 | 88 | 0 | 0 | 0 | 0 | 0 | 0 | 0 | 0 | 0 | 0 | 0 | 0 | 0 | 0 | 0 | 0 | 4.4407 | 3.2347 | 1.9083 | 0.92042 | -1.1511 | -0.026892 | 0 | 0
Resource 1 | Sublap 1 | 16:00 | 4 | 89 | 0 | 0 | 0 | 0 | 0 | 0 | 0 | 0 | 0 | 0 | 0 | 0 | 0 | 0 | 0 | 0 | 4.4058 | 3.2359 | 1.9351 | 0.89569 | -1.1201 | -0.026171 | 0 | 0
Resource 1 | Sublap 1 | 16:00 | 4 | 90 | 0 | 0 | 0 | 0 | 0 | 0 | 0 | 0 | 0 | 0 | 0 | 0 | 0 | 0 | 0 | 0 | 5.0156 | 3.7339 | 2.2163 | 1.0451 | -1.2671 | -0.029586 | 0 | 0
Resource 1 | Sublap 1 | 16:00 | 4 | 91 | 0 | 0 | 0 | 0 | 0 | 0 | 0 | 0 | 0 | 0 | 0 | 0 | 0 | 0 | 0 | 0 | 6.0407 | 4.5829 | 2.8856 | 1.4705 | -1.4281 | -0.033326 | 0 | 0
Resource 1 | Sublap 1 | 16:00 | 4 | 92 | 0 | 0 | 0 | 0 | 0 | 0 | 0 | 0 | 0 | 0 | 0 | 0 | 0 | 0 | 0 | 0 | 6.4494 | 4.9005 | 2.9811 | 1.5783 | -1.4682 | -0.034258 | 0 | 0
Resource 1 | Sublap 1 | 16:00 | 4 | 93 | 0 | 0 | 0 | 0 | 0 | 0 | 0 | 0 | 0 | 0 | 0 | 0 | 0 | 0 | 0 | 0 | 6.8498 | 5.2408 | 3.3854 | 1.9213 | -1.5728 | -0.036688 | 0 | 0
Resource 1 | Sublap 1 | 16:00 | 4 | 94 | 0 | 0 | 0 | 0 | 0 | 0 | 0 | 0 | 0 | 0 | 0 | 0 | 0 | 0 | 0 | 0 | 6.6415 | 4.9913 | 3.3044 | 1.6947 | -1.5748 | -0.036733 | 0 | 0
Resource 1 | Sublap 1 | 16:00 | 4 | 95 | 0 | 0 | 0 | 0 | 0 | 0 | 0 | 0 | 0 | 0 | 0 | 0 | 0 | 0 | 0 | 0 | 10.2017 | 8.0627 | 5.7491 | 3.6538 | -2.0585 | -0.047969 | 0 | 0
Resource 1 | Sublap 1 | 16:00 | 4 | 96 | 0 | 0 | 0 | 0 | 0 | 0 | 0 | 0 | 0 | 0 | 0 | 0 | 0 | 0 | 0 | 0 | 9.0582 | 7.4253 | 5.2653 | 3.1835 | -1.8322 | -0.042713 | 0 | 0
Resource 1 | Sublap 1 | 16:00 | 4 | 97 | 0 | 0 | 0 | 0 | 0 | 0 | 0 | 0 | 0 | 0 | 0 | 0 | 0 | 0 | 0 | 0 | 8.1248 | 5.7882 | 3.3489 | 1.8977 | -1.7012 | -0.03967 | 0 | 0
Resource 1 | Sublap 1 | 16:00 | 4 | 98 | 0 | 0 | 0 | 0 | 0 | 0 | 0 | 0 | 0 | 0 | 0 | 0 | 0 | 0 | 0 | 0 | 9.842 | 7.6203 | 4.9949 | 2.7399 | -1.9453 | -0.04534 | 0 | 0
Resource 1 | Sublap 1 | 16:00 | 4 | 99 | 0 | 0 | 0 | 0 | 0 | 0 | 0 | 0 | 0 | 0 | 0 | 0 | 0 | 0 | 0 | 0 | 9.6732 | 7.362 | 4.2907 | 2.4299 | -1.924 | -0.044846 | 0 | 0
Resource 1 | Sublap 1 | 16:00 | 4 | 100 | 0 | 0 | 0 | 0 | 0 | 0 | 0 | 0 | 0 | 0 | 0 | 0 | 0 | 0 | 0 | 0 | 11.3904 | 8.7237 | 5.4912 | 3.6589 | -2.2275 | -0.051896 | 0 | 0
Resource 1 | Sublap 1 | 16:00 | 4 | 101 | 0 | 0 | 0 | 0 | 0 | 0 | 0 | 0 | 0 | 0 | 0 | 0 | 0 | 0 | 0 | 0 | 9.7297 | 7.6227 | 4.5821 | 2.3302 | -1.9089 | -0.044494 | 0 | 0
Resource 1 | Sublap 1 | 16:00 | 4 | 102 | 0 | 0 | 0 | 0 | 0 | 0 | 0 | 0 | 0 | 0 | 0 | 0 | 0 | 0 | 0 | 0 | 12.6165 | 11.8276 | 10.1204 | 6.0524 | -2.4338 | -0.056689 | 0 | 0
Resource 1 | Sublap 1 | 16:00 | 4 | 103 | 0 | 0 | 0 | 0 | 0 | 0 | 0 | 0 | 0 | 0 | 0 | 0 | 0 | 0 | 0 | 0 | 13.2335 | 12.4881 | 9.9676 | 6.887 | -2.553 | -0.059458 | 0 | 0
Resource 1 | Sublap 1 | 16:00 | 4 | 104 | 0 | 0 | 0 | 0 | 0 | 0 | 0 | 0 | 0 | 0 | 0 | 0 | 0 | 0 | 0 | 0 | 14.2413 | 13.3512 | 9.304 | 6.2617 | -2.7525 | -0.06409 | 0 | 0
Resource 1 | Sublap 1 | 16:00 | 4 | 105 | 0 | 0 | 0 | 0 | 0 | 0 | 0 | 0 | 0 | 0 | 0 | 0 | 0 | 0 | 0 | 0 | 12.0767 | 10.5714 | 4.8439 | 3.0987 | -2.3375 | -0.054452 | 0 | 0
Resource 1 | Sublap 1 | 16:00 | 4 | 106 | 0 | 0 | 0 | 0 | 0 | 0 | 0 | 0 | 0 | 0 | 0 | 0 | 0 | 0 | 0 | 0 | 11.7873 | 11.0831 | 9.3897 | 5.3599 | -2.2504 | -0.052429 | 0 | 0
Resource 1 | Sublap 1 | 16:00 | 4 | 107 | 0 | 0 | 0 | 0 | 0 | 0 | 0 | 0 | 0 | 0 | 0 | 0 | 0 | 0 | 0 | 0 | 13.8477 | 12.8911 | 8.2197 | 4.3273 | -2.6356 | -0.061375 | 0 | 0
Resource 1 | Sublap 1 | 16:00 | 5 | 71 | 0 | 0 | 0 | 0 | 0 | 0 | 0 | 0 | 0 | 0 | 0 | 0 | 0 | 0 | 0 | 0 | 0 | 0 | 0 | 0 | 0 | 0 | 0 | 0
Resource 1 | Sublap 1 | 16:00 | 5 | 72 | 0 | 0 | 0 | 0 | 0 | 0 | 0 | 0 | 0 | 0 | 0 | 0 | 0 | 0 | 0 | 0 | 0 | 0 | 0 | 0 | 0 | 0 | 0 | 0
Resource 1 | Sublap 1 | 16:00 | 5 | 73 | 0 | 0 | 0 | 0 | 0 | 0 | 0 | 0 | 0 | 0 | 0 | 0 | 0 | 0 | 0 | 0 | 0 | 0 | 0 | 0 | 0 | 0 | 0 | 0
Resource 1 | Sublap 1 | 16:00 | 5 | 74 | 0 | 0 | 0 | 0 | 0 | 0 | 0 | 0 | 0 | 0 | 0 | 0 | 0 | 0 | 0 | 0 | 0.30557 | 0.2555 | 0.18377 | 0.11504 | 0.075645 | -0.14527 | -0.0029514 | 0
Resource 1 | Sublap 1 | 16:00 | 5 | 75 | 0 | 0 | 0 | 0 | 0 | 0 | 0 | 0 | 0 | 0 | 0 | 0 | 0 | 0 | 0 | 0 | 0.17239 | 0.14415 | 0.10368 | 0.064904 | 0.042677 | -0.081956 | -0.0016651 | 0
Resource 1 | Sublap 1 | 16:00 | 5 | 76 | 0 | 0 | 0 | 0 | 0 | 0 | 0 | 0 | 0 | 0 | 0 | 0 | 0 | 0 | 0 | 0 | 0.57137 | 0.47775 | 0.34362 | 0.21511 | 0.14144 | -0.27163 | -0.0055187 | 0
Resource 1 | Sublap 1 | 16:00 | 5 | 77 | 0 | 0 | 0 | 0 | 0 | 0 | 0 | 0 | 0 | 0 | 0 | 0 | 0 | 0 | 0 | 0 | 0.94575 | 0.74052 | 0.53228 | 0.33242 | 0.21752 | -0.42099 | -0.0085223 | 0
Resource 1 | Sublap 1 | 16:00 | 5 | 78 | 0 | 0 | 0 | 0 | 0 | 0 | 0 | 0 | 0 | 0 | 0 | 0 | 0 | 0 | 0 | 0 | 0.99741 | 0.76127 | 0.54717 | 0.34164 | 0.22343 | -0.43279 | -0.0087579 | 0
Resource 1 | Sublap 1 | 16:00 | 5 | 79 | 0 | 0 | 0 | 0 | 0 | 0 | 0 | 0 | 0 | 0 | 0 | 0 | 0 | 0 | 0 | 0 | 1.1812 | 0.84571 | 0.60772 | 0.37912 | 0.2475 | -0.48078 | -0.0097162 | 0
Resource 1 | Sublap 1 | 16:00 | 5 | 80 | 0 | 0 | 0 | 0 | 0 | 0 | 0 | 0 | 0 | 0 | 0 | 0 | 0 | 0 | 0 | 0 | 1.5142 | 1.0405 | 0.74739 | 0.46556 | 0.30302 | -0.59148 | -0.011927 | 0
Resource 1 | Sublap 1 | 16:00 | 5 | 81 | 0 | 0 | 0 | 0 | 0 | 0 | 0 | 0 | 0 | 0 | 0 | 0 | 0 | 0 | 0 | 0 | 2.0434 | 1.4213 | 0.92522 | 0.57564 | 0.37372 | -0.73242 | -0.014741 | 0
Resource 1 | Sublap 1 | 16:00 | 5 | 82 | 0 | 0 | 0 | 0 | 0 | 0 | 0 | 0 | 0 | 0 | 0 | 0 | 0 | 0 | 0 | 0 | 2.2381 | 1.5556 | 0.96378 | 0.5995 | 0.38905 | -0.76298 | -0.015351 | 0
Resource 1 | Sublap 1 | 16:00 | 5 | 83 | 0 | 0 | 0 | 0 | 0 | 0 | 0 | 0 | 0 | 0 | 0 | 0 | 0 | 0 | 0 | 0 | 2.6895 | 1.9544 | 1.0901 | 0.6777 | 0.43927 | -0.86312 | -0.017351 | 0
Resource 1 | Sublap 1 | 16:00 | 5 | 84 | 0 | 0 | 0 | 0 | 0 | 0 | 0 | 0 | 0 | 0 | 0 | 0 | 0 | 0 | 0 | 0 | 2.8552 | 1.9704 | 1.1379 | 0.70727 | 0.45826 | -0.90098 | -0.018107 | 0
Resource 1 | Sublap 1 | 16:00 | 5 | 85 | 0 | 0 | 0 | 0 | 0 | 0 | 0 | 0 | 0 | 0 | 0 | 0 | 0 | 0 | 0 | 0 | 3.915 | 2.9111 | 1.7973 | 0.88292 | 0.57107 | -1.1259 | -0.022598 | 0
Resource 1 | Sublap 1 | 16:00 | 5 | 86 | 0 | 0 | 0 | 0 | 0 | 0 | 0 | 0 | 0 | 0 | 0 | 0 | 0 | 0 | 0 | 0 | 3.4211 | 2.453 | 1.4044 | 0.79874 | 0.51701 | -1.0181 | -0.020446 | 0
Resource 1 | Sublap 1 | 16:00 | 5 | 87 | 0 | 0 | 0 | 0 | 0 | 0 | 0 | 0 | 0 | 0 | 0 | 0 | 0 | 0 | 0 | 0 | 3.8807 | 2.8218 | 1.6671 | 0.83723 | 0.54173 | -1.0674 | -0.02143 | 0
Resource 1 | Sublap 1 | 16:00 | 5 | 88 | 0 | 0 | 0 | 0 | 0 | 0 | 0 | 0 | 0 | 0 | 0 | 0 | 0 | 0 | 0 | 0 | 4.4407 | 3.2347 | 1.9083 | 0.92042 | 0.59515 | -1.1739 | -0.023557 | 0
Resource 1 | Sublap 1 | 16:00 | 5 | 89 | 0 | 0 | 0 | 0 | 0 | 0 | 0 | 0 | 0 | 0 | 0 | 0 | 0 | 0 | 0 | 0 | 4.4058 | 3.2359 | 1.9351 | 0.89569 | 0.57927 | -1.1422 | -0.022925 | 0
Resource 1 | Sublap 1 | 16:00 | 5 | 90 | 0 | 0 | 0 | 0 | 0 | 0 | 0 | 0 | 0 | 0 | 0 | 0 | 0 | 0 | 0 | 0 | 5.0156 | 3.7339 | 2.2163 | 1.0451 | 0.65442 | -1.2921 | -0.025916 | 0
Resource 1 | Sublap 1 | 16:00 | 5 | 91 | 0 | 0 | 0 | 0 | 0 | 0 | 0 | 0 | 0 | 0 | 0 | 0 | 0 | 0 | 0 | 0 | 6.0407 | 4.5829 | 2.8856 | 1.4705 | 0.73672 | -1.4562 | -0.029193 | 0
Resource 1 | Sublap 1 | 16:00 | 5 | 92 | 0 | 0 | 0 | 0 | 0 | 0 | 0 | 0 | 0 | 0 | 0 | 0 | 0 | 0 | 0 | 0 | 6.4494 | 4.9005 | 2.9811 | 1.5783 | 0.79 | -1.4971 | -0.03001 | 0
Resource 1 | Sublap 1 | 16:00 | 5 | 93 | 0 | 0 | 0 | 0 | 0 | 0 | 0 | 0 | 0 | 0 | 0 | 0 | 0 | 0 | 0 | 0 | 6.8498 | 5.2408 | 3.3854 | 1.9213 | 1.116 | -1.6036 | -0.032138 | 0
Resource 1 | Sublap 1 | 16:00 | 5 | 94 | 0 | 0 | 0 | 0 | 0 | 0 | 0 | 0 | 0 | 0 | 0 | 0 | 0 | 0 | 0 | 0 | 6.6415 | 4.9913 | 3.3044 | 1.6947 | 0.93027 | -1.6056 | -0.032177 | 0
Resource 1 | Sublap 1 | 16:00 | 5 | 95 | 0 | 0 | 0 | 0 | 0 | 0 | 0 | 0 | 0 | 0 | 0 | 0 | 0 | 0 | 0 | 0 | 10.2017 | 8.0627 | 5.7491 | 3.6538 | 2.6073 | -2.0986 | -0.042021 | 0
Resource 1 | Sublap 1 | 16:00 | 5 | 96 | 0 | 0 | 0 | 0 | 0 | 0 | 0 | 0 | 0 | 0 | 0 | 0 | 0 | 0 | 0 | 0 | 9.0582 | 7.4253 | 5.2653 | 3.1835 | 1.9033 | -1.868 | -0.037416 | 0
Resource 1 | Sublap 1 | 16:00 | 5 | 97 | 0 | 0 | 0 | 0 | 0 | 0 | 0 | 0 | 0 | 0 | 0 | 0 | 0 | 0 | 0 | 0 | 8.1248 | 5.7882 | 3.3489 | 1.8977 | 1.0129 | -1.7345 | -0.03475 | 0
Resource 1 | Sublap 1 | 16:00 | 5 | 98 | 0 | 0 | 0 | 0 | 0 | 0 | 0 | 0 | 0 | 0 | 0 | 0 | 0 | 0 | 0 | 0 | 9.842 | 7.6203 | 4.9949 | 2.7399 | 1.825 | -1.9832 | -0.039718 | 0
Resource 1 | Sublap 1 | 16:00 | 5 | 99 | 0 | 0 | 0 | 0 | 0 | 0 | 0 | 0 | 0 | 0 | 0 | 0 | 0 | 0 | 0 | 0 | 9.6732 | 7.362 | 4.2907 | 2.4299 | 1.2218 | -1.9615 | -0.039285 | 0
Resource 1 | Sublap 1 | 16:00 | 5 | 100 | 0 | 0 | 0 | 0 | 0 | 0 | 0 | 0 | 0 | 0 | 0 | 0 | 0 | 0 | 0 | 0 | 11.3904 | 8.7237 | 5.4912 | 3.6589 | 2.7088 | -2.2708 | -0.045461 | 0
Resource 1 | Sublap 1 | 16:00 | 5 | 101 | 0 | 0 | 0 | 0 | 0 | 0 | 0 | 0 | 0 | 0 | 0 | 0 | 0 | 0 | 0 | 0 | 9.7297 | 7.6227 | 4.5821 | 2.3302 | 1.557 | -1.9461 | -0.038977 | 0
Resource 1 | Sublap 1 | 16:00 | 5 | 102 | 0 | 0 | 0 | 0 | 0 | 0 | 0 | 0 | 0 | 0 | 0 | 0 | 0 | 0 | 0 | 0 | 12.6165 | 11.8276 | 10.1204 | 6.0524 | 4.1784 | -2.4811 | -0.049659 | 0
Resource 1 | Sublap 1 | 16:00 | 5 | 103 | 0 | 0 | 0 | 0 | 0 | 0 | 0 | 0 | 0 | 0 | 0 | 0 | 0 | 0 | 0 | 0 | 13.2335 | 12.4881 | 9.9676 | 6.887 | 3.3588 | -2.6026 | -0.052085 | 0
Resource 1 | Sublap 1 | 16:00 | 5 | 104 | 0 | 0 | 0 | 0 | 0 | 0 | 0 | 0 | 0 | 0 | 0 | 0 | 0 | 0 | 0 | 0 | 14.2413 | 13.3512 | 9.304 | 6.2617 | 5.1372 | -2.8058 | -0.056144 | 0
Resource 1 | Sublap 1 | 16:00 | 5 | 105 | 0 | 0 | 0 | 0 | 0 | 0 | 0 | 0 | 0 | 0 | 0 | 0 | 0 | 0 | 0 | 0 | 12.0767 | 10.5714 | 4.8439 | 3.0987 | 1.6703 | -2.383 | -0.0477 | 0
Resource 1 | Sublap 1 | 16:00 | 5 | 106 | 0 | 0 | 0 | 0 | 0 | 0 | 0 | 0 | 0 | 0 | 0 | 0 | 0 | 0 | 0 | 0 | 11.7873 | 11.0831 | 9.3897 | 5.3599 | 2.9622 | -2.2942 | -0.045928 | 0
Resource 1 | Sublap 1 | 16:00 | 5 | 107 | 0 | 0 | 0 | 0 | 0 | 0 | 0 | 0 | 0 | 0 | 0 | 0 | 0 | 0 | 0 | 0 | 13.8477 | 12.8911 | 8.2197 | 4.3273 | 4.2593 | -2.6867 | -0.053765 | 0
Resource 1 | Sublap 1 | 16:00 | 6 | 71 | 0 | 0 | 0 | 0 | 0 | 0 | 0 | 0 | 0 | 0 | 0 | 0 | 0 | 0 | 0 | 0 | 0 | 0 | 0 | 0 | 0 | 0 | 0 | 0
Resource 1 | Sublap 1 | 16:00 | 6 | 72 | 0 | 0 | 0 | 0 | 0 | 0 | 0 | 0 | 0 | 0 | 0 | 0 | 0 | 0 | 0 | 0 | 0 | 0 | 0 | 0 | 0 | 0 | 0 | 0
Resource 1 | Sublap 1 | 16:00 | 6 | 73 | 0 | 0 | 0 | 0 | 0 | 0 | 0 | 0 | 0 | 0 | 0 | 0 | 0 | 0 | 0 | 0 | 0 | 0 | 0 | 0 | 0 | 0 | 0 | 0
Resource 1 | Sublap 1 | 16:00 | 6 | 74 | 0 | 0 | 0 | 0 | 0 | 0 | 0 | 0 | 0 | 0 | 0 | 0 | 0 | 0 | 0 | 0 | 0.30557 | 0.2555 | 0.18377 | 0.11504 | 0.075645 | 0.042694 | -0.12642 | -0.00236
Resource 1 | Sublap 1 | 16:00 | 6 | 75 | 0 | 0 | 0 | 0 | 0 | 0 | 0 | 0 | 0 | 0 | 0 | 0 | 0 | 0 | 0 | 0 | 0.17239 | 0.14415 | 0.10368 | 0.064904 | 0.042677 | 0.024087 | -0.07132 | -0.0013314
Resource 1 | Sublap 1 | 16:00 | 6 | 76 | 0 | 0 | 0 | 0 | 0 | 0 | 0 | 0 | 0 | 0 | 0 | 0 | 0 | 0 | 0 | 0 | 0.57137 | 0.47775 | 0.34362 | 0.21511 | 0.14144 | 0.079831 | -0.23637 | -0.0044127
Resource 1 | Sublap 1 | 16:00 | 6 | 77 | 0 | 0 | 0 | 0 | 0 | 0 | 0 | 0 | 0 | 0 | 0 | 0 | 0 | 0 | 0 | 0 | 0.94575 | 0.74052 | 0.53228 | 0.33242 | 0.21752 | 0.12151 | -0.36629 | -0.0068136
Resource 1 | Sublap 1 | 16:00 | 6 | 78 | 0 | 0 | 0 | 0 | 0 | 0 | 0 | 0 | 0 | 0 | 0 | 0 | 0 | 0 | 0 | 0 | 0.99741 | 0.76127 | 0.54717 | 0.34164 | 0.22343 | 0.12469 | -0.37655 | -0.0070018
Resource 1 | Sublap 1 | 16:00 | 6 | 79 | 0 | 0 | 0 | 0 | 0 | 0 | 0 | 0 | 0 | 0 | 0 | 0 | 0 | 0 | 0 | 0 | 1.1812 | 0.84571 | 0.60772 | 0.37912 | 0.2475 | 0.1376 | -0.41828 | -0.0077676
Resource 1 | Sublap 1 | 16:00 | 6 | 80 | 0 | 0 | 0 | 0 | 0 | 0 | 0 | 0 | 0 | 0 | 0 | 0 | 0 | 0 | 0 | 0 | 1.5142 | 1.0405 | 0.74739 | 0.46556 | 0.30302 | 0.16738 | -0.51453 | -0.0095341
Resource 1 | Sublap 1 | 16:00 | 6 | 81 | 0 | 0 | 0 | 0 | 0 | 0 | 0 | 0 | 0 | 0 | 0 | 0 | 0 | 0 | 0 | 0 | 2.0434 | 1.4213 | 0.92522 | 0.57564 | 0.37372 | 0.2053 | -0.63709 | -0.011783
Resource 1 | Sublap 1 | 16:00 | 6 | 82 | 0 | 0 | 0 | 0 | 0 | 0 | 0 | 0 | 0 | 0 | 0 | 0 | 0 | 0 | 0 | 0 | 2.2381 | 1.5556 | 0.96378 | 0.5995 | 0.38905 | 0.21352 | -0.66366 | -0.012271
Resource 1 | Sublap 1 | 16:00 | 6 | 83 | 0 | 0 | 0 | 0 | 0 | 0 | 0 | 0 | 0 | 0 | 0 | 0 | 0 | 0 | 0 | 0 | 2.6895 | 1.9544 | 1.0901 | 0.6777 | 0.43927 | 0.24046 | -0.75072 | -0.013869
Resource 1 | Sublap 1 | 16:00 | 6 | 84 | 0 | 0 | 0 | 0 | 0 | 0 | 0 | 0 | 0 | 0 | 0 | 0 | 0 | 0 | 0 | 0 | 2.8552 | 1.9704 | 1.1379 | 0.70727 | 0.45826 | 0.25065 | -0.78365 | -0.014473
Resource 1 | Sublap 1 | 16:00 | 6 | 85 | 0 | 0 | 0 | 0 | 0 | 0 | 0 | 0 | 0 | 0 | 0 | 0 | 0 | 0 | 0 | 0 | 3.915 | 2.9111 | 1.7973 | 0.88292 | 0.57107 | 0.31116 | -0.97921 | -0.018062
Resource 1 | Sublap 1 | 16:00 | 6 | 86 | 0 | 0 | 0 | 0 | 0 | 0 | 0 | 0 | 0 | 0 | 0 | 0 | 0 | 0 | 0 | 0 | 3.4211 | 2.453 | 1.4044 | 0.79874 | 0.51701 | 0.28216 | -0.88549 | -0.016342
Resource 1 | Sublap 1 | 16:00 | 6 | 87 | 0 | 0 | 0 | 0 | 0 | 0 | 0 | 0 | 0 | 0 | 0 | 0 | 0 | 0 | 0 | 0 | 3.8807 | 2.8218 | 1.6671 | 0.83723 | 0.54173 | 0.29542 | -0.92834 | -0.017128
Resource 1 | Sublap 1 | 16:00 | 6 | 88 | 0 | 0 | 0 | 0 | 0 | 0 | 0 | 0 | 0 | 0 | 0 | 0 | 0 | 0 | 0 | 0 | 4.4407 | 3.2347 | 1.9083 | 0.92042 | 0.59515 | 0.32408 | -1.021 | -0.018828
Resource 1 | Sublap 1 | 16:00 | 6 | 89 | 0 | 0 | 0 | 0 | 0 | 0 | 0 | 0 | 0 | 0 | 0 | 0 | 0 | 0 | 0 | 0 | 4.4058 | 3.2359 | 1.9351 | 0.89569 | 0.57927 | 0.31556 | -0.99343 | -0.018323
Resource 1 | Sublap 1 | 16:00 | 6 | 90 | 0 | 0 | 0 | 0 | 0 | 0 | 0 | 0 | 0 | 0 | 0 | 0 | 0 | 0 | 0 | 0 | 5.0156 | 3.7339 | 2.2163 | 1.0451 | 0.65442 | 0.35587 | -1.1237 | -0.020714
Resource 1 | Sublap 1 | 16:00 | 6 | 91 | 0 | 0 | 0 | 0 | 0 | 0 | 0 | 0 | 0 | 0 | 0 | 0 | 0 | 0 | 0 | 0 | 6.0407 | 4.5829 | 2.8856 | 1.4705 | 0.73672 | 0.40002 | -1.2664 | -0.023332
Resource 1 | Sublap 1 | 16:00 | 6 | 92 | 0 | 0 | 0 | 0 | 0 | 0 | 0 | 0 | 0 | 0 | 0 | 0 | 0 | 0 | 0 | 0 | 6.4494 | 4.9005 | 2.9811 | 1.5783 | 0.79 | 0.41102 | -1.3019 | -0.023985
Resource 1 | Sublap 1 | 16:00 | 6 | 93 | 0 | 0 | 0 | 0 | 0 | 0 | 0 | 0 | 0 | 0 | 0 | 0 | 0 | 0 | 0 | 0 | 6.8498 | 5.2408 | 3.3854 | 1.9213 | 1.116 | 0.65508 | -1.3946 | -0.025685
Resource 1 | Sublap 1 | 16:00 | 6 | 94 | 0 | 0 | 0 | 0 | 0 | 0 | 0 | 0 | 0 | 0 | 0 | 0 | 0 | 0 | 0 | 0 | 6.6415 | 4.9913 | 3.3044 | 1.6947 | 0.93027 | 0.44023 | -1.3963 | -0.025717
Resource 1 | Sublap 1 | 16:00 | 6 | 95 | 0 | 0 | 0 | 0 | 0 | 0 | 0 | 0 | 0 | 0 | 0 | 0 | 0 | 0 | 0 | 0 | 10.2017 | 8.0627 | 5.7491 | 3.6538 | 2.6073 | 2.0249 | -1.8249 | -0.033583
Resource 1 | Sublap 1 | 16:00 | 6 | 96 | 0 | 0 | 0 | 0 | 0 | 0 | 0 | 0 | 0 | 0 | 0 | 0 | 0 | 0 | 0 | 0 | 9.0582 | 7.4253 | 5.2653 | 3.1835 | 1.9033 | 1.075 | -1.6245 | -0.029904
Resource 1 | Sublap 1 | 16:00 | 6 | 97 | 0 | 0 | 0 | 0 | 0 | 0 | 0 | 0 | 0 | 0 | 0 | 0 | 0 | 0 | 0 | 0 | 8.1248 | 5.7882 | 3.3489 | 1.8977 | 1.0129 | 0.47489 | -1.5084 | -0.027773
Resource 1 | Sublap 1 | 16:00 | 6 | 98 | 0 | 0 | 0 | 0 | 0 | 0 | 0 | 0 | 0 | 0 | 0 | 0 | 0 | 0 | 0 | 0 | 9.842 | 7.6203 | 4.9949 | 2.7399 | 1.825 | 0.96327 | -1.7247 | -0.031743
Resource 1 | Sublap 1 | 16:00 | 6 | 99 | 0 | 0 | 0 | 0 | 0 | 0 | 0 | 0 | 0 | 0 | 0 | 0 | 0 | 0 | 0 | 0 | 9.6732 | 7.362 | 4.2907 | 2.4299 | 1.2218 | 0.57548 | -1.7058 | -0.031396
Resource 1 | Sublap 1 | 16:00 | 6 | 100 | 0 | 0 | 0 | 0 | 0 | 0 | 0 | 0 | 0 | 0 | 0 | 0 | 0 | 0 | 0 | 0 | 11.3904 | 8.7237 | 5.4912 | 3.6589 | 2.7088 | 1.7617 | -1.9748 | -0.036332
Resource 1 | Sublap 1 | 16:00 | 6 | 101 | 0 | 0 | 0 | 0 | 0 | 0 | 0 | 0 | 0 | 0 | 0 | 0 | 0 | 0 | 0 | 0 | 9.7297 | 7.6227 | 4.5821 | 2.3302 | 1.557 | 0.8257 | -1.6924 | -0.03115
Resource 1 | Sublap 1 | 16:00 | 6 | 102 | 0 | 0 | 0 | 0 | 0 | 0 | 0 | 0 | 0 | 0 | 0 | 0 | 0 | 0 | 0 | 0 | 12.6165 | 11.8276 | 10.1204 | 6.0524 | 4.1784 | 3.1717 | -2.1576 | -0.039687
Resource 1 | Sublap 1 | 16:00 | 6 | 103 | 0 | 0 | 0 | 0 | 0 | 0 | 0 | 0 | 0 | 0 | 0 | 0 | 0 | 0 | 0 | 0 | 13.2335 | 12.4881 | 9.9676 | 6.887 | 3.3588 | 2.41 | -2.2632 | -0.041626
Resource 1 | Sublap 1 | 16:00 | 6 | 104 | 0 | 0 | 0 | 0 | 0 | 0 | 0 | 0 | 0 | 0 | 0 | 0 | 0 | 0 | 0 | 0 | 14.2413 | 13.3512 | 9.304 | 6.2617 | 5.1372 | 3.867 | -2.4399 | -0.044869
Resource 1 | Sublap 1 | 16:00 | 6 | 105 | 0 | 0 | 0 | 0 | 0 | 0 | 0 | 0 | 0 | 0 | 0 | 0 | 0 | 0 | 0 | 0 | 12.0767 | 10.5714 | 4.8439 | 3.0987 | 1.6703 | 0.88911 | -2.0723 | -0.038122
Resource 1 | Sublap 1 | 16:00 | 6 | 106 | 0 | 0 | 0 | 0 | 0 | 0 | 0 | 0 | 0 | 0 | 0 | 0 | 0 | 0 | 0 | 0 | 11.7873 | 11.0831 | 9.3897 | 5.3599 | 2.9622 | 2.0105 | -1.9951 | -0.036705
Resource 1 | Sublap 1 | 16:00 | 6 | 107 | 0 | 0 | 0 | 0 | 0 | 0 | 0 | 0 | 0 | 0 | 0 | 0 | 0 | 0 | 0 | 0 | 13.8477 | 12.8911 | 8.2197 | 4.3273 | 4.2593 | 4.5141 | -2.3363 | -0.042968
Resource 1 | Sublap 1 | 17:00 | 1 | 71 | 0 | 0 | 0 | 0 | 0 | 0 | 0 | 0 | 0 | 0 | 0 | 0 | 0 | 0 | 0 | 0 | 0 | 0 | 0 | 0 | 0 | 0 | 0 | 0
Resource 1 | Sublap 1 | 17:00 | 1 | 72 | 0 | 0 | 0 | 0 | 0 | 0 | 0 | 0 | 0 | 0 | 0 | 0 | 0 | 0 | 0 | 0 | 0 | 0 | 0 | 0 | 0 | 0 | 0 | 0
Resource 1 | Sublap 1 | 17:00 | 1 | 73 | 0 | 0 | 0 | 0 | 0 | 0 | 0 | 0 | 0 | 0 | 0 | 0 | 0 | 0 | 0 | 0 | 0 | 0 | 0 | 0 | 0 | 0 | 0 | 0
Resource 1 | Sublap 1 | 17:00 | 1 | 74 | 0 | 0 | 0 | 0 | 0 | 0 | 0 | 0 | 0 | 0 | 0 | 0 | 0 | 0 | 0 | 0 | 0 | 0.30111 | -0.18403 | -0.003524 | 0 | 0 | 0 | 0
Resource 1 | Sublap 1 | 17:00 | 1 | 75 | 0 | 0 | 0 | 0 | 0 | 0 | 0 | 0 | 0 | 0 | 0 | 0 | 0 | 0 | 0 | 0 | 0 | 0.16988 | -0.10383 | -0.0019881 | 0 | 0 | 0 | 0
Resource 1 | Sublap 1 | 17:00 | 1 | 76 | 0 | 0 | 0 | 0 | 0 | 0 | 0 | 0 | 0 | 0 | 0 | 0 | 0 | 0 | 0 | 0 | 0 | 0.56302 | -0.34411 | -0.0065892 | 0 | 0 | 0 | 0
Resource 1 | Sublap 1 | 17:00 | 1 | 77 | 0 | 0 | 0 | 0 | 0 | 0 | 0 | 0 | 0 | 0 | 0 | 0 | 0 | 0 | 0 | 0 | 0 | 0.8734 | -0.53346 | -0.010174 | 0 | 0 | 0 | 0
Resource 1 | Sublap 1 | 17:00 | 1 | 78 | 0 | 0 | 0 | 0 | 0 | 0 | 0 | 0 | 0 | 0 | 0 | 0 | 0 | 0 | 0 | 0 | 0 | 0.89796 | -0.54842 | -0.010455 | 0 | 0 | 0 | 0
Resource 1 | Sublap 1 | 17:00 | 1 | 79 | 0 | 0 | 0 | 0 | 0 | 0 | 0 | 0 | 0 | 0 | 0 | 0 | 0 | 0 | 0 | 0 | 0 | 0.99785 | -0.60928 | -0.011598 | 0 | 0 | 0 | 0
Resource 1 | Sublap 1 | 17:00 | 1 | 80 | 0 | 0 | 0 | 0 | 0 | 0 | 0 | 0 | 0 | 0 | 0 | 0 | 0 | 0 | 0 | 0 | 0 | 1.2283 | -0.74967 | -0.014235 | 0 | 0 | 0 | 0
Resource 1 | Sublap 1 | 17:00 | 1 | 81 | 0 | 0 | 0 | 0 | 0 | 0 | 0 | 0 | 0 | 0 | 0 | 0 | 0 | 0 | 0 | 0 | 0 | 1.6544 | -0.92842 | -0.017592 | 0 | 0 | 0 | 0
Resource 1 | Sublap 1 | 17:00 | 1 | 82 | 0 | 0 | 0 | 0 | 0 | 0 | 0 | 0 | 0 | 0 | 0 | 0 | 0 | 0 | 0 | 0 | 0 | 1.7986 | -0.96718 | -0.01832 | 0 | 0 | 0 | 0
Resource 1 | Sublap 1 | 17:00 | 1 | 83 | 0 | 0 | 0 | 0 | 0 | 0 | 0 | 0 | 0 | 0 | 0 | 0 | 0 | 0 | 0 | 0 | 0 | 2.2296 | -1.0942 | -0.020706 | 0 | 0 | 0 | 0
Resource 1 | Sublap 1 | 17:00 | 1 | 84 | 0 | 0 | 0 | 0 | 0 | 0 | 0 | 0 | 0 | 0 | 0 | 0 | 0 | 0 | 0 | 0 | 0 | 2.2579 | -1.1422 | -0.021608 | 0 | 0 | 0 | 0
Resource 1 | Sublap 1 | 17:00 | 1 | 85 | 0 | 0 | 0 | 0 | 0 | 0 | 0 | 0 | 0 | 0 | 0 | 0 | 0 | 0 | 0 | 0 | 0 | 3.271 | -1.4274 | -0.026965 | 0 | 0 | 0 | 0
Resource 1 | Sublap 1 | 17:00 | 1 | 86 | 0 | 0 | 0 | 0 | 0 | 0 | 0 | 0 | 0 | 0 | 0 | 0 | 0 | 0 | 0 | 0 | 0 | 2.7782 | -1.2907 | -0.024398 | 0 | 0 | 0 | 0
Resource 1 | Sublap 1 | 17:00 | 1 | 87 | 0 | 0 | 0 | 0 | 0 | 0 | 0 | 0 | 0 | 0 | 0 | 0 | 0 | 0 | 0 | 0 | 0 | 3.1628 | -1.3532 | -0.025572 | 0 | 0 | 0 | 0
Resource 1 | Sublap 1 | 17:00 | 1 | 88 | 0 | 0 | 0 | 0 | 0 | 0 | 0 | 0 | 0 | 0 | 0 | 0 | 0 | 0 | 0 | 0 | 0 | 3.6101 | -1.4883 | -0.028109 | 0 | 0 | 0 | 0
Resource 1 | Sublap 1 | 17:00 | 1 | 89 | 0 | 0 | 0 | 0 | 0 | 0 | 0 | 0 | 0 | 0 | 0 | 0 | 0 | 0 | 0 | 0 | 0 | 3.601 | -1.4482 | -0.027355 | 0 | 0 | 0 | 0
Resource 1 | Sublap 1 | 17:00 | 1 | 90 | 0 | 0 | 0 | 0 | 0 | 0 | 0 | 0 | 0 | 0 | 0 | 0 | 0 | 0 | 0 | 0 | 0 | 4.1473 | -1.6382 | -0.030924 | 0 | 0 | 0 | 0
Resource 1 | Sublap 1 | 17:00 | 1 | 91 | 0 | 0 | 0 | 0 | 0 | 0 | 0 | 0 | 0 | 0 | 0 | 0 | 0 | 0 | 0 | 0 | 0 | 5.0491 | -1.8463 | -0.034833 | 0 | 0 | 0 | 0
Resource 1 | Sublap 1 | 17:00 | 1 | 92 | 0 | 0 | 0 | 0 | 0 | 0 | 0 | 0 | 0 | 0 | 0 | 0 | 0 | 0 | 0 | 0 | 0 | 5.38 | -1.8981 | -0.035807 | 0 | 0 | 0 | 0
Resource 1 | Sublap 1 | 17:00 | 1 | 93 | 0 | 0 | 0 | 0 | 0 | 0 | 0 | 0 | 0 | 0 | 0 | 0 | 0 | 0 | 0 | 0 | 0 | 5.7546 | -2.0333 | -0.038346 | 0 | 0 | 0 | 0
Resource 1 | Sublap 1 | 17:00 | 1 | 94 | 0 | 0 | 0 | 0 | 0 | 0 | 0 | 0 | 0 | 0 | 0 | 0 | 0 | 0 | 0 | 0 | 0 | 5.5057 | -2.0358 | -0.038393 | 0 | 0 | 0 | 0
Resource 1 | Sublap 1 | 17:00 | 1 | 95 | 0 | 0 | 0 | 0 | 0 | 0 | 0 | 0 | 0 | 0 | 0 | 0 | 0 | 0 | 0 | 0 | 0 | 8.7358 | -2.661 | -0.050135 | 0 | 0 | 0 | 0
Resource 1 | Sublap 1 | 17:00 | 1 | 96 | 0 | 0 | 0 | 0 | 0 | 0 | 0 | 0 | 0 | 0 | 0 | 0 | 0 | 0 | 0 | 0 | 0 | 8.0242 | -2.3686 | -0.044643 | 0 | 0 | 0 | 0
Resource 1 | Sublap 1 | 17:00 | 1 | 97 | 0 | 0 | 0 | 0 | 0 | 0 | 0 | 0 | 0 | 0 | 0 | 0 | 0 | 0 | 0 | 0 | 0 | 6.344 | -2.1992 | -0.041462 | 0 | 0 | 0 | 0
Resource 1 | Sublap 1 | 17:00 | 1 | 98 | 0 | 0 | 0 | 0 | 0 | 0 | 0 | 0 | 0 | 0 | 0 | 0 | 0 | 0 | 0 | 0 | 0 | 8.2563 | -2.5147 | -0.047388 | 0 | 0 | 0 | 0
Resource 1 | Sublap 1 | 17:00 | 1 | 99 | 0 | 0 | 0 | 0 | 0 | 0 | 0 | 0 | 0 | 0 | 0 | 0 | 0 | 0 | 0 | 0 | 0 | 7.991 | -2.4872 | -0.046871 | 0 | 0 | 0 | 0
Resource 1 | Sublap 1 | 17:00 | 1 | 100 | 0 | 0 | 0 | 0 | 0 | 0 | 0 | 0 | 0 | 0 | 0 | 0 | 0 | 0 | 0 | 0 | 0 | 9.4523 | -2.8795 | -0.054239 | 0 | 0 | 0 | 0
Resource 1 | Sublap 1 | 17:00 | 1 | 101 | 0 | 0 | 0 | 0 | 0 | 0 | 0 | 0 | 0 | 0 | 0 | 0 | 0 | 0 | 0 | 0 | 0 | 8.2468 | -2.4677 | -0.046504 | 0 | 0 | 0 | 0
Resource 1 | Sublap 1 | 17:00 | 1 | 102 | 0 | 0 | 0 | 0 | 0 | 0 | 0 | 0 | 0 | 0 | 0 | 0 | 0 | 0 | 0 | 0 | 0 | 12.0319 | -3.1461 | -0.059248 | 0 | 0 | 0 | 0
Resource 1 | Sublap 1 | 17:00 | 1 | 103 | 0 | 0 | 0 | 0 | 0 | 0 | 0 | 0 | 0 | 0 | 0 | 0 | 0 | 0 | 0 | 0 | 0 | 12.7026 | -3.3002 | -0.062142 | 0 | 0 | 0 | 0
Resource 1 | Sublap 1 | 17:00 | 1 | 104 | 0 | 0 | 0 | 0 | 0 | 0 | 0 | 0 | 0 | 0 | 0 | 0 | 0 | 0 | 0 | 0 | 0 | 13.5827 | -3.558 | -0.066983 | 0 | 0 | 0 | 0
Resource 1 | Sublap 1 | 17:00 | 1 | 105 | 0 | 0 | 0 | 0 | 0 | 0 | 0 | 0 | 0 | 0 | 0 | 0 | 0 | 0 | 0 | 0 | 0 | 11.3361 | -3.0217 | -0.05691 | 0 | 0 | 0 | 0
Resource 1 | Sublap 1 | 17:00 | 1 | 106 | 0 | 0 | 0 | 0 | 0 | 0 | 0 | 0 | 0 | 0 | 0 | 0 | 0 | 0 | 0 | 0 | 0 | 11.2718 | -2.9091 | -0.054796 | 0 | 0 | 0 | 0
Resource 1 | Sublap 1 | 17:00 | 1 | 107 | 0 | 0 | 0 | 0 | 0 | 0 | 0 | 0 | 0 | 0 | 0 | 0 | 0 | 0 | 0 | 0 | 0 | 13.1126 | -3.4069 | -0.064145 | 0 | 0 | 0 | 0
Resource 1 | Sublap 1 | 17:00 | 2 | 71 | 0 | 0 | 0 | 0 | 0 | 0 | 0 | 0 | 0 | 0 | 0 | 0 | 0 | 0 | 0 | 0 | 0 | 0 | 0 | 0 | 0 | 0 | 0 | 0
Resource 1 | Sublap 1 | 17:00 | 2 | 72 | 0 | 0 | 0 | 0 | 0 | 0 | 0 | 0 | 0 | 0 | 0 | 0 | 0 | 0 | 0 | 0 | 0 | 0 | 0 | 0 | 0 | 0 | 0 | 0
Resource 1 | Sublap 1 | 17:00 | 2 | 73 | 0 | 0 | 0 | 0 | 0 | 0 | 0 | 0 | 0 | 0 | 0 | 0 | 0 | 0 | 0 | 0 | 0 | 0 | 0 | 0 | 0 | 0 | 0 | 0
Resource 1 | Sublap 1 | 17:00 | 2 | 74 | 0 | 0 | 0 | 0 | 0 | 0 | 0 | 0 | 0 | 0 | 0 | 0 | 0 | 0 | 0 | 0 | 0 | 0.30111 | 0.22482 | -0.15013 | -0.0032893 | 0 | 0 | 0
Resource 1 | Sublap 1 | 17:00 | 2 | 75 | 0 | 0 | 0 | 0 | 0 | 0 | 0 | 0 | 0 | 0 | 0 | 0 | 0 | 0 | 0 | 0 | 0 | 0.16988 | 0.12684 | -0.084699 | -0.0018557 | 0 | 0 | 0
Resource 1 | Sublap 1 | 17:00 | 2 | 76 | 0 | 0 | 0 | 0 | 0 | 0 | 0 | 0 | 0 | 0 | 0 | 0 | 0 | 0 | 0 | 0 | 0 | 0.56302 | 0.42038 | -0.28072 | -0.0061505 | 0 | 0 | 0
Resource 1 | Sublap 1 | 17:00 | 2 | 77 | 0 | 0 | 0 | 0 | 0 | 0 | 0 | 0 | 0 | 0 | 0 | 0 | 0 | 0 | 0 | 0 | 0 | 0.8734 | 0.65217 | -0.43531 | -0.0094961 | 0 | 0 | 0
Resource 1 | Sublap 1 | 17:00 | 2 | 78 | 0 | 0 | 0 | 0 | 0 | 0 | 0 | 0 | 0 | 0 | 0 | 0 | 0 | 0 | 0 | 0 | 0 | 0.89796 | 0.67051 | -0.44753 | -0.0097584 | 0 | 0 | 0
Resource 1 | Sublap 1 | 17:00 | 2 | 79 | 0 | 0 | 0 | 0 | 0 | 0 | 0 | 0 | 0 | 0 | 0 | 0 | 0 | 0 | 0 | 0 | 0 | 0.99785 | 0.74512 | -0.49725 | -0.010825 | 0 | 0 | 0
Resource 1 | Sublap 1 | 17:00 | 2 | 80 | 0 | 0 | 0 | 0 | 0 | 0 | 0 | 0 | 0 | 0 | 0 | 0 | 0 | 0 | 0 | 0 | 0 | 1.2283 | 0.91721 | -0.61192 | -0.013287 | 0 | 0 | 0
Resource 1 | Sublap 1 | 17:00 | 2 | 81 | 0 | 0 | 0 | 0 | 0 | 0 | 0 | 0 | 0 | 0 | 0 | 0 | 0 | 0 | 0 | 0 | 0 | 1.6544 | 1.1363 | -0.75793 | -0.01642 | 0 | 0 | 0
Resource 1 | Sublap 1 | 17:00 | 2 | 82 | 0 | 0 | 0 | 0 | 0 | 0 | 0 | 0 | 0 | 0 | 0 | 0 | 0 | 0 | 0 | 0 | 0 | 1.7986 | 1.1838 | -0.78959 | -0.0171 | 0 | 0 | 0
Resource 1 | Sublap 1 | 17:00 | 2 | 83 | 0 | 0 | 0 | 0 | 0 | 0 | 0 | 0 | 0 | 0 | 0 | 0 | 0 | 0 | 0 | 0 | 0 | 2.2296 | 1.3395 | -0.89332 | -0.019326 | 0 | 0 | 0
Resource 1 | Sublap 1 | 17:00 | 2 | 84 | 0 | 0 | 0 | 0 | 0 | 0 | 0 | 0 | 0 | 0 | 0 | 0 | 0 | 0 | 0 | 0 | 0 | 2.2579 | 1.3984 | -0.93255 | -0.020168 | 0 | 0 | 0
Resource 1 | Sublap 1 | 17:00 | 2 | 85 | 0 | 0 | 0 | 0 | 0 | 0 | 0 | 0 | 0 | 0 | 0 | 0 | 0 | 0 | 0 | 0 | 0 | 3.271 | 2.1236 | -1.1655 | -0.025169 | 0 | 0 | 0
Resource 1 | Sublap 1 | 17:00 | 2 | 86 | 0 | 0 | 0 | 0 | 0 | 0 | 0 | 0 | 0 | 0 | 0 | 0 | 0 | 0 | 0 | 0 | 0 | 2.7782 | 1.6992 | -1.0539 | -0.022772 | 0 | 0 | 0
Resource 1 | Sublap 1 | 17:00 | 2 | 87 | 0 | 0 | 0 | 0 | 0 | 0 | 0 | 0 | 0 | 0 | 0 | 0 | 0 | 0 | 0 | 0 | 0 | 3.1628 | 1.9763 | -1.1049 | -0.023868 | 0 | 0 | 0
Resource 1 | Sublap 1 | 17:00 | 2 | 88 | 0 | 0 | 0 | 0 | 0 | 0 | 0 | 0 | 0 | 0 | 0 | 0 | 0 | 0 | 0 | 0 | 0 | 3.6101 | 2.2487 | -1.2153 | -0.026236 | 0 | 0 | 0
Resource 1 | Sublap 1 | 17:00 | 2 | 89 | 0 | 0 | 0 | 0 | 0 | 0 | 0 | 0 | 0 | 0 | 0 | 0 | 0 | 0 | 0 | 0 | 0 | 3.601 | 2.2663 | -1.1825 | -0.025532 | 0 | 0 | 0
Resource 1 | Sublap 1 | 17:00 | 2 | 90 | 0 | 0 | 0 | 0 | 0 | 0 | 0 | 0 | 0 | 0 | 0 | 0 | 0 | 0 | 0 | 0 | 0 | 4.1473 | 2.5913 | -1.3377 | -0.028863 | 0 | 0 | 0
Resource 1 | Sublap 1 | 17:00 | 2 | 91 | 0 | 0 | 0 | 0 | 0 | 0 | 0 | 0 | 0 | 0 | 0 | 0 | 0 | 0 | 0 | 0 | 0 | 5.0491 | 3.3087 | -1.5077 | -0.032511 | 0 | 0 | 0
Resource 1 | Sublap 1 | 17:00 | 2 | 92 | 0 | 0 | 0 | 0 | 0 | 0 | 0 | 0 | 0 | 0 | 0 | 0 | 0 | 0 | 0 | 0 | 0 | 5.38 | 3.4162 | -1.55 | -0.033421 | 0 | 0 | 0
Resource 1 | Sublap 1 | 17:00 | 2 | 93 | 0 | 0 | 0 | 0 | 0 | 0 | 0 | 0 | 0 | 0 | 0 | 0 | 0 | 0 | 0 | 0 | 0 | 5.7546 | 3.8517 | -1.6605 | -0.03579 | 0 | 0 | 0
Resource 1 | Sublap 1 | 17:00 | 2 | 94 | 0 | 0 | 0 | 0 | 0 | 0 | 0 | 0 | 0 | 0 | 0 | 0 | 0 | 0 | 0 | 0 | 0 | 5.5057 | 3.7713 | -1.6625 | -0.035835 | 0 | 0 | 0
Resource 1 | Sublap 1 | 17:00 | 2 | 95 | 0 | 0 | 0 | 0 | 0 | 0 | 0 | 0 | 0 | 0 | 0 | 0 | 0 | 0 | 0 | 0 | 0 | 8.7358 | 6.3604 | -2.1732 | -0.046794 | 0 | 0 | 0
Resource 1 | Sublap 1 | 17:00 | 2 | 96 | 0 | 0 | 0 | 0 | 0 | 0 | 0 | 0 | 0 | 0 | 0 | 0 | 0 | 0 | 0 | 0 | 0 | 8.0242 | 5.809 | -1.9343 | -0.041668 | 0 | 0 | 0
Resource 1 | Sublap 1 | 17:00 | 2 | 97 | 0 | 0 | 0 | 0 | 0 | 0 | 0 | 0 | 0 | 0 | 0 | 0 | 0 | 0 | 0 | 0 | 0 | 6.344 | 3.8535 | -1.796 | -0.038699 | 0 | 0 | 0
Resource 1 | Sublap 1 | 17:00 | 2 | 98 | 0 | 0 | 0 | 0 | 0 | 0 | 0 | 0 | 0 | 0 | 0 | 0 | 0 | 0 | 0 | 0 | 0 | 8.2563 | 5.5724 | -2.0537 | -0.04423 | 0 | 0 | 0
Resource 1 | Sublap 1 | 17:00 | 2 | 99 | 0 | 0 | 0 | 0 | 0 | 0 | 0 | 0 | 0 | 0 | 0 | 0 | 0 | 0 | 0 | 0 | 0 | 7.991 | 4.8618 | -2.0312 | -0.043748 | 0 | 0 | 0
Resource 1 | Sublap 1 | 17:00 | 2 | 100 | 0 | 0 | 0 | 0 | 0 | 0 | 0 | 0 | 0 | 0 | 0 | 0 | 0 | 0 | 0 | 0 | 0 | 9.4523 | 6.1529 | -2.3516 | -0.050625 | 0 | 0 | 0
Resource 1 | Sublap 1 | 17:00 | 2 | 101 | 0 | 0 | 0 | 0 | 0 | 0 | 0 | 0 | 0 | 0 | 0 | 0 | 0 | 0 | 0 | 0 | 0 | 8.2468 | 5.1487 | -2.0152 | -0.043405 | 0 | 0 | 0
Resource 1 | Sublap 1 | 17:00 | 2 | 102 | 0 | 0 | 0 | 0 | 0 | 0 | 0 | 0 | 0 | 0 | 0 | 0 | 0 | 0 | 0 | 0 | 0 | 12.0319 | 10.3304 | -2.5695 | -0.0553 | 0 | 0 | 0
Resource 1 | Sublap 1 | 17:00 | 2 | 103 | 0 | 0 | 0 | 0 | 0 | 0 | 0 | 0 | 0 | 0 | 0 | 0 | 0 | 0 | 0 | 0 | 0 | 12.7026 | 10.7265 | -2.6953 | -0.058001 | 0 | 0 | 0
Resource 1 | Sublap 1 | 17:00 | 2 | 104 | 0 | 0 | 0 | 0 | 0 | 0 | 0 | 0 | 0 | 0 | 0 | 0 | 0 | 0 | 0 | 0 | 0 | 13.5827 | 10.1224 | -2.9059 | -0.062519 | 0 | 0 | 0
Resource 1 | Sublap 1 | 17:00 | 2 | 105 | 0 | 0 | 0 | 0 | 0 | 0 | 0 | 0 | 0 | 0 | 0 | 0 | 0 | 0 | 0 | 0 | 0 | 11.3361 | 5.5384 | -2.4678 | -0.053118 | 0 | 0 | 0
Resource 1 | Sublap 1 | 17:00 | 2 | 106 | 0 | 0 | 0 | 0 | 0 | 0 | 0 | 0 | 0 | 0 | 0 | 0 | 0 | 0 | 0 | 0 | 0 | 11.2718 | 9.5835 | -2.3758 | -0.051144 | 0 | 0 | 0
Resource 1 | Sublap 1 | 17:00 | 2 | 107 | 0 | 0 | 0 | 0 | 0 | 0 | 0 | 0 | 0 | 0 | 0 | 0 | 0 | 0 | 0 | 0 | 0 | 13.1126 | 9.0032 | -2.7824 | -0.05987 | 0 | 0 | 0
Resource 1 | Sublap 1 | 17:00 | 3 | 71 | 0 | 0 | 0 | 0 | 0 | 0 | 0 | 0 | 0 | 0 | 0 | 0 | 0 | 0 | 0 | 0 | 0 | 0 | 0 | 0 | 0 | 0 | 0 | 0
Resource 1 | Sublap 1 | 17:00 | 3 | 72 | 0 | 0 | 0 | 0 | 0 | 0 | 0 | 0 | 0 | 0 | 0 | 0 | 0 | 0 | 0 | 0 | 0 | 0 | 0 | 0 | 0 | 0 | 0 | 0
Resource 1 | Sublap 1 | 17:00 | 3 | 73 | 0 | 0 | 0 | 0 | 0 | 0 | 0 | 0 | 0 | 0 | 0 | 0 | 0 | 0 | 0 | 0 | 0 | 0 | 0 | 0 | 0 | 0 | 0 | 0
Resource 1 | Sublap 1 | 17:00 | 3 | 74 | 0 | 0 | 0 | 0 | 0 | 0 | 0 | 0 | 0 | 0 | 0 | 0 | 0 | 0 | 0 | 0 | 0 | 0.30111 | 0.22482 | 0.14954 | -0.14221 | -0.00337 | 0 | 0
Resource 1 | Sublap 1 | 17:00 | 3 | 75 | 0 | 0 | 0 | 0 | 0 | 0 | 0 | 0 | 0 | 0 | 0 | 0 | 0 | 0 | 0 | 0 | 0 | 0.16988 | 0.12684 | 0.084367 | -0.080231 | -0.0019012 | 0 | 0
Resource 1 | Sublap 1 | 17:00 | 3 | 76 | 0 | 0 | 0 | 0 | 0 | 0 | 0 | 0 | 0 | 0 | 0 | 0 | 0 | 0 | 0 | 0 | 0 | 0.56302 | 0.42038 | 0.27962 | -0.26591 | -0.0063012 | 0 | 0
Resource 1 | Sublap 1 | 17:00 | 3 | 77 | 0 | 0 | 0 | 0 | 0 | 0 | 0 | 0 | 0 | 0 | 0 | 0 | 0 | 0 | 0 | 0 | 0 | 0.8734 | 0.65217 | 0.43323 | -0.41234 | -0.0097303 | 0 | 0
Resource 1 | Sublap 1 | 17:00 | 3 | 78 | 0 | 0 | 0 | 0 | 0 | 0 | 0 | 0 | 0 | 0 | 0 | 0 | 0 | 0 | 0 | 0 | 0 | 0.89796 | 0.67051 | 0.44536 | -0.42392 | -0.0099992 | 0 | 0
Resource 1 | Sublap 1 | 17:00 | 3 | 79 | 0 | 0 | 0 | 0 | 0 | 0 | 0 | 0 | 0 | 0 | 0 | 0 | 0 | 0 | 0 | 0 | 0 | 0.99785 | 0.74512 | 0.49468 | -0.47101 | -0.011093 | 0 | 0
Resource 1 | Sublap 1 | 17:00 | 3 | 80 | 0 | 0 | 0 | 0 | 0 | 0 | 0 | 0 | 0 | 0 | 0 | 0 | 0 | 0 | 0 | 0 | 0 | 1.2283 | 0.91721 | 0.60845 | -0.57963 | -0.013616 | 0 | 0
Resource 1 | Sublap 1 | 17:00 | 3 | 81 | 0 | 0 | 0 | 0 | 0 | 0 | 0 | 0 | 0 | 0 | 0 | 0 | 0 | 0 | 0 | 0 | 0 | 1.6544 | 1.1363 | 0.75331 | -0.71793 | -0.016829 | 0 | 0
Resource 1 | Sublap 1 | 17:00 | 3 | 82 | 0 | 0 | 0 | 0 | 0 | 0 | 0 | 0 | 0 | 0 | 0 | 0 | 0 | 0 | 0 | 0 | 0 | 1.7986 | 1.1838 | 0.78472 | -0.74792 | -0.017526 | 0 | 0
Resource 1 | Sublap 1 | 17:00 | 3 | 83 | 0 | 0 | 0 | 0 | 0 | 0 | 0 | 0 | 0 | 0 | 0 | 0 | 0 | 0 | 0 | 0 | 0 | 2.2296 | 1.3395 | 0.88763 | -0.84617 | -0.019808 | 0 | 0
Resource 1 | Sublap 1 | 17:00 | 3 | 84 | 0 | 0 | 0 | 0 | 0 | 0 | 0 | 0 | 0 | 0 | 0 | 0 | 0 | 0 | 0 | 0 | 0 | 2.2579 | 1.3984 | 0.92655 | -0.88333 | -0.020671 | 0 | 0
Resource 1 | Sublap 1 | 17:00 | 3 | 85 | 0 | 0 | 0 | 0 | 0 | 0 | 0 | 0 | 0 | 0 | 0 | 0 | 0 | 0 | 0 | 0 | 0 | 3.271 | 2.1236 | 1.1577 | -1.104 | -0.025798 | 0 | 0
Resource 1 | Sublap 1 | 17:00 | 3 | 86 | 0 | 0 | 0 | 0 | 0 | 0 | 0 | 0 | 0 | 0 | 0 | 0 | 0 | 0 | 0 | 0 | 0 | 2.7782 | 1.6992 | 1.0469 | -0.99826 | -0.023341 | 0 | 0
Resource 1 | Sublap 1 | 17:00 | 3 | 87 | 0 | 0 | 0 | 0 | 0 | 0 | 0 | 0 | 0 | 0 | 0 | 0 | 0 | 0 | 0 | 0 | 0 | 3.1628 | 1.9763 | 1.0976 | -1.0466 | -0.024464 | 0 | 0
Resource 1 | Sublap 1 | 17:00 | 3 | 88 | 0 | 0 | 0 | 0 | 0 | 0 | 0 | 0 | 0 | 0 | 0 | 0 | 0 | 0 | 0 | 0 | 0 | 3.6101 | 2.2487 | 1.2071 | -1.1511 | -0.026892 | 0 | 0
Resource 1 | Sublap 1 | 17:00 | 3 | 89 | 0 | 0 | 0 | 0 | 0 | 0 | 0 | 0 | 0 | 0 | 0 | 0 | 0 | 0 | 0 | 0 | 0 | 3.601 | 2.2663 | 1.1745 | -1.1201 | -0.026171 | 0 | 0
Resource 1 | Sublap 1 | 17:00 | 3 | 90 | 0 | 0 | 0 | 0 | 0 | 0 | 0 | 0 | 0 | 0 | 0 | 0 | 0 | 0 | 0 | 0 | 0 | 4.1473 | 2.5913 | 1.3609 | -1.2671 | -0.029586 | 0 | 0
Resource 1 | Sublap 1 | 17:00 | 3 | 91 | 0 | 0 | 0 | 0 | 0 | 0 | 0 | 0 | 0 | 0 | 0 | 0 | 0 | 0 | 0 | 0 | 0 | 5.0491 | 3.3087 | 1.8268 | -1.4281 | -0.033326 | 0 | 0
Resource 1 | Sublap 1 | 17:00 | 3 | 92 | 0 | 0 | 0 | 0 | 0 | 0 | 0 | 0 | 0 | 0 | 0 | 0 | 0 | 0 | 0 | 0 | 0 | 5.38 | 3.4162 | 1.9447 | -1.4682 | -0.034258 | 0 | 0
Resource 1 | Sublap 1 | 17:00 | 3 | 93 | 0 | 0 | 0 | 0 | 0 | 0 | 0 | 0 | 0 | 0 | 0 | 0 | 0 | 0 | 0 | 0 | 0 | 5.7546 | 3.8517 | 2.314 | -1.5728 | -0.036688 | 0 | 0
Resource 1 | Sublap 1 | 17:00 | 3 | 94 | 0 | 0 | 0 | 0 | 0 | 0 | 0 | 0 | 0 | 0 | 0 | 0 | 0 | 0 | 0 | 0 | 0 | 5.5057 | 3.7713 | 2.0879 | -1.5748 | -0.036733 | 0 | 0
Resource 1 | Sublap 1 | 17:00 | 3 | 95 | 0 | 0 | 0 | 0 | 0 | 0 | 0 | 0 | 0 | 0 | 0 | 0 | 0 | 0 | 0 | 0 | 0 | 8.7358 | 6.3604 | 4.1686 | -2.0585 | -0.047969 | 0 | 0
Resource 1 | Sublap 1 | 17:00 | 3 | 96 | 0 | 0 | 0 | 0 | 0 | 0 | 0 | 0 | 0 | 0 | 0 | 0 | 0 | 0 | 0 | 0 | 0 | 8.0242 | 5.809 | 3.6414 | -1.8322 | -0.042713 | 0 | 0
Resource 1 | Sublap 1 | 17:00 | 3 | 97 | 0 | 0 | 0 | 0 | 0 | 0 | 0 | 0 | 0 | 0 | 0 | 0 | 0 | 0 | 0 | 0 | 0 | 6.344 | 3.8535 | 2.3226 | -1.7012 | -0.03967 | 0 | 0
Resource 1 | Sublap 1 | 17:00 | 3 | 98 | 0 | 0 | 0 | 0 | 0 | 0 | 0 | 0 | 0 | 0 | 0 | 0 | 0 | 0 | 0 | 0 | 0 | 8.2563 | 5.5724 | 3.2263 | -1.9453 | -0.04534 | 0 | 0
Resource 1 | Sublap 1 | 17:00 | 3 | 99 | 0 | 0 | 0 | 0 | 0 | 0 | 0 | 0 | 0 | 0 | 0 | 0 | 0 | 0 | 0 | 0 | 0 | 7.991 | 4.8618 | 2.911 | -1.924 | -0.044846 | 0 | 0
Resource 1 | Sublap 1 | 17:00 | 3 | 100 | 0 | 0 | 0 | 0 | 0 | 0 | 0 | 0 | 0 | 0 | 0 | 0 | 0 | 0 | 0 | 0 | 0 | 9.4523 | 6.1529 | 4.2163 | -2.2275 | -0.051896 | 0 | 0
Resource 1 | Sublap 1 | 17:00 | 3 | 101 | 0 | 0 | 0 | 0 | 0 | 0 | 0 | 0 | 0 | 0 | 0 | 0 | 0 | 0 | 0 | 0 | 0 | 8.2468 | 5.1487 | 2.8075 | -1.9089 | -0.044494 | 0 | 0
Resource 1 | Sublap 1 | 17:00 | 3 | 102 | 0 | 0 | 0 | 0 | 0 | 0 | 0 | 0 | 0 | 0 | 0 | 0 | 0 | 0 | 0 | 0 | 0 | 12.0319 | 10.3304 | 6.6617 | -2.4338 | -0.056689 | 0 | 0
Resource 1 | Sublap 1 | 17:00 | 3 | 103 | 0 | 0 | 0 | 0 | 0 | 0 | 0 | 0 | 0 | 0 | 0 | 0 | 0 | 0 | 0 | 0 | 0 | 12.7026 | 10.7265 | 7.5263 | -2.553 | -0.059458 | 0 | 0
Resource 1 | Sublap 1 | 17:00 | 3 | 104 | 0 | 0 | 0 | 0 | 0 | 0 | 0 | 0 | 0 | 0 | 0 | 0 | 0 | 0 | 0 | 0 | 0 | 13.5827 | 10.1224 | 6.9511 | -2.7525 | -0.06409 | 0 | 0
Resource 1 | Sublap 1 | 17:00 | 3 | 105 | 0 | 0 | 0 | 0 | 0 | 0 | 0 | 0 | 0 | 0 | 0 | 0 | 0 | 0 | 0 | 0 | 0 | 11.3361 | 5.5384 | 3.6837 | -2.3375 | -0.054452 | 0 | 0
Resource 1 | Sublap 1 | 17:00 | 3 | 106 | 0 | 0 | 0 | 0 | 0 | 0 | 0 | 0 | 0 | 0 | 0 | 0 | 0 | 0 | 0 | 0 | 0 | 11.2718 | 9.5835 | 5.9231 | -2.2504 | -0.052429 | 0 | 0
Resource 1 | Sublap 1 | 17:00 | 3 | 107 | 0 | 0 | 0 | 0 | 0 | 0 | 0 | 0 | 0 | 0 | 0 | 0 | 0 | 0 | 0 | 0 | 0 | 13.1126 | 9.0032 | 4.9873 | -2.6356 | -0.061375 | 0 | 0
Resource 1 | Sublap 1 | 17:00 | 4 | 71 | 0 | 0 | 0 | 0 | 0 | 0 | 0 | 0 | 0 | 0 | 0 | 0 | 0 | 0 | 0 | 0 | 0 | 0 | 0 | 0 | 0 | 0 | 0 | 0
Resource 1 | Sublap 1 | 17:00 | 4 | 72 | 0 | 0 | 0 | 0 | 0 | 0 | 0 | 0 | 0 | 0 | 0 | 0 | 0 | 0 | 0 | 0 | 0 | 0 | 0 | 0 | 0 | 0 | 0 | 0
Resource 1 | Sublap 1 | 17:00 | 4 | 73 | 0 | 0 | 0 | 0 | 0 | 0 | 0 | 0 | 0 | 0 | 0 | 0 | 0 | 0 | 0 | 0 | 0 | 0 | 0 | 0 | 0 | 0 | 0 | 0
Resource 1 | Sublap 1 | 17:00 | 4 | 74 | 0 | 0 | 0 | 0 | 0 | 0 | 0 | 0 | 0 | 0 | 0 | 0 | 0 | 0 | 0 | 0 | 0 | 0.30111 | 0.22482 | 0.14954 | 0.10854 | -0.14527 | -0.0029514 | 0
Resource 1 | Sublap 1 | 17:00 | 4 | 75 | 0 | 0 | 0 | 0 | 0 | 0 | 0 | 0 | 0 | 0 | 0 | 0 | 0 | 0 | 0 | 0 | 0 | 0.16988 | 0.12684 | 0.084367 | 0.061235 | -0.081956 | -0.0016651 | 0
Resource 1 | Sublap 1 | 17:00 | 4 | 76 | 0 | 0 | 0 | 0 | 0 | 0 | 0 | 0 | 0 | 0 | 0 | 0 | 0 | 0 | 0 | 0 | 0 | 0.56302 | 0.42038 | 0.27962 | 0.20295 | -0.27163 | -0.0055187 | 0
Resource 1 | Sublap 1 | 17:00 | 4 | 77 | 0 | 0 | 0 | 0 | 0 | 0 | 0 | 0 | 0 | 0 | 0 | 0 | 0 | 0 | 0 | 0 | 0 | 0.8734 | 0.65217 | 0.43323 | 0.31363 | -0.42099 | -0.0085223 | 0
Resource 1 | Sublap 1 | 17:00 | 4 | 78 | 0 | 0 | 0 | 0 | 0 | 0 | 0 | 0 | 0 | 0 | 0 | 0 | 0 | 0 | 0 | 0 | 0 | 0.89796 | 0.67051 | 0.44536 | 0.32232 | -0.43279 | -0.0087579 | 0
Resource 1 | Sublap 1 | 17:00 | 4 | 79 | 0 | 0 | 0 | 0 | 0 | 0 | 0 | 0 | 0 | 0 | 0 | 0 | 0 | 0 | 0 | 0 | 0 | 0.99785 | 0.74512 | 0.49468 | 0.35768 | -0.48078 | -0.0097162 | 0
Resource 1 | Sublap 1 | 17:00 | 4 | 80 | 0 | 0 | 0 | 0 | 0 | 0 | 0 | 0 | 0 | 0 | 0 | 0 | 0 | 0 | 0 | 0 | 0 | 1.2283 | 0.91721 | 0.60845 | 0.43924 | -0.59148 | -0.011927 | 0
Resource 1 | Sublap 1 | 17:00 | 4 | 81 | 0 | 0 | 0 | 0 | 0 | 0 | 0 | 0 | 0 | 0 | 0 | 0 | 0 | 0 | 0 | 0 | 0 | 1.6544 | 1.1363 | 0.75331 | 0.54309 | -0.73242 | -0.014741 | 0
Resource 1 | Sublap 1 | 17:00 | 4 | 82 | 0 | 0 | 0 | 0 | 0 | 0 | 0 | 0 | 0 | 0 | 0 | 0 | 0 | 0 | 0 | 0 | 0 | 1.7986 | 1.1838 | 0.78472 | 0.56561 | -0.76298 | -0.015351 | 0
Resource 1 | Sublap 1 | 17:00 | 4 | 83 | 0 | 0 | 0 | 0 | 0 | 0 | 0 | 0 | 0 | 0 | 0 | 0 | 0 | 0 | 0 | 0 | 0 | 2.2296 | 1.3395 | 0.88763 | 0.63938 | -0.86312 | -0.017351 | 0
Resource 1 | Sublap 1 | 17:00 | 4 | 84 | 0 | 0 | 0 | 0 | 0 | 0 | 0 | 0 | 0 | 0 | 0 | 0 | 0 | 0 | 0 | 0 | 0 | 2.2579 | 1.3984 | 0.92655 | 0.66728 | -0.90098 | -0.018107 | 0
Resource 1 | Sublap 1 | 17:00 | 4 | 85 | 0 | 0 | 0 | 0 | 0 | 0 | 0 | 0 | 0 | 0 | 0 | 0 | 0 | 0 | 0 | 0 | 0 | 3.271 | 2.1236 | 1.1577 | 0.833 | -1.1259 | -0.022598 | 0
Resource 1 | Sublap 1 | 17:00 | 4 | 86 | 0 | 0 | 0 | 0 | 0 | 0 | 0 | 0 | 0 | 0 | 0 | 0 | 0 | 0 | 0 | 0 | 0 | 2.7782 | 1.6992 | 1.0469 | 0.75358 | -1.0181 | -0.020446 | 0
Resource 1 | Sublap 1 | 17:00 | 4 | 87 | 0 | 0 | 0 | 0 | 0 | 0 | 0 | 0 | 0 | 0 | 0 | 0 | 0 | 0 | 0 | 0 | 0 | 3.1628 | 1.9763 | 1.0976 | 0.78989 | -1.0674 | -0.02143 | 0
Resource 1 | Sublap 1 | 17:00 | 4 | 88 | 0 | 0 | 0 | 0 | 0 | 0 | 0 | 0 | 0 | 0 | 0 | 0 | 0 | 0 | 0 | 0 | 0 | 3.6101 | 2.2487 | 1.2071 | 0.86838 | -1.1739 | -0.023557 | 0
Resource 1 | Sublap 1 | 17:00 | 4 | 89 | 0 | 0 | 0 | 0 | 0 | 0 | 0 | 0 | 0 | 0 | 0 | 0 | 0 | 0 | 0 | 0 | 0 | 3.601 | 2.2663 | 1.1745 | 0.84505 | -1.1422 | -0.022925 | 0
Resource 1 | Sublap 1 | 17:00 | 4 | 90 | 0 | 0 | 0 | 0 | 0 | 0 | 0 | 0 | 0 | 0 | 0 | 0 | 0 | 0 | 0 | 0 | 0 | 4.1473 | 2.5913 | 1.3609 | 0.95544 | -1.2921 | -0.025916 | 0
Resource 1 | Sublap 1 | 17:00 | 4 | 91 | 0 | 0 | 0 | 0 | 0 | 0 | 0 | 0 | 0 | 0 | 0 | 0 | 0 | 0 | 0 | 0 | 0 | 5.0491 | 3.3087 | 1.8268 | 1.0763 | -1.4562 | -0.029193 | 0
Resource 1 | Sublap 1 | 17:00 | 4 | 92 | 0 | 0 | 0 | 0 | 0 | 0 | 0 | 0 | 0 | 0 | 0 | 0 | 0 | 0 | 0 | 0 | 0 | 5.38 | 3.4162 | 1.9447 | 1.1392 | -1.4971 | -0.03001 | 0
Resource 1 | Sublap 1 | 17:00 | 4 | 93 | 0 | 0 | 0 | 0 | 0 | 0 | 0 | 0 | 0 | 0 | 0 | 0 | 0 | 0 | 0 | 0 | 0 | 5.7546 | 3.8517 | 2.314 | 1.4903 | -1.6036 | -0.032138 | 0
Resource 1 | Sublap 1 | 17:00 | 4 | 94 | 0 | 0 | 0 | 0 | 0 | 0 | 0 | 0 | 0 | 0 | 0 | 0 | 0 | 0 | 0 | 0 | 0 | 5.5057 | 3.7713 | 2.0879 | 1.305 | -1.6056 | -0.032177 | 0
Resource 1 | Sublap 1 | 17:00 | 4 | 95 | 0 | 0 | 0 | 0 | 0 | 0 | 0 | 0 | 0 | 0 | 0 | 0 | 0 | 0 | 0 | 0 | 0 | 8.7358 | 6.3604 | 4.1686 | 3.098 | -2.0986 | -0.042021 | 0
Resource 1 | Sublap 1 | 17:00 | 4 | 96 | 0 | 0 | 0 | 0 | 0 | 0 | 0 | 0 | 0 | 0 | 0 | 0 | 0 | 0 | 0 | 0 | 0 | 8.0242 | 5.809 | 3.6414 | 2.3398 | -1.868 | -0.037416 | 0
Resource 1 | Sublap 1 | 17:00 | 4 | 97 | 0 | 0 | 0 | 0 | 0 | 0 | 0 | 0 | 0 | 0 | 0 | 0 | 0 | 0 | 0 | 0 | 0 | 6.344 | 3.8535 | 2.3226 | 1.418 | -1.7345 | -0.03475 | 0
Resource 1 | Sublap 1 | 17:00 | 4 | 98 | 0 | 0 | 0 | 0 | 0 | 0 | 0 | 0 | 0 | 0 | 0 | 0 | 0 | 0 | 0 | 0 | 0 | 8.2563 | 5.5724 | 3.2263 | 2.2886 | -1.9832 | -0.039718 | 0
Resource 1 | Sublap 1 | 17:00 | 4 | 99 | 0 | 0 | 0 | 0 | 0 | 0 | 0 | 0 | 0 | 0 | 0 | 0 | 0 | 0 | 0 | 0 | 0 | 7.991 | 4.8618 | 2.911 | 1.6803 | -1.9615 | -0.039285 | 0
Resource 1 | Sublap 1 | 17:00 | 4 | 100 | 0 | 0 | 0 | 0 | 0 | 0 | 0 | 0 | 0 | 0 | 0 | 0 | 0 | 0 | 0 | 0 | 0 | 9.4523 | 6.1529 | 4.2163 | 3.24 | -2.2708 | -0.045461 | 0
Resource 1 | Sublap 1 | 17:00 | 4 | 101 | 0 | 0 | 0 | 0 | 0 | 0 | 0 | 0 | 0 | 0 | 0 | 0 | 0 | 0 | 0 | 0 | 0 | 8.2468 | 5.1487 | 2.8075 | 2.0118 | -1.9461 | -0.038977 | 0
Resource 1 | Sublap 1 | 17:00 | 4 | 102 | 0 | 0 | 0 | 0 | 0 | 0 | 0 | 0 | 0 | 0 | 0 | 0 | 0 | 0 | 0 | 0 | 0 | 12.0319 | 10.3304 | 6.6617 | 4.7591 | -2.4811 | -0.049659 | 0
Resource 1 | Sublap 1 | 17:00 | 4 | 103 | 0 | 0 | 0 | 0 | 0 | 0 | 0 | 0 | 0 | 0 | 0 | 0 | 0 | 0 | 0 | 0 | 0 | 12.7026 | 10.7265 | 7.5263 | 3.9681 | -2.6026 | -0.052085 | 0
Resource 1 | Sublap 1 | 17:00 | 4 | 104 | 0 | 0 | 0 | 0 | 0 | 0 | 0 | 0 | 0 | 0 | 0 | 0 | 0 | 0 | 0 | 0 | 0 | 13.5827 | 10.1224 | 6.9511 | 5.7943 | -2.8058 | -0.056144 | 0
Resource 1 | Sublap 1 | 17:00 | 4 | 105 | 0 | 0 | 0 | 0 | 0 | 0 | 0 | 0 | 0 | 0 | 0 | 0 | 0 | 0 | 0 | 0 | 0 | 11.3361 | 5.5384 | 3.6837 | 2.2279 | -2.383 | -0.0477 | 0
Resource 1 | Sublap 1 | 17:00 | 4 | 106 | 0 | 0 | 0 | 0 | 0 | 0 | 0 | 0 | 0 | 0 | 0 | 0 | 0 | 0 | 0 | 0 | 0 | 11.2718 | 9.5835 | 5.9231 | 3.4989 | -2.2942 | -0.045928 | 0
Resource 1 | Sublap 1 | 17:00 | 4 | 107 | 0 | 0 | 0 | 0 | 0 | 0 | 0 | 0 | 0 | 0 | 0 | 0 | 0 | 0 | 0 | 0 | 0 | 13.1126 | 9.0032 | 4.9873 | 4.8884 | -2.6867 | -0.053765 | 0
Resource 1 | Sublap 1 | 17:00 | 5 | 71 | 0 | 0 | 0 | 0 | 0 | 0 | 0 | 0 | 0 | 0 | 0 | 0 | 0 | 0 | 0 | 0 | 0 | 0 | 0 | 0 | 0 | 0 | 0 | 0
Resource 1 | Sublap 1 | 17:00 | 5 | 72 | 0 | 0 | 0 | 0 | 0 | 0 | 0 | 0 | 0 | 0 | 0 | 0 | 0 | 0 | 0 | 0 | 0 | 0 | 0 | 0 | 0 | 0 | 0 | 0
Resource 1 | Sublap 1 | 17:00 | 5 | 73 | 0 | 0 | 0 | 0 | 0 | 0 | 0 | 0 | 0 | 0 | 0 | 0 | 0 | 0 | 0 | 0 | 0 | 0 | 0 | 0 | 0 | 0 | 0 | 0
Resource 1 | Sublap 1 | 17:00 | 5 | 74 | 0 | 0 | 0 | 0 | 0 | 0 | 0 | 0 | 0 | 0 | 0 | 0 | 0 | 0 | 0 | 0 | 0 | 0.30111 | 0.22482 | 0.14954 | 0.10854 | 0.076495 | -0.12642 | -0.00236
Resource 1 | Sublap 1 | 17:00 | 5 | 75 | 0 | 0 | 0 | 0 | 0 | 0 | 0 | 0 | 0 | 0 | 0 | 0 | 0 | 0 | 0 | 0 | 0 | 0.16988 | 0.12684 | 0.084367 | 0.061235 | 0.043156 | -0.07132 | -0.0013314
Resource 1 | Sublap 1 | 17:00 | 5 | 76 | 0 | 0 | 0 | 0 | 0 | 0 | 0 | 0 | 0 | 0 | 0 | 0 | 0 | 0 | 0 | 0 | 0 | 0.56302 | 0.42038 | 0.27962 | 0.20295 | 0.14303 | -0.23637 | -0.0044127
Resource 1 | Sublap 1 | 17:00 | 5 | 77 | 0 | 0 | 0 | 0 | 0 | 0 | 0 | 0 | 0 | 0 | 0 | 0 | 0 | 0 | 0 | 0 | 0 | 0.8734 | 0.65217 | 0.43323 | 0.31363 | 0.22011 | -0.36629 | -0.0068136
Resource 1 | Sublap 1 | 17:00 | 5 | 78 | 0 | 0 | 0 | 0 | 0 | 0 | 0 | 0 | 0 | 0 | 0 | 0 | 0 | 0 | 0 | 0 | 0 | 0.89796 | 0.67051 | 0.44536 | 0.32232 | 0.22611 | -0.37655 | -0.0070018
Resource 1 | Sublap 1 | 17:00 | 5 | 79 | 0 | 0 | 0 | 0 | 0 | 0 | 0 | 0 | 0 | 0 | 0 | 0 | 0 | 0 | 0 | 0 | 0 | 0.99785 | 0.74512 | 0.49468 | 0.35768 | 0.25054 | -0.41828 | -0.0077676
Resource 1 | Sublap 1 | 17:00 | 5 | 80 | 0 | 0 | 0 | 0 | 0 | 0 | 0 | 0 | 0 | 0 | 0 | 0 | 0 | 0 | 0 | 0 | 0 | 1.2283 | 0.91721 | 0.60845 | 0.43924 | 0.30687 | -0.51453 | -0.0095341
Resource 1 | Sublap 1 | 17:00 | 5 | 81 | 0 | 0 | 0 | 0 | 0 | 0 | 0 | 0 | 0 | 0 | 0 | 0 | 0 | 0 | 0 | 0 | 0 | 1.6544 | 1.1363 | 0.75331 | 0.54309 | 0.3786 | -0.63709 | -0.011783
Resource 1 | Sublap 1 | 17:00 | 5 | 82 | 0 | 0 | 0 | 0 | 0 | 0 | 0 | 0 | 0 | 0 | 0 | 0 | 0 | 0 | 0 | 0 | 0 | 1.7986 | 1.1838 | 0.78472 | 0.56561 | 0.39415 | -0.66366 | -0.012271
Resource 1 | Sublap 1 | 17:00 | 5 | 83 | 0 | 0 | 0 | 0 | 0 | 0 | 0 | 0 | 0 | 0 | 0 | 0 | 0 | 0 | 0 | 0 | 0 | 2.2296 | 1.3395 | 0.88763 | 0.63938 | 0.4451 | -0.75072 | -0.013869
Resource 1 | Sublap 1 | 17:00 | 5 | 84 | 0 | 0 | 0 | 0 | 0 | 0 | 0 | 0 | 0 | 0 | 0 | 0 | 0 | 0 | 0 | 0 | 0 | 2.2579 | 1.3984 | 0.92655 | 0.66728 | 0.46437 | -0.78365 | -0.014473
Resource 1 | Sublap 1 | 17:00 | 5 | 85 | 0 | 0 | 0 | 0 | 0 | 0 | 0 | 0 | 0 | 0 | 0 | 0 | 0 | 0 | 0 | 0 | 0 | 3.271 | 2.1236 | 1.1577 | 0.833 | 0.57883 | -0.97921 | -0.018062
Resource 1 | Sublap 1 | 17:00 | 5 | 86 | 0 | 0 | 0 | 0 | 0 | 0 | 0 | 0 | 0 | 0 | 0 | 0 | 0 | 0 | 0 | 0 | 0 | 2.7782 | 1.6992 | 1.0469 | 0.75358 | 0.52398 | -0.88549 | -0.016342
Resource 1 | Sublap 1 | 17:00 | 5 | 87 | 0 | 0 | 0 | 0 | 0 | 0 | 0 | 0 | 0 | 0 | 0 | 0 | 0 | 0 | 0 | 0 | 0 | 3.1628 | 1.9763 | 1.0976 | 0.78989 | 0.54906 | -0.92834 | -0.017128
Resource 1 | Sublap 1 | 17:00 | 5 | 88 | 0 | 0 | 0 | 0 | 0 | 0 | 0 | 0 | 0 | 0 | 0 | 0 | 0 | 0 | 0 | 0 | 0 | 3.6101 | 2.2487 | 1.2071 | 0.86838 | 0.60327 | -1.021 | -0.018828
Resource 1 | Sublap 1 | 17:00 | 5 | 89 | 0 | 0 | 0 | 0 | 0 | 0 | 0 | 0 | 0 | 0 | 0 | 0 | 0 | 0 | 0 | 0 | 0 | 3.601 | 2.2663 | 1.1745 | 0.84505 | 0.58715 | -0.99343 | -0.018323
Resource 1 | Sublap 1 | 17:00 | 5 | 90 | 0 | 0 | 0 | 0 | 0 | 0 | 0 | 0 | 0 | 0 | 0 | 0 | 0 | 0 | 0 | 0 | 0 | 4.1473 | 2.5913 | 1.3609 | 0.95544 | 0.6634 | -1.1237 | -0.020714
Resource 1 | Sublap 1 | 17:00 | 5 | 91 | 0 | 0 | 0 | 0 | 0 | 0 | 0 | 0 | 0 | 0 | 0 | 0 | 0 | 0 | 0 | 0 | 0 | 5.0491 | 3.3087 | 1.8268 | 1.0763 | 0.7469 | -1.2664 | -0.023332
Resource 1 | Sublap 1 | 17:00 | 5 | 92 | 0 | 0 | 0 | 0 | 0 | 0 | 0 | 0 | 0 | 0 | 0 | 0 | 0 | 0 | 0 | 0 | 0 | 5.38 | 3.4162 | 1.9447 | 1.1392 | 0.76771 | -1.3019 | -0.023985
Resource 1 | Sublap 1 | 17:00 | 5 | 93 | 0 | 0 | 0 | 0 | 0 | 0 | 0 | 0 | 0 | 0 | 0 | 0 | 0 | 0 | 0 | 0 | 0 | 5.7546 | 3.8517 | 2.314 | 1.4903 | 1.0373 | -1.3946 | -0.025685
Resource 1 | Sublap 1 | 17:00 | 5 | 94 | 0 | 0 | 0 | 0 | 0 | 0 | 0 | 0 | 0 | 0 | 0 | 0 | 0 | 0 | 0 | 0 | 0 | 5.5057 | 3.7713 | 2.0879 | 1.305 | 0.82296 | -1.3963 | -0.025717
Resource 1 | Sublap 1 | 17:00 | 5 | 95 | 0 | 0 | 0 | 0 | 0 | 0 | 0 | 0 | 0 | 0 | 0 | 0 | 0 | 0 | 0 | 0 | 0 | 8.7358 | 6.3604 | 4.1686 | 3.098 | 2.5258 | -1.8249 | -0.033583
Resource 1 | Sublap 1 | 17:00 | 5 | 96 | 0 | 0 | 0 | 0 | 0 | 0 | 0 | 0 | 0 | 0 | 0 | 0 | 0 | 0 | 0 | 0 | 0 | 8.0242 | 5.809 | 3.6414 | 2.3398 | 1.5207 | -1.6245 | -0.029904
Resource 1 | Sublap 1 | 17:00 | 5 | 97 | 0 | 0 | 0 | 0 | 0 | 0 | 0 | 0 | 0 | 0 | 0 | 0 | 0 | 0 | 0 | 0 | 0 | 6.344 | 3.8535 | 2.3226 | 1.418 | 0.88853 | -1.5084 | -0.027773
Resource 1 | Sublap 1 | 17:00 | 5 | 98 | 0 | 0 | 0 | 0 | 0 | 0 | 0 | 0 | 0 | 0 | 0 | 0 | 0 | 0 | 0 | 0 | 0 | 8.2563 | 5.5724 | 3.2263 | 2.2886 | 1.4366 | -1.7247 | -0.031743
Resource 1 | Sublap 1 | 17:00 | 5 | 99 | 0 | 0 | 0 | 0 | 0 | 0 | 0 | 0 | 0 | 0 | 0 | 0 | 0 | 0 | 0 | 0 | 0 | 7.991 | 4.8618 | 2.911 | 1.6803 | 1.0436 | -1.7058 | -0.031396
Resource 1 | Sublap 1 | 17:00 | 5 | 100 | 0 | 0 | 0 | 0 | 0 | 0 | 0 | 0 | 0 | 0 | 0 | 0 | 0 | 0 | 0 | 0 | 0 | 9.4523 | 6.1529 | 4.2163 | 3.24 | 2.3039 | -1.9748 | -0.036332
Resource 1 | Sublap 1 | 17:00 | 5 | 101 | 0 | 0 | 0 | 0 | 0 | 0 | 0 | 0 | 0 | 0 | 0 | 0 | 0 | 0 | 0 | 0 | 0 | 8.2468 | 5.1487 | 2.8075 | 2.0118 | 1.2901 | -1.6924 | -0.03115
Resource 1 | Sublap 1 | 17:00 | 5 | 102 | 0 | 0 | 0 | 0 | 0 | 0 | 0 | 0 | 0 | 0 | 0 | 0 | 0 | 0 | 0 | 0 | 0 | 12.0319 | 10.3304 | 6.6617 | 4.7591 | 3.7644 | -2.1576 | -0.039687
Resource 1 | Sublap 1 | 17:00 | 5 | 103 | 0 | 0 | 0 | 0 | 0 | 0 | 0 | 0 | 0 | 0 | 0 | 0 | 0 | 0 | 0 | 0 | 0 | 12.7026 | 10.7265 | 7.5263 | 3.9681 | 3.0319 | -2.2632 | -0.041626
Resource 1 | Sublap 1 | 17:00 | 5 | 104 | 0 | 0 | 0 | 0 | 0 | 0 | 0 | 0 | 0 | 0 | 0 | 0 | 0 | 0 | 0 | 0 | 0 | 13.5827 | 10.1224 | 6.9511 | 5.7943 | 4.5376 | -2.4399 | -0.044869
Resource 1 | Sublap 1 | 17:00 | 5 | 105 | 0 | 0 | 0 | 0 | 0 | 0 | 0 | 0 | 0 | 0 | 0 | 0 | 0 | 0 | 0 | 0 | 0 | 11.3361 | 5.5384 | 3.6837 | 2.2279 | 1.4583 | -2.0723 | -0.038122
Resource 1 | Sublap 1 | 17:00 | 5 | 106 | 0 | 0 | 0 | 0 | 0 | 0 | 0 | 0 | 0 | 0 | 0 | 0 | 0 | 0 | 0 | 0 | 0 | 11.2718 | 9.5835 | 5.9231 | 3.4989 | 2.5584 | -1.9951 | -0.036705
Resource 1 | Sublap 1 | 17:00 | 5 | 107 | 0 | 0 | 0 | 0 | 0 | 0 | 0 | 0 | 0 | 0 | 0 | 0 | 0 | 0 | 0 | 0 | 0 | 13.1126 | 9.0032 | 4.9873 | 4.8884 | 5.1562 | -2.3363 | -0.042968
Resource 1 | Sublap 1 | 17:00 | 6 | 71 | 0 | 0 | 0 | 0 | 0 | 0 | 0 | 0 | 0 | 0 | 0 | 0 | 0 | 0 | 0 | 0 | 0 | 0 | 0 | 0 | 0 | 0 | 0 | 0
Resource 1 | Sublap 1 | 17:00 | 6 | 72 | 0 | 0 | 0 | 0 | 0 | 0 | 0 | 0 | 0 | 0 | 0 | 0 | 0 | 0 | 0 | 0 | 0 | 0 | 0 | 0 | 0 | 0 | 0 | 0
Resource 1 | Sublap 1 | 17:00 | 6 | 73 | 0 | 0 | 0 | 0 | 0 | 0 | 0 | 0 | 0 | 0 | 0 | 0 | 0 | 0 | 0 | 0 | 0 | 0 | 0 | 0 | 0 | 0 | 0 | 0
Resource 1 | Sublap 1 | 17:00 | 6 | 74 | 0 | 0 | 0 | 0 | 0 | 0 | 0 | 0 | 0 | 0 | 0 | 0 | 0 | 0 | 0 | 0 | 0 | 0.30111 | 0.22482 | 0.14954 | 0.10854 | 0.076495 | 0.037757 | -0.10203
Resource 1 | Sublap 1 | 17:00 | 6 | 75 | 0 | 0 | 0 | 0 | 0 | 0 | 0 | 0 | 0 | 0 | 0 | 0 | 0 | 0 | 0 | 0 | 0 | 0.16988 | 0.12684 | 0.084367 | 0.061235 | 0.043156 | 0.021302 | -0.057559
Resource 1 | Sublap 1 | 17:00 | 6 | 76 | 0 | 0 | 0 | 0 | 0 | 0 | 0 | 0 | 0 | 0 | 0 | 0 | 0 | 0 | 0 | 0 | 0 | 0.56302 | 0.42038 | 0.27962 | 0.20295 | 0.14303 | 0.0706 | -0.19077
Resource 1 | Sublap 1 | 17:00 | 6 | 77 | 0 | 0 | 0 | 0 | 0 | 0 | 0 | 0 | 0 | 0 | 0 | 0 | 0 | 0 | 0 | 0 | 0 | 0.8734 | 0.65217 | 0.43323 | 0.31363 | 0.22011 | 0.10759 | -0.29575
Resource 1 | Sublap 1 | 17:00 | 6 | 78 | 0 | 0 | 0 | 0 | 0 | 0 | 0 | 0 | 0 | 0 | 0 | 0 | 0 | 0 | 0 | 0 | 0 | 0.89796 | 0.67051 | 0.44536 | 0.32232 | 0.22611 | 0.11041 | -0.30404
Resource 1 | Sublap 1 | 17:00 | 6 | 79 | 0 | 0 | 0 | 0 | 0 | 0 | 0 | 0 | 0 | 0 | 0 | 0 | 0 | 0 | 0 | 0 | 0 | 0.99785 | 0.74512 | 0.49468 | 0.35768 | 0.25054 | 0.12189 | -0.33778
Resource 1 | Sublap 1 | 17:00 | 6 | 80 | 0 | 0 | 0 | 0 | 0 | 0 | 0 | 0 | 0 | 0 | 0 | 0 | 0 | 0 | 0 | 0 | 0 | 1.2283 | 0.91721 | 0.60845 | 0.43924 | 0.30687 | 0.14839 | -0.41562
Resource 1 | Sublap 1 | 17:00 | 6 | 81 | 0 | 0 | 0 | 0 | 0 | 0 | 0 | 0 | 0 | 0 | 0 | 0 | 0 | 0 | 0 | 0 | 0 | 1.6544 | 1.1363 | 0.75331 | 0.54309 | 0.3786 | 0.18212 | -0.51472
Resource 1 | Sublap 1 | 17:00 | 6 | 82 | 0 | 0 | 0 | 0 | 0 | 0 | 0 | 0 | 0 | 0 | 0 | 0 | 0 | 0 | 0 | 0 | 0 | 1.7986 | 1.1838 | 0.78472 | 0.56561 | 0.39415 | 0.18943 | -0.5362
Resource 1 | Sublap 1 | 17:00 | 6 | 83 | 0 | 0 | 0 | 0 | 0 | 0 | 0 | 0 | 0 | 0 | 0 | 0 | 0 | 0 | 0 | 0 | 0 | 2.2296 | 1.3395 | 0.88763 | 0.63938 | 0.4451 | 0.21339 | -0.60661
Resource 1 | Sublap 1 | 17:00 | 6 | 84 | 0 | 0 | 0 | 0 | 0 | 0 | 0 | 0 | 0 | 0 | 0 | 0 | 0 | 0 | 0 | 0 | 0 | 2.2579 | 1.3984 | 0.92655 | 0.66728 | 0.46437 | 0.22246 | -0.63323
Resource 1 | Sublap 1 | 17:00 | 6 | 85 | 0 | 0 | 0 | 0 | 0 | 0 | 0 | 0 | 0 | 0 | 0 | 0 | 0 | 0 | 0 | 0 | 0 | 3.271 | 2.1236 | 1.1577 | 0.833 | 0.57883 | 0.27628 | -0.79138
Resource 1 | Sublap 1 | 17:00 | 6 | 86 | 0 | 0 | 0 | 0 | 0 | 0 | 0 | 0 | 0 | 0 | 0 | 0 | 0 | 0 | 0 | 0 | 0 | 2.7782 | 1.6992 | 1.0469 | 0.75358 | 0.52398 | 0.25049 | -0.71559
Resource 1 | Sublap 1 | 17:00 | 6 | 87 | 0 | 0 | 0 | 0 | 0 | 0 | 0 | 0 | 0 | 0 | 0 | 0 | 0 | 0 | 0 | 0 | 0 | 3.1628 | 1.9763 | 1.0976 | 0.78989 | 0.54906 | 0.26228 | -0.75024
Resource 1 | Sublap 1 | 17:00 | 6 | 88 | 0 | 0 | 0 | 0 | 0 | 0 | 0 | 0 | 0 | 0 | 0 | 0 | 0 | 0 | 0 | 0 | 0 | 3.6101 | 2.2487 | 1.2071 | 0.86838 | 0.60327 | 0.28777 | -0.82514
Resource 1 | Sublap 1 | 17:00 | 6 | 89 | 0 | 0 | 0 | 0 | 0 | 0 | 0 | 0 | 0 | 0 | 0 | 0 | 0 | 0 | 0 | 0 | 0 | 3.601 | 2.2663 | 1.1745 | 0.84505 | 0.58715 | 0.28019 | -0.80287
Resource 1 | Sublap 1 | 17:00 | 6 | 90 | 0 | 0 | 0 | 0 | 0 | 0 | 0 | 0 | 0 | 0 | 0 | 0 | 0 | 0 | 0 | 0 | 0 | 4.1473 | 2.5913 | 1.3609 | 0.95544 | 0.6634 | 0.31605 | -0.90822
Resource 1 | Sublap 1 | 17:00 | 6 | 91 | 0 | 0 | 0 | 0 | 0 | 0 | 0 | 0 | 0 | 0 | 0 | 0 | 0 | 0 | 0 | 0 | 0 | 5.0491 | 3.3087 | 1.8268 | 1.0763 | 0.7469 | 0.35532 | -1.0236
Resource 1 | Sublap 1 | 17:00 | 6 | 92 | 0 | 0 | 0 | 0 | 0 | 0 | 0 | 0 | 0 | 0 | 0 | 0 | 0 | 0 | 0 | 0 | 0 | 5.38 | 3.4162 | 1.9447 | 1.1392 | 0.76771 | 0.36511 | -1.0523
Resource 1 | Sublap 1 | 17:00 | 6 | 93 | 0 | 0 | 0 | 0 | 0 | 0 | 0 | 0 | 0 | 0 | 0 | 0 | 0 | 0 | 0 | 0 | 0 | 5.7546 | 3.8517 | 2.314 | 1.4903 | 1.0373 | 0.41874 | -1.1273
Resource 1 | Sublap 1 | 17:00 | 6 | 94 | 0 | 0 | 0 | 0 | 0 | 0 | 0 | 0 | 0 | 0 | 0 | 0 | 0 | 0 | 0 | 0 | 0 | 5.5057 | 3.7713 | 2.0879 | 1.305 | 0.82296 | 0.39109 | -1.1287
Resource 1 | Sublap 1 | 17:00 | 6 | 95 | 0 | 0 | 0 | 0 | 0 | 0 | 0 | 0 | 0 | 0 | 0 | 0 | 0 | 0 | 0 | 0 | 0 | 8.7358 | 6.3604 | 4.1686 | 3.098 | 2.5258 | 1.5205 | -1.4753
Resource 1 | Sublap 1 | 17:00 | 6 | 96 | 0 | 0 | 0 | 0 | 0 | 0 | 0 | 0 | 0 | 0 | 0 | 0 | 0 | 0 | 0 | 0 | 0 | 8.0242 | 5.809 | 3.6414 | 2.3398 | 1.5207 | 0.81776 | -1.3132
Resource 1 | Sublap 1 | 17:00 | 6 | 97 | 0 | 0 | 0 | 0 | 0 | 0 | 0 | 0 | 0 | 0 | 0 | 0 | 0 | 0 | 0 | 0 | 0 | 6.344 | 3.8535 | 2.3226 | 1.418 | 0.88853 | 0.42192 | -1.2193
Resource 1 | Sublap 1 | 17:00 | 6 | 98 | 0 | 0 | 0 | 0 | 0 | 0 | 0 | 0 | 0 | 0 | 0 | 0 | 0 | 0 | 0 | 0 | 0 | 8.2563 | 5.5724 | 3.2263 | 2.2886 | 1.4366 | 0.75184 | -1.3942
Resource 1 | Sublap 1 | 17:00 | 6 | 99 | 0 | 0 | 0 | 0 | 0 | 0 | 0 | 0 | 0 | 0 | 0 | 0 | 0 | 0 | 0 | 0 | 0 | 7.991 | 4.8618 | 2.911 | 1.6803 | 1.0436 | 0.6138 | -1.3789
Resource 1 | Sublap 1 | 17:00 | 6 | 100 | 0 | 0 | 0 | 0 | 0 | 0 | 0 | 0 | 0 | 0 | 0 | 0 | 0 | 0 | 0 | 0 | 0 | 9.4523 | 6.1529 | 4.2163 | 3.24 | 2.3039 | 1.545 | -1.5964
Resource 1 | Sublap 1 | 17:00 | 6 | 101 | 0 | 0 | 0 | 0 | 0 | 0 | 0 | 0 | 0 | 0 | 0 | 0 | 0 | 0 | 0 | 0 | 0 | 8.2468 | 5.1487 | 2.8075 | 2.0118 | 1.2901 | 0.47258 | -1.3681
Resource 1 | Sublap 1 | 17:00 | 6 | 102 | 0 | 0 | 0 | 0 | 0 | 0 | 0 | 0 | 0 | 0 | 0 | 0 | 0 | 0 | 0 | 0 | 0 | 12.0319 | 10.3304 | 6.6617 | 4.7591 | 3.7644 | 2.7738 | -1.7442
Resource 1 | Sublap 1 | 17:00 | 6 | 103 | 0 | 0 | 0 | 0 | 0 | 0 | 0 | 0 | 0 | 0 | 0 | 0 | 0 | 0 | 0 | 0 | 0 | 12.7026 | 10.7265 | 7.5263 | 3.9681 | 3.0319 | 2.3392 | -1.8297
Resource 1 | Sublap 1 | 17:00 | 6 | 104 | 0 | 0 | 0 | 0 | 0 | 0 | 0 | 0 | 0 | 0 | 0 | 0 | 0 | 0 | 0 | 0 | 0 | 13.5827 | 10.1224 | 6.9511 | 5.7943 | 4.5376 | 3.3809 | -1.9726
Resource 1 | Sublap 1 | 17:00 | 6 | 105 | 0 | 0 | 0 | 0 | 0 | 0 | 0 | 0 | 0 | 0 | 0 | 0 | 0 | 0 | 0 | 0 | 0 | 11.3361 | 5.5384 | 3.6837 | 2.2279 | 1.4583 | 0.78587 | -1.6753
Resource 1 | Sublap 1 | 17:00 | 6 | 106 | 0 | 0 | 0 | 0 | 0 | 0 | 0 | 0 | 0 | 0 | 0 | 0 | 0 | 0 | 0 | 0 | 0 | 11.2718 | 9.5835 | 5.9231 | 3.4989 | 2.5584 | 1.5608 | -1.6128
Resource 1 | Sublap 1 | 17:00 | 6 | 107 | 0 | 0 | 0 | 0 | 0 | 0 | 0 | 0 | 0 | 0 | 0 | 0 | 0 | 0 | 0 | 0 | 0 | 13.1126 | 9.0032 | 4.9873 | 4.8884 | 5.1562 | 3.0026 | -1.8888
Resource 1 | Sublap 1 | 18:00 | 1 | 71 | 0 | 0 | 0 | 0 | 0 | 0 | 0 | 0 | 0 | 0 | 0 | 0 | 0 | 0 | 0 | 0 | 0 | 0 | 0 | 0 | 0 | 0 | 0 | 0
Resource 1 | Sublap 1 | 18:00 | 1 | 72 | 0 | 0 | 0 | 0 | 0 | 0 | 0 | 0 | 0 | 0 | 0 | 0 | 0 | 0 | 0 | 0 | 0 | 0 | 0 | 0 | 0 | 0 | 0 | 0
Resource 1 | Sublap 1 | 18:00 | 1 | 73 | 0 | 0 | 0 | 0 | 0 | 0 | 0 | 0 | 0 | 0 | 0 | 0 | 0 | 0 | 0 | 0 | 0 | 0 | 0 | 0 | 0 | 0 | 0 | 0
Resource 1 | Sublap 1 | 18:00 | 1 | 74 | 0 | 0 | 0 | 0 | 0 | 0 | 0 | 0 | 0 | 0 | 0 | 0 | 0 | 0 | 0 | 0 | 0 | 0 | 0.26587 | -0.15013 | -0.0032893 | 0 | 0 | 0
Resource 1 | Sublap 1 | 18:00 | 1 | 75 | 0 | 0 | 0 | 0 | 0 | 0 | 0 | 0 | 0 | 0 | 0 | 0 | 0 | 0 | 0 | 0 | 0 | 0 | 0.15 | -0.084699 | -0.0018557 | 0 | 0 | 0
Resource 1 | Sublap 1 | 18:00 | 1 | 76 | 0 | 0 | 0 | 0 | 0 | 0 | 0 | 0 | 0 | 0 | 0 | 0 | 0 | 0 | 0 | 0 | 0 | 0 | 0.49714 | -0.28072 | -0.0061505 | 0 | 0 | 0
Resource 1 | Sublap 1 | 18:00 | 1 | 77 | 0 | 0 | 0 | 0 | 0 | 0 | 0 | 0 | 0 | 0 | 0 | 0 | 0 | 0 | 0 | 0 | 0 | 0 | 0.77206 | -0.43531 | -0.0094961 | 0 | 0 | 0
Resource 1 | Sublap 1 | 18:00 | 1 | 78 | 0 | 0 | 0 | 0 | 0 | 0 | 0 | 0 | 0 | 0 | 0 | 0 | 0 | 0 | 0 | 0 | 0 | 0 | 0.79386 | -0.44753 | -0.0097584 | 0 | 0 | 0
Resource 1 | Sublap 1 | 18:00 | 1 | 79 | 0 | 0 | 0 | 0 | 0 | 0 | 0 | 0 | 0 | 0 | 0 | 0 | 0 | 0 | 0 | 0 | 0 | 0 | 0.88252 | -0.49725 | -0.010825 | 0 | 0 | 0
Resource 1 | Sublap 1 | 18:00 | 1 | 80 | 0 | 0 | 0 | 0 | 0 | 0 | 0 | 0 | 0 | 0 | 0 | 0 | 0 | 0 | 0 | 0 | 0 | 0 | 1.087 | -0.61192 | -0.013287 | 0 | 0 | 0
Resource 1 | Sublap 1 | 18:00 | 1 | 81 | 0 | 0 | 0 | 0 | 0 | 0 | 0 | 0 | 0 | 0 | 0 | 0 | 0 | 0 | 0 | 0 | 0 | 0 | 1.3474 | -0.75793 | -0.01642 | 0 | 0 | 0
Resource 1 | Sublap 1 | 18:00 | 1 | 82 | 0 | 0 | 0 | 0 | 0 | 0 | 0 | 0 | 0 | 0 | 0 | 0 | 0 | 0 | 0 | 0 | 0 | 0 | 1.4039 | -0.78959 | -0.0171 | 0 | 0 | 0
Resource 1 | Sublap 1 | 18:00 | 1 | 83 | 0 | 0 | 0 | 0 | 0 | 0 | 0 | 0 | 0 | 0 | 0 | 0 | 0 | 0 | 0 | 0 | 0 | 0 | 1.5889 | -0.89332 | -0.019326 | 0 | 0 | 0
Resource 1 | Sublap 1 | 18:00 | 1 | 84 | 0 | 0 | 0 | 0 | 0 | 0 | 0 | 0 | 0 | 0 | 0 | 0 | 0 | 0 | 0 | 0 | 0 | 0 | 1.6589 | -0.93255 | -0.020168 | 0 | 0 | 0
Resource 1 | Sublap 1 | 18:00 | 1 | 85 | 0 | 0 | 0 | 0 | 0 | 0 | 0 | 0 | 0 | 0 | 0 | 0 | 0 | 0 | 0 | 0 | 0 | 0 | 2.45 | -1.1655 | -0.025169 | 0 | 0 | 0
Resource 1 | Sublap 1 | 18:00 | 1 | 86 | 0 | 0 | 0 | 0 | 0 | 0 | 0 | 0 | 0 | 0 | 0 | 0 | 0 | 0 | 0 | 0 | 0 | 0 | 1.994 | -1.0539 | -0.022772 | 0 | 0 | 0
Resource 1 | Sublap 1 | 18:00 | 1 | 87 | 0 | 0 | 0 | 0 | 0 | 0 | 0 | 0 | 0 | 0 | 0 | 0 | 0 | 0 | 0 | 0 | 0 | 0 | 2.2855 | -1.1049 | -0.023868 | 0 | 0 | 0
Resource 1 | Sublap 1 | 18:00 | 1 | 88 | 0 | 0 | 0 | 0 | 0 | 0 | 0 | 0 | 0 | 0 | 0 | 0 | 0 | 0 | 0 | 0 | 0 | 0 | 2.5891 | -1.2153 | -0.026236 | 0 | 0 | 0
Resource 1 | Sublap 1 | 18:00 | 1 | 89 | 0 | 0 | 0 | 0 | 0 | 0 | 0 | 0 | 0 | 0 | 0 | 0 | 0 | 0 | 0 | 0 | 0 | 0 | 2.5974 | -1.1825 | -0.025532 | 0 | 0 | 0
Resource 1 | Sublap 1 | 18:00 | 1 | 90 | 0 | 0 | 0 | 0 | 0 | 0 | 0 | 0 | 0 | 0 | 0 | 0 | 0 | 0 | 0 | 0 | 0 | 0 | 2.9663 | -1.3377 | -0.028863 | 0 | 0 | 0
Resource 1 | Sublap 1 | 18:00 | 1 | 91 | 0 | 0 | 0 | 0 | 0 | 0 | 0 | 0 | 0 | 0 | 0 | 0 | 0 | 0 | 0 | 0 | 0 | 0 | 3.7318 | -1.5077 | -0.032511 | 0 | 0 | 0
Resource 1 | Sublap 1 | 18:00 | 1 | 92 | 0 | 0 | 0 | 0 | 0 | 0 | 0 | 0 | 0 | 0 | 0 | 0 | 0 | 0 | 0 | 0 | 0 | 0 | 3.8512 | -1.55 | -0.033421 | 0 | 0 | 0
Resource 1 | Sublap 1 | 18:00 | 1 | 93 | 0 | 0 | 0 | 0 | 0 | 0 | 0 | 0 | 0 | 0 | 0 | 0 | 0 | 0 | 0 | 0 | 0 | 0 | 4.3179 | -1.6605 | -0.03579 | 0 | 0 | 0
Resource 1 | Sublap 1 | 18:00 | 1 | 94 | 0 | 0 | 0 | 0 | 0 | 0 | 0 | 0 | 0 | 0 | 0 | 0 | 0 | 0 | 0 | 0 | 0 | 0 | 4.2381 | -1.6625 | -0.035835 | 0 | 0 | 0
Resource 1 | Sublap 1 | 18:00 | 1 | 95 | 0 | 0 | 0 | 0 | 0 | 0 | 0 | 0 | 0 | 0 | 0 | 0 | 0 | 0 | 0 | 0 | 0 | 0 | 6.9716 | -2.1732 | -0.046794 | 0 | 0 | 0
Resource 1 | Sublap 1 | 18:00 | 1 | 96 | 0 | 0 | 0 | 0 | 0 | 0 | 0 | 0 | 0 | 0 | 0 | 0 | 0 | 0 | 0 | 0 | 0 | 0 | 6.3528 | -1.9343 | -0.041668 | 0 | 0 | 0
Resource 1 | Sublap 1 | 18:00 | 1 | 97 | 0 | 0 | 0 | 0 | 0 | 0 | 0 | 0 | 0 | 0 | 0 | 0 | 0 | 0 | 0 | 0 | 0 | 0 | 4.3581 | -1.796 | -0.038699 | 0 | 0 | 0
Resource 1 | Sublap 1 | 18:00 | 1 | 98 | 0 | 0 | 0 | 0 | 0 | 0 | 0 | 0 | 0 | 0 | 0 | 0 | 0 | 0 | 0 | 0 | 0 | 0 | 6.1499 | -2.0537 | -0.04423 | 0 | 0 | 0
Resource 1 | Sublap 1 | 18:00 | 1 | 99 | 0 | 0 | 0 | 0 | 0 | 0 | 0 | 0 | 0 | 0 | 0 | 0 | 0 | 0 | 0 | 0 | 0 | 0 | 5.4329 | -2.0312 | -0.043748 | 0 | 0 | 0
Resource 1 | Sublap 1 | 18:00 | 1 | 100 | 0 | 0 | 0 | 0 | 0 | 0 | 0 | 0 | 0 | 0 | 0 | 0 | 0 | 0 | 0 | 0 | 0 | 0 | 6.8146 | -2.3516 | -0.050625 | 0 | 0 | 0
Resource 1 | Sublap 1 | 18:00 | 1 | 101 | 0 | 0 | 0 | 0 | 0 | 0 | 0 | 0 | 0 | 0 | 0 | 0 | 0 | 0 | 0 | 0 | 0 | 0 | 5.7153 | -2.0152 | -0.043405 | 0 | 0 | 0
Resource 1 | Sublap 1 | 18:00 | 1 | 102 | 0 | 0 | 0 | 0 | 0 | 0 | 0 | 0 | 0 | 0 | 0 | 0 | 0 | 0 | 0 | 0 | 0 | 0 | 10.5403 | -2.5695 | -0.0553 | 0 | 0 | 0
Resource 1 | Sublap 1 | 18:00 | 1 | 103 | 0 | 0 | 0 | 0 | 0 | 0 | 0 | 0 | 0 | 0 | 0 | 0 | 0 | 0 | 0 | 0 | 0 | 0 | 10.9874 | -2.6953 | -0.058001 | 0 | 0 | 0
Resource 1 | Sublap 1 | 18:00 | 1 | 104 | 0 | 0 | 0 | 0 | 0 | 0 | 0 | 0 | 0 | 0 | 0 | 0 | 0 | 0 | 0 | 0 | 0 | 0 | 10.9408 | -2.9059 | -0.062519 | 0 | 0 | 0
Resource 1 | Sublap 1 | 18:00 | 1 | 105 | 0 | 0 | 0 | 0 | 0 | 0 | 0 | 0 | 0 | 0 | 0 | 0 | 0 | 0 | 0 | 0 | 0 | 0 | 6.233 | -2.4678 | -0.053118 | 0 | 0 | 0
Resource 1 | Sublap 1 | 18:00 | 1 | 106 | 0 | 0 | 0 | 0 | 0 | 0 | 0 | 0 | 0 | 0 | 0 | 0 | 0 | 0 | 0 | 0 | 0 | 0 | 9.7773 | -2.3758 | -0.051144 | 0 | 0 | 0
Resource 1 | Sublap 1 | 18:00 | 1 | 107 | 0 | 0 | 0 | 0 | 0 | 0 | 0 | 0 | 0 | 0 | 0 | 0 | 0 | 0 | 0 | 0 | 0 | 0 | 9.7867 | -2.7824 | -0.05987 | 0 | 0 | 0
Resource 1 | Sublap 1 | 18:00 | 2 | 71 | 0 | 0 | 0 | 0 | 0 | 0 | 0 | 0 | 0 | 0 | 0 | 0 | 0 | 0 | 0 | 0 | 0 | 0 | 0 | 0 | 0 | 0 | 0 | 0
Resource 1 | Sublap 1 | 18:00 | 2 | 72 | 0 | 0 | 0 | 0 | 0 | 0 | 0 | 0 | 0 | 0 | 0 | 0 | 0 | 0 | 0 | 0 | 0 | 0 | 0 | 0 | 0 | 0 | 0 | 0
Resource 1 | Sublap 1 | 18:00 | 2 | 73 | 0 | 0 | 0 | 0 | 0 | 0 | 0 | 0 | 0 | 0 | 0 | 0 | 0 | 0 | 0 | 0 | 0 | 0 | 0 | 0 | 0 | 0 | 0 | 0
Resource 1 | Sublap 1 | 18:00 | 2 | 74 | 0 | 0 | 0 | 0 | 0 | 0 | 0 | 0 | 0 | 0 | 0 | 0 | 0 | 0 | 0 | 0 | 0 | 0 | 0.26587 | 0.18404 | -0.14221 | -0.00337 | 0 | 0
Resource 1 | Sublap 1 | 18:00 | 2 | 75 | 0 | 0 | 0 | 0 | 0 | 0 | 0 | 0 | 0 | 0 | 0 | 0 | 0 | 0 | 0 | 0 | 0 | 0 | 0.15 | 0.10383 | -0.080231 | -0.0019012 | 0 | 0
Resource 1 | Sublap 1 | 18:00 | 2 | 76 | 0 | 0 | 0 | 0 | 0 | 0 | 0 | 0 | 0 | 0 | 0 | 0 | 0 | 0 | 0 | 0 | 0 | 0 | 0.49714 | 0.34412 | -0.26591 | -0.0063012 | 0 | 0
Resource 1 | Sublap 1 | 18:00 | 2 | 77 | 0 | 0 | 0 | 0 | 0 | 0 | 0 | 0 | 0 | 0 | 0 | 0 | 0 | 0 | 0 | 0 | 0 | 0 | 0.77206 | 0.53404 | -0.41234 | -0.0097303 | 0 | 0
Resource 1 | Sublap 1 | 18:00 | 2 | 78 | 0 | 0 | 0 | 0 | 0 | 0 | 0 | 0 | 0 | 0 | 0 | 0 | 0 | 0 | 0 | 0 | 0 | 0 | 0.79386 | 0.54908 | -0.42392 | -0.0099992 | 0 | 0
Resource 1 | Sublap 1 | 18:00 | 2 | 79 | 0 | 0 | 0 | 0 | 0 | 0 | 0 | 0 | 0 | 0 | 0 | 0 | 0 | 0 | 0 | 0 | 0 | 0 | 0.88252 | 0.61025 | -0.47101 | -0.011093 | 0 | 0
Resource 1 | Sublap 1 | 18:00 | 2 | 80 | 0 | 0 | 0 | 0 | 0 | 0 | 0 | 0 | 0 | 0 | 0 | 0 | 0 | 0 | 0 | 0 | 0 | 0 | 1.087 | 0.75134 | -0.57963 | -0.013616 | 0 | 0
Resource 1 | Sublap 1 | 18:00 | 2 | 81 | 0 | 0 | 0 | 0 | 0 | 0 | 0 | 0 | 0 | 0 | 0 | 0 | 0 | 0 | 0 | 0 | 0 | 0 | 1.3474 | 0.93098 | -0.71793 | -0.016829 | 0 | 0
Resource 1 | Sublap 1 | 18:00 | 2 | 82 | 0 | 0 | 0 | 0 | 0 | 0 | 0 | 0 | 0 | 0 | 0 | 0 | 0 | 0 | 0 | 0 | 0 | 0 | 1.4039 | 0.96993 | -0.74792 | -0.017526 | 0 | 0
Resource 1 | Sublap 1 | 18:00 | 2 | 83 | 0 | 0 | 0 | 0 | 0 | 0 | 0 | 0 | 0 | 0 | 0 | 0 | 0 | 0 | 0 | 0 | 0 | 0 | 1.5889 | 1.0976 | -0.84617 | -0.019808 | 0 | 0
Resource 1 | Sublap 1 | 18:00 | 2 | 84 | 0 | 0 | 0 | 0 | 0 | 0 | 0 | 0 | 0 | 0 | 0 | 0 | 0 | 0 | 0 | 0 | 0 | 0 | 1.6589 | 1.1458 | -0.88333 | -0.020671 | 0 | 0
Resource 1 | Sublap 1 | 18:00 | 2 | 85 | 0 | 0 | 0 | 0 | 0 | 0 | 0 | 0 | 0 | 0 | 0 | 0 | 0 | 0 | 0 | 0 | 0 | 0 | 2.45 | 1.4325 | -1.104 | -0.025798 | 0 | 0
Resource 1 | Sublap 1 | 18:00 | 2 | 86 | 0 | 0 | 0 | 0 | 0 | 0 | 0 | 0 | 0 | 0 | 0 | 0 | 0 | 0 | 0 | 0 | 0 | 0 | 1.994 | 1.2951 | -0.99826 | -0.023341 | 0 | 0
Resource 1 | Sublap 1 | 18:00 | 2 | 87 | 0 | 0 | 0 | 0 | 0 | 0 | 0 | 0 | 0 | 0 | 0 | 0 | 0 | 0 | 0 | 0 | 0 | 0 | 2.2855 | 1.3579 | -1.0466 | -0.024464 | 0 | 0
Resource 1 | Sublap 1 | 18:00 | 2 | 88 | 0 | 0 | 0 | 0 | 0 | 0 | 0 | 0 | 0 | 0 | 0 | 0 | 0 | 0 | 0 | 0 | 0 | 0 | 2.5891 | 1.4937 | -1.1511 | -0.026892 | 0 | 0
Resource 1 | Sublap 1 | 18:00 | 2 | 89 | 0 | 0 | 0 | 0 | 0 | 0 | 0 | 0 | 0 | 0 | 0 | 0 | 0 | 0 | 0 | 0 | 0 | 0 | 2.5974 | 1.4533 | -1.1201 | -0.026171 | 0 | 0
Resource 1 | Sublap 1 | 18:00 | 2 | 90 | 0 | 0 | 0 | 0 | 0 | 0 | 0 | 0 | 0 | 0 | 0 | 0 | 0 | 0 | 0 | 0 | 0 | 0 | 2.9663 | 1.6767 | -1.2671 | -0.029586 | 0 | 0
Resource 1 | Sublap 1 | 18:00 | 2 | 91 | 0 | 0 | 0 | 0 | 0 | 0 | 0 | 0 | 0 | 0 | 0 | 0 | 0 | 0 | 0 | 0 | 0 | 0 | 3.7318 | 2.1831 | -1.4281 | -0.033326 | 0 | 0
Resource 1 | Sublap 1 | 18:00 | 2 | 92 | 0 | 0 | 0 | 0 | 0 | 0 | 0 | 0 | 0 | 0 | 0 | 0 | 0 | 0 | 0 | 0 | 0 | 0 | 3.8512 | 2.3111 | -1.4682 | -0.034258 | 0 | 0
Resource 1 | Sublap 1 | 18:00 | 2 | 93 | 0 | 0 | 0 | 0 | 0 | 0 | 0 | 0 | 0 | 0 | 0 | 0 | 0 | 0 | 0 | 0 | 0 | 0 | 4.3179 | 2.7067 | -1.5728 | -0.036688 | 0 | 0
Resource 1 | Sublap 1 | 18:00 | 2 | 94 | 0 | 0 | 0 | 0 | 0 | 0 | 0 | 0 | 0 | 0 | 0 | 0 | 0 | 0 | 0 | 0 | 0 | 0 | 4.2381 | 2.481 | -1.5748 | -0.036733 | 0 | 0
Resource 1 | Sublap 1 | 18:00 | 2 | 95 | 0 | 0 | 0 | 0 | 0 | 0 | 0 | 0 | 0 | 0 | 0 | 0 | 0 | 0 | 0 | 0 | 0 | 0 | 6.9716 | 4.6835 | -2.0585 | -0.047969 | 0 | 0
Resource 1 | Sublap 1 | 18:00 | 2 | 96 | 0 | 0 | 0 | 0 | 0 | 0 | 0 | 0 | 0 | 0 | 0 | 0 | 0 | 0 | 0 | 0 | 0 | 0 | 6.3528 | 4.0994 | -1.8322 | -0.042713 | 0 | 0
Resource 1 | Sublap 1 | 18:00 | 2 | 97 | 0 | 0 | 0 | 0 | 0 | 0 | 0 | 0 | 0 | 0 | 0 | 0 | 0 | 0 | 0 | 0 | 0 | 0 | 4.3581 | 2.7476 | -1.7012 | -0.03967 | 0 | 0
Resource 1 | Sublap 1 | 18:00 | 2 | 98 | 0 | 0 | 0 | 0 | 0 | 0 | 0 | 0 | 0 | 0 | 0 | 0 | 0 | 0 | 0 | 0 | 0 | 0 | 6.1499 | 3.7127 | -1.9453 | -0.04534 | 0 | 0
Resource 1 | Sublap 1 | 18:00 | 2 | 99 | 0 | 0 | 0 | 0 | 0 | 0 | 0 | 0 | 0 | 0 | 0 | 0 | 0 | 0 | 0 | 0 | 0 | 0 | 5.4329 | 3.392 | -1.924 | -0.044846 | 0 | 0
Resource 1 | Sublap 1 | 18:00 | 2 | 100 | 0 | 0 | 0 | 0 | 0 | 0 | 0 | 0 | 0 | 0 | 0 | 0 | 0 | 0 | 0 | 0 | 0 | 0 | 6.8146 | 4.7736 | -2.2275 | -0.051896 | 0 | 0
Resource 1 | Sublap 1 | 18:00 | 2 | 101 | 0 | 0 | 0 | 0 | 0 | 0 | 0 | 0 | 0 | 0 | 0 | 0 | 0 | 0 | 0 | 0 | 0 | 0 | 5.7153 | 3.2847 | -1.9089 | -0.044494 | 0 | 0
Resource 1 | Sublap 1 | 18:00 | 2 | 102 | 0 | 0 | 0 | 0 | 0 | 0 | 0 | 0 | 0 | 0 | 0 | 0 | 0 | 0 | 0 | 0 | 0 | 0 | 10.5403 | 7.2709 | -2.4338 | -0.056689 | 0 | 0
Resource 1 | Sublap 1 | 18:00 | 2 | 103 | 0 | 0 | 0 | 0 | 0 | 0 | 0 | 0 | 0 | 0 | 0 | 0 | 0 | 0 | 0 | 0 | 0 | 0 | 10.9874 | 8.1655 | -2.553 | -0.059458 | 0 | 0
Resource 1 | Sublap 1 | 18:00 | 2 | 104 | 0 | 0 | 0 | 0 | 0 | 0 | 0 | 0 | 0 | 0 | 0 | 0 | 0 | 0 | 0 | 0 | 0 | 0 | 10.9408 | 7.6405 | -2.7525 | -0.06409 | 0 | 0
Resource 1 | Sublap 1 | 18:00 | 2 | 105 | 0 | 0 | 0 | 0 | 0 | 0 | 0 | 0 | 0 | 0 | 0 | 0 | 0 | 0 | 0 | 0 | 0 | 0 | 6.233 | 4.2688 | -2.3375 | -0.054452 | 0 | 0
Resource 1 | Sublap 1 | 18:00 | 2 | 106 | 0 | 0 | 0 | 0 | 0 | 0 | 0 | 0 | 0 | 0 | 0 | 0 | 0 | 0 | 0 | 0 | 0 | 0 | 9.7773 | 6.4862 | -2.2504 | -0.052429 | 0 | 0
Resource 1 | Sublap 1 | 18:00 | 2 | 107 | 0 | 0 | 0 | 0 | 0 | 0 | 0 | 0 | 0 | 0 | 0 | 0 | 0 | 0 | 0 | 0 | 0 | 0 | 9.7867 | 5.6473 | -2.6356 | -0.061375 | 0 | 0
Resource 1 | Sublap 1 | 18:00 | 3 | 71 | 0 | 0 | 0 | 0 | 0 | 0 | 0 | 0 | 0 | 0 | 0 | 0 | 0 | 0 | 0 | 0 | 0 | 0 | 0 | 0 | 0 | 0 | 0 | 0
Resource 1 | Sublap 1 | 18:00 | 3 | 72 | 0 | 0 | 0 | 0 | 0 | 0 | 0 | 0 | 0 | 0 | 0 | 0 | 0 | 0 | 0 | 0 | 0 | 0 | 0 | 0 | 0 | 0 | 0 | 0
Resource 1 | Sublap 1 | 18:00 | 3 | 73 | 0 | 0 | 0 | 0 | 0 | 0 | 0 | 0 | 0 | 0 | 0 | 0 | 0 | 0 | 0 | 0 | 0 | 0 | 0 | 0 | 0 | 0 | 0 | 0
Resource 1 | Sublap 1 | 18:00 | 3 | 74 | 0 | 0 | 0 | 0 | 0 | 0 | 0 | 0 | 0 | 0 | 0 | 0 | 0 | 0 | 0 | 0 | 0 | 0 | 0.26587 | 0.18404 | 0.14143 | -0.14527 | -0.0029514 | 0
Resource 1 | Sublap 1 | 18:00 | 3 | 75 | 0 | 0 | 0 | 0 | 0 | 0 | 0 | 0 | 0 | 0 | 0 | 0 | 0 | 0 | 0 | 0 | 0 | 0 | 0.15 | 0.10383 | 0.079793 | -0.081956 | -0.0016651 | 0
Resource 1 | Sublap 1 | 18:00 | 3 | 76 | 0 | 0 | 0 | 0 | 0 | 0 | 0 | 0 | 0 | 0 | 0 | 0 | 0 | 0 | 0 | 0 | 0 | 0 | 0.49714 | 0.34412 | 0.26446 | -0.27163 | -0.0055187 | 0
Resource 1 | Sublap 1 | 18:00 | 3 | 77 | 0 | 0 | 0 | 0 | 0 | 0 | 0 | 0 | 0 | 0 | 0 | 0 | 0 | 0 | 0 | 0 | 0 | 0 | 0.77206 | 0.53404 | 0.40974 | -0.42099 | -0.0085223 | 0
Resource 1 | Sublap 1 | 18:00 | 3 | 78 | 0 | 0 | 0 | 0 | 0 | 0 | 0 | 0 | 0 | 0 | 0 | 0 | 0 | 0 | 0 | 0 | 0 | 0 | 0.79386 | 0.54908 | 0.42121 | -0.43279 | -0.0087579 | 0
Resource 1 | Sublap 1 | 18:00 | 3 | 79 | 0 | 0 | 0 | 0 | 0 | 0 | 0 | 0 | 0 | 0 | 0 | 0 | 0 | 0 | 0 | 0 | 0 | 0 | 0.88252 | 0.61025 | 0.46786 | -0.48078 | -0.0097162 | 0
Resource 1 | Sublap 1 | 18:00 | 3 | 80 | 0 | 0 | 0 | 0 | 0 | 0 | 0 | 0 | 0 | 0 | 0 | 0 | 0 | 0 | 0 | 0 | 0 | 0 | 1.087 | 0.75134 | 0.57546 | -0.59148 | -0.011927 | 0
Resource 1 | Sublap 1 | 18:00 | 3 | 81 | 0 | 0 | 0 | 0 | 0 | 0 | 0 | 0 | 0 | 0 | 0 | 0 | 0 | 0 | 0 | 0 | 0 | 0 | 1.3474 | 0.93098 | 0.71246 | -0.73242 | -0.014741 | 0
Resource 1 | Sublap 1 | 18:00 | 3 | 82 | 0 | 0 | 0 | 0 | 0 | 0 | 0 | 0 | 0 | 0 | 0 | 0 | 0 | 0 | 0 | 0 | 0 | 0 | 1.4039 | 0.96993 | 0.74217 | -0.76298 | -0.015351 | 0
Resource 1 | Sublap 1 | 18:00 | 3 | 83 | 0 | 0 | 0 | 0 | 0 | 0 | 0 | 0 | 0 | 0 | 0 | 0 | 0 | 0 | 0 | 0 | 0 | 0 | 1.5889 | 1.0976 | 0.8395 | -0.86312 | -0.017351 | 0
Resource 1 | Sublap 1 | 18:00 | 3 | 84 | 0 | 0 | 0 | 0 | 0 | 0 | 0 | 0 | 0 | 0 | 0 | 0 | 0 | 0 | 0 | 0 | 0 | 0 | 1.6589 | 1.1458 | 0.87631 | -0.90098 | -0.018107 | 0
Resource 1 | Sublap 1 | 18:00 | 3 | 85 | 0 | 0 | 0 | 0 | 0 | 0 | 0 | 0 | 0 | 0 | 0 | 0 | 0 | 0 | 0 | 0 | 0 | 0 | 2.45 | 1.4325 | 1.0949 | -1.1259 | -0.022598 | 0
Resource 1 | Sublap 1 | 18:00 | 3 | 86 | 0 | 0 | 0 | 0 | 0 | 0 | 0 | 0 | 0 | 0 | 0 | 0 | 0 | 0 | 0 | 0 | 0 | 0 | 1.994 | 1.2951 | 0.99015 | -1.0181 | -0.020446 | 0
Resource 1 | Sublap 1 | 18:00 | 3 | 87 | 0 | 0 | 0 | 0 | 0 | 0 | 0 | 0 | 0 | 0 | 0 | 0 | 0 | 0 | 0 | 0 | 0 | 0 | 2.2855 | 1.3579 | 1.0381 | -1.0674 | -0.02143 | 0
Resource 1 | Sublap 1 | 18:00 | 3 | 88 | 0 | 0 | 0 | 0 | 0 | 0 | 0 | 0 | 0 | 0 | 0 | 0 | 0 | 0 | 0 | 0 | 0 | 0 | 2.5891 | 1.4937 | 1.1416 | -1.1739 | -0.023557 | 0
Resource 1 | Sublap 1 | 18:00 | 3 | 89 | 0 | 0 | 0 | 0 | 0 | 0 | 0 | 0 | 0 | 0 | 0 | 0 | 0 | 0 | 0 | 0 | 0 | 0 | 2.5974 | 1.4533 | 1.1108 | -1.1422 | -0.022925 | 0
Resource 1 | Sublap 1 | 18:00 | 3 | 90 | 0 | 0 | 0 | 0 | 0 | 0 | 0 | 0 | 0 | 0 | 0 | 0 | 0 | 0 | 0 | 0 | 0 | 0 | 2.9663 | 1.6767 | 1.2565 | -1.2921 | -0.025916 | 0
Resource 1 | Sublap 1 | 18:00 | 3 | 91 | 0 | 0 | 0 | 0 | 0 | 0 | 0 | 0 | 0 | 0 | 0 | 0 | 0 | 0 | 0 | 0 | 0 | 0 | 3.7318 | 2.1831 | 1.416 | -1.4562 | -0.029193 | 0
Resource 1 | Sublap 1 | 18:00 | 3 | 92 | 0 | 0 | 0 | 0 | 0 | 0 | 0 | 0 | 0 | 0 | 0 | 0 | 0 | 0 | 0 | 0 | 0 | 0 | 3.8512 | 2.3111 | 1.4885 | -1.4971 | -0.03001 | 0
Resource 1 | Sublap 1 | 18:00 | 3 | 93 | 0 | 0 | 0 | 0 | 0 | 0 | 0 | 0 | 0 | 0 | 0 | 0 | 0 | 0 | 0 | 0 | 0 | 0 | 4.3179 | 2.7067 | 1.8646 | -1.6036 | -0.032138 | 0
Resource 1 | Sublap 1 | 18:00 | 3 | 94 | 0 | 0 | 0 | 0 | 0 | 0 | 0 | 0 | 0 | 0 | 0 | 0 | 0 | 0 | 0 | 0 | 0 | 0 | 4.2381 | 2.481 | 1.6798 | -1.6056 | -0.032177 | 0
Resource 1 | Sublap 1 | 18:00 | 3 | 95 | 0 | 0 | 0 | 0 | 0 | 0 | 0 | 0 | 0 | 0 | 0 | 0 | 0 | 0 | 0 | 0 | 0 | 0 | 6.9716 | 4.6835 | 3.5888 | -2.0986 | -0.042021 | 0
Resource 1 | Sublap 1 | 18:00 | 3 | 96 | 0 | 0 | 0 | 0 | 0 | 0 | 0 | 0 | 0 | 0 | 0 | 0 | 0 | 0 | 0 | 0 | 0 | 0 | 6.3528 | 4.0994 | 2.7763 | -1.868 | -0.037416 | 0
Resource 1 | Sublap 1 | 18:00 | 3 | 97 | 0 | 0 | 0 | 0 | 0 | 0 | 0 | 0 | 0 | 0 | 0 | 0 | 0 | 0 | 0 | 0 | 0 | 0 | 4.3581 | 2.7476 | 1.8231 | -1.7345 | -0.03475 | 0
Resource 1 | Sublap 1 | 18:00 | 3 | 98 | 0 | 0 | 0 | 0 | 0 | 0 | 0 | 0 | 0 | 0 | 0 | 0 | 0 | 0 | 0 | 0 | 0 | 0 | 6.1499 | 3.7127 | 2.7522 | -1.9832 | -0.039718 | 0
Resource 1 | Sublap 1 | 18:00 | 3 | 99 | 0 | 0 | 0 | 0 | 0 | 0 | 0 | 0 | 0 | 0 | 0 | 0 | 0 | 0 | 0 | 0 | 0 | 0 | 5.4329 | 3.392 | 2.1388 | -1.9615 | -0.039285 | 0
Resource 1 | Sublap 1 | 18:00 | 3 | 100 | 0 | 0 | 0 | 0 | 0 | 0 | 0 | 0 | 0 | 0 | 0 | 0 | 0 | 0 | 0 | 0 | 0 | 0 | 6.8146 | 4.7736 | 3.7713 | -2.2708 | -0.045461 | 0
Resource 1 | Sublap 1 | 18:00 | 3 | 101 | 0 | 0 | 0 | 0 | 0 | 0 | 0 | 0 | 0 | 0 | 0 | 0 | 0 | 0 | 0 | 0 | 0 | 0 | 5.7153 | 3.2847 | 2.4667 | -1.9461 | -0.038977 | 0
Resource 1 | Sublap 1 | 18:00 | 3 | 102 | 0 | 0 | 0 | 0 | 0 | 0 | 0 | 0 | 0 | 0 | 0 | 0 | 0 | 0 | 0 | 0 | 0 | 0 | 10.5403 | 7.2709 | 5.3399 | -2.4811 | -0.049659 | 0
Resource 1 | Sublap 1 | 18:00 | 3 | 103 | 0 | 0 | 0 | 0 | 0 | 0 | 0 | 0 | 0 | 0 | 0 | 0 | 0 | 0 | 0 | 0 | 0 | 0 | 10.9874 | 8.1655 | 4.5774 | -2.6026 | -0.052085 | 0
Resource 1 | Sublap 1 | 18:00 | 3 | 104 | 0 | 0 | 0 | 0 | 0 | 0 | 0 | 0 | 0 | 0 | 0 | 0 | 0 | 0 | 0 | 0 | 0 | 0 | 10.9408 | 7.6405 | 6.4514 | -2.8058 | -0.056144 | 0
Resource 1 | Sublap 1 | 18:00 | 3 | 105 | 0 | 0 | 0 | 0 | 0 | 0 | 0 | 0 | 0 | 0 | 0 | 0 | 0 | 0 | 0 | 0 | 0 | 0 | 6.233 | 4.2688 | 2.7855 | -2.383 | -0.0477 | 0
Resource 1 | Sublap 1 | 18:00 | 3 | 106 | 0 | 0 | 0 | 0 | 0 | 0 | 0 | 0 | 0 | 0 | 0 | 0 | 0 | 0 | 0 | 0 | 0 | 0 | 9.7773 | 6.4862 | 4.0357 | -2.2942 | -0.045928 | 0
Resource 1 | Sublap 1 | 18:00 | 3 | 107 | 0 | 0 | 0 | 0 | 0 | 0 | 0 | 0 | 0 | 0 | 0 | 0 | 0 | 0 | 0 | 0 | 0 | 0 | 9.7867 | 5.6473 | 5.5175 | -2.6867 | -0.053765 | 0
Resource 1 | Sublap 1 | 18:00 | 4 | 71 | 0 | 0 | 0 | 0 | 0 | 0 | 0 | 0 | 0 | 0 | 0 | 0 | 0 | 0 | 0 | 0 | 0 | 0 | 0 | 0 | 0 | 0 | 0 | 0
Resource 1 | Sublap 1 | 18:00 | 4 | 72 | 0 | 0 | 0 | 0 | 0 | 0 | 0 | 0 | 0 | 0 | 0 | 0 | 0 | 0 | 0 | 0 | 0 | 0 | 0 | 0 | 0 | 0 | 0 | 0
Resource 1 | Sublap 1 | 18:00 | 4 | 73 | 0 | 0 | 0 | 0 | 0 | 0 | 0 | 0 | 0 | 0 | 0 | 0 | 0 | 0 | 0 | 0 | 0 | 0 | 0 | 0 | 0 | 0 | 0 | 0
Resource 1 | Sublap 1 | 18:00 | 4 | 74 | 0 | 0 | 0 | 0 | 0 | 0 | 0 | 0 | 0 | 0 | 0 | 0 | 0 | 0 | 0 | 0 | 0 | 0 | 0.26587 | 0.18404 | 0.14143 | 0.1103 | -0.12642 | -0.00236
Resource 1 | Sublap 1 | 18:00 | 4 | 75 | 0 | 0 | 0 | 0 | 0 | 0 | 0 | 0 | 0 | 0 | 0 | 0 | 0 | 0 | 0 | 0 | 0 | 0 | 0.15 | 0.10383 | 0.079793 | 0.062226 | -0.07132 | -0.0013314
Resource 1 | Sublap 1 | 18:00 | 4 | 76 | 0 | 0 | 0 | 0 | 0 | 0 | 0 | 0 | 0 | 0 | 0 | 0 | 0 | 0 | 0 | 0 | 0 | 0 | 0.49714 | 0.34412 | 0.26446 | 0.20623 | -0.23637 | -0.0044127
Resource 1 | Sublap 1 | 18:00 | 4 | 77 | 0 | 0 | 0 | 0 | 0 | 0 | 0 | 0 | 0 | 0 | 0 | 0 | 0 | 0 | 0 | 0 | 0 | 0 | 0.77206 | 0.53404 | 0.40974 | 0.31871 | -0.36629 | -0.0068136
Resource 1 | Sublap 1 | 18:00 | 4 | 78 | 0 | 0 | 0 | 0 | 0 | 0 | 0 | 0 | 0 | 0 | 0 | 0 | 0 | 0 | 0 | 0 | 0 | 0 | 0.79386 | 0.54908 | 0.42121 | 0.32754 | -0.37655 | -0.0070018
Resource 1 | Sublap 1 | 18:00 | 4 | 79 | 0 | 0 | 0 | 0 | 0 | 0 | 0 | 0 | 0 | 0 | 0 | 0 | 0 | 0 | 0 | 0 | 0 | 0 | 0.88252 | 0.61025 | 0.46786 | 0.36347 | -0.41828 | -0.0077676
Resource 1 | Sublap 1 | 18:00 | 4 | 80 | 0 | 0 | 0 | 0 | 0 | 0 | 0 | 0 | 0 | 0 | 0 | 0 | 0 | 0 | 0 | 0 | 0 | 0 | 1.087 | 0.75134 | 0.57546 | 0.44636 | -0.51453 | -0.0095341
Resource 1 | Sublap 1 | 18:00 | 4 | 81 | 0 | 0 | 0 | 0 | 0 | 0 | 0 | 0 | 0 | 0 | 0 | 0 | 0 | 0 | 0 | 0 | 0 | 0 | 1.3474 | 0.93098 | 0.71246 | 0.55189 | -0.63709 | -0.011783
Resource 1 | Sublap 1 | 18:00 | 4 | 82 | 0 | 0 | 0 | 0 | 0 | 0 | 0 | 0 | 0 | 0 | 0 | 0 | 0 | 0 | 0 | 0 | 0 | 0 | 1.4039 | 0.96993 | 0.74217 | 0.57477 | -0.66366 | -0.012271
Resource 1 | Sublap 1 | 18:00 | 4 | 83 | 0 | 0 | 0 | 0 | 0 | 0 | 0 | 0 | 0 | 0 | 0 | 0 | 0 | 0 | 0 | 0 | 0 | 0 | 1.5889 | 1.0976 | 0.8395 | 0.64975 | -0.75072 | -0.013869
Resource 1 | Sublap 1 | 18:00 | 4 | 84 | 0 | 0 | 0 | 0 | 0 | 0 | 0 | 0 | 0 | 0 | 0 | 0 | 0 | 0 | 0 | 0 | 0 | 0 | 1.6589 | 1.1458 | 0.87631 | 0.6781 | -0.78365 | -0.014473
Resource 1 | Sublap 1 | 18:00 | 4 | 85 | 0 | 0 | 0 | 0 | 0 | 0 | 0 | 0 | 0 | 0 | 0 | 0 | 0 | 0 | 0 | 0 | 0 | 0 | 2.45 | 1.4325 | 1.0949 | 0.8465 | -0.97921 | -0.018062
Resource 1 | Sublap 1 | 18:00 | 4 | 86 | 0 | 0 | 0 | 0 | 0 | 0 | 0 | 0 | 0 | 0 | 0 | 0 | 0 | 0 | 0 | 0 | 0 | 0 | 1.994 | 1.2951 | 0.99015 | 0.76579 | -0.88549 | -0.016342
Resource 1 | Sublap 1 | 18:00 | 4 | 87 | 0 | 0 | 0 | 0 | 0 | 0 | 0 | 0 | 0 | 0 | 0 | 0 | 0 | 0 | 0 | 0 | 0 | 0 | 2.2855 | 1.3579 | 1.0381 | 0.80269 | -0.92834 | -0.017128
Resource 1 | Sublap 1 | 18:00 | 4 | 88 | 0 | 0 | 0 | 0 | 0 | 0 | 0 | 0 | 0 | 0 | 0 | 0 | 0 | 0 | 0 | 0 | 0 | 0 | 2.5891 | 1.4937 | 1.1416 | 0.88245 | -1.021 | -0.018828
Resource 1 | Sublap 1 | 18:00 | 4 | 89 | 0 | 0 | 0 | 0 | 0 | 0 | 0 | 0 | 0 | 0 | 0 | 0 | 0 | 0 | 0 | 0 | 0 | 0 | 2.5974 | 1.4533 | 1.1108 | 0.85874 | -0.99343 | -0.018323
Resource 1 | Sublap 1 | 18:00 | 4 | 90 | 0 | 0 | 0 | 0 | 0 | 0 | 0 | 0 | 0 | 0 | 0 | 0 | 0 | 0 | 0 | 0 | 0 | 0 | 2.9663 | 1.6767 | 1.2565 | 0.97093 | -1.1237 | -0.020714
Resource 1 | Sublap 1 | 18:00 | 4 | 91 | 0 | 0 | 0 | 0 | 0 | 0 | 0 | 0 | 0 | 0 | 0 | 0 | 0 | 0 | 0 | 0 | 0 | 0 | 3.7318 | 2.1831 | 1.416 | 1.0938 | -1.2664 | -0.023332
Resource 1 | Sublap 1 | 18:00 | 4 | 92 | 0 | 0 | 0 | 0 | 0 | 0 | 0 | 0 | 0 | 0 | 0 | 0 | 0 | 0 | 0 | 0 | 0 | 0 | 3.8512 | 2.3111 | 1.4885 | 1.1244 | -1.3019 | -0.023985
Resource 1 | Sublap 1 | 18:00 | 4 | 93 | 0 | 0 | 0 | 0 | 0 | 0 | 0 | 0 | 0 | 0 | 0 | 0 | 0 | 0 | 0 | 0 | 0 | 0 | 4.3179 | 2.7067 | 1.8646 | 1.4196 | -1.3946 | -0.025685
Resource 1 | Sublap 1 | 18:00 | 4 | 94 | 0 | 0 | 0 | 0 | 0 | 0 | 0 | 0 | 0 | 0 | 0 | 0 | 0 | 0 | 0 | 0 | 0 | 0 | 4.2381 | 2.481 | 1.6798 | 1.2057 | -1.3963 | -0.025717
Resource 1 | Sublap 1 | 18:00 | 4 | 95 | 0 | 0 | 0 | 0 | 0 | 0 | 0 | 0 | 0 | 0 | 0 | 0 | 0 | 0 | 0 | 0 | 0 | 0 | 6.9716 | 4.6835 | 3.5888 | 3.0268 | -1.8249 | -0.033583
Resource 1 | Sublap 1 | 18:00 | 4 | 96 | 0 | 0 | 0 | 0 | 0 | 0 | 0 | 0 | 0 | 0 | 0 | 0 | 0 | 0 | 0 | 0 | 0 | 0 | 6.3528 | 4.0994 | 2.7763 | 1.9663 | -1.6245 | -0.029904
Resource 1 | Sublap 1 | 18:00 | 4 | 97 | 0 | 0 | 0 | 0 | 0 | 0 | 0 | 0 | 0 | 0 | 0 | 0 | 0 | 0 | 0 | 0 | 0 | 0 | 4.3581 | 2.7476 | 1.8231 | 1.3022 | -1.5084 | -0.027773
Resource 1 | Sublap 1 | 18:00 | 4 | 98 | 0 | 0 | 0 | 0 | 0 | 0 | 0 | 0 | 0 | 0 | 0 | 0 | 0 | 0 | 0 | 0 | 0 | 0 | 6.1499 | 3.7127 | 2.7522 | 1.9099 | -1.7247 | -0.031743
Resource 1 | Sublap 1 | 18:00 | 4 | 99 | 0 | 0 | 0 | 0 | 0 | 0 | 0 | 0 | 0 | 0 | 0 | 0 | 0 | 0 | 0 | 0 | 0 | 0 | 5.4329 | 3.392 | 2.1388 | 1.5117 | -1.7058 | -0.031396
Resource 1 | Sublap 1 | 18:00 | 4 | 100 | 0 | 0 | 0 | 0 | 0 | 0 | 0 | 0 | 0 | 0 | 0 | 0 | 0 | 0 | 0 | 0 | 0 | 0 | 6.8146 | 4.7736 | 3.7713 | 2.8462 | -1.9748 | -0.036332
Resource 1 | Sublap 1 | 18:00 | 4 | 101 | 0 | 0 | 0 | 0 | 0 | 0 | 0 | 0 | 0 | 0 | 0 | 0 | 0 | 0 | 0 | 0 | 0 | 0 | 5.7153 | 3.2847 | 2.4667 | 1.7545 | -1.6924 | -0.03115
Resource 1 | Sublap 1 | 18:00 | 4 | 102 | 0 | 0 | 0 | 0 | 0 | 0 | 0 | 0 | 0 | 0 | 0 | 0 | 0 | 0 | 0 | 0 | 0 | 0 | 10.5403 | 7.2709 | 5.3399 | 4.3571 | -2.1576 | -0.039687
Resource 1 | Sublap 1 | 18:00 | 4 | 103 | 0 | 0 | 0 | 0 | 0 | 0 | 0 | 0 | 0 | 0 | 0 | 0 | 0 | 0 | 0 | 0 | 0 | 0 | 10.9874 | 8.1655 | 4.5774 | 3.6537 | -2.2632 | -0.041626
Resource 1 | Sublap 1 | 18:00 | 4 | 104 | 0 | 0 | 0 | 0 | 0 | 0 | 0 | 0 | 0 | 0 | 0 | 0 | 0 | 0 | 0 | 0 | 0 | 0 | 10.9408 | 7.6405 | 6.4514 | 5.2082 | -2.4399 | -0.044869
Resource 1 | Sublap 1 | 18:00 | 4 | 105 | 0 | 0 | 0 | 0 | 0 | 0 | 0 | 0 | 0 | 0 | 0 | 0 | 0 | 0 | 0 | 0 | 0 | 0 | 6.233 | 4.2688 | 2.7855 | 2.0275 | -2.0723 | -0.038122
Resource 1 | Sublap 1 | 18:00 | 4 | 106 | 0 | 0 | 0 | 0 | 0 | 0 | 0 | 0 | 0 | 0 | 0 | 0 | 0 | 0 | 0 | 0 | 0 | 0 | 9.7773 | 6.4862 | 4.0357 | 3.1063 | -1.9951 | -0.036705
Resource 1 | Sublap 1 | 18:00 | 4 | 107 | 0 | 0 | 0 | 0 | 0 | 0 | 0 | 0 | 0 | 0 | 0 | 0 | 0 | 0 | 0 | 0 | 0 | 0 | 9.7867 | 5.6473 | 5.5175 | 5.7982 | -2.3363 | -0.042968
Resource 1 | Sublap 1 | 18:00 | 5 | 71 | 0 | 0 | 0 | 0 | 0 | 0 | 0 | 0 | 0 | 0 | 0 | 0 | 0 | 0 | 0 | 0 | 0 | 0 | 0 | 0 | 0 | 0 | 0 | 0
Resource 1 | Sublap 1 | 18:00 | 5 | 72 | 0 | 0 | 0 | 0 | 0 | 0 | 0 | 0 | 0 | 0 | 0 | 0 | 0 | 0 | 0 | 0 | 0 | 0 | 0 | 0 | 0 | 0 | 0 | 0
Resource 1 | Sublap 1 | 18:00 | 5 | 73 | 0 | 0 | 0 | 0 | 0 | 0 | 0 | 0 | 0 | 0 | 0 | 0 | 0 | 0 | 0 | 0 | 0 | 0 | 0 | 0 | 0 | 0 | 0 | 0
Resource 1 | Sublap 1 | 18:00 | 5 | 74 | 0 | 0 | 0 | 0 | 0 | 0 | 0 | 0 | 0 | 0 | 0 | 0 | 0 | 0 | 0 | 0 | 0 | 0 | 0.26587 | 0.18404 | 0.14143 | 0.1103 | 0.067017 | -0.10203
Resource 1 | Sublap 1 | 18:00 | 5 | 75 | 0 | 0 | 0 | 0 | 0 | 0 | 0 | 0 | 0 | 0 | 0 | 0 | 0 | 0 | 0 | 0 | 0 | 0 | 0.15 | 0.10383 | 0.079793 | 0.062226 | 0.037809 | -0.057559
Resource 1 | Sublap 1 | 18:00 | 5 | 76 | 0 | 0 | 0 | 0 | 0 | 0 | 0 | 0 | 0 | 0 | 0 | 0 | 0 | 0 | 0 | 0 | 0 | 0 | 0.49714 | 0.34412 | 0.26446 | 0.20623 | 0.12531 | -0.19077
Resource 1 | Sublap 1 | 18:00 | 5 | 77 | 0 | 0 | 0 | 0 | 0 | 0 | 0 | 0 | 0 | 0 | 0 | 0 | 0 | 0 | 0 | 0 | 0 | 0 | 0.77206 | 0.53404 | 0.40974 | 0.31871 | 0.19289 | -0.29575
Resource 1 | Sublap 1 | 18:00 | 5 | 78 | 0 | 0 | 0 | 0 | 0 | 0 | 0 | 0 | 0 | 0 | 0 | 0 | 0 | 0 | 0 | 0 | 0 | 0 | 0.79386 | 0.54908 | 0.42121 | 0.32754 | 0.19816 | -0.30404
Resource 1 | Sublap 1 | 18:00 | 5 | 79 | 0 | 0 | 0 | 0 | 0 | 0 | 0 | 0 | 0 | 0 | 0 | 0 | 0 | 0 | 0 | 0 | 0 | 0 | 0.88252 | 0.61025 | 0.46786 | 0.36347 | 0.21958 | -0.33778
Resource 1 | Sublap 1 | 18:00 | 5 | 80 | 0 | 0 | 0 | 0 | 0 | 0 | 0 | 0 | 0 | 0 | 0 | 0 | 0 | 0 | 0 | 0 | 0 | 0 | 1.087 | 0.75134 | 0.57546 | 0.44636 | 0.26901 | -0.41562
Resource 1 | Sublap 1 | 18:00 | 5 | 81 | 0 | 0 | 0 | 0 | 0 | 0 | 0 | 0 | 0 | 0 | 0 | 0 | 0 | 0 | 0 | 0 | 0 | 0 | 1.3474 | 0.93098 | 0.71246 | 0.55189 | 0.33193 | -0.51472
Resource 1 | Sublap 1 | 18:00 | 5 | 82 | 0 | 0 | 0 | 0 | 0 | 0 | 0 | 0 | 0 | 0 | 0 | 0 | 0 | 0 | 0 | 0 | 0 | 0 | 1.4039 | 0.96993 | 0.74217 | 0.57477 | 0.34557 | -0.5362
Resource 1 | Sublap 1 | 18:00 | 5 | 83 | 0 | 0 | 0 | 0 | 0 | 0 | 0 | 0 | 0 | 0 | 0 | 0 | 0 | 0 | 0 | 0 | 0 | 0 | 1.5889 | 1.0976 | 0.8395 | 0.64975 | 0.39028 | -0.60661
Resource 1 | Sublap 1 | 18:00 | 5 | 84 | 0 | 0 | 0 | 0 | 0 | 0 | 0 | 0 | 0 | 0 | 0 | 0 | 0 | 0 | 0 | 0 | 0 | 0 | 1.6589 | 1.1458 | 0.87631 | 0.6781 | 0.40718 | -0.63323
Resource 1 | Sublap 1 | 18:00 | 5 | 85 | 0 | 0 | 0 | 0 | 0 | 0 | 0 | 0 | 0 | 0 | 0 | 0 | 0 | 0 | 0 | 0 | 0 | 0 | 2.45 | 1.4325 | 1.0949 | 0.8465 | 0.5076 | -0.79138
Resource 1 | Sublap 1 | 18:00 | 5 | 86 | 0 | 0 | 0 | 0 | 0 | 0 | 0 | 0 | 0 | 0 | 0 | 0 | 0 | 0 | 0 | 0 | 0 | 0 | 1.994 | 1.2951 | 0.99015 | 0.76579 | 0.45947 | -0.71559
Resource 1 | Sublap 1 | 18:00 | 5 | 87 | 0 | 0 | 0 | 0 | 0 | 0 | 0 | 0 | 0 | 0 | 0 | 0 | 0 | 0 | 0 | 0 | 0 | 0 | 2.2855 | 1.3579 | 1.0381 | 0.80269 | 0.48148 | -0.75024
Resource 1 | Sublap 1 | 18:00 | 5 | 88 | 0 | 0 | 0 | 0 | 0 | 0 | 0 | 0 | 0 | 0 | 0 | 0 | 0 | 0 | 0 | 0 | 0 | 0 | 2.5891 | 1.4937 | 1.1416 | 0.88245 | 0.52903 | -0.82514
Resource 1 | Sublap 1 | 18:00 | 5 | 89 | 0 | 0 | 0 | 0 | 0 | 0 | 0 | 0 | 0 | 0 | 0 | 0 | 0 | 0 | 0 | 0 | 0 | 0 | 2.5974 | 1.4533 | 1.1108 | 0.85874 | 0.5149 | -0.80287
Resource 1 | Sublap 1 | 18:00 | 5 | 90 | 0 | 0 | 0 | 0 | 0 | 0 | 0 | 0 | 0 | 0 | 0 | 0 | 0 | 0 | 0 | 0 | 0 | 0 | 2.9663 | 1.6767 | 1.2565 | 0.97093 | 0.58179 | -0.90822
Resource 1 | Sublap 1 | 18:00 | 5 | 91 | 0 | 0 | 0 | 0 | 0 | 0 | 0 | 0 | 0 | 0 | 0 | 0 | 0 | 0 | 0 | 0 | 0 | 0 | 3.7318 | 2.1831 | 1.416 | 1.0938 | 0.65505 | -1.0236
Resource 1 | Sublap 1 | 18:00 | 5 | 92 | 0 | 0 | 0 | 0 | 0 | 0 | 0 | 0 | 0 | 0 | 0 | 0 | 0 | 0 | 0 | 0 | 0 | 0 | 3.8512 | 2.3111 | 1.4885 | 1.1244 | 0.6733 | -1.0523
Resource 1 | Sublap 1 | 18:00 | 5 | 93 | 0 | 0 | 0 | 0 | 0 | 0 | 0 | 0 | 0 | 0 | 0 | 0 | 0 | 0 | 0 | 0 | 0 | 0 | 4.3179 | 2.7067 | 1.8646 | 1.4196 | 0.74902 | -1.1273
Resource 1 | Sublap 1 | 18:00 | 5 | 94 | 0 | 0 | 0 | 0 | 0 | 0 | 0 | 0 | 0 | 0 | 0 | 0 | 0 | 0 | 0 | 0 | 0 | 0 | 4.2381 | 2.481 | 1.6798 | 1.2057 | 0.72177 | -1.1287
Resource 1 | Sublap 1 | 18:00 | 5 | 95 | 0 | 0 | 0 | 0 | 0 | 0 | 0 | 0 | 0 | 0 | 0 | 0 | 0 | 0 | 0 | 0 | 0 | 0 | 6.9716 | 4.6835 | 3.5888 | 3.0268 | 1.9532 | -1.4753
Resource 1 | Sublap 1 | 18:00 | 5 | 96 | 0 | 0 | 0 | 0 | 0 | 0 | 0 | 0 | 0 | 0 | 0 | 0 | 0 | 0 | 0 | 0 | 0 | 0 | 6.3528 | 4.0994 | 2.7763 | 1.9663 | 1.2028 | -1.3132
Resource 1 | Sublap 1 | 18:00 | 5 | 97 | 0 | 0 | 0 | 0 | 0 | 0 | 0 | 0 | 0 | 0 | 0 | 0 | 0 | 0 | 0 | 0 | 0 | 0 | 4.3581 | 2.7476 | 1.8231 | 1.3022 | 0.77929 | -1.2193
Resource 1 | Sublap 1 | 18:00 | 5 | 98 | 0 | 0 | 0 | 0 | 0 | 0 | 0 | 0 | 0 | 0 | 0 | 0 | 0 | 0 | 0 | 0 | 0 | 0 | 6.1499 | 3.7127 | 2.7522 | 1.9099 | 1.1607 | -1.3942
Resource 1 | Sublap 1 | 18:00 | 5 | 99 | 0 | 0 | 0 | 0 | 0 | 0 | 0 | 0 | 0 | 0 | 0 | 0 | 0 | 0 | 0 | 0 | 0 | 0 | 5.4329 | 3.392 | 2.1388 | 1.5117 | 1.0182 | -1.3789
Resource 1 | Sublap 1 | 18:00 | 5 | 100 | 0 | 0 | 0 | 0 | 0 | 0 | 0 | 0 | 0 | 0 | 0 | 0 | 0 | 0 | 0 | 0 | 0 | 0 | 6.8146 | 4.7736 | 3.7713 | 2.8462 | 2.0135 | -1.5964
Resource 1 | Sublap 1 | 18:00 | 5 | 101 | 0 | 0 | 0 | 0 | 0 | 0 | 0 | 0 | 0 | 0 | 0 | 0 | 0 | 0 | 0 | 0 | 0 | 0 | 5.7153 | 3.2847 | 2.4667 | 1.7545 | 0.87379 | -1.3681
Resource 1 | Sublap 1 | 18:00 | 5 | 102 | 0 | 0 | 0 | 0 | 0 | 0 | 0 | 0 | 0 | 0 | 0 | 0 | 0 | 0 | 0 | 0 | 0 | 0 | 10.5403 | 7.2709 | 5.3399 | 4.3571 | 3.2858 | -1.7442
Resource 1 | Sublap 1 | 18:00 | 5 | 103 | 0 | 0 | 0 | 0 | 0 | 0 | 0 | 0 | 0 | 0 | 0 | 0 | 0 | 0 | 0 | 0 | 0 | 0 | 10.9874 | 8.1655 | 4.5774 | 3.6537 | 2.8763 | -1.8297
Resource 1 | Sublap 1 | 18:00 | 5 | 104 | 0 | 0 | 0 | 0 | 0 | 0 | 0 | 0 | 0 | 0 | 0 | 0 | 0 | 0 | 0 | 0 | 0 | 0 | 10.9408 | 7.6405 | 6.4514 | 5.2082 | 3.9602 | -1.9726
Resource 1 | Sublap 1 | 18:00 | 5 | 105 | 0 | 0 | 0 | 0 | 0 | 0 | 0 | 0 | 0 | 0 | 0 | 0 | 0 | 0 | 0 | 0 | 0 | 0 | 6.233 | 4.2688 | 2.7855 | 2.0275 | 1.2776 | -1.6753
Resource 1 | Sublap 1 | 18:00 | 5 | 106 | 0 | 0 | 0 | 0 | 0 | 0 | 0 | 0 | 0 | 0 | 0 | 0 | 0 | 0 | 0 | 0 | 0 | 0 | 9.7773 | 6.4862 | 4.0357 | 3.1063 | 2.0341 | -1.6128
Resource 1 | Sublap 1 | 18:00 | 5 | 107 | 0 | 0 | 0 | 0 | 0 | 0 | 0 | 0 | 0 | 0 | 0 | 0 | 0 | 0 | 0 | 0 | 0 | 0 | 9.7867 | 5.6473 | 5.5175 | 5.7982 | 3.5572 | -1.8888
Resource 1 | Sublap 1 | 18:00 | 6 | 71 | 0 | 0 | 0 | 0 | 0 | 0 | 0 | 0 | 0 | 0 | 0 | 0 | 0 | 0 | 0 | 0 | 0 | 0 | 0 | 0 | 0 | 0 | 0 | 0
Resource 1 | Sublap 1 | 18:00 | 6 | 72 | 0 | 0 | 0 | 0 | 0 | 0 | 0 | 0 | 0 | 0 | 0 | 0 | 0 | 0 | 0 | 0 | 0 | 0 | 0 | 0 | 0 | 0 | 0 | 0
Resource 1 | Sublap 1 | 18:00 | 6 | 73 | 0 | 0 | 0 | 0 | 0 | 0 | 0 | 0 | 0 | 0 | 0 | 0 | 0 | 0 | 0 | 0 | 0 | 0 | 0 | 0 | 0 | 0 | 0 | 0
Resource 1 | Sublap 1 | 18:00 | 6 | 74 | 0 | 0 | 0 | 0 | 0 | 0 | 0 | 0 | 0 | 0 | 0 | 0 | 0 | 0 | 0 | 0 | 0 | 0 | 0.26587 | 0.18404 | 0.14143 | 0.1103 | 0.067017 | 0.03004
Resource 1 | Sublap 1 | 18:00 | 6 | 75 | 0 | 0 | 0 | 0 | 0 | 0 | 0 | 0 | 0 | 0 | 0 | 0 | 0 | 0 | 0 | 0 | 0 | 0 | 0.15 | 0.10383 | 0.079793 | 0.062226 | 0.037809 | 0.016948
Resource 1 | Sublap 1 | 18:00 | 6 | 76 | 0 | 0 | 0 | 0 | 0 | 0 | 0 | 0 | 0 | 0 | 0 | 0 | 0 | 0 | 0 | 0 | 0 | 0 | 0.49714 | 0.34412 | 0.26446 | 0.20623 | 0.12531 | 0.05617
Resource 1 | Sublap 1 | 18:00 | 6 | 77 | 0 | 0 | 0 | 0 | 0 | 0 | 0 | 0 | 0 | 0 | 0 | 0 | 0 | 0 | 0 | 0 | 0 | 0 | 0.77206 | 0.53404 | 0.40974 | 0.31871 | 0.19289 | 0.085392
Resource 1 | Sublap 1 | 18:00 | 6 | 78 | 0 | 0 | 0 | 0 | 0 | 0 | 0 | 0 | 0 | 0 | 0 | 0 | 0 | 0 | 0 | 0 | 0 | 0 | 0.79386 | 0.54908 | 0.42121 | 0.32754 | 0.19816 | 0.087611
Resource 1 | Sublap 1 | 18:00 | 6 | 79 | 0 | 0 | 0 | 0 | 0 | 0 | 0 | 0 | 0 | 0 | 0 | 0 | 0 | 0 | 0 | 0 | 0 | 0 | 0.88252 | 0.61025 | 0.46786 | 0.36347 | 0.21958 | 0.096639
Resource 1 | Sublap 1 | 18:00 | 6 | 80 | 0 | 0 | 0 | 0 | 0 | 0 | 0 | 0 | 0 | 0 | 0 | 0 | 0 | 0 | 0 | 0 | 0 | 0 | 1.087 | 0.75134 | 0.57546 | 0.44636 | 0.26901 | 0.11746
Resource 1 | Sublap 1 | 18:00 | 6 | 81 | 0 | 0 | 0 | 0 | 0 | 0 | 0 | 0 | 0 | 0 | 0 | 0 | 0 | 0 | 0 | 0 | 0 | 0 | 1.3474 | 0.93098 | 0.71246 | 0.55189 | 0.33193 | 0.14397
Resource 1 | Sublap 1 | 18:00 | 6 | 82 | 0 | 0 | 0 | 0 | 0 | 0 | 0 | 0 | 0 | 0 | 0 | 0 | 0 | 0 | 0 | 0 | 0 | 0 | 1.4039 | 0.96993 | 0.74217 | 0.57477 | 0.34557 | 0.14972
Resource 1 | Sublap 1 | 18:00 | 6 | 83 | 0 | 0 | 0 | 0 | 0 | 0 | 0 | 0 | 0 | 0 | 0 | 0 | 0 | 0 | 0 | 0 | 0 | 0 | 1.5889 | 1.0976 | 0.8395 | 0.64975 | 0.39028 | 0.16856
Resource 1 | Sublap 1 | 18:00 | 6 | 84 | 0 | 0 | 0 | 0 | 0 | 0 | 0 | 0 | 0 | 0 | 0 | 0 | 0 | 0 | 0 | 0 | 0 | 0 | 1.6589 | 1.1458 | 0.87631 | 0.6781 | 0.40718 | 0.17568
Resource 1 | Sublap 1 | 18:00 | 6 | 85 | 0 | 0 | 0 | 0 | 0 | 0 | 0 | 0 | 0 | 0 | 0 | 0 | 0 | 0 | 0 | 0 | 0 | 0 | 2.45 | 1.4325 | 1.0949 | 0.8465 | 0.5076 | 0.21799
Resource 1 | Sublap 1 | 18:00 | 6 | 86 | 0 | 0 | 0 | 0 | 0 | 0 | 0 | 0 | 0 | 0 | 0 | 0 | 0 | 0 | 0 | 0 | 0 | 0 | 1.994 | 1.2951 | 0.99015 | 0.76579 | 0.45947 | 0.19771
Resource 1 | Sublap 1 | 18:00 | 6 | 87 | 0 | 0 | 0 | 0 | 0 | 0 | 0 | 0 | 0 | 0 | 0 | 0 | 0 | 0 | 0 | 0 | 0 | 0 | 2.2855 | 1.3579 | 1.0381 | 0.80269 | 0.48148 | 0.20698
Resource 1 | Sublap 1 | 18:00 | 6 | 88 | 0 | 0 | 0 | 0 | 0 | 0 | 0 | 0 | 0 | 0 | 0 | 0 | 0 | 0 | 0 | 0 | 0 | 0 | 2.5891 | 1.4937 | 1.1416 | 0.88245 | 0.52903 | 0.22702
Resource 1 | Sublap 1 | 18:00 | 6 | 89 | 0 | 0 | 0 | 0 | 0 | 0 | 0 | 0 | 0 | 0 | 0 | 0 | 0 | 0 | 0 | 0 | 0 | 0 | 2.5974 | 1.4533 | 1.1108 | 0.85874 | 0.5149 | 0.22106
Resource 1 | Sublap 1 | 18:00 | 6 | 90 | 0 | 0 | 0 | 0 | 0 | 0 | 0 | 0 | 0 | 0 | 0 | 0 | 0 | 0 | 0 | 0 | 0 | 0 | 2.9663 | 1.6767 | 1.2565 | 0.97093 | 0.58179 | 0.24925
Resource 1 | Sublap 1 | 18:00 | 6 | 91 | 0 | 0 | 0 | 0 | 0 | 0 | 0 | 0 | 0 | 0 | 0 | 0 | 0 | 0 | 0 | 0 | 0 | 0 | 3.7318 | 2.1831 | 1.416 | 1.0938 | 0.65505 | 0.28011
Resource 1 | Sublap 1 | 18:00 | 6 | 92 | 0 | 0 | 0 | 0 | 0 | 0 | 0 | 0 | 0 | 0 | 0 | 0 | 0 | 0 | 0 | 0 | 0 | 0 | 3.8512 | 2.3111 | 1.4885 | 1.1244 | 0.6733 | 0.28781
Resource 1 | Sublap 1 | 18:00 | 6 | 93 | 0 | 0 | 0 | 0 | 0 | 0 | 0 | 0 | 0 | 0 | 0 | 0 | 0 | 0 | 0 | 0 | 0 | 0 | 4.3179 | 2.7067 | 1.8646 | 1.4196 | 0.74902 | 0.30785
Resource 1 | Sublap 1 | 18:00 | 6 | 94 | 0 | 0 | 0 | 0 | 0 | 0 | 0 | 0 | 0 | 0 | 0 | 0 | 0 | 0 | 0 | 0 | 0 | 0 | 4.2381 | 2.481 | 1.6798 | 1.2057 | 0.72177 | 0.30823
Resource 1 | Sublap 1 | 18:00 | 6 | 95 | 0 | 0 | 0 | 0 | 0 | 0 | 0 | 0 | 0 | 0 | 0 | 0 | 0 | 0 | 0 | 0 | 0 | 0 | 6.9716 | 4.6835 | 3.5888 | 3.0268 | 1.9532 | 1.0633
Resource 1 | Sublap 1 | 18:00 | 6 | 96 | 0 | 0 | 0 | 0 | 0 | 0 | 0 | 0 | 0 | 0 | 0 | 0 | 0 | 0 | 0 | 0 | 0 | 0 | 6.3528 | 4.0994 | 2.7763 | 1.9663 | 1.2028 | 0.51778
Resource 1 | Sublap 1 | 18:00 | 6 | 97 | 0 | 0 | 0 | 0 | 0 | 0 | 0 | 0 | 0 | 0 | 0 | 0 | 0 | 0 | 0 | 0 | 0 | 0 | 4.3581 | 2.7476 | 1.8231 | 1.3022 | 0.77929 | 0.33246
Resource 1 | Sublap 1 | 18:00 | 6 | 98 | 0 | 0 | 0 | 0 | 0 | 0 | 0 | 0 | 0 | 0 | 0 | 0 | 0 | 0 | 0 | 0 | 0 | 0 | 6.1499 | 3.7127 | 2.7522 | 1.9099 | 1.1607 | 0.42564
Resource 1 | Sublap 1 | 18:00 | 6 | 99 | 0 | 0 | 0 | 0 | 0 | 0 | 0 | 0 | 0 | 0 | 0 | 0 | 0 | 0 | 0 | 0 | 0 | 0 | 5.4329 | 3.392 | 2.1388 | 1.5117 | 1.0182 | 0.4027
Resource 1 | Sublap 1 | 18:00 | 6 | 100 | 0 | 0 | 0 | 0 | 0 | 0 | 0 | 0 | 0 | 0 | 0 | 0 | 0 | 0 | 0 | 0 | 0 | 0 | 6.8146 | 4.7736 | 3.7713 | 2.8462 | 2.0135 | 1.5481
Resource 1 | Sublap 1 | 18:00 | 6 | 101 | 0 | 0 | 0 | 0 | 0 | 0 | 0 | 0 | 0 | 0 | 0 | 0 | 0 | 0 | 0 | 0 | 0 | 0 | 5.7153 | 3.2847 | 2.4667 | 1.7545 | 0.87379 | 0.64535
Resource 1 | Sublap 1 | 18:00 | 6 | 102 | 0 | 0 | 0 | 0 | 0 | 0 | 0 | 0 | 0 | 0 | 0 | 0 | 0 | 0 | 0 | 0 | 0 | 0 | 10.5403 | 7.2709 | 5.3399 | 4.3571 | 3.2858 | 2.3863
Resource 1 | Sublap 1 | 18:00 | 6 | 103 | 0 | 0 | 0 | 0 | 0 | 0 | 0 | 0 | 0 | 0 | 0 | 0 | 0 | 0 | 0 | 0 | 0 | 0 | 10.9874 | 8.1655 | 4.5774 | 3.6537 | 2.8763 | 1.9553
Resource 1 | Sublap 1 | 18:00 | 6 | 104 | 0 | 0 | 0 | 0 | 0 | 0 | 0 | 0 | 0 | 0 | 0 | 0 | 0 | 0 | 0 | 0 | 0 | 0 | 10.9408 | 7.6405 | 6.4514 | 5.2082 | 3.9602 | 2.5989
Resource 1 | Sublap 1 | 18:00 | 6 | 105 | 0 | 0 | 0 | 0 | 0 | 0 | 0 | 0 | 0 | 0 | 0 | 0 | 0 | 0 | 0 | 0 | 0 | 0 | 6.233 | 4.2688 | 2.7855 | 2.0275 | 1.2776 | 0.45445
Resource 1 | Sublap 1 | 18:00 | 6 | 106 | 0 | 0 | 0 | 0 | 0 | 0 | 0 | 0 | 0 | 0 | 0 | 0 | 0 | 0 | 0 | 0 | 0 | 0 | 9.7773 | 6.4862 | 4.0357 | 3.1063 | 2.0341 | 1.0813
Resource 1 | Sublap 1 | 18:00 | 6 | 107 | 0 | 0 | 0 | 0 | 0 | 0 | 0 | 0 | 0 | 0 | 0 | 0 | 0 | 0 | 0 | 0 | 0 | 0 | 9.7867 | 5.6473 | 5.5175 | 5.7982 | 3.5572 | 2.0182

## 2. Enrollment Forecast by Month
DRP | Resource ID | Year | Month | Enrollment (# of participants)
Resource 1 | Sublap 1 | 2022 | January | 10000
Resource 1 | Sublap 1 | 2022 | February | 11000
Resource 1 | Sublap 1 | 2022 | March | 12000
Resource 1 | Sublap 1 | 2022 | April | 13000
Resource 1 | Sublap 1 | 2022 | May | 14000
Resource 1 | Sublap 1 | 2022 | June | 15000
Resource 1 | Sublap 1 | 2022 | July | 16000
Resource 1 | Sublap 1 | 2022 | August | 17000
Resource 1 | Sublap 1 | 2022 | September | 18000
Resource 1 | Sublap 1 | 2022 | October | 19000
Resource 1 | Sublap 1 | 2022 | November | 20000
Resource 1 | Sublap 1 | 2022 | December | 21000

## 3. TTM MW Forecast
Lookup | [7 empty] | Per participant impacts (kW) | [23 empty] | MW Impacts = (Per participant impacts kW * Enrollment)/1000
| DRP | Resource ID | Start Time | Duration | Max Temperature | Month | Enrollment (# of Participants) | kw1 | kw2 | kw3 | kw4 | kw5 | kw6 | kw7 | kw8 | kw9 | kw10 | kw11 | kw12 | kw13 | kw14 | kw15 | kw16 | kw17 | kw18 | kw19 | kw20 | kw21 | kw22 | kw23 | kw24 | mw1 | mw2 | mw3 | mw4 | mw5 | mw6 | mw7 | mw8 | mw9 | mw10 | mw11 | mw12 | mw13 | mw14 | mw15 | mw16 | mw17 | mw18 | mw19 | mw20 | mw21 | mw22 | mw23 | mw24
0.541666666666667171January | Resource 1 | Sublap 1 | 13:00 | 1 | 71 | January | 10000 | 0 | 0 | 0 | 0 | 0 | 0 | 0 | 0 | 0 | 0 | 0 | 0 | 0 | 0 | 0 | 0 | 0 | 0 | 0 | 0 | 0 | 0 | 0 | 0 | 0 | 0 | 0 | 0 | 0 | 0 | 0 | 0 | 0 | 0 | 0 | 0 | 0 | 0 | 0 | 0 | 0 | 0 | 0 | 0 | 0 | 0 | 0 | 0
0.541666666666667171February | Resource 1 | Sublap 1 | 13:00 | 1 | 71 | February | 11000 | 0 | 0 | 0 | 0 | 0 | 0 | 0 | 0 | 0 | 0 | 0 | 0 | 0 | 0 | 0 | 0 | 0 | 0 | 0 | 0 | 0 | 0 | 0 | 0 | 0 | 0 | 0 | 0 | 0 | 0 | 0 | 0 | 0 | 0 | 0 | 0 | 0 | 0 | 0 | 0 | 0 | 0 | 0 | 0 | 0 | 0 | 0 | 0
0.541666666666667171March | Resource 1 | Sublap 1 | 13:00 | 1 | 71 | March | 12000 | 0 | 0 | 0 | 0 | 0 | 0 | 0 | 0 | 0 | 0 | 0 | 0 | 0 | 0 | 0 | 0 | 0 | 0 | 0 | 0 | 0 | 0 | 0 | 0 | 0 | 0 | 0 | 0 | 0 | 0 | 0 | 0 | 0 | 0 | 0 | 0 | 0 | 0 | 0 | 0 | 0 | 0 | 0 | 0 | 0 | 0 | 0 | 0
0.541666666666667171April | Resource 1 | Sublap 1 | 13:00 | 1 | 71 | April | 13000 | 0 | 0 | 0 | 0 | 0 | 0 | 0 | 0 | 0 | 0 | 0 | 0 | 0 | 0 | 0 | 0 | 0 | 0 | 0 | 0 | 0 | 0 | 0 | 0 | 0 | 0 | 0 | 0 | 0 | 0 | 0 | 0 | 0 | 0 | 0 | 0 | 0 | 0 | 0 | 0 | 0 | 0 | 0 | 0 | 0 | 0 | 0 | 0
0.541666666666667171May | Resource 1 | Sublap 1 | 13:00 | 1 | 71 | May | 14000 | 0 | 0 | 0 | 0 | 0 | 0 | 0 | 0 | 0 | 0 | 0 | 0 | 0 | 0 | 0 | 0 | 0 | 0 | 0 | 0 | 0 | 0 | 0 | 0 | 0 | 0 | 0 | 0 | 0 | 0 | 0 | 0 | 0 | 0 | 0 | 0 | 0 | 0 | 0 | 0 | 0 | 0 | 0 | 0 | 0 | 0 | 0 | 0
0.541666666666667171June | Resource 1 | Sublap 1 | 13:00 | 1 | 71 | June | 15000 | 0 | 0 | 0 | 0 | 0 | 0 | 0 | 0 | 0 | 0 | 0 | 0 | 0 | 0 | 0 | 0 | 0 | 0 | 0 | 0 | 0 | 0 | 0 | 0 | 0 | 0 | 0 | 0 | 0 | 0 | 0 | 0 | 0 | 0 | 0 | 0 | 0 | 0 | 0 | 0 | 0 | 0 | 0 | 0 | 0 | 0 | 0 | 0
0.541666666666667171July | Resource 1 | Sublap 1 | 13:00 | 1 | 71 | July | 16000 | 0 | 0 | 0 | 0 | 0 | 0 | 0 | 0 | 0 | 0 | 0 | 0 | 0 | 0 | 0 | 0 | 0 | 0 | 0 | 0 | 0 | 0 | 0 | 0 | 0 | 0 | 0 | 0 | 0 | 0 | 0 | 0 | 0 | 0 | 0 | 0 | 0 | 0 | 0 | 0 | 0 | 0 | 0 | 0 | 0 | 0 | 0 | 0
0.541666666666667171August | Resource 1 | Sublap 1 | 13:00 | 1 | 71 | August | 17000 | 0 | 0 | 0 | 0 | 0 | 0 | 0 | 0 | 0 | 0 | 0 | 0 | 0 | 0 | 0 | 0 | 0 | 0 | 0 | 0 | 0 | 0 | 0 | 0 | 0 | 0 | 0 | 0 | 0 | 0 | 0 | 0 | 0 | 0 | 0 | 0 | 0 | 0 | 0 | 0 | 0 | 0 | 0 | 0 | 0 | 0 | 0 | 0
0.541666666666667171September | Resource 1 | Sublap 1 | 13:00 | 1 | 71 | September | 18000 | 0 | 0 | 0 | 0 | 0 | 0 | 0 | 0 | 0 | 0 | 0 | 0 | 0 | 0 | 0 | 0 | 0 | 0 | 0 | 0 | 0 | 0 | 0 | 0 | 0 | 0 | 0 | 0 | 0 | 0 | 0 | 0 | 0 | 0 | 0 | 0 | 0 | 0 | 0 | 0 | 0 | 0 | 0 | 0 | 0 | 0 | 0 | 0
0.541666666666667171October | Resource 1 | Sublap 1 | 13:00 | 1 | 71 | October | 19000 | 0 | 0 | 0 | 0 | 0 | 0 | 0 | 0 | 0 | 0 | 0 | 0 | 0 | 0 | 0 | 0 | 0 | 0 | 0 | 0 | 0 | 0 | 0 | 0 | 0 | 0 | 0 | 0 | 0 | 0 | 0 | 0 | 0 | 0 | 0 | 0 | 0 | 0 | 0 | 0 | 0 | 0 | 0 | 0 | 0 | 0 | 0 | 0
0.541666666666667171November | Resource 1 | Sublap 1 | 13:00 | 1 | 71 | November | 20000 | 0 | 0 | 0 | 0 | 0 | 0 | 0 | 0 | 0 | 0 | 0 | 0 | 0 | 0 | 0 | 0 | 0 | 0 | 0 | 0 | 0 | 0 | 0 | 0 | 0 | 0 | 0 | 0 | 0 | 0 | 0 | 0 | 0 | 0 | 0 | 0 | 0 | 0 | 0 | 0 | 0 | 0 | 0 | 0 | 0 | 0 | 0 | 0
0.541666666666667171December | Resource 1 | Sublap 1 | 13:00 | 1 | 71 | December | 21000 | 0 | 0 | 0 | 0 | 0 | 0 | 0 | 0 | 0 | 0 | 0 | 0 | 0 | 0 | 0 | 0 | 0 | 0 | 0 | 0 | 0 | 0 | 0 | 0 | 0 | 0 | 0 | 0 | 0 | 0 | 0 | 0 | 0 | 0 | 0 | 0 | 0 | 0 | 0 | 0 | 0 | 0 | 0 | 0 | 0 | 0 | 0 | 0
0.541666666666667172January | Resource 1 | Sublap 1 | 13:00 | 1 | 72 | January | 10000 | 0 | 0 | 0 | 0 | 0 | 0 | 0 | 0 | 0 | 0 | 0 | 0 | 0 | 0 | 0 | 0 | 0 | 0 | 0 | 0 | 0 | 0 | 0 | 0 | 0 | 0 | 0 | 0 | 0 | 0 | 0 | 0 | 0 | 0 | 0 | 0 | 0 | 0 | 0 | 0 | 0 | 0 | 0 | 0 | 0 | 0 | 0 | 0
0.541666666666667172February | Resource 1 | Sublap 1 | 13:00 | 1 | 72 | February | 11000 | 0 | 0 | 0 | 0 | 0 | 0 | 0 | 0 | 0 | 0 | 0 | 0 | 0 | 0 | 0 | 0 | 0 | 0 | 0 | 0 | 0 | 0 | 0 | 0 | 0 | 0 | 0 | 0 | 0 | 0 | 0 | 0 | 0 | 0 | 0 | 0 | 0 | 0 | 0 | 0 | 0 | 0 | 0 | 0 | 0 | 0 | 0 | 0
0.541666666666667172March | Resource 1 | Sublap 1 | 13:00 | 1 | 72 | March | 12000 | 0 | 0 | 0 | 0 | 0 | 0 | 0 | 0 | 0 | 0 | 0 | 0 | 0 | 0 | 0 | 0 | 0 | 0 | 0 | 0 | 0 | 0 | 0 | 0 | 0 | 0 | 0 | 0 | 0 | 0 | 0 | 0 | 0 | 0 | 0 | 0 | 0 | 0 | 0 | 0 | 0 | 0 | 0 | 0 | 0 | 0 | 0 | 0
0.541666666666667172April | Resource 1 | Sublap 1 | 13:00 | 1 | 72 | April | 13000 | 0 | 0 | 0 | 0 | 0 | 0 | 0 | 0 | 0 | 0 | 0 | 0 | 0 | 0 | 0 | 0 | 0 | 0 | 0 | 0 | 0 | 0 | 0 | 0 | 0 | 0 | 0 | 0 | 0 | 0 | 0 | 0 | 0 | 0 | 0 | 0 | 0 | 0 | 0 | 0 | 0 | 0 | 0 | 0 | 0 | 0 | 0 | 0
0.541666666666667172May | Resource 1 | Sublap 1 | 13:00 | 1 | 72 | May | 14000 | 0 | 0 | 0 | 0 | 0 | 0 | 0 | 0 | 0 | 0 | 0 | 0 | 0 | 0 | 0 | 0 | 0 | 0 | 0 | 0 | 0 | 0 | 0 | 0 | 0 | 0 | 0 | 0 | 0 | 0 | 0 | 0 | 0 | 0 | 0 | 0 | 0 | 0 | 0 | 0 | 0 | 0 | 0 | 0 | 0 | 0 | 0 | 0
0.541666666666667172June | Resource 1 | Sublap 1 | 13:00 | 1 | 72 | June | 15000 | 0 | 0 | 0 | 0 | 0 | 0 | 0 | 0 | 0 | 0 | 0 | 0 | 0 | 0 | 0 | 0 | 0 | 0 | 0 | 0 | 0 | 0 | 0 | 0 | 0 | 0 | 0 | 0 | 0 | 0 | 0 | 0 | 0 | 0 | 0 | 0 | 0 | 0 | 0 | 0 | 0 | 0 | 0 | 0 | 0 | 0 | 0 | 0
0.541666666666667172July | Resource 1 | Sublap 1 | 13:00 | 1 | 72 | July | 16000 | 0 | 0 | 0 | 0 | 0 | 0 | 0 | 0 | 0 | 0 | 0 | 0 | 0 | 0 | 0 | 0 | 0 | 0 | 0 | 0 | 0 | 0 | 0 | 0 | 0 | 0 | 0 | 0 | 0 | 0 | 0 | 0 | 0 | 0 | 0 | 0 | 0 | 0 | 0 | 0 | 0 | 0 | 0 | 0 | 0 | 0 | 0 | 0
0.541666666666667172August | Resource 1 | Sublap 1 | 13:00 | 1 | 72 | August | 17000 | 0 | 0 | 0 | 0 | 0 | 0 | 0 | 0 | 0 | 0 | 0 | 0 | 0 | 0 | 0 | 0 | 0 | 0 | 0 | 0 | 0 | 0 | 0 | 0 | 0 | 0 | 0 | 0 | 0 | 0 | 0 | 0 | 0 | 0 | 0 | 0 | 0 | 0 | 0 | 0 | 0 | 0 | 0 | 0 | 0 | 0 | 0 | 0
0.541666666666667172September | Resource 1 | Sublap 1 | 13:00 | 1 | 72 | September | 18000 | 0 | 0 | 0 | 0 | 0 | 0 | 0 | 0 | 0 | 0 | 0 | 0 | 0 | 0 | 0 | 0 | 0 | 0 | 0 | 0 | 0 | 0 | 0 | 0 | 0 | 0 | 0 | 0 | 0 | 0 | 0 | 0 | 0 | 0 | 0 | 0 | 0 | 0 | 0 | 0 | 0 | 0 | 0 | 0 | 0 | 0 | 0 | 0
0.541666666666667172October | Resource 1 | Sublap 1 | 13:00 | 1 | 72 | October | 19000 | 0 | 0 | 0 | 0 | 0 | 0 | 0 | 0 | 0 | 0 | 0 | 0 | 0 | 0 | 0 | 0 | 0 | 0 | 0 | 0 | 0 | 0 | 0 | 0 | 0 | 0 | 0 | 0 | 0 | 0 | 0 | 0 | 0 | 0 | 0 | 0 | 0 | 0 | 0 | 0 | 0 | 0 | 0 | 0 | 0 | 0 | 0 | 0
0.541666666666667172November | Resource 1 | Sublap 1 | 13:00 | 1 | 72 | November | 20000 | 0 | 0 | 0 | 0 | 0 | 0 | 0 | 0 | 0 | 0 | 0 | 0 | 0 | 0 | 0 | 0 | 0 | 0 | 0 | 0 | 0 | 0 | 0 | 0 | 0 | 0 | 0 | 0 | 0 | 0 | 0 | 0 | 0 | 0 | 0 | 0 | 0 | 0 | 0 | 0 | 0 | 0 | 0 | 0 | 0 | 0 | 0 | 0
0.541666666666667172December | Resource 1 | Sublap 1 | 13:00 | 1 | 72 | December | 21000 | 0 | 0 | 0 | 0 | 0 | 0 | 0 | 0 | 0 | 0 | 0 | 0 | 0 | 0 | 0 | 0 | 0 | 0 | 0 | 0 | 0 | 0 | 0 | 0 | 0 | 0 | 0 | 0 | 0 | 0 | 0 | 0 | 0 | 0 | 0 | 0 | 0 | 0 | 0 | 0 | 0 | 0 | 0 | 0 | 0 | 0 | 0 | 0
0.541666666666667173January | Resource 1 | Sublap 1 | 13:00 | 1 | 73 | January | 10000 | 0 | 0 | 0 | 0 | 0 | 0 | 0 | 0 | 0 | 0 | 0 | 0 | 0 | 0 | 0 | 0 | 0 | 0 | 0 | 0 | 0 | 0 | 0 | 0 | 0 | 0 | 0 | 0 | 0 | 0 | 0 | 0 | 0 | 0 | 0 | 0 | 0 | 0 | 0 | 0 | 0 | 0 | 0 | 0 | 0 | 0 | 0 | 0
0.541666666666667173February | Resource 1 | Sublap 1 | 13:00 | 1 | 73 | February | 11000 | 0 | 0 | 0 | 0 | 0 | 0 | 0 | 0 | 0 | 0 | 0 | 0 | 0 | 0 | 0 | 0 | 0 | 0 | 0 | 0 | 0 | 0 | 0 | 0 | 0 | 0 | 0 | 0 | 0 | 0 | 0 | 0 | 0 | 0 | 0 | 0 | 0 | 0 | 0 | 0 | 0 | 0 | 0 | 0 | 0 | 0 | 0 | 0
0.541666666666667173March | Resource 1 | Sublap 1 | 13:00 | 1 | 73 | March | 12000 | 0 | 0 | 0 | 0 | 0 | 0 | 0 | 0 | 0 | 0 | 0 | 0 | 0 | 0 | 0 | 0 | 0 | 0 | 0 | 0 | 0 | 0 | 0 | 0 | 0 | 0 | 0 | 0 | 0 | 0 | 0 | 0 | 0 | 0 | 0 | 0 | 0 | 0 | 0 | 0 | 0 | 0 | 0 | 0 | 0 | 0 | 0 | 0
0.541666666666667173April | Resource 1 | Sublap 1 | 13:00 | 1 | 73 | April | 13000 | 0 | 0 | 0 | 0 | 0 | 0 | 0 | 0 | 0 | 0 | 0 | 0 | 0 | 0 | 0 | 0 | 0 | 0 | 0 | 0 | 0 | 0 | 0 | 0 | 0 | 0 | 0 | 0 | 0 | 0 | 0 | 0 | 0 | 0 | 0 | 0 | 0 | 0 | 0 | 0 | 0 | 0 | 0 | 0 | 0 | 0 | 0 | 0
0.541666666666667173May | Resource 1 | Sublap 1 | 13:00 | 1 | 73 | May | 14000 | 0 | 0 | 0 | 0 | 0 | 0 | 0 | 0 | 0 | 0 | 0 | 0 | 0 | 0 | 0 | 0 | 0 | 0 | 0 | 0 | 0 | 0 | 0 | 0 | 0 | 0 | 0 | 0 | 0 | 0 | 0 | 0 | 0 | 0 | 0 | 0 | 0 | 0 | 0 | 0 | 0 | 0 | 0 | 0 | 0 | 0 | 0 | 0
0.541666666666667173June | Resource 1 | Sublap 1 | 13:00 | 1 | 73 | June | 15000 | 0 | 0 | 0 | 0 | 0 | 0 | 0 | 0 | 0 | 0 | 0 | 0 | 0 | 0 | 0 | 0 | 0 | 0 | 0 | 0 | 0 | 0 | 0 | 0 | 0 | 0 | 0 | 0 | 0 | 0 | 0 | 0 | 0 | 0 | 0 | 0 | 0 | 0 | 0 | 0 | 0 | 0 | 0 | 0 | 0 | 0 | 0 | 0
0.541666666666667173July | Resource 1 | Sublap 1 | 13:00 | 1 | 73 | July | 16000 | 0 | 0 | 0 | 0 | 0 | 0 | 0 | 0 | 0 | 0 | 0 | 0 | 0 | 0 | 0 | 0 | 0 | 0 | 0 | 0 | 0 | 0 | 0 | 0 | 0 | 0 | 0 | 0 | 0 | 0 | 0 | 0 | 0 | 0 | 0 | 0 | 0 | 0 | 0 | 0 | 0 | 0 | 0 | 0 | 0 | 0 | 0 | 0
0.541666666666667173August | Resource 1 | Sublap 1 | 13:00 | 1 | 73 | August | 17000 | 0 | 0 | 0 | 0 | 0 | 0 | 0 | 0 | 0 | 0 | 0 | 0 | 0 | 0 | 0 | 0 | 0 | 0 | 0 | 0 | 0 | 0 | 0 | 0 | 0 | 0 | 0 | 0 | 0 | 0 | 0 | 0 | 0 | 0 | 0 | 0 | 0 | 0 | 0 | 0 | 0 | 0 | 0 | 0 | 0 | 0 | 0 | 0
0.541666666666667173September | Resource 1 | Sublap 1 | 13:00 | 1 | 73 | September | 18000 | 0 | 0 | 0 | 0 | 0 | 0 | 0 | 0 | 0 | 0 | 0 | 0 | 0 | 0 | 0 | 0 | 0 | 0 | 0 | 0 | 0 | 0 | 0 | 0 | 0 | 0 | 0 | 0 | 0 | 0 | 0 | 0 | 0 | 0 | 0 | 0 | 0 | 0 | 0 | 0 | 0 | 0 | 0 | 0 | 0 | 0 | 0 | 0
0.541666666666667173October | Resource 1 | Sublap 1 | 13:00 | 1 | 73 | October | 19000 | 0 | 0 | 0 | 0 | 0 | 0 | 0 | 0 | 0 | 0 | 0 | 0 | 0 | 0 | 0 | 0 | 0 | 0 | 0 | 0 | 0 | 0 | 0 | 0 | 0 | 0 | 0 | 0 | 0 | 0 | 0 | 0 | 0 | 0 | 0 | 0 | 0 | 0 | 0 | 0 | 0 | 0 | 0 | 0 | 0 | 0 | 0 | 0
0.541666666666667173November | Resource 1 | Sublap 1 | 13:00 | 1 | 73 | November | 20000 | 0 | 0 | 0 | 0 | 0 | 0 | 0 | 0 | 0 | 0 | 0 | 0 | 0 | 0 | 0 | 0 | 0 | 0 | 0 | 0 | 0 | 0 | 0 | 0 | 0 | 0 | 0 | 0 | 0 | 0 | 0 | 0 | 0 | 0 | 0 | 0 | 0 | 0 | 0 | 0 | 0 | 0 | 0 | 0 | 0 | 0 | 0 | 0
0.541666666666667173December | Resource 1 | Sublap 1 | 13:00 | 1 | 73 | December | 21000 | 0 | 0 | 0 | 0 | 0 | 0 | 0 | 0 | 0 | 0 | 0 | 0 | 0 | 0 | 0 | 0 | 0 | 0 | 0 | 0 | 0 | 0 | 0 | 0 | 0 | 0 | 0 | 0 | 0 | 0 | 0 | 0 | 0 | 0 | 0 | 0 | 0 | 0 | 0 | 0 | 0 | 0 | 0 | 0 | 0 | 0 | 0 | 0
0.541666666666667174January | Resource 1 | Sublap 1 | 13:00 | 1 | 74 | January | 10000 | 0 | 0 | 0 | 0 | 0 | 0 | 0 | 0 | 0 | 0 | 0 | 0 | 0 | 0.30766 | -0.20759 | -0.0060238 | 0 | 0 | 0 | 0 | 0 | 0 | 0 | 0 | 0 | 0 | 0 | 0 | 0 | 0 | 0 | 0 | 0 | 0 | 0 | 0 | 0 | 3.0766 | -2.0759 | -0.060237 | 0 | 0 | 0 | 0 | 0 | 0 | 0 | 0
0.541666666666667174February | Resource 1 | Sublap 1 | 13:00 | 1 | 74 | February | 11000 | 0 | 0 | 0 | 0 | 0 | 0 | 0 | 0 | 0 | 0 | 0 | 0 | 0 | 0.30766 | -0.20759 | -0.0060238 | 0 | 0 | 0 | 0 | 0 | 0 | 0 | 0 | 0 | 0 | 0 | 0 | 0 | 0 | 0 | 0 | 0 | 0 | 0 | 0 | 0 | 3.3843 | -2.2835 | -0.066261 | 0 | 0 | 0 | 0 | 0 | 0 | 0 | 0
0.541666666666667174March | Resource 1 | Sublap 1 | 13:00 | 1 | 74 | March | 12000 | 0 | 0 | 0 | 0 | 0 | 0 | 0 | 0 | 0 | 0 | 0 | 0 | 0 | 0.30766 | -0.20759 | -0.0060238 | 0 | 0 | 0 | 0 | 0 | 0 | 0 | 0 | 0 | 0 | 0 | 0 | 0 | 0 | 0 | 0 | 0 | 0 | 0 | 0 | 0 | 3.6919 | -2.4911 | -0.072285 | 0 | 0 | 0 | 0 | 0 | 0 | 0 | 0
0.541666666666667174April | Resource 1 | Sublap 1 | 13:00 | 1 | 74 | April | 13000 | 0 | 0 | 0 | 0 | 0 | 0 | 0 | 0 | 0 | 0 | 0 | 0 | 0 | 0.30766 | -0.20759 | -0.0060238 | 0 | 0 | 0 | 0 | 0 | 0 | 0 | 0 | 0 | 0 | 0 | 0 | 0 | 0 | 0 | 0 | 0 | 0 | 0 | 0 | 0 | 3.9996 | -2.6987 | -0.078309 | 0 | 0 | 0 | 0 | 0 | 0 | 0 | 0
0.541666666666667174May | Resource 1 | Sublap 1 | 13:00 | 1 | 74 | May | 14000 | 0 | 0 | 0 | 0 | 0 | 0 | 0 | 0 | 0 | 0 | 0 | 0 | 0 | 0.30766 | -0.20759 | -0.0060238 | 0 | 0 | 0 | 0 | 0 | 0 | 0 | 0 | 0 | 0 | 0 | 0 | 0 | 0 | 0 | 0 | 0 | 0 | 0 | 0 | 0 | 4.3073 | -2.9063 | -0.084333 | 0 | 0 | 0 | 0 | 0 | 0 | 0 | 0
0.541666666666667174June | Resource 1 | Sublap 1 | 13:00 | 1 | 74 | June | 15000 | 0 | 0 | 0 | 0 | 0 | 0 | 0 | 0 | 0 | 0 | 0 | 0 | 0 | 0.30766 | -0.20759 | -0.0060238 | 0 | 0 | 0 | 0 | 0 | 0 | 0 | 0 | 0 | 0 | 0 | 0 | 0 | 0 | 0 | 0 | 0 | 0 | 0 | 0 | 0 | 4.6149 | -3.1139 | -0.090356 | 0 | 0 | 0 | 0 | 0 | 0 | 0 | 0
0.541666666666667174July | Resource 1 | Sublap 1 | 13:00 | 1 | 74 | July | 16000 | 0 | 0 | 0 | 0 | 0 | 0 | 0 | 0 | 0 | 0 | 0 | 0 | 0 | 0.30766 | -0.20759 | -0.0060238 | 0 | 0 | 0 | 0 | 0 | 0 | 0 | 0 | 0 | 0 | 0 | 0 | 0 | 0 | 0 | 0 | 0 | 0 | 0 | 0 | 0 | 4.9226 | -3.3215 | -0.09638 | 0 | 0 | 0 | 0 | 0 | 0 | 0 | 0
0.541666666666667174August | Resource 1 | Sublap 1 | 13:00 | 1 | 74 | August | 17000 | 0 | 0 | 0 | 0 | 0 | 0 | 0 | 0 | 0 | 0 | 0 | 0 | 0 | 0.30766 | -0.20759 | -0.0060238 | 0 | 0 | 0 | 0 | 0 | 0 | 0 | 0 | 0 | 0 | 0 | 0 | 0 | 0 | 0 | 0 | 0 | 0 | 0 | 0 | 0 | 5.2303 | -3.5291 | -0.1024 | 0 | 0 | 0 | 0 | 0 | 0 | 0 | 0
0.541666666666667174September | Resource 1 | Sublap 1 | 13:00 | 1 | 74 | September | 18000 | 0 | 0 | 0 | 0 | 0 | 0 | 0 | 0 | 0 | 0 | 0 | 0 | 0 | 0.30766 | -0.20759 | -0.0060238 | 0 | 0 | 0 | 0 | 0 | 0 | 0 | 0 | 0 | 0 | 0 | 0 | 0 | 0 | 0 | 0 | 0 | 0 | 0 | 0 | 0 | 5.5379 | -3.7366 | -0.10843 | 0 | 0 | 0 | 0 | 0 | 0 | 0 | 0
0.541666666666667174October | Resource 1 | Sublap 1 | 13:00 | 1 | 74 | October | 19000 | 0 | 0 | 0 | 0 | 0 | 0 | 0 | 0 | 0 | 0 | 0 | 0 | 0 | 0.30766 | -0.20759 | -0.0060238 | 0 | 0 | 0 | 0 | 0 | 0 | 0 | 0 | 0 | 0 | 0 | 0 | 0 | 0 | 0 | 0 | 0 | 0 | 0 | 0 | 0 | 5.8456 | -3.9442 | -0.11445 | 0 | 0 | 0 | 0 | 0 | 0 | 0 | 0
0.541666666666667174November | Resource 1 | Sublap 1 | 13:00 | 1 | 74 | November | 20000 | 0 | 0 | 0 | 0 | 0 | 0 | 0 | 0 | 0 | 0 | 0 | 0 | 0 | 0.30766 | -0.20759 | -0.0060238 | 0 | 0 | 0 | 0 | 0 | 0 | 0 | 0 | 0 | 0 | 0 | 0 | 0 | 0 | 0 | 0 | 0 | 0 | 0 | 0 | 0 | 6.1532 | -4.1518 | -0.12048 | 0 | 0 | 0 | 0 | 0 | 0 | 0 | 0
0.541666666666667174December | Resource 1 | Sublap 1 | 13:00 | 1 | 74 | December | 21000 | 0 | 0 | 0 | 0 | 0 | 0 | 0 | 0 | 0 | 0 | 0 | 0 | 0 | 0.30766 | -0.20759 | -0.0060238 | 0 | 0 | 0 | 0 | 0 | 0 | 0 | 0 | 0 | 0 | 0 | 0 | 0 | 0 | 0 | 0 | 0 | 0 | 0 | 0 | 0 | 6.4609 | -4.3594 | -0.1265 | 0 | 0 | 0 | 0 | 0 | 0 | 0 | 0
0.541666666666667175January | Resource 1 | Sublap 1 | 13:00 | 1 | 75 | January | 10000 | 0 | 0 | 0 | 0 | 0 | 0 | 0 | 0 | 0 | 0 | 0 | 0 | 0 | 0.18271 | -0.11712 | -0.0033984 | 0 | 0 | 0 | 0 | 0 | 0 | 0 | 0 | 0 | 0 | 0 | 0 | 0 | 0 | 0 | 0 | 0 | 0 | 0 | 0 | 0 | 1.8271 | -1.1712 | -0.033984 | 0 | 0 | 0 | 0 | 0 | 0 | 0 | 0
0.541666666666667175February | Resource 1 | Sublap 1 | 13:00 | 1 | 75 | February | 11000 | 0 | 0 | 0 | 0 | 0 | 0 | 0 | 0 | 0 | 0 | 0 | 0 | 0 | 0.18271 | -0.11712 | -0.0033984 | 0 | 0 | 0 | 0 | 0 | 0 | 0 | 0 | 0 | 0 | 0 | 0 | 0 | 0 | 0 | 0 | 0 | 0 | 0 | 0 | 0 | 2.0099 | -1.2883 | -0.037382 | 0 | 0 | 0 | 0 | 0 | 0 | 0 | 0
0.541666666666667175March | Resource 1 | Sublap 1 | 13:00 | 1 | 75 | March | 12000 | 0 | 0 | 0 | 0 | 0 | 0 | 0 | 0 | 0 | 0 | 0 | 0 | 0 | 0.18271 | -0.11712 | -0.0033984 | 0 | 0 | 0 | 0 | 0 | 0 | 0 | 0 | 0 | 0 | 0 | 0 | 0 | 0 | 0 | 0 | 0 | 0 | 0 | 0 | 0 | 2.1926 | -1.4054 | -0.040781 | 0 | 0 | 0 | 0 | 0 | 0 | 0 | 0
0.541666666666667175April | Resource 1 | Sublap 1 | 13:00 | 1 | 75 | April | 13000 | 0 | 0 | 0 | 0 | 0 | 0 | 0 | 0 | 0 | 0 | 0 | 0 | 0 | 0.18271 | -0.11712 | -0.0033984 | 0 | 0 | 0 | 0 | 0 | 0 | 0 | 0 | 0 | 0 | 0 | 0 | 0 | 0 | 0 | 0 | 0 | 0 | 0 | 0 | 0 | 2.3753 | -1.5225 | -0.044179 | 0 | 0 | 0 | 0 | 0 | 0 | 0 | 0
0.541666666666667175May | Resource 1 | Sublap 1 | 13:00 | 1 | 75 | May | 14000 | 0 | 0 | 0 | 0 | 0 | 0 | 0 | 0 | 0 | 0 | 0 | 0 | 0 | 0.18271 | -0.11712 | -0.0033984 | 0 | 0 | 0 | 0 | 0 | 0 | 0 | 0 | 0 | 0 | 0 | 0 | 0 | 0 | 0 | 0 | 0 | 0 | 0 | 0 | 0 | 2.558 | -1.6396 | -0.047578 | 0 | 0 | 0 | 0 | 0 | 0 | 0 | 0
0.541666666666667175June | Resource 1 | Sublap 1 | 13:00 | 1 | 75 | June | 15000 | 0 | 0 | 0 | 0 | 0 | 0 | 0 | 0 | 0 | 0 | 0 | 0 | 0 | 0.18271 | -0.11712 | -0.0033984 | 0 | 0 | 0 | 0 | 0 | 0 | 0 | 0 | 0 | 0 | 0 | 0 | 0 | 0 | 0 | 0 | 0 | 0 | 0 | 0 | 0 | 2.7407 | -1.7567 | -0.050976 | 0 | 0 | 0 | 0 | 0 | 0 | 0 | 0
0.541666666666667175July | Resource 1 | Sublap 1 | 13:00 | 1 | 75 | July | 16000 | 0 | 0 | 0 | 0 | 0 | 0 | 0 | 0 | 0 | 0 | 0 | 0 | 0 | 0.18271 | -0.11712 | -0.0033984 | 0 | 0 | 0 | 0 | 0 | 0 | 0 | 0 | 0 | 0 | 0 | 0 | 0 | 0 | 0 | 0 | 0 | 0 | 0 | 0 | 0 | 2.9234 | -1.8739 | -0.054375 | 0 | 0 | 0 | 0 | 0 | 0 | 0 | 0
0.541666666666667175August | Resource 1 | Sublap 1 | 13:00 | 1 | 75 | August | 17000 | 0 | 0 | 0 | 0 | 0 | 0 | 0 | 0 | 0 | 0 | 0 | 0 | 0 | 0.18271 | -0.11712 | -0.0033984 | 0 | 0 | 0 | 0 | 0 | 0 | 0 | 0 | 0 | 0 | 0 | 0 | 0 | 0 | 0 | 0 | 0 | 0 | 0 | 0 | 0 | 3.1061 | -1.991 | -0.057773 | 0 | 0 | 0 | 0 | 0 | 0 | 0 | 0
0.541666666666667175September | Resource 1 | Sublap 1 | 13:00 | 1 | 75 | September | 18000 | 0 | 0 | 0 | 0 | 0 | 0 | 0 | 0 | 0 | 0 | 0 | 0 | 0 | 0.18271 | -0.11712 | -0.0033984 | 0 | 0 | 0 | 0 | 0 | 0 | 0 | 0 | 0 | 0 | 0 | 0 | 0 | 0 | 0 | 0 | 0 | 0 | 0 | 0 | 0 | 3.2889 | -2.1081 | -0.061171 | 0 | 0 | 0 | 0 | 0 | 0 | 0 | 0
0.541666666666667175October | Resource 1 | Sublap 1 | 13:00 | 1 | 75 | October | 19000 | 0 | 0 | 0 | 0 | 0 | 0 | 0 | 0 | 0 | 0 | 0 | 0 | 0 | 0.18271 | -0.11712 | -0.0033984 | 0 | 0 | 0 | 0 | 0 | 0 | 0 | 0 | 0 | 0 | 0 | 0 | 0 | 0 | 0 | 0 | 0 | 0 | 0 | 0 | 0 | 3.4716 | -2.2252 | -0.06457 | 0 | 0 | 0 | 0 | 0 | 0 | 0 | 0
0.541666666666667175November | Resource 1 | Sublap 1 | 13:00 | 1 | 75 | November | 20000 | 0 | 0 | 0 | 0 | 0 | 0 | 0 | 0 | 0 | 0 | 0 | 0 | 0 | 0.18271 | -0.11712 | -0.0033984 | 0 | 0 | 0 | 0 | 0 | 0 | 0 | 0 | 0 | 0 | 0 | 0 | 0 | 0 | 0 | 0 | 0 | 0 | 0 | 0 | 0 | 3.6543 | -2.3423 | -0.067968 | 0 | 0 | 0 | 0 | 0 | 0 | 0 | 0
0.541666666666667175December | Resource 1 | Sublap 1 | 13:00 | 1 | 75 | December | 21000 | 0 | 0 | 0 | 0 | 0 | 0 | 0 | 0 | 0 | 0 | 0 | 0 | 0 | 0.18271 | -0.11712 | -0.0033984 | 0 | 0 | 0 | 0 | 0 | 0 | 0 | 0 | 0 | 0 | 0 | 0 | 0 | 0 | 0 | 0 | 0 | 0 | 0 | 0 | 0 | 3.837 | -2.4594 | -0.071367 | 0 | 0 | 0 | 0 | 0 | 0 | 0 | 0
0.541666666666667176January | Resource 1 | Sublap 1 | 13:00 | 1 | 76 | January | 10000 | 0 | 0 | 0 | 0 | 0 | 0 | 0 | 0 | 0 | 0 | 0 | 0 | 0 | 0.65026 | -0.38816 | -0.011263 | 0 | 0 | 0 | 0 | 0 | 0 | 0 | 0 | 0 | 0 | 0 | 0 | 0 | 0 | 0 | 0 | 0 | 0 | 0 | 0 | 0 | 6.5026 | -3.8816 | -0.11263 | 0 | 0 | 0 | 0 | 0 | 0 | 0 | 0
0.541666666666667176February | Resource 1 | Sublap 1 | 13:00 | 1 | 76 | February | 11000 | 0 | 0 | 0 | 0 | 0 | 0 | 0 | 0 | 0 | 0 | 0 | 0 | 0 | 0.65026 | -0.38816 | -0.011263 | 0 | 0 | 0 | 0 | 0 | 0 | 0 | 0 | 0 | 0 | 0 | 0 | 0 | 0 | 0 | 0 | 0 | 0 | 0 | 0 | 0 | 7.1529 | -4.2698 | -0.1239 | 0 | 0 | 0 | 0 | 0 | 0 | 0 | 0
0.541666666666667176March | Resource 1 | Sublap 1 | 13:00 | 1 | 76 | March | 12000 | 0 | 0 | 0 | 0 | 0 | 0 | 0 | 0 | 0 | 0 | 0 | 0 | 0 | 0.65026 | -0.38816 | -0.011263 | 0 | 0 | 0 | 0 | 0 | 0 | 0 | 0 | 0 | 0 | 0 | 0 | 0 | 0 | 0 | 0 | 0 | 0 | 0 | 0 | 0 | 7.8032 | -4.6579 | -0.13516 | 0 | 0 | 0 | 0 | 0 | 0 | 0 | 0
0.541666666666667176April | Resource 1 | Sublap 1 | 13:00 | 1 | 76 | April | 13000 | 0 | 0 | 0 | 0 | 0 | 0 | 0 | 0 | 0 | 0 | 0 | 0 | 0 | 0.65026 | -0.38816 | -0.011263 | 0 | 0 | 0 | 0 | 0 | 0 | 0 | 0 | 0 | 0 | 0 | 0 | 0 | 0 | 0 | 0 | 0 | 0 | 0 | 0 | 0 | 8.4534 | -5.0461 | -0.14642 | 0 | 0 | 0 | 0 | 0 | 0 | 0 | 0
0.541666666666667176May | Resource 1 | Sublap 1 | 13:00 | 1 | 76 | May | 14000 | 0 | 0 | 0 | 0 | 0 | 0 | 0 | 0 | 0 | 0 | 0 | 0 | 0 | 0.65026 | -0.38816 | -0.011263 | 0 | 0 | 0 | 0 | 0 | 0 | 0 | 0 | 0 | 0 | 0 | 0 | 0 | 0 | 0 | 0 | 0 | 0 | 0 | 0 | 0 | 9.1037 | -5.4342 | -0.15769 | 0 | 0 | 0 | 0 | 0 | 0 | 0 | 0
0.541666666666667176June | Resource 1 | Sublap 1 | 13:00 | 1 | 76 | June | 15000 | 0 | 0 | 0 | 0 | 0 | 0 | 0 | 0 | 0 | 0 | 0 | 0 | 0 | 0.65026 | -0.38816 | -0.011263 | 0 | 0 | 0 | 0 | 0 | 0 | 0 | 0 | 0 | 0 | 0 | 0 | 0 | 0 | 0 | 0 | 0 | 0 | 0 | 0 | 0 | 9.7539 | -5.8224 | -0.16895 | 0 | 0 | 0 | 0 | 0 | 0 | 0 | 0
0.541666666666667176July | Resource 1 | Sublap 1 | 13:00 | 1 | 76 | July | 16000 | 0 | 0 | 0 | 0 | 0 | 0 | 0 | 0 | 0 | 0 | 0 | 0 | 0 | 0.65026 | -0.38816 | -0.011263 | 0 | 0 | 0 | 0 | 0 | 0 | 0 | 0 | 0 | 0 | 0 | 0 | 0 | 0 | 0 | 0 | 0 | 0 | 0 | 0 | 0 | 10.4042 | -6.2105 | -0.18021 | 0 | 0 | 0 | 0 | 0 | 0 | 0 | 0
0.541666666666667176August | Resource 1 | Sublap 1 | 13:00 | 1 | 76 | August | 17000 | 0 | 0 | 0 | 0 | 0 | 0 | 0 | 0 | 0 | 0 | 0 | 0 | 0 | 0.65026 | -0.38816 | -0.011263 | 0 | 0 | 0 | 0 | 0 | 0 | 0 | 0 | 0 | 0 | 0 | 0 | 0 | 0 | 0 | 0 | 0 | 0 | 0 | 0 | 0 | 11.0545 | -6.5987 | -0.19148 | 0 | 0 | 0 | 0 | 0 | 0 | 0 | 0
0.541666666666667176September | Resource 1 | Sublap 1 | 13:00 | 1 | 76 | September | 18000 | 0 | 0 | 0 | 0 | 0 | 0 | 0 | 0 | 0 | 0 | 0 | 0 | 0 | 0.65026 | -0.38816 | -0.011263 | 0 | 0 | 0 | 0 | 0 | 0 | 0 | 0 | 0 | 0 | 0 | 0 | 0 | 0 | 0 | 0 | 0 | 0 | 0 | 0 | 0 | 11.7047 | -6.9869 | -0.20274 | 0 | 0 | 0 | 0 | 0 | 0 | 0 | 0
0.541666666666667176October | Resource 1 | Sublap 1 | 13:00 | 1 | 76 | October | 19000 | 0 | 0 | 0 | 0 | 0 | 0 | 0 | 0 | 0 | 0 | 0 | 0 | 0 | 0.65026 | -0.38816 | -0.011263 | 0 | 0 | 0 | 0 | 0 | 0 | 0 | 0 | 0 | 0 | 0 | 0 | 0 | 0 | 0 | 0 | 0 | 0 | 0 | 0 | 0 | 12.355 | -7.375 | -0.214 | 0 | 0 | 0 | 0 | 0 | 0 | 0 | 0
0.541666666666667176November | Resource 1 | Sublap 1 | 13:00 | 1 | 76 | November | 20000 | 0 | 0 | 0 | 0 | 0 | 0 | 0 | 0 | 0 | 0 | 0 | 0 | 0 | 0.65026 | -0.38816 | -0.011263 | 0 | 0 | 0 | 0 | 0 | 0 | 0 | 0 | 0 | 0 | 0 | 0 | 0 | 0 | 0 | 0 | 0 | 0 | 0 | 0 | 0 | 13.0053 | -7.7632 | -0.22527 | 0 | 0 | 0 | 0 | 0 | 0 | 0 | 0
0.541666666666667176December | Resource 1 | Sublap 1 | 13:00 | 1 | 76 | December | 21000 | 0 | 0 | 0 | 0 | 0 | 0 | 0 | 0 | 0 | 0 | 0 | 0 | 0 | 0.65026 | -0.38816 | -0.011263 | 0 | 0 | 0 | 0 | 0 | 0 | 0 | 0 | 0 | 0 | 0 | 0 | 0 | 0 | 0 | 0 | 0 | 0 | 0 | 0 | 0 | 13.6555 | -8.1513 | -0.23653 | 0 | 0 | 0 | 0 | 0 | 0 | 0 | 0
0.541666666666667177January | Resource 1 | Sublap 1 | 13:00 | 1 | 77 | January | 10000 | 0 | 0 | 0 | 0 | 0 | 0 | 0 | 0 | 0 | 0 | 0 | 0 | 0 | 1.08 | -0.60081 | -0.017399 | 0 | 0 | 0 | 0 | 0 | 0 | 0 | 0 | 0 | 0 | 0 | 0 | 0 | 0 | 0 | 0 | 0 | 0 | 0 | 0 | 0 | 10.8003 | -6.0081 | -0.17399 | 0 | 0 | 0 | 0 | 0 | 0 | 0 | 0
0.541666666666667177February | Resource 1 | Sublap 1 | 13:00 | 1 | 77 | February | 11000 | 0 | 0 | 0 | 0 | 0 | 0 | 0 | 0 | 0 | 0 | 0 | 0 | 0 | 1.08 | -0.60081 | -0.017399 | 0 | 0 | 0 | 0 | 0 | 0 | 0 | 0 | 0 | 0 | 0 | 0 | 0 | 0 | 0 | 0 | 0 | 0 | 0 | 0 | 0 | 11.8803 | -6.6089 | -0.19139 | 0 | 0 | 0 | 0 | 0 | 0 | 0 | 0
0.541666666666667177March | Resource 1 | Sublap 1 | 13:00 | 1 | 77 | March | 12000 | 0 | 0 | 0 | 0 | 0 | 0 | 0 | 0 | 0 | 0 | 0 | 0 | 0 | 1.08 | -0.60081 | -0.017399 | 0 | 0 | 0 | 0 | 0 | 0 | 0 | 0 | 0 | 0 | 0 | 0 | 0 | 0 | 0 | 0 | 0 | 0 | 0 | 0 | 0 | 12.9603 | -7.2098 | -0.20879 | 0 | 0 | 0 | 0 | 0 | 0 | 0 | 0
0.541666666666667177April | Resource 1 | Sublap 1 | 13:00 | 1 | 77 | April | 13000 | 0 | 0 | 0 | 0 | 0 | 0 | 0 | 0 | 0 | 0 | 0 | 0 | 0 | 1.08 | -0.60081 | -0.017399 | 0 | 0 | 0 | 0 | 0 | 0 | 0 | 0 | 0 | 0 | 0 | 0 | 0 | 0 | 0 | 0 | 0 | 0 | 0 | 0 | 0 | 14.0404 | -7.8106 | -0.22619 | 0 | 0 | 0 | 0 | 0 | 0 | 0 | 0
0.541666666666667177May | Resource 1 | Sublap 1 | 13:00 | 1 | 77 | May | 14000 | 0 | 0 | 0 | 0 | 0 | 0 | 0 | 0 | 0 | 0 | 0 | 0 | 0 | 1.08 | -0.60081 | -0.017399 | 0 | 0 | 0 | 0 | 0 | 0 | 0 | 0 | 0 | 0 | 0 | 0 | 0 | 0 | 0 | 0 | 0 | 0 | 0 | 0 | 0 | 15.1204 | -8.4114 | -0.24359 | 0 | 0 | 0 | 0 | 0 | 0 | 0 | 0
0.541666666666667177June | Resource 1 | Sublap 1 | 13:00 | 1 | 77 | June | 15000 | 0 | 0 | 0 | 0 | 0 | 0 | 0 | 0 | 0 | 0 | 0 | 0 | 0 | 1.08 | -0.60081 | -0.017399 | 0 | 0 | 0 | 0 | 0 | 0 | 0 | 0 | 0 | 0 | 0 | 0 | 0 | 0 | 0 | 0 | 0 | 0 | 0 | 0 | 0 | 16.2004 | -9.0122 | -0.26099 | 0 | 0 | 0 | 0 | 0 | 0 | 0 | 0
0.541666666666667177July | Resource 1 | Sublap 1 | 13:00 | 1 | 77 | July | 16000 | 0 | 0 | 0 | 0 | 0 | 0 | 0 | 0 | 0 | 0 | 0 | 0 | 0 | 1.08 | -0.60081 | -0.017399 | 0 | 0 | 0 | 0 | 0 | 0 | 0 | 0 | 0 | 0 | 0 | 0 | 0 | 0 | 0 | 0 | 0 | 0 | 0 | 0 | 0 | 17.2804 | -9.613 | -0.27839 | 0 | 0 | 0 | 0 | 0 | 0 | 0 | 0
0.541666666666667177August | Resource 1 | Sublap 1 | 13:00 | 1 | 77 | August | 17000 | 0 | 0 | 0 | 0 | 0 | 0 | 0 | 0 | 0 | 0 | 0 | 0 | 0 | 1.08 | -0.60081 | -0.017399 | 0 | 0 | 0 | 0 | 0 | 0 | 0 | 0 | 0 | 0 | 0 | 0 | 0 | 0 | 0 | 0 | 0 | 0 | 0 | 0 | 0 | 18.3605 | -10.2138 | -0.29578 | 0 | 0 | 0 | 0 | 0 | 0 | 0 | 0
0.541666666666667177September | Resource 1 | Sublap 1 | 13:00 | 1 | 77 | September | 18000 | 0 | 0 | 0 | 0 | 0 | 0 | 0 | 0 | 0 | 0 | 0 | 0 | 0 | 1.08 | -0.60081 | -0.017399 | 0 | 0 | 0 | 0 | 0 | 0 | 0 | 0 | 0 | 0 | 0 | 0 | 0 | 0 | 0 | 0 | 0 | 0 | 0 | 0 | 0 | 19.4405 | -10.8146 | -0.31318 | 0 | 0 | 0 | 0 | 0 | 0 | 0 | 0
0.541666666666667177October | Resource 1 | Sublap 1 | 13:00 | 1 | 77 | October | 19000 | 0 | 0 | 0 | 0 | 0 | 0 | 0 | 0 | 0 | 0 | 0 | 0 | 0 | 1.08 | -0.60081 | -0.017399 | 0 | 0 | 0 | 0 | 0 | 0 | 0 | 0 | 0 | 0 | 0 | 0 | 0 | 0 | 0 | 0 | 0 | 0 | 0 | 0 | 0 | 20.5205 | -11.4154 | -0.33058 | 0 | 0 | 0 | 0 | 0 | 0 | 0 | 0
0.541666666666667177November | Resource 1 | Sublap 1 | 13:00 | 1 | 77 | November | 20000 | 0 | 0 | 0 | 0 | 0 | 0 | 0 | 0 | 0 | 0 | 0 | 0 | 0 | 1.08 | -0.60081 | -0.017399 | 0 | 0 | 0 | 0 | 0 | 0 | 0 | 0 | 0 | 0 | 0 | 0 | 0 | 0 | 0 | 0 | 0 | 0 | 0 | 0 | 0 | 21.6006 | -12.0162 | -0.34798 | 0 | 0 | 0 | 0 | 0 | 0 | 0 | 0
0.541666666666667177December | Resource 1 | Sublap 1 | 13:00 | 1 | 77 | December | 21000 | 0 | 0 | 0 | 0 | 0 | 0 | 0 | 0 | 0 | 0 | 0 | 0 | 0 | 1.08 | -0.60081 | -0.017399 | 0 | 0 | 0 | 0 | 0 | 0 | 0 | 0 | 0 | 0 | 0 | 0 | 0 | 0 | 0 | 0 | 0 | 0 | 0 | 0 | 0 | 22.6806 | -12.6171 | -0.36538 | 0 | 0 | 0 | 0 | 0 | 0 | 0 | 0
0.541666666666667178January | Resource 1 | Sublap 1 | 13:00 | 1 | 78 | January | 10000 | 0 | 0 | 0 | 0 | 0 | 0 | 0 | 0 | 0 | 0 | 0 | 0 | 0 | 1.1437 | -0.61757 | -0.017881 | 0 | 0 | 0 | 0 | 0 | 0 | 0 | 0 | 0 | 0 | 0 | 0 | 0 | 0 | 0 | 0 | 0 | 0 | 0 | 0 | 0 | 11.437 | -6.1757 | -0.17881 | 0 | 0 | 0 | 0 | 0 | 0 | 0 | 0
0.541666666666667178February | Resource 1 | Sublap 1 | 13:00 | 1 | 78 | February | 11000 | 0 | 0 | 0 | 0 | 0 | 0 | 0 | 0 | 0 | 0 | 0 | 0 | 0 | 1.1437 | -0.61757 | -0.017881 | 0 | 0 | 0 | 0 | 0 | 0 | 0 | 0 | 0 | 0 | 0 | 0 | 0 | 0 | 0 | 0 | 0 | 0 | 0 | 0 | 0 | 12.5807 | -6.7932 | -0.19669 | 0 | 0 | 0 | 0 | 0 | 0 | 0 | 0
0.541666666666667178March | Resource 1 | Sublap 1 | 13:00 | 1 | 78 | March | 12000 | 0 | 0 | 0 | 0 | 0 | 0 | 0 | 0 | 0 | 0 | 0 | 0 | 0 | 1.1437 | -0.61757 | -0.017881 | 0 | 0 | 0 | 0 | 0 | 0 | 0 | 0 | 0 | 0 | 0 | 0 | 0 | 0 | 0 | 0 | 0 | 0 | 0 | 0 | 0 | 13.7243 | -7.4108 | -0.21457 | 0 | 0 | 0 | 0 | 0 | 0 | 0 | 0
0.541666666666667178April | Resource 1 | Sublap 1 | 13:00 | 1 | 78 | April | 13000 | 0 | 0 | 0 | 0 | 0 | 0 | 0 | 0 | 0 | 0 | 0 | 0 | 0 | 1.1437 | -0.61757 | -0.017881 | 0 | 0 | 0 | 0 | 0 | 0 | 0 | 0 | 0 | 0 | 0 | 0 | 0 | 0 | 0 | 0 | 0 | 0 | 0 | 0 | 0 | 14.8681 | -8.0283 | -0.23245 | 0 | 0 | 0 | 0 | 0 | 0 | 0 | 0
0.541666666666667178May | Resource 1 | Sublap 1 | 13:00 | 1 | 78 | May | 14000 | 0 | 0 | 0 | 0 | 0 | 0 | 0 | 0 | 0 | 0 | 0 | 0 | 0 | 1.1437 | -0.61757 | -0.017881 | 0 | 0 | 0 | 0 | 0 | 0 | 0 | 0 | 0 | 0 | 0 | 0 | 0 | 0 | 0 | 0 | 0 | 0 | 0 | 0 | 0 | 16.0117 | -8.6459 | -0.25033 | 0 | 0 | 0 | 0 | 0 | 0 | 0 | 0
0.541666666666667178June | Resource 1 | Sublap 1 | 13:00 | 1 | 78 | June | 15000 | 0 | 0 | 0 | 0 | 0 | 0 | 0 | 0 | 0 | 0 | 0 | 0 | 0 | 1.1437 | -0.61757 | -0.017881 | 0 | 0 | 0 | 0 | 0 | 0 | 0 | 0 | 0 | 0 | 0 | 0 | 0 | 0 | 0 | 0 | 0 | 0 | 0 | 0 | 0 | 17.1554 | -9.2635 | -0.26821 | 0 | 0 | 0 | 0 | 0 | 0 | 0 | 0
0.541666666666667178July | Resource 1 | Sublap 1 | 13:00 | 1 | 78 | July | 16000 | 0 | 0 | 0 | 0 | 0 | 0 | 0 | 0 | 0 | 0 | 0 | 0 | 0 | 1.1437 | -0.61757 | -0.017881 | 0 | 0 | 0 | 0 | 0 | 0 | 0 | 0 | 0 | 0 | 0 | 0 | 0 | 0 | 0 | 0 | 0 | 0 | 0 | 0 | 0 | 18.2991 | -9.881 | -0.28609 | 0 | 0 | 0 | 0 | 0 | 0 | 0 | 0
0.541666666666667178August | Resource 1 | Sublap 1 | 13:00 | 1 | 78 | August | 17000 | 0 | 0 | 0 | 0 | 0 | 0 | 0 | 0 | 0 | 0 | 0 | 0 | 0 | 1.1437 | -0.61757 | -0.017881 | 0 | 0 | 0 | 0 | 0 | 0 | 0 | 0 | 0 | 0 | 0 | 0 | 0 | 0 | 0 | 0 | 0 | 0 | 0 | 0 | 0 | 19.4428 | -10.4986 | -0.30397 | 0 | 0 | 0 | 0 | 0 | 0 | 0 | 0
0.541666666666667178September | Resource 1 | Sublap 1 | 13:00 | 1 | 78 | September | 18000 | 0 | 0 | 0 | 0 | 0 | 0 | 0 | 0 | 0 | 0 | 0 | 0 | 0 | 1.1437 | -0.61757 | -0.017881 | 0 | 0 | 0 | 0 | 0 | 0 | 0 | 0 | 0 | 0 | 0 | 0 | 0 | 0 | 0 | 0 | 0 | 0 | 0 | 0 | 0 | 20.5865 | -11.1162 | -0.32185 | 0 | 0 | 0 | 0 | 0 | 0 | 0 | 0
0.541666666666667178October | Resource 1 | Sublap 1 | 13:00 | 1 | 78 | October | 19000 | 0 | 0 | 0 | 0 | 0 | 0 | 0 | 0 | 0 | 0 | 0 | 0 | 0 | 1.1437 | -0.61757 | -0.017881 | 0 | 0 | 0 | 0 | 0 | 0 | 0 | 0 | 0 | 0 | 0 | 0 | 0 | 0 | 0 | 0 | 0 | 0 | 0 | 0 | 0 | 21.7302 | -11.7337 | -0.33973 | 0 | 0 | 0 | 0 | 0 | 0 | 0 | 0
0.541666666666667178November | Resource 1 | Sublap 1 | 13:00 | 1 | 78 | November | 20000 | 0 | 0 | 0 | 0 | 0 | 0 | 0 | 0 | 0 | 0 | 0 | 0 | 0 | 1.1437 | -0.61757 | -0.017881 | 0 | 0 | 0 | 0 | 0 | 0 | 0 | 0 | 0 | 0 | 0 | 0 | 0 | 0 | 0 | 0 | 0 | 0 | 0 | 0 | 0 | 22.8739 | -12.3513 | -0.35761 | 0 | 0 | 0 | 0 | 0 | 0 | 0 | 0
0.541666666666667178December | Resource 1 | Sublap 1 | 13:00 | 1 | 78 | December | 21000 | 0 | 0 | 0 | 0 | 0 | 0 | 0 | 0 | 0 | 0 | 0 | 0 | 0 | 1.1437 | -0.61757 | -0.017881 | 0 | 0 | 0 | 0 | 0 | 0 | 0 | 0 | 0 | 0 | 0 | 0 | 0 | 0 | 0 | 0 | 0 | 0 | 0 | 0 | 0 | 24.0176 | -12.9689 | -0.37549 | 0 | 0 | 0 | 0 | 0 | 0 | 0 | 0
0.541666666666667179January | Resource 1 | Sublap 1 | 13:00 | 1 | 79 | January | 10000 | 0 | 0 | 0 | 0 | 0 | 0 | 0 | 0 | 0 | 0 | 0 | 0 | 0 | 1.3576 | -0.68572 | -0.019839 | 0 | 0 | 0 | 0 | 0 | 0 | 0 | 0 | 0 | 0 | 0 | 0 | 0 | 0 | 0 | 0 | 0 | 0 | 0 | 0 | 0 | 13.5764 | -6.8572 | -0.19839 | 0 | 0 | 0 | 0 | 0 | 0 | 0 | 0
0.541666666666667179February | Resource 1 | Sublap 1 | 13:00 | 1 | 79 | February | 11000 | 0 | 0 | 0 | 0 | 0 | 0 | 0 | 0 | 0 | 0 | 0 | 0 | 0 | 1.3576 | -0.68572 | -0.019839 | 0 | 0 | 0 | 0 | 0 | 0 | 0 | 0 | 0 | 0 | 0 | 0 | 0 | 0 | 0 | 0 | 0 | 0 | 0 | 0 | 0 | 14.9341 | -7.5429 | -0.21823 | 0 | 0 | 0 | 0 | 0 | 0 | 0 | 0
0.541666666666667179March | Resource 1 | Sublap 1 | 13:00 | 1 | 79 | March | 12000 | 0 | 0 | 0 | 0 | 0 | 0 | 0 | 0 | 0 | 0 | 0 | 0 | 0 | 1.3576 | -0.68572 | -0.019839 | 0 | 0 | 0 | 0 | 0 | 0 | 0 | 0 | 0 | 0 | 0 | 0 | 0 | 0 | 0 | 0 | 0 | 0 | 0 | 0 | 0 | 16.2917 | -8.2286 | -0.23807 | 0 | 0 | 0 | 0 | 0 | 0 | 0 | 0
0.541666666666667179April | Resource 1 | Sublap 1 | 13:00 | 1 | 79 | April | 13000 | 0 | 0 | 0 | 0 | 0 | 0 | 0 | 0 | 0 | 0 | 0 | 0 | 0 | 1.3576 | -0.68572 | -0.019839 | 0 | 0 | 0 | 0 | 0 | 0 | 0 | 0 | 0 | 0 | 0 | 0 | 0 | 0 | 0 | 0 | 0 | 0 | 0 | 0 | 0 | 17.6494 | -8.9143 | -0.25791 | 0 | 0 | 0 | 0 | 0 | 0 | 0 | 0
0.541666666666667179May | Resource 1 | Sublap 1 | 13:00 | 1 | 79 | May | 14000 | 0 | 0 | 0 | 0 | 0 | 0 | 0 | 0 | 0 | 0 | 0 | 0 | 0 | 1.3576 | -0.68572 | -0.019839 | 0 | 0 | 0 | 0 | 0 | 0 | 0 | 0 | 0 | 0 | 0 | 0 | 0 | 0 | 0 | 0 | 0 | 0 | 0 | 0 | 0 | 19.007 | -9.6 | -0.27775 | 0 | 0 | 0 | 0 | 0 | 0 | 0 | 0
0.541666666666667179June | Resource 1 | Sublap 1 | 13:00 | 1 | 79 | June | 15000 | 0 | 0 | 0 | 0 | 0 | 0 | 0 | 0 | 0 | 0 | 0 | 0 | 0 | 1.3576 | -0.68572 | -0.019839 | 0 | 0 | 0 | 0 | 0 | 0 | 0 | 0 | 0 | 0 | 0 | 0 | 0 | 0 | 0 | 0 | 0 | 0 | 0 | 0 | 0 | 20.3647 | -10.2858 | -0.29759 | 0 | 0 | 0 | 0 | 0 | 0 | 0 | 0
0.541666666666667179July | Resource 1 | Sublap 1 | 13:00 | 1 | 79 | July | 16000 | 0 | 0 | 0 | 0 | 0 | 0 | 0 | 0 | 0 | 0 | 0 | 0 | 0 | 1.3576 | -0.68572 | -0.019839 | 0 | 0 | 0 | 0 | 0 | 0 | 0 | 0 | 0 | 0 | 0 | 0 | 0 | 0 | 0 | 0 | 0 | 0 | 0 | 0 | 0 | 21.7223 | -10.9715 | -0.31743 | 0 | 0 | 0 | 0 | 0 | 0 | 0 | 0
0.541666666666667179August | Resource 1 | Sublap 1 | 13:00 | 1 | 79 | August | 17000 | 0 | 0 | 0 | 0 | 0 | 0 | 0 | 0 | 0 | 0 | 0 | 0 | 0 | 1.3576 | -0.68572 | -0.019839 | 0 | 0 | 0 | 0 | 0 | 0 | 0 | 0 | 0 | 0 | 0 | 0 | 0 | 0 | 0 | 0 | 0 | 0 | 0 | 0 | 0 | 23.08 | -11.6572 | -0.33727 | 0 | 0 | 0 | 0 | 0 | 0 | 0 | 0
0.541666666666667179September | Resource 1 | Sublap 1 | 13:00 | 1 | 79 | September | 18000 | 0 | 0 | 0 | 0 | 0 | 0 | 0 | 0 | 0 | 0 | 0 | 0 | 0 | 1.3576 | -0.68572 | -0.019839 | 0 | 0 | 0 | 0 | 0 | 0 | 0 | 0 | 0 | 0 | 0 | 0 | 0 | 0 | 0 | 0 | 0 | 0 | 0 | 0 | 0 | 24.4376 | -12.3429 | -0.35711 | 0 | 0 | 0 | 0 | 0 | 0 | 0 | 0
0.541666666666667179October | Resource 1 | Sublap 1 | 13:00 | 1 | 79 | October | 19000 | 0 | 0 | 0 | 0 | 0 | 0 | 0 | 0 | 0 | 0 | 0 | 0 | 0 | 1.3576 | -0.68572 | -0.019839 | 0 | 0 | 0 | 0 | 0 | 0 | 0 | 0 | 0 | 0 | 0 | 0 | 0 | 0 | 0 | 0 | 0 | 0 | 0 | 0 | 0 | 25.7953 | -13.0286 | -0.37695 | 0 | 0 | 0 | 0 | 0 | 0 | 0 | 0
0.541666666666667179November | Resource 1 | Sublap 1 | 13:00 | 1 | 79 | November | 20000 | 0 | 0 | 0 | 0 | 0 | 0 | 0 | 0 | 0 | 0 | 0 | 0 | 0 | 1.3576 | -0.68572 | -0.019839 | 0 | 0 | 0 | 0 | 0 | 0 | 0 | 0 | 0 | 0 | 0 | 0 | 0 | 0 | 0 | 0 | 0 | 0 | 0 | 0 | 0 | 27.1529 | -13.7143 | -0.39679 | 0 | 0 | 0 | 0 | 0 | 0 | 0 | 0
0.541666666666667179December | Resource 1 | Sublap 1 | 13:00 | 1 | 79 | December | 21000 | 0 | 0 | 0 | 0 | 0 | 0 | 0 | 0 | 0 | 0 | 0 | 0 | 0 | 1.3576 | -0.68572 | -0.019839 | 0 | 0 | 0 | 0 | 0 | 0 | 0 | 0 | 0 | 0 | 0 | 0 | 0 | 0 | 0 | 0 | 0 | 0 | 0 | 0 | 0 | 28.5105 | -14.4001 | -0.41663 | 0 | 0 | 0 | 0 | 0 | 0 | 0 | 0
0.541666666666667180January | Resource 1 | Sublap 1 | 13:00 | 1 | 80 | January | 10000 | 0 | 0 | 0 | 0 | 0 | 0 | 0 | 0 | 0 | 0 | 0 | 0 | 0 | 1.7268 | -0.84291 | -0.024358 | 0 | 0 | 0 | 0 | 0 | 0 | 0 | 0 | 0 | 0 | 0 | 0 | 0 | 0 | 0 | 0 | 0 | 0 | 0 | 0 | 0 | 17.2684 | -8.4291 | -0.24358 | 0 | 0 | 0 | 0 | 0 | 0 | 0 | 0
0.541666666666667180February | Resource 1 | Sublap 1 | 13:00 | 1 | 80 | February | 11000 | 0 | 0 | 0 | 0 | 0 | 0 | 0 | 0 | 0 | 0 | 0 | 0 | 0 | 1.7268 | -0.84291 | -0.024358 | 0 | 0 | 0 | 0 | 0 | 0 | 0 | 0 | 0 | 0 | 0 | 0 | 0 | 0 | 0 | 0 | 0 | 0 | 0 | 0 | 0 | 18.9952 | -9.272 | -0.26793 | 0 | 0 | 0 | 0 | 0 | 0 | 0 | 0
0.541666666666667180March | Resource 1 | Sublap 1 | 13:00 | 1 | 80 | March | 12000 | 0 | 0 | 0 | 0 | 0 | 0 | 0 | 0 | 0 | 0 | 0 | 0 | 0 | 1.7268 | -0.84291 | -0.024358 | 0 | 0 | 0 | 0 | 0 | 0 | 0 | 0 | 0 | 0 | 0 | 0 | 0 | 0 | 0 | 0 | 0 | 0 | 0 | 0 | 0 | 20.7221 | -10.115 | -0.29229 | 0 | 0 | 0 | 0 | 0 | 0 | 0 | 0
0.541666666666667180April | Resource 1 | Sublap 1 | 13:00 | 1 | 80 | April | 13000 | 0 | 0 | 0 | 0 | 0 | 0 | 0 | 0 | 0 | 0 | 0 | 0 | 0 | 1.7268 | -0.84291 | -0.024358 | 0 | 0 | 0 | 0 | 0 | 0 | 0 | 0 | 0 | 0 | 0 | 0 | 0 | 0 | 0 | 0 | 0 | 0 | 0 | 0 | 0 | 22.4489 | -10.9579 | -0.31665 | 0 | 0 | 0 | 0 | 0 | 0 | 0 | 0
0.541666666666667180May | Resource 1 | Sublap 1 | 13:00 | 1 | 80 | May | 14000 | 0 | 0 | 0 | 0 | 0 | 0 | 0 | 0 | 0 | 0 | 0 | 0 | 0 | 1.7268 | -0.84291 | -0.024358 | 0 | 0 | 0 | 0 | 0 | 0 | 0 | 0 | 0 | 0 | 0 | 0 | 0 | 0 | 0 | 0 | 0 | 0 | 0 | 0 | 0 | 24.1758 | -11.8008 | -0.34101 | 0 | 0 | 0 | 0 | 0 | 0 | 0 | 0
0.541666666666667180June | Resource 1 | Sublap 1 | 13:00 | 1 | 80 | June | 15000 | 0 | 0 | 0 | 0 | 0 | 0 | 0 | 0 | 0 | 0 | 0 | 0 | 0 | 1.7268 | -0.84291 | -0.024358 | 0 | 0 | 0 | 0 | 0 | 0 | 0 | 0 | 0 | 0 | 0 | 0 | 0 | 0 | 0 | 0 | 0 | 0 | 0 | 0 | 0 | 25.9026 | -12.6437 | -0.36536 | 0 | 0 | 0 | 0 | 0 | 0 | 0 | 0
0.541666666666667180July | Resource 1 | Sublap 1 | 13:00 | 1 | 80 | July | 16000 | 0 | 0 | 0 | 0 | 0 | 0 | 0 | 0 | 0 | 0 | 0 | 0 | 0 | 1.7268 | -0.84291 | -0.024358 | 0 | 0 | 0 | 0 | 0 | 0 | 0 | 0 | 0 | 0 | 0 | 0 | 0 | 0 | 0 | 0 | 0 | 0 | 0 | 0 | 0 | 27.6294 | -13.4866 | -0.38972 | 0 | 0 | 0 | 0 | 0 | 0 | 0 | 0
0.541666666666667180August | Resource 1 | Sublap 1 | 13:00 | 1 | 80 | August | 17000 | 0 | 0 | 0 | 0 | 0 | 0 | 0 | 0 | 0 | 0 | 0 | 0 | 0 | 1.7268 | -0.84291 | -0.024358 | 0 | 0 | 0 | 0 | 0 | 0 | 0 | 0 | 0 | 0 | 0 | 0 | 0 | 0 | 0 | 0 | 0 | 0 | 0 | 0 | 0 | 29.3563 | -14.3295 | -0.41408 | 0 | 0 | 0 | 0 | 0 | 0 | 0 | 0
0.541666666666667180September | Resource 1 | Sublap 1 | 13:00 | 1 | 80 | September | 18000 | 0 | 0 | 0 | 0 | 0 | 0 | 0 | 0 | 0 | 0 | 0 | 0 | 0 | 1.7268 | -0.84291 | -0.024358 | 0 | 0 | 0 | 0 | 0 | 0 | 0 | 0 | 0 | 0 | 0 | 0 | 0 | 0 | 0 | 0 | 0 | 0 | 0 | 0 | 0 | 31.0831 | -15.1724 | -0.43844 | 0 | 0 | 0 | 0 | 0 | 0 | 0 | 0
0.541666666666667180October | Resource 1 | Sublap 1 | 13:00 | 1 | 80 | October | 19000 | 0 | 0 | 0 | 0 | 0 | 0 | 0 | 0 | 0 | 0 | 0 | 0 | 0 | 1.7268 | -0.84291 | -0.024358 | 0 | 0 | 0 | 0 | 0 | 0 | 0 | 0 | 0 | 0 | 0 | 0 | 0 | 0 | 0 | 0 | 0 | 0 | 0 | 0 | 0 | 32.81 | -16.0154 | -0.46279 | 0 | 0 | 0 | 0 | 0 | 0 | 0 | 0
0.541666666666667180November | Resource 1 | Sublap 1 | 13:00 | 1 | 80 | November | 20000 | 0 | 0 | 0 | 0 | 0 | 0 | 0 | 0 | 0 | 0 | 0 | 0 | 0 | 1.7268 | -0.84291 | -0.024358 | 0 | 0 | 0 | 0 | 0 | 0 | 0 | 0 | 0 | 0 | 0 | 0 | 0 | 0 | 0 | 0 | 0 | 0 | 0 | 0 | 0 | 34.5368 | -16.8583 | -0.48715 | 0 | 0 | 0 | 0 | 0 | 0 | 0 | 0
0.541666666666667180December | Resource 1 | Sublap 1 | 13:00 | 1 | 80 | December | 21000 | 0 | 0 | 0 | 0 | 0 | 0 | 0 | 0 | 0 | 0 | 0 | 0 | 0 | 1.7268 | -0.84291 | -0.024358 | 0 | 0 | 0 | 0 | 0 | 0 | 0 | 0 | 0 | 0 | 0 | 0 | 0 | 0 | 0 | 0 | 0 | 0 | 0 | 0 | 0 | 36.2636 | -17.7012 | -0.51151 | 0 | 0 | 0 | 0 | 0 | 0 | 0 | 0
0.541666666666667181January | Resource 1 | Sublap 1 | 13:00 | 1 | 81 | January | 10000 | 0 | 0 | 0 | 0 | 0 | 0 | 0 | 0 | 0 | 0 | 0 | 0 | 0 | 2.2276 | -1.0431 | -0.03011 | 0 | 0 | 0 | 0 | 0 | 0 | 0 | 0 | 0 | 0 | 0 | 0 | 0 | 0 | 0 | 0 | 0 | 0 | 0 | 0 | 0 | 22.2757 | -10.4307 | -0.3011 | 0 | 0 | 0 | 0 | 0 | 0 | 0 | 0
0.541666666666667181February | Resource 1 | Sublap 1 | 13:00 | 1 | 81 | February | 11000 | 0 | 0 | 0 | 0 | 0 | 0 | 0 | 0 | 0 | 0 | 0 | 0 | 0 | 2.2276 | -1.0431 | -0.03011 | 0 | 0 | 0 | 0 | 0 | 0 | 0 | 0 | 0 | 0 | 0 | 0 | 0 | 0 | 0 | 0 | 0 | 0 | 0 | 0 | 0 | 24.5033 | -11.4737 | -0.33121 | 0 | 0 | 0 | 0 | 0 | 0 | 0 | 0
0.541666666666667181March | Resource 1 | Sublap 1 | 13:00 | 1 | 81 | March | 12000 | 0 | 0 | 0 | 0 | 0 | 0 | 0 | 0 | 0 | 0 | 0 | 0 | 0 | 2.2276 | -1.0431 | -0.03011 | 0 | 0 | 0 | 0 | 0 | 0 | 0 | 0 | 0 | 0 | 0 | 0 | 0 | 0 | 0 | 0 | 0 | 0 | 0 | 0 | 0 | 26.7308 | -12.5168 | -0.36132 | 0 | 0 | 0 | 0 | 0 | 0 | 0 | 0
0.541666666666667181April | Resource 1 | Sublap 1 | 13:00 | 1 | 81 | April | 13000 | 0 | 0 | 0 | 0 | 0 | 0 | 0 | 0 | 0 | 0 | 0 | 0 | 0 | 2.2276 | -1.0431 | -0.03011 | 0 | 0 | 0 | 0 | 0 | 0 | 0 | 0 | 0 | 0 | 0 | 0 | 0 | 0 | 0 | 0 | 0 | 0 | 0 | 0 | 0 | 28.9584 | -13.5599 | -0.39143 | 0 | 0 | 0 | 0 | 0 | 0 | 0 | 0
0.541666666666667181May | Resource 1 | Sublap 1 | 13:00 | 1 | 81 | May | 14000 | 0 | 0 | 0 | 0 | 0 | 0 | 0 | 0 | 0 | 0 | 0 | 0 | 0 | 2.2276 | -1.0431 | -0.03011 | 0 | 0 | 0 | 0 | 0 | 0 | 0 | 0 | 0 | 0 | 0 | 0 | 0 | 0 | 0 | 0 | 0 | 0 | 0 | 0 | 0 | 31.186 | -14.6029 | -0.42154 | 0 | 0 | 0 | 0 | 0 | 0 | 0 | 0
0.541666666666667181June | Resource 1 | Sublap 1 | 13:00 | 1 | 81 | June | 15000 | 0 | 0 | 0 | 0 | 0 | 0 | 0 | 0 | 0 | 0 | 0 | 0 | 0 | 2.2276 | -1.0431 | -0.03011 | 0 | 0 | 0 | 0 | 0 | 0 | 0 | 0 | 0 | 0 | 0 | 0 | 0 | 0 | 0 | 0 | 0 | 0 | 0 | 0 | 0 | 33.4136 | -15.646 | -0.45166 | 0 | 0 | 0 | 0 | 0 | 0 | 0 | 0
0.541666666666667181July | Resource 1 | Sublap 1 | 13:00 | 1 | 81 | July | 16000 | 0 | 0 | 0 | 0 | 0 | 0 | 0 | 0 | 0 | 0 | 0 | 0 | 0 | 2.2276 | -1.0431 | -0.03011 | 0 | 0 | 0 | 0 | 0 | 0 | 0 | 0 | 0 | 0 | 0 | 0 | 0 | 0 | 0 | 0 | 0 | 0 | 0 | 0 | 0 | 35.6411 | -16.6891 | -0.48177 | 0 | 0 | 0 | 0 | 0 | 0 | 0 | 0
0.541666666666667181August | Resource 1 | Sublap 1 | 13:00 | 1 | 81 | August | 17000 | 0 | 0 | 0 | 0 | 0 | 0 | 0 | 0 | 0 | 0 | 0 | 0 | 0 | 2.2276 | -1.0431 | -0.03011 | 0 | 0 | 0 | 0 | 0 | 0 | 0 | 0 | 0 | 0 | 0 | 0 | 0 | 0 | 0 | 0 | 0 | 0 | 0 | 0 | 0 | 37.8687 | -17.7321 | -0.51188 | 0 | 0 | 0 | 0 | 0 | 0 | 0 | 0
0.541666666666667181September | Resource 1 | Sublap 1 | 13:00 | 1 | 81 | September | 18000 | 0 | 0 | 0 | 0 | 0 | 0 | 0 | 0 | 0 | 0 | 0 | 0 | 0 | 2.2276 | -1.0431 | -0.03011 | 0 | 0 | 0 | 0 | 0 | 0 | 0 | 0 | 0 | 0 | 0 | 0 | 0 | 0 | 0 | 0 | 0 | 0 | 0 | 0 | 0 | 40.0963 | -18.7752 | -0.54199 | 0 | 0 | 0 | 0 | 0 | 0 | 0 | 0
0.541666666666667181October | Resource 1 | Sublap 1 | 13:00 | 1 | 81 | October | 19000 | 0 | 0 | 0 | 0 | 0 | 0 | 0 | 0 | 0 | 0 | 0 | 0 | 0 | 2.2276 | -1.0431 | -0.03011 | 0 | 0 | 0 | 0 | 0 | 0 | 0 | 0 | 0 | 0 | 0 | 0 | 0 | 0 | 0 | 0 | 0 | 0 | 0 | 0 | 0 | 42.3238 | -19.8183 | -0.5721 | 0 | 0 | 0 | 0 | 0 | 0 | 0 | 0
0.541666666666667181November | Resource 1 | Sublap 1 | 13:00 | 1 | 81 | November | 20000 | 0 | 0 | 0 | 0 | 0 | 0 | 0 | 0 | 0 | 0 | 0 | 0 | 0 | 2.2276 | -1.0431 | -0.03011 | 0 | 0 | 0 | 0 | 0 | 0 | 0 | 0 | 0 | 0 | 0 | 0 | 0 | 0 | 0 | 0 | 0 | 0 | 0 | 0 | 0 | 44.5514 | -20.8613 | -0.60221 | 0 | 0 | 0 | 0 | 0 | 0 | 0 | 0
0.541666666666667181December | Resource 1 | Sublap 1 | 13:00 | 1 | 81 | December | 21000 | 0 | 0 | 0 | 0 | 0 | 0 | 0 | 0 | 0 | 0 | 0 | 0 | 0 | 2.2276 | -1.0431 | -0.03011 | 0 | 0 | 0 | 0 | 0 | 0 | 0 | 0 | 0 | 0 | 0 | 0 | 0 | 0 | 0 | 0 | 0 | 0 | 0 | 0 | 0 | 46.779 | -21.9044 | -0.63232 | 0 | 0 | 0 | 0 | 0 | 0 | 0 | 0
0.541666666666667182January | Resource 1 | Sublap 1 | 13:00 | 1 | 82 | January | 10000 | 0 | 0 | 0 | 0 | 0 | 0 | 0 | 0 | 0 | 0 | 0 | 0 | 0 | 2.4158 | -1.0865 | -0.031358 | 0 | 0 | 0 | 0 | 0 | 0 | 0 | 0 | 0 | 0 | 0 | 0 | 0 | 0 | 0 | 0 | 0 | 0 | 0 | 0 | 0 | 24.1578 | -10.8646 | -0.31358 | 0 | 0 | 0 | 0 | 0 | 0 | 0 | 0
0.541666666666667182February | Resource 1 | Sublap 1 | 13:00 | 1 | 82 | February | 11000 | 0 | 0 | 0 | 0 | 0 | 0 | 0 | 0 | 0 | 0 | 0 | 0 | 0 | 2.4158 | -1.0865 | -0.031358 | 0 | 0 | 0 | 0 | 0 | 0 | 0 | 0 | 0 | 0 | 0 | 0 | 0 | 0 | 0 | 0 | 0 | 0 | 0 | 0 | 0 | 26.5736 | -11.9511 | -0.34493 | 0 | 0 | 0 | 0 | 0 | 0 | 0 | 0
0.541666666666667182March | Resource 1 | Sublap 1 | 13:00 | 1 | 82 | March | 12000 | 0 | 0 | 0 | 0 | 0 | 0 | 0 | 0 | 0 | 0 | 0 | 0 | 0 | 2.4158 | -1.0865 | -0.031358 | 0 | 0 | 0 | 0 | 0 | 0 | 0 | 0 | 0 | 0 | 0 | 0 | 0 | 0 | 0 | 0 | 0 | 0 | 0 | 0 | 0 | 28.9894 | -13.0375 | -0.37629 | 0 | 0 | 0 | 0 | 0 | 0 | 0 | 0
0.541666666666667182April | Resource 1 | Sublap 1 | 13:00 | 1 | 82 | April | 13000 | 0 | 0 | 0 | 0 | 0 | 0 | 0 | 0 | 0 | 0 | 0 | 0 | 0 | 2.4158 | -1.0865 | -0.031358 | 0 | 0 | 0 | 0 | 0 | 0 | 0 | 0 | 0 | 0 | 0 | 0 | 0 | 0 | 0 | 0 | 0 | 0 | 0 | 0 | 0 | 31.4051 | -14.124 | -0.40765 | 0 | 0 | 0 | 0 | 0 | 0 | 0 | 0
0.541666666666667182May | Resource 1 | Sublap 1 | 13:00 | 1 | 82 | May | 14000 | 0 | 0 | 0 | 0 | 0 | 0 | 0 | 0 | 0 | 0 | 0 | 0 | 0 | 2.4158 | -1.0865 | -0.031358 | 0 | 0 | 0 | 0 | 0 | 0 | 0 | 0 | 0 | 0 | 0 | 0 | 0 | 0 | 0 | 0 | 0 | 0 | 0 | 0 | 0 | 33.8209 | -15.2105 | -0.43901 | 0 | 0 | 0 | 0 | 0 | 0 | 0 | 0
0.541666666666667182June | Resource 1 | Sublap 1 | 13:00 | 1 | 82 | June | 15000 | 0 | 0 | 0 | 0 | 0 | 0 | 0 | 0 | 0 | 0 | 0 | 0 | 0 | 2.4158 | -1.0865 | -0.031358 | 0 | 0 | 0 | 0 | 0 | 0 | 0 | 0 | 0 | 0 | 0 | 0 | 0 | 0 | 0 | 0 | 0 | 0 | 0 | 0 | 0 | 36.2367 | -16.2969 | -0.47036 | 0 | 0 | 0 | 0 | 0 | 0 | 0 | 0
0.541666666666667182July | Resource 1 | Sublap 1 | 13:00 | 1 | 82 | July | 16000 | 0 | 0 | 0 | 0 | 0 | 0 | 0 | 0 | 0 | 0 | 0 | 0 | 0 | 2.4158 | -1.0865 | -0.031358 | 0 | 0 | 0 | 0 | 0 | 0 | 0 | 0 | 0 | 0 | 0 | 0 | 0 | 0 | 0 | 0 | 0 | 0 | 0 | 0 | 0 | 38.6525 | -17.3834 | -0.50172 | 0 | 0 | 0 | 0 | 0 | 0 | 0 | 0
0.541666666666667182August | Resource 1 | Sublap 1 | 13:00 | 1 | 82 | August | 17000 | 0 | 0 | 0 | 0 | 0 | 0 | 0 | 0 | 0 | 0 | 0 | 0 | 0 | 2.4158 | -1.0865 | -0.031358 | 0 | 0 | 0 | 0 | 0 | 0 | 0 | 0 | 0 | 0 | 0 | 0 | 0 | 0 | 0 | 0 | 0 | 0 | 0 | 0 | 0 | 41.0682 | -18.4699 | -0.53308 | 0 | 0 | 0 | 0 | 0 | 0 | 0 | 0
0.541666666666667182September | Resource 1 | Sublap 1 | 13:00 | 1 | 82 | September | 18000 | 0 | 0 | 0 | 0 | 0 | 0 | 0 | 0 | 0 | 0 | 0 | 0 | 0 | 2.4158 | -1.0865 | -0.031358 | 0 | 0 | 0 | 0 | 0 | 0 | 0 | 0 | 0 | 0 | 0 | 0 | 0 | 0 | 0 | 0 | 0 | 0 | 0 | 0 | 0 | 43.484 | -19.5563 | -0.56444 | 0 | 0 | 0 | 0 | 0 | 0 | 0 | 0
0.541666666666667182October | Resource 1 | Sublap 1 | 13:00 | 1 | 82 | October | 19000 | 0 | 0 | 0 | 0 | 0 | 0 | 0 | 0 | 0 | 0 | 0 | 0 | 0 | 2.4158 | -1.0865 | -0.031358 | 0 | 0 | 0 | 0 | 0 | 0 | 0 | 0 | 0 | 0 | 0 | 0 | 0 | 0 | 0 | 0 | 0 | 0 | 0 | 0 | 0 | 45.8998 | -20.6428 | -0.59579 | 0 | 0 | 0 | 0 | 0 | 0 | 0 | 0
0.541666666666667182November | Resource 1 | Sublap 1 | 13:00 | 1 | 82 | November | 20000 | 0 | 0 | 0 | 0 | 0 | 0 | 0 | 0 | 0 | 0 | 0 | 0 | 0 | 2.4158 | -1.0865 | -0.031358 | 0 | 0 | 0 | 0 | 0 | 0 | 0 | 0 | 0 | 0 | 0 | 0 | 0 | 0 | 0 | 0 | 0 | 0 | 0 | 0 | 0 | 48.3156 | -21.7292 | -0.62715 | 0 | 0 | 0 | 0 | 0 | 0 | 0 | 0
0.541666666666667182December | Resource 1 | Sublap 1 | 13:00 | 1 | 82 | December | 21000 | 0 | 0 | 0 | 0 | 0 | 0 | 0 | 0 | 0 | 0 | 0 | 0 | 0 | 2.4158 | -1.0865 | -0.031358 | 0 | 0 | 0 | 0 | 0 | 0 | 0 | 0 | 0 | 0 | 0 | 0 | 0 | 0 | 0 | 0 | 0 | 0 | 0 | 0 | 0 | 50.7314 | -22.8157 | -0.65851 | 0 | 0 | 0 | 0 | 0 | 0 | 0 | 0
0.541666666666667183January | Resource 1 | Sublap 1 | 13:00 | 1 | 83 | January | 10000 | 0 | 0 | 0 | 0 | 0 | 0 | 0 | 0 | 0 | 0 | 0 | 0 | 0 | 2.8621 | -1.2287 | -0.035445 | 0 | 0 | 0 | 0 | 0 | 0 | 0 | 0 | 0 | 0 | 0 | 0 | 0 | 0 | 0 | 0 | 0 | 0 | 0 | 0 | 0 | 28.6212 | -12.2866 | -0.35445 | 0 | 0 | 0 | 0 | 0 | 0 | 0 | 0
0.541666666666667183February | Resource 1 | Sublap 1 | 13:00 | 1 | 83 | February | 11000 | 0 | 0 | 0 | 0 | 0 | 0 | 0 | 0 | 0 | 0 | 0 | 0 | 0 | 2.8621 | -1.2287 | -0.035445 | 0 | 0 | 0 | 0 | 0 | 0 | 0 | 0 | 0 | 0 | 0 | 0 | 0 | 0 | 0 | 0 | 0 | 0 | 0 | 0 | 0 | 31.4834 | -13.5152 | -0.38989 | 0 | 0 | 0 | 0 | 0 | 0 | 0 | 0
0.541666666666667183March | Resource 1 | Sublap 1 | 13:00 | 1 | 83 | March | 12000 | 0 | 0 | 0 | 0 | 0 | 0 | 0 | 0 | 0 | 0 | 0 | 0 | 0 | 2.8621 | -1.2287 | -0.035445 | 0 | 0 | 0 | 0 | 0 | 0 | 0 | 0 | 0 | 0 | 0 | 0 | 0 | 0 | 0 | 0 | 0 | 0 | 0 | 0 | 0 | 34.3455 | -14.7439 | -0.42534 | 0 | 0 | 0 | 0 | 0 | 0 | 0 | 0
0.541666666666667183April | Resource 1 | Sublap 1 | 13:00 | 1 | 83 | April | 13000 | 0 | 0 | 0 | 0 | 0 | 0 | 0 | 0 | 0 | 0 | 0 | 0 | 0 | 2.8621 | -1.2287 | -0.035445 | 0 | 0 | 0 | 0 | 0 | 0 | 0 | 0 | 0 | 0 | 0 | 0 | 0 | 0 | 0 | 0 | 0 | 0 | 0 | 0 | 0 | 37.2076 | -15.9726 | -0.46078 | 0 | 0 | 0 | 0 | 0 | 0 | 0 | 0
0.541666666666667183May | Resource 1 | Sublap 1 | 13:00 | 1 | 83 | May | 14000 | 0 | 0 | 0 | 0 | 0 | 0 | 0 | 0 | 0 | 0 | 0 | 0 | 0 | 2.8621 | -1.2287 | -0.035445 | 0 | 0 | 0 | 0 | 0 | 0 | 0 | 0 | 0 | 0 | 0 | 0 | 0 | 0 | 0 | 0 | 0 | 0 | 0 | 0 | 0 | 40.0697 | -17.2012 | -0.49622 | 0 | 0 | 0 | 0 | 0 | 0 | 0 | 0
0.541666666666667183June | Resource 1 | Sublap 1 | 13:00 | 1 | 83 | June | 15000 | 0 | 0 | 0 | 0 | 0 | 0 | 0 | 0 | 0 | 0 | 0 | 0 | 0 | 2.8621 | -1.2287 | -0.035445 | 0 | 0 | 0 | 0 | 0 | 0 | 0 | 0 | 0 | 0 | 0 | 0 | 0 | 0 | 0 | 0 | 0 | 0 | 0 | 0 | 0 | 42.9318 | -18.4299 | -0.53167 | 0 | 0 | 0 | 0 | 0 | 0 | 0 | 0
0.541666666666667183July | Resource 1 | Sublap 1 | 13:00 | 1 | 83 | July | 16000 | 0 | 0 | 0 | 0 | 0 | 0 | 0 | 0 | 0 | 0 | 0 | 0 | 0 | 2.8621 | -1.2287 | -0.035445 | 0 | 0 | 0 | 0 | 0 | 0 | 0 | 0 | 0 | 0 | 0 | 0 | 0 | 0 | 0 | 0 | 0 | 0 | 0 | 0 | 0 | 45.794 | -19.6585 | -0.56711 | 0 | 0 | 0 | 0 | 0 | 0 | 0 | 0
0.541666666666667183August | Resource 1 | Sublap 1 | 13:00 | 1 | 83 | August | 17000 | 0 | 0 | 0 | 0 | 0 | 0 | 0 | 0 | 0 | 0 | 0 | 0 | 0 | 2.8621 | -1.2287 | -0.035445 | 0 | 0 | 0 | 0 | 0 | 0 | 0 | 0 | 0 | 0 | 0 | 0 | 0 | 0 | 0 | 0 | 0 | 0 | 0 | 0 | 0 | 48.6561 | -20.8872 | -0.60256 | 0 | 0 | 0 | 0 | 0 | 0 | 0 | 0
0.541666666666667183September | Resource 1 | Sublap 1 | 13:00 | 1 | 83 | September | 18000 | 0 | 0 | 0 | 0 | 0 | 0 | 0 | 0 | 0 | 0 | 0 | 0 | 0 | 2.8621 | -1.2287 | -0.035445 | 0 | 0 | 0 | 0 | 0 | 0 | 0 | 0 | 0 | 0 | 0 | 0 | 0 | 0 | 0 | 0 | 0 | 0 | 0 | 0 | 0 | 51.5182 | -22.1159 | -0.638 | 0 | 0 | 0 | 0 | 0 | 0 | 0 | 0
0.541666666666667183October | Resource 1 | Sublap 1 | 13:00 | 1 | 83 | October | 19000 | 0 | 0 | 0 | 0 | 0 | 0 | 0 | 0 | 0 | 0 | 0 | 0 | 0 | 2.8621 | -1.2287 | -0.035445 | 0 | 0 | 0 | 0 | 0 | 0 | 0 | 0 | 0 | 0 | 0 | 0 | 0 | 0 | 0 | 0 | 0 | 0 | 0 | 0 | 0 | 54.3803 | -23.3445 | -0.67345 | 0 | 0 | 0 | 0 | 0 | 0 | 0 | 0
0.541666666666667183November | Resource 1 | Sublap 1 | 13:00 | 1 | 83 | November | 20000 | 0 | 0 | 0 | 0 | 0 | 0 | 0 | 0 | 0 | 0 | 0 | 0 | 0 | 2.8621 | -1.2287 | -0.035445 | 0 | 0 | 0 | 0 | 0 | 0 | 0 | 0 | 0 | 0 | 0 | 0 | 0 | 0 | 0 | 0 | 0 | 0 | 0 | 0 | 0 | 57.2425 | -24.5732 | -0.70889 | 0 | 0 | 0 | 0 | 0 | 0 | 0 | 0
0.541666666666667183December | Resource 1 | Sublap 1 | 13:00 | 1 | 83 | December | 21000 | 0 | 0 | 0 | 0 | 0 | 0 | 0 | 0 | 0 | 0 | 0 | 0 | 0 | 2.8621 | -1.2287 | -0.035445 | 0 | 0 | 0 | 0 | 0 | 0 | 0 | 0 | 0 | 0 | 0 | 0 | 0 | 0 | 0 | 0 | 0 | 0 | 0 | 0 | 0 | 60.1046 | -25.8018 | -0.74434 | 0 | 0 | 0 | 0 | 0 | 0 | 0 | 0
0.541666666666667184January | Resource 1 | Sublap 1 | 13:00 | 1 | 84 | January | 10000 | 0 | 0 | 0 | 0 | 0 | 0 | 0 | 0 | 0 | 0 | 0 | 0 | 0 | 3.108 | -1.2824 | -0.03699 | 0 | 0 | 0 | 0 | 0 | 0 | 0 | 0 | 0 | 0 | 0 | 0 | 0 | 0 | 0 | 0 | 0 | 0 | 0 | 0 | 0 | 31.0802 | -12.8243 | -0.3699 | 0 | 0 | 0 | 0 | 0 | 0 | 0 | 0
0.541666666666667184February | Resource 1 | Sublap 1 | 13:00 | 1 | 84 | February | 11000 | 0 | 0 | 0 | 0 | 0 | 0 | 0 | 0 | 0 | 0 | 0 | 0 | 0 | 3.108 | -1.2824 | -0.03699 | 0 | 0 | 0 | 0 | 0 | 0 | 0 | 0 | 0 | 0 | 0 | 0 | 0 | 0 | 0 | 0 | 0 | 0 | 0 | 0 | 0 | 34.1882 | -14.1067 | -0.40689 | 0 | 0 | 0 | 0 | 0 | 0 | 0 | 0
0.541666666666667184March | Resource 1 | Sublap 1 | 13:00 | 1 | 84 | March | 12000 | 0 | 0 | 0 | 0 | 0 | 0 | 0 | 0 | 0 | 0 | 0 | 0 | 0 | 3.108 | -1.2824 | -0.03699 | 0 | 0 | 0 | 0 | 0 | 0 | 0 | 0 | 0 | 0 | 0 | 0 | 0 | 0 | 0 | 0 | 0 | 0 | 0 | 0 | 0 | 37.2962 | -15.3892 | -0.44388 | 0 | 0 | 0 | 0 | 0 | 0 | 0 | 0
0.541666666666667184April | Resource 1 | Sublap 1 | 13:00 | 1 | 84 | April | 13000 | 0 | 0 | 0 | 0 | 0 | 0 | 0 | 0 | 0 | 0 | 0 | 0 | 0 | 3.108 | -1.2824 | -0.03699 | 0 | 0 | 0 | 0 | 0 | 0 | 0 | 0 | 0 | 0 | 0 | 0 | 0 | 0 | 0 | 0 | 0 | 0 | 0 | 0 | 0 | 40.4042 | -16.6716 | -0.48087 | 0 | 0 | 0 | 0 | 0 | 0 | 0 | 0
0.541666666666667184May | Resource 1 | Sublap 1 | 13:00 | 1 | 84 | May | 14000 | 0 | 0 | 0 | 0 | 0 | 0 | 0 | 0 | 0 | 0 | 0 | 0 | 0 | 3.108 | -1.2824 | -0.03699 | 0 | 0 | 0 | 0 | 0 | 0 | 0 | 0 | 0 | 0 | 0 | 0 | 0 | 0 | 0 | 0 | 0 | 0 | 0 | 0 | 0 | 43.5122 | -17.954 | -0.51786 | 0 | 0 | 0 | 0 | 0 | 0 | 0 | 0
0.541666666666667184June | Resource 1 | Sublap 1 | 13:00 | 1 | 84 | June | 15000 | 0 | 0 | 0 | 0 | 0 | 0 | 0 | 0 | 0 | 0 | 0 | 0 | 0 | 3.108 | -1.2824 | -0.03699 | 0 | 0 | 0 | 0 | 0 | 0 | 0 | 0 | 0 | 0 | 0 | 0 | 0 | 0 | 0 | 0 | 0 | 0 | 0 | 0 | 0 | 46.6202 | -19.2365 | -0.55485 | 0 | 0 | 0 | 0 | 0 | 0 | 0 | 0
0.541666666666667184July | Resource 1 | Sublap 1 | 13:00 | 1 | 84 | July | 16000 | 0 | 0 | 0 | 0 | 0 | 0 | 0 | 0 | 0 | 0 | 0 | 0 | 0 | 3.108 | -1.2824 | -0.03699 | 0 | 0 | 0 | 0 | 0 | 0 | 0 | 0 | 0 | 0 | 0 | 0 | 0 | 0 | 0 | 0 | 0 | 0 | 0 | 0 | 0 | 49.7283 | -20.5189 | -0.59184 | 0 | 0 | 0 | 0 | 0 | 0 | 0 | 0
0.541666666666667184August | Resource 1 | Sublap 1 | 13:00 | 1 | 84 | August | 17000 | 0 | 0 | 0 | 0 | 0 | 0 | 0 | 0 | 0 | 0 | 0 | 0 | 0 | 3.108 | -1.2824 | -0.03699 | 0 | 0 | 0 | 0 | 0 | 0 | 0 | 0 | 0 | 0 | 0 | 0 | 0 | 0 | 0 | 0 | 0 | 0 | 0 | 0 | 0 | 52.8363 | -21.8013 | -0.62883 | 0 | 0 | 0 | 0 | 0 | 0 | 0 | 0
0.541666666666667184September | Resource 1 | Sublap 1 | 13:00 | 1 | 84 | September | 18000 | 0 | 0 | 0 | 0 | 0 | 0 | 0 | 0 | 0 | 0 | 0 | 0 | 0 | 3.108 | -1.2824 | -0.03699 | 0 | 0 | 0 | 0 | 0 | 0 | 0 | 0 | 0 | 0 | 0 | 0 | 0 | 0 | 0 | 0 | 0 | 0 | 0 | 0 | 0 | 55.9443 | -23.0838 | -0.66582 | 0 | 0 | 0 | 0 | 0 | 0 | 0 | 0
0.541666666666667184October | Resource 1 | Sublap 1 | 13:00 | 1 | 84 | October | 19000 | 0 | 0 | 0 | 0 | 0 | 0 | 0 | 0 | 0 | 0 | 0 | 0 | 0 | 3.108 | -1.2824 | -0.03699 | 0 | 0 | 0 | 0 | 0 | 0 | 0 | 0 | 0 | 0 | 0 | 0 | 0 | 0 | 0 | 0 | 0 | 0 | 0 | 0 | 0 | 59.0523 | -24.3662 | -0.70281 | 0 | 0 | 0 | 0 | 0 | 0 | 0 | 0
0.541666666666667184November | Resource 1 | Sublap 1 | 13:00 | 1 | 84 | November | 20000 | 0 | 0 | 0 | 0 | 0 | 0 | 0 | 0 | 0 | 0 | 0 | 0 | 0 | 3.108 | -1.2824 | -0.03699 | 0 | 0 | 0 | 0 | 0 | 0 | 0 | 0 | 0 | 0 | 0 | 0 | 0 | 0 | 0 | 0 | 0 | 0 | 0 | 0 | 0 | 62.1603 | -25.6486 | -0.7398 | 0 | 0 | 0 | 0 | 0 | 0 | 0 | 0
0.541666666666667184December | Resource 1 | Sublap 1 | 13:00 | 1 | 84 | December | 21000 | 0 | 0 | 0 | 0 | 0 | 0 | 0 | 0 | 0 | 0 | 0 | 0 | 0 | 3.108 | -1.2824 | -0.03699 | 0 | 0 | 0 | 0 | 0 | 0 | 0 | 0 | 0 | 0 | 0 | 0 | 0 | 0 | 0 | 0 | 0 | 0 | 0 | 0 | 0 | 65.2683 | -26.9311 | -0.77679 | 0 | 0 | 0 | 0 | 0 | 0 | 0 | 0
0.541666666666667185January | Resource 1 | Sublap 1 | 13:00 | 1 | 85 | January | 10000 | 0 | 0 | 0 | 0 | 0 | 0 | 0 | 0 | 0 | 0 | 0 | 0 | 0 | 4.0387 | -1.6018 | -0.04617 | 0 | 0 | 0 | 0 | 0 | 0 | 0 | 0 | 0 | 0 | 0 | 0 | 0 | 0 | 0 | 0 | 0 | 0 | 0 | 0 | 0 | 40.3874 | -16.0183 | -0.4617 | 0 | 0 | 0 | 0 | 0 | 0 | 0 | 0
0.541666666666667185February | Resource 1 | Sublap 1 | 13:00 | 1 | 85 | February | 11000 | 0 | 0 | 0 | 0 | 0 | 0 | 0 | 0 | 0 | 0 | 0 | 0 | 0 | 4.0387 | -1.6018 | -0.04617 | 0 | 0 | 0 | 0 | 0 | 0 | 0 | 0 | 0 | 0 | 0 | 0 | 0 | 0 | 0 | 0 | 0 | 0 | 0 | 0 | 0 | 44.4262 | -17.6201 | -0.50787 | 0 | 0 | 0 | 0 | 0 | 0 | 0 | 0
0.541666666666667185March | Resource 1 | Sublap 1 | 13:00 | 1 | 85 | March | 12000 | 0 | 0 | 0 | 0 | 0 | 0 | 0 | 0 | 0 | 0 | 0 | 0 | 0 | 4.0387 | -1.6018 | -0.04617 | 0 | 0 | 0 | 0 | 0 | 0 | 0 | 0 | 0 | 0 | 0 | 0 | 0 | 0 | 0 | 0 | 0 | 0 | 0 | 0 | 0 | 48.4649 | -19.2219 | -0.55404 | 0 | 0 | 0 | 0 | 0 | 0 | 0 | 0
0.541666666666667185April | Resource 1 | Sublap 1 | 13:00 | 1 | 85 | April | 13000 | 0 | 0 | 0 | 0 | 0 | 0 | 0 | 0 | 0 | 0 | 0 | 0 | 0 | 4.0387 | -1.6018 | -0.04617 | 0 | 0 | 0 | 0 | 0 | 0 | 0 | 0 | 0 | 0 | 0 | 0 | 0 | 0 | 0 | 0 | 0 | 0 | 0 | 0 | 0 | 52.5036 | -20.8237 | -0.60021 | 0 | 0 | 0 | 0 | 0 | 0 | 0 | 0
0.541666666666667185May | Resource 1 | Sublap 1 | 13:00 | 1 | 85 | May | 14000 | 0 | 0 | 0 | 0 | 0 | 0 | 0 | 0 | 0 | 0 | 0 | 0 | 0 | 4.0387 | -1.6018 | -0.04617 | 0 | 0 | 0 | 0 | 0 | 0 | 0 | 0 | 0 | 0 | 0 | 0 | 0 | 0 | 0 | 0 | 0 | 0 | 0 | 0 | 0 | 56.5424 | -22.4256 | -0.64638 | 0 | 0 | 0 | 0 | 0 | 0 | 0 | 0
0.541666666666667185June | Resource 1 | Sublap 1 | 13:00 | 1 | 85 | June | 15000 | 0 | 0 | 0 | 0 | 0 | 0 | 0 | 0 | 0 | 0 | 0 | 0 | 0 | 4.0387 | -1.6018 | -0.04617 | 0 | 0 | 0 | 0 | 0 | 0 | 0 | 0 | 0 | 0 | 0 | 0 | 0 | 0 | 0 | 0 | 0 | 0 | 0 | 0 | 0 | 60.5811 | -24.0274 | -0.69255 | 0 | 0 | 0 | 0 | 0 | 0 | 0 | 0
0.541666666666667185July | Resource 1 | Sublap 1 | 13:00 | 1 | 85 | July | 16000 | 0 | 0 | 0 | 0 | 0 | 0 | 0 | 0 | 0 | 0 | 0 | 0 | 0 | 4.0387 | -1.6018 | -0.04617 | 0 | 0 | 0 | 0 | 0 | 0 | 0 | 0 | 0 | 0 | 0 | 0 | 0 | 0 | 0 | 0 | 0 | 0 | 0 | 0 | 0 | 64.6199 | -25.6292 | -0.73872 | 0 | 0 | 0 | 0 | 0 | 0 | 0 | 0
0.541666666666667185August | Resource 1 | Sublap 1 | 13:00 | 1 | 85 | August | 17000 | 0 | 0 | 0 | 0 | 0 | 0 | 0 | 0 | 0 | 0 | 0 | 0 | 0 | 4.0387 | -1.6018 | -0.04617 | 0 | 0 | 0 | 0 | 0 | 0 | 0 | 0 | 0 | 0 | 0 | 0 | 0 | 0 | 0 | 0 | 0 | 0 | 0 | 0 | 0 | 68.6586 | -27.231 | -0.78489 | 0 | 0 | 0 | 0 | 0 | 0 | 0 | 0
0.541666666666667185September | Resource 1 | Sublap 1 | 13:00 | 1 | 85 | September | 18000 | 0 | 0 | 0 | 0 | 0 | 0 | 0 | 0 | 0 | 0 | 0 | 0 | 0 | 4.0387 | -1.6018 | -0.04617 | 0 | 0 | 0 | 0 | 0 | 0 | 0 | 0 | 0 | 0 | 0 | 0 | 0 | 0 | 0 | 0 | 0 | 0 | 0 | 0 | 0 | 72.6974 | -28.8329 | -0.83106 | 0 | 0 | 0 | 0 | 0 | 0 | 0 | 0
0.541666666666667185October | Resource 1 | Sublap 1 | 13:00 | 1 | 85 | October | 19000 | 0 | 0 | 0 | 0 | 0 | 0 | 0 | 0 | 0 | 0 | 0 | 0 | 0 | 4.0387 | -1.6018 | -0.04617 | 0 | 0 | 0 | 0 | 0 | 0 | 0 | 0 | 0 | 0 | 0 | 0 | 0 | 0 | 0 | 0 | 0 | 0 | 0 | 0 | 0 | 76.7361 | -30.4347 | -0.87723 | 0 | 0 | 0 | 0 | 0 | 0 | 0 | 0
0.541666666666667185November | Resource 1 | Sublap 1 | 13:00 | 1 | 85 | November | 20000 | 0 | 0 | 0 | 0 | 0 | 0 | 0 | 0 | 0 | 0 | 0 | 0 | 0 | 4.0387 | -1.6018 | -0.04617 | 0 | 0 | 0 | 0 | 0 | 0 | 0 | 0 | 0 | 0 | 0 | 0 | 0 | 0 | 0 | 0 | 0 | 0 | 0 | 0 | 0 | 80.7748 | -32.0365 | -0.9234 | 0 | 0 | 0 | 0 | 0 | 0 | 0 | 0
0.541666666666667185December | Resource 1 | Sublap 1 | 13:00 | 1 | 85 | December | 21000 | 0 | 0 | 0 | 0 | 0 | 0 | 0 | 0 | 0 | 0 | 0 | 0 | 0 | 4.0387 | -1.6018 | -0.04617 | 0 | 0 | 0 | 0 | 0 | 0 | 0 | 0 | 0 | 0 | 0 | 0 | 0 | 0 | 0 | 0 | 0 | 0 | 0 | 0 | 0 | 84.8136 | -33.6383 | -0.96957 | 0 | 0 | 0 | 0 | 0 | 0 | 0 | 0
0.541666666666667186January | Resource 1 | Sublap 1 | 13:00 | 1 | 86 | January | 10000 | 0 | 0 | 0 | 0 | 0 | 0 | 0 | 0 | 0 | 0 | 0 | 0 | 0 | 3.6937 | -1.4488 | -0.041771 | 0 | 0 | 0 | 0 | 0 | 0 | 0 | 0 | 0 | 0 | 0 | 0 | 0 | 0 | 0 | 0 | 0 | 0 | 0 | 0 | 0 | 36.9373 | -14.4876 | -0.41771 | 0 | 0 | 0 | 0 | 0 | 0 | 0 | 0
0.541666666666667186February | Resource 1 | Sublap 1 | 13:00 | 1 | 86 | February | 11000 | 0 | 0 | 0 | 0 | 0 | 0 | 0 | 0 | 0 | 0 | 0 | 0 | 0 | 3.6937 | -1.4488 | -0.041771 | 0 | 0 | 0 | 0 | 0 | 0 | 0 | 0 | 0 | 0 | 0 | 0 | 0 | 0 | 0 | 0 | 0 | 0 | 0 | 0 | 0 | 40.631 | -15.9363 | -0.45948 | 0 | 0 | 0 | 0 | 0 | 0 | 0 | 0
0.541666666666667186March | Resource 1 | Sublap 1 | 13:00 | 1 | 86 | March | 12000 | 0 | 0 | 0 | 0 | 0 | 0 | 0 | 0 | 0 | 0 | 0 | 0 | 0 | 3.6937 | -1.4488 | -0.041771 | 0 | 0 | 0 | 0 | 0 | 0 | 0 | 0 | 0 | 0 | 0 | 0 | 0 | 0 | 0 | 0 | 0 | 0 | 0 | 0 | 0 | 44.3248 | -17.3851 | -0.50125 | 0 | 0 | 0 | 0 | 0 | 0 | 0 | 0
0.541666666666667186April | Resource 1 | Sublap 1 | 13:00 | 1 | 86 | April | 13000 | 0 | 0 | 0 | 0 | 0 | 0 | 0 | 0 | 0 | 0 | 0 | 0 | 0 | 3.6937 | -1.4488 | -0.041771 | 0 | 0 | 0 | 0 | 0 | 0 | 0 | 0 | 0 | 0 | 0 | 0 | 0 | 0 | 0 | 0 | 0 | 0 | 0 | 0 | 0 | 48.0185 | -18.8338 | -0.54302 | 0 | 0 | 0 | 0 | 0 | 0 | 0 | 0
0.541666666666667186May | Resource 1 | Sublap 1 | 13:00 | 1 | 86 | May | 14000 | 0 | 0 | 0 | 0 | 0 | 0 | 0 | 0 | 0 | 0 | 0 | 0 | 0 | 3.6937 | -1.4488 | -0.041771 | 0 | 0 | 0 | 0 | 0 | 0 | 0 | 0 | 0 | 0 | 0 | 0 | 0 | 0 | 0 | 0 | 0 | 0 | 0 | 0 | 0 | 51.7122 | -20.2826 | -0.58479 | 0 | 0 | 0 | 0 | 0 | 0 | 0 | 0
0.541666666666667186June | Resource 1 | Sublap 1 | 13:00 | 1 | 86 | June | 15000 | 0 | 0 | 0 | 0 | 0 | 0 | 0 | 0 | 0 | 0 | 0 | 0 | 0 | 3.6937 | -1.4488 | -0.041771 | 0 | 0 | 0 | 0 | 0 | 0 | 0 | 0 | 0 | 0 | 0 | 0 | 0 | 0 | 0 | 0 | 0 | 0 | 0 | 0 | 0 | 55.406 | -21.7313 | -0.62656 | 0 | 0 | 0 | 0 | 0 | 0 | 0 | 0
0.541666666666667186July | Resource 1 | Sublap 1 | 13:00 | 1 | 86 | July | 16000 | 0 | 0 | 0 | 0 | 0 | 0 | 0 | 0 | 0 | 0 | 0 | 0 | 0 | 3.6937 | -1.4488 | -0.041771 | 0 | 0 | 0 | 0 | 0 | 0 | 0 | 0 | 0 | 0 | 0 | 0 | 0 | 0 | 0 | 0 | 0 | 0 | 0 | 0 | 0 | 59.0997 | -23.1801 | -0.66833 | 0 | 0 | 0 | 0 | 0 | 0 | 0 | 0
0.541666666666667186August | Resource 1 | Sublap 1 | 13:00 | 1 | 86 | August | 17000 | 0 | 0 | 0 | 0 | 0 | 0 | 0 | 0 | 0 | 0 | 0 | 0 | 0 | 3.6937 | -1.4488 | -0.041771 | 0 | 0 | 0 | 0 | 0 | 0 | 0 | 0 | 0 | 0 | 0 | 0 | 0 | 0 | 0 | 0 | 0 | 0 | 0 | 0 | 0 | 62.7934 | -24.6289 | -0.7101 | 0 | 0 | 0 | 0 | 0 | 0 | 0 | 0
0.541666666666667186September | Resource 1 | Sublap 1 | 13:00 | 1 | 86 | September | 18000 | 0 | 0 | 0 | 0 | 0 | 0 | 0 | 0 | 0 | 0 | 0 | 0 | 0 | 3.6937 | -1.4488 | -0.041771 | 0 | 0 | 0 | 0 | 0 | 0 | 0 | 0 | 0 | 0 | 0 | 0 | 0 | 0 | 0 | 0 | 0 | 0 | 0 | 0 | 0 | 66.4872 | -26.0776 | -0.75187 | 0 | 0 | 0 | 0 | 0 | 0 | 0 | 0
0.541666666666667186October | Resource 1 | Sublap 1 | 13:00 | 1 | 86 | October | 19000 | 0 | 0 | 0 | 0 | 0 | 0 | 0 | 0 | 0 | 0 | 0 | 0 | 0 | 3.6937 | -1.4488 | -0.041771 | 0 | 0 | 0 | 0 | 0 | 0 | 0 | 0 | 0 | 0 | 0 | 0 | 0 | 0 | 0 | 0 | 0 | 0 | 0 | 0 | 0 | 70.1809 | -27.5264 | -0.79364 | 0 | 0 | 0 | 0 | 0 | 0 | 0 | 0
0.541666666666667186November | Resource 1 | Sublap 1 | 13:00 | 1 | 86 | November | 20000 | 0 | 0 | 0 | 0 | 0 | 0 | 0 | 0 | 0 | 0 | 0 | 0 | 0 | 3.6937 | -1.4488 | -0.041771 | 0 | 0 | 0 | 0 | 0 | 0 | 0 | 0 | 0 | 0 | 0 | 0 | 0 | 0 | 0 | 0 | 0 | 0 | 0 | 0 | 0 | 73.8746 | -28.9751 | -0.83541 | 0 | 0 | 0 | 0 | 0 | 0 | 0 | 0
0.541666666666667186December | Resource 1 | Sublap 1 | 13:00 | 1 | 86 | December | 21000 | 0 | 0 | 0 | 0 | 0 | 0 | 0 | 0 | 0 | 0 | 0 | 0 | 0 | 3.6937 | -1.4488 | -0.041771 | 0 | 0 | 0 | 0 | 0 | 0 | 0 | 0 | 0 | 0 | 0 | 0 | 0 | 0 | 0 | 0 | 0 | 0 | 0 | 0 | 0 | 77.5683 | -30.4239 | -0.87718 | 0 | 0 | 0 | 0 | 0 | 0 | 0 | 0
0.541666666666667187January | Resource 1 | Sublap 1 | 13:00 | 1 | 87 | January | 10000 | 0 | 0 | 0 | 0 | 0 | 0 | 0 | 0 | 0 | 0 | 0 | 0 | 0 | 4.054 | -1.5187 | -0.043782 | 0 | 0 | 0 | 0 | 0 | 0 | 0 | 0 | 0 | 0 | 0 | 0 | 0 | 0 | 0 | 0 | 0 | 0 | 0 | 0 | 0 | 40.5397 | -15.1874 | -0.43782 | 0 | 0 | 0 | 0 | 0 | 0 | 0 | 0
0.541666666666667187February | Resource 1 | Sublap 1 | 13:00 | 1 | 87 | February | 11000 | 0 | 0 | 0 | 0 | 0 | 0 | 0 | 0 | 0 | 0 | 0 | 0 | 0 | 4.054 | -1.5187 | -0.043782 | 0 | 0 | 0 | 0 | 0 | 0 | 0 | 0 | 0 | 0 | 0 | 0 | 0 | 0 | 0 | 0 | 0 | 0 | 0 | 0 | 0 | 44.5937 | -16.7061 | -0.4816 | 0 | 0 | 0 | 0 | 0 | 0 | 0 | 0
0.541666666666667187March | Resource 1 | Sublap 1 | 13:00 | 1 | 87 | March | 12000 | 0 | 0 | 0 | 0 | 0 | 0 | 0 | 0 | 0 | 0 | 0 | 0 | 0 | 4.054 | -1.5187 | -0.043782 | 0 | 0 | 0 | 0 | 0 | 0 | 0 | 0 | 0 | 0 | 0 | 0 | 0 | 0 | 0 | 0 | 0 | 0 | 0 | 0 | 0 | 48.6477 | -18.2249 | -0.52539 | 0 | 0 | 0 | 0 | 0 | 0 | 0 | 0
0.541666666666667187April | Resource 1 | Sublap 1 | 13:00 | 1 | 87 | April | 13000 | 0 | 0 | 0 | 0 | 0 | 0 | 0 | 0 | 0 | 0 | 0 | 0 | 0 | 4.054 | -1.5187 | -0.043782 | 0 | 0 | 0 | 0 | 0 | 0 | 0 | 0 | 0 | 0 | 0 | 0 | 0 | 0 | 0 | 0 | 0 | 0 | 0 | 0 | 0 | 52.7017 | -19.7436 | -0.56917 | 0 | 0 | 0 | 0 | 0 | 0 | 0 | 0
0.541666666666667187May | Resource 1 | Sublap 1 | 13:00 | 1 | 87 | May | 14000 | 0 | 0 | 0 | 0 | 0 | 0 | 0 | 0 | 0 | 0 | 0 | 0 | 0 | 4.054 | -1.5187 | -0.043782 | 0 | 0 | 0 | 0 | 0 | 0 | 0 | 0 | 0 | 0 | 0 | 0 | 0 | 0 | 0 | 0 | 0 | 0 | 0 | 0 | 0 | 56.7557 | -21.2624 | -0.61295 | 0 | 0 | 0 | 0 | 0 | 0 | 0 | 0
0.541666666666667187June | Resource 1 | Sublap 1 | 13:00 | 1 | 87 | June | 15000 | 0 | 0 | 0 | 0 | 0 | 0 | 0 | 0 | 0 | 0 | 0 | 0 | 0 | 4.054 | -1.5187 | -0.043782 | 0 | 0 | 0 | 0 | 0 | 0 | 0 | 0 | 0 | 0 | 0 | 0 | 0 | 0 | 0 | 0 | 0 | 0 | 0 | 0 | 0 | 60.8096 | -22.7811 | -0.65673 | 0 | 0 | 0 | 0 | 0 | 0 | 0 | 0
0.541666666666667187July | Resource 1 | Sublap 1 | 13:00 | 1 | 87 | July | 16000 | 0 | 0 | 0 | 0 | 0 | 0 | 0 | 0 | 0 | 0 | 0 | 0 | 0 | 4.054 | -1.5187 | -0.043782 | 0 | 0 | 0 | 0 | 0 | 0 | 0 | 0 | 0 | 0 | 0 | 0 | 0 | 0 | 0 | 0 | 0 | 0 | 0 | 0 | 0 | 64.8636 | -24.2998 | -0.70051 | 0 | 0 | 0 | 0 | 0 | 0 | 0 | 0
0.541666666666667187August | Resource 1 | Sublap 1 | 13:00 | 1 | 87 | August | 17000 | 0 | 0 | 0 | 0 | 0 | 0 | 0 | 0 | 0 | 0 | 0 | 0 | 0 | 4.054 | -1.5187 | -0.043782 | 0 | 0 | 0 | 0 | 0 | 0 | 0 | 0 | 0 | 0 | 0 | 0 | 0 | 0 | 0 | 0 | 0 | 0 | 0 | 0 | 0 | 68.9176 | -25.8186 | -0.7443 | 0 | 0 | 0 | 0 | 0 | 0 | 0 | 0
0.541666666666667187September | Resource 1 | Sublap 1 | 13:00 | 1 | 87 | September | 18000 | 0 | 0 | 0 | 0 | 0 | 0 | 0 | 0 | 0 | 0 | 0 | 0 | 0 | 4.054 | -1.5187 | -0.043782 | 0 | 0 | 0 | 0 | 0 | 0 | 0 | 0 | 0 | 0 | 0 | 0 | 0 | 0 | 0 | 0 | 0 | 0 | 0 | 0 | 0 | 72.9715 | -27.3373 | -0.78808 | 0 | 0 | 0 | 0 | 0 | 0 | 0 | 0
0.541666666666667187October | Resource 1 | Sublap 1 | 13:00 | 1 | 87 | October | 19000 | 0 | 0 | 0 | 0 | 0 | 0 | 0 | 0 | 0 | 0 | 0 | 0 | 0 | 4.054 | -1.5187 | -0.043782 | 0 | 0 | 0 | 0 | 0 | 0 | 0 | 0 | 0 | 0 | 0 | 0 | 0 | 0 | 0 | 0 | 0 | 0 | 0 | 0 | 0 | 77.0255 | -28.8561 | -0.83186 | 0 | 0 | 0 | 0 | 0 | 0 | 0 | 0
0.541666666666667187November | Resource 1 | Sublap 1 | 13:00 | 1 | 87 | November | 20000 | 0 | 0 | 0 | 0 | 0 | 0 | 0 | 0 | 0 | 0 | 0 | 0 | 0 | 4.054 | -1.5187 | -0.043782 | 0 | 0 | 0 | 0 | 0 | 0 | 0 | 0 | 0 | 0 | 0 | 0 | 0 | 0 | 0 | 0 | 0 | 0 | 0 | 0 | 0 | 81.0795 | -30.3748 | -0.87564 | 0 | 0 | 0 | 0 | 0 | 0 | 0 | 0
0.541666666666667187December | Resource 1 | Sublap 1 | 13:00 | 1 | 87 | December | 21000 | 0 | 0 | 0 | 0 | 0 | 0 | 0 | 0 | 0 | 0 | 0 | 0 | 0 | 4.054 | -1.5187 | -0.043782 | 0 | 0 | 0 | 0 | 0 | 0 | 0 | 0 | 0 | 0 | 0 | 0 | 0 | 0 | 0 | 0 | 0 | 0 | 0 | 0 | 0 | 85.1335 | -31.8935 | -0.91942 | 0 | 0 | 0 | 0 | 0 | 0 | 0 | 0
0.541666666666667188January | Resource 1 | Sublap 1 | 13:00 | 1 | 88 | January | 10000 | 0 | 0 | 0 | 0 | 0 | 0 | 0 | 0 | 0 | 0 | 0 | 0 | 0 | 4.486 | -1.67 | -0.04813 | 0 | 0 | 0 | 0 | 0 | 0 | 0 | 0 | 0 | 0 | 0 | 0 | 0 | 0 | 0 | 0 | 0 | 0 | 0 | 0 | 0 | 44.8598 | -16.7001 | -0.4813 | 0 | 0 | 0 | 0 | 0 | 0 | 0 | 0
0.541666666666667188February | Resource 1 | Sublap 1 | 13:00 | 1 | 88 | February | 11000 | 0 | 0 | 0 | 0 | 0 | 0 | 0 | 0 | 0 | 0 | 0 | 0 | 0 | 4.486 | -1.67 | -0.04813 | 0 | 0 | 0 | 0 | 0 | 0 | 0 | 0 | 0 | 0 | 0 | 0 | 0 | 0 | 0 | 0 | 0 | 0 | 0 | 0 | 0 | 49.3458 | -18.3701 | -0.52943 | 0 | 0 | 0 | 0 | 0 | 0 | 0 | 0
0.541666666666667188March | Resource 1 | Sublap 1 | 13:00 | 1 | 88 | March | 12000 | 0 | 0 | 0 | 0 | 0 | 0 | 0 | 0 | 0 | 0 | 0 | 0 | 0 | 4.486 | -1.67 | -0.04813 | 0 | 0 | 0 | 0 | 0 | 0 | 0 | 0 | 0 | 0 | 0 | 0 | 0 | 0 | 0 | 0 | 0 | 0 | 0 | 0 | 0 | 53.8318 | -20.0401 | -0.57756 | 0 | 0 | 0 | 0 | 0 | 0 | 0 | 0
0.541666666666667188April | Resource 1 | Sublap 1 | 13:00 | 1 | 88 | April | 13000 | 0 | 0 | 0 | 0 | 0 | 0 | 0 | 0 | 0 | 0 | 0 | 0 | 0 | 4.486 | -1.67 | -0.04813 | 0 | 0 | 0 | 0 | 0 | 0 | 0 | 0 | 0 | 0 | 0 | 0 | 0 | 0 | 0 | 0 | 0 | 0 | 0 | 0 | 0 | 58.3177 | -21.7101 | -0.62569 | 0 | 0 | 0 | 0 | 0 | 0 | 0 | 0
0.541666666666667188May | Resource 1 | Sublap 1 | 13:00 | 1 | 88 | May | 14000 | 0 | 0 | 0 | 0 | 0 | 0 | 0 | 0 | 0 | 0 | 0 | 0 | 0 | 4.486 | -1.67 | -0.04813 | 0 | 0 | 0 | 0 | 0 | 0 | 0 | 0 | 0 | 0 | 0 | 0 | 0 | 0 | 0 | 0 | 0 | 0 | 0 | 0 | 0 | 62.8037 | -23.3801 | -0.67382 | 0 | 0 | 0 | 0 | 0 | 0 | 0 | 0
0.541666666666667188June | Resource 1 | Sublap 1 | 13:00 | 1 | 88 | June | 15000 | 0 | 0 | 0 | 0 | 0 | 0 | 0 | 0 | 0 | 0 | 0 | 0 | 0 | 4.486 | -1.67 | -0.04813 | 0 | 0 | 0 | 0 | 0 | 0 | 0 | 0 | 0 | 0 | 0 | 0 | 0 | 0 | 0 | 0 | 0 | 0 | 0 | 0 | 0 | 67.2897 | -25.0501 | -0.72195 | 0 | 0 | 0 | 0 | 0 | 0 | 0 | 0
0.541666666666667188July | Resource 1 | Sublap 1 | 13:00 | 1 | 88 | July | 16000 | 0 | 0 | 0 | 0 | 0 | 0 | 0 | 0 | 0 | 0 | 0 | 0 | 0 | 4.486 | -1.67 | -0.04813 | 0 | 0 | 0 | 0 | 0 | 0 | 0 | 0 | 0 | 0 | 0 | 0 | 0 | 0 | 0 | 0 | 0 | 0 | 0 | 0 | 0 | 71.7757 | -26.7202 | -0.77008 | 0 | 0 | 0 | 0 | 0 | 0 | 0 | 0
0.541666666666667188August | Resource 1 | Sublap 1 | 13:00 | 1 | 88 | August | 17000 | 0 | 0 | 0 | 0 | 0 | 0 | 0 | 0 | 0 | 0 | 0 | 0 | 0 | 4.486 | -1.67 | -0.04813 | 0 | 0 | 0 | 0 | 0 | 0 | 0 | 0 | 0 | 0 | 0 | 0 | 0 | 0 | 0 | 0 | 0 | 0 | 0 | 0 | 0 | 76.2617 | -28.3902 | -0.81821 | 0 | 0 | 0 | 0 | 0 | 0 | 0 | 0
0.541666666666667188September | Resource 1 | Sublap 1 | 13:00 | 1 | 88 | September | 18000 | 0 | 0 | 0 | 0 | 0 | 0 | 0 | 0 | 0 | 0 | 0 | 0 | 0 | 4.486 | -1.67 | -0.04813 | 0 | 0 | 0 | 0 | 0 | 0 | 0 | 0 | 0 | 0 | 0 | 0 | 0 | 0 | 0 | 0 | 0 | 0 | 0 | 0 | 0 | 80.7476 | -30.0602 | -0.86634 | 0 | 0 | 0 | 0 | 0 | 0 | 0 | 0
0.541666666666667188October | Resource 1 | Sublap 1 | 13:00 | 1 | 88 | October | 19000 | 0 | 0 | 0 | 0 | 0 | 0 | 0 | 0 | 0 | 0 | 0 | 0 | 0 | 4.486 | -1.67 | -0.04813 | 0 | 0 | 0 | 0 | 0 | 0 | 0 | 0 | 0 | 0 | 0 | 0 | 0 | 0 | 0 | 0 | 0 | 0 | 0 | 0 | 0 | 85.2336 | -31.7302 | -0.91447 | 0 | 0 | 0 | 0 | 0 | 0 | 0 | 0
0.541666666666667188November | Resource 1 | Sublap 1 | 13:00 | 1 | 88 | November | 20000 | 0 | 0 | 0 | 0 | 0 | 0 | 0 | 0 | 0 | 0 | 0 | 0 | 0 | 4.486 | -1.67 | -0.04813 | 0 | 0 | 0 | 0 | 0 | 0 | 0 | 0 | 0 | 0 | 0 | 0 | 0 | 0 | 0 | 0 | 0 | 0 | 0 | 0 | 0 | 89.7196 | -33.4002 | -0.9626 | 0 | 0 | 0 | 0 | 0 | 0 | 0 | 0
0.541666666666667188December | Resource 1 | Sublap 1 | 13:00 | 1 | 88 | December | 21000 | 0 | 0 | 0 | 0 | 0 | 0 | 0 | 0 | 0 | 0 | 0 | 0 | 0 | 4.486 | -1.67 | -0.04813 | 0 | 0 | 0 | 0 | 0 | 0 | 0 | 0 | 0 | 0 | 0 | 0 | 0 | 0 | 0 | 0 | 0 | 0 | 0 | 0 | 0 | 94.2056 | -35.0702 | -1.0107 | 0 | 0 | 0 | 0 | 0 | 0 | 0 | 0
0.541666666666667189January | Resource 1 | Sublap 1 | 13:00 | 1 | 89 | January | 10000 | 0 | 0 | 0 | 0 | 0 | 0 | 0 | 0 | 0 | 0 | 0 | 0 | 0 | 4.5599 | -1.625 | -0.046837 | 0 | 0 | 0 | 0 | 0 | 0 | 0 | 0 | 0 | 0 | 0 | 0 | 0 | 0 | 0 | 0 | 0 | 0 | 0 | 0 | 0 | 45.5994 | -16.2504 | -0.46837 | 0 | 0 | 0 | 0 | 0 | 0 | 0 | 0
0.541666666666667189February | Resource 1 | Sublap 1 | 13:00 | 1 | 89 | February | 11000 | 0 | 0 | 0 | 0 | 0 | 0 | 0 | 0 | 0 | 0 | 0 | 0 | 0 | 4.5599 | -1.625 | -0.046837 | 0 | 0 | 0 | 0 | 0 | 0 | 0 | 0 | 0 | 0 | 0 | 0 | 0 | 0 | 0 | 0 | 0 | 0 | 0 | 0 | 0 | 50.1594 | -17.8755 | -0.51521 | 0 | 0 | 0 | 0 | 0 | 0 | 0 | 0
0.541666666666667189March | Resource 1 | Sublap 1 | 13:00 | 1 | 89 | March | 12000 | 0 | 0 | 0 | 0 | 0 | 0 | 0 | 0 | 0 | 0 | 0 | 0 | 0 | 4.5599 | -1.625 | -0.046837 | 0 | 0 | 0 | 0 | 0 | 0 | 0 | 0 | 0 | 0 | 0 | 0 | 0 | 0 | 0 | 0 | 0 | 0 | 0 | 0 | 0 | 54.7193 | -19.5005 | -0.56205 | 0 | 0 | 0 | 0 | 0 | 0 | 0 | 0
0.541666666666667189April | Resource 1 | Sublap 1 | 13:00 | 1 | 89 | April | 13000 | 0 | 0 | 0 | 0 | 0 | 0 | 0 | 0 | 0 | 0 | 0 | 0 | 0 | 4.5599 | -1.625 | -0.046837 | 0 | 0 | 0 | 0 | 0 | 0 | 0 | 0 | 0 | 0 | 0 | 0 | 0 | 0 | 0 | 0 | 0 | 0 | 0 | 0 | 0 | 59.2792 | -21.1256 | -0.60889 | 0 | 0 | 0 | 0 | 0 | 0 | 0 | 0
0.541666666666667189May | Resource 1 | Sublap 1 | 13:00 | 1 | 89 | May | 14000 | 0 | 0 | 0 | 0 | 0 | 0 | 0 | 0 | 0 | 0 | 0 | 0 | 0 | 4.5599 | -1.625 | -0.046837 | 0 | 0 | 0 | 0 | 0 | 0 | 0 | 0 | 0 | 0 | 0 | 0 | 0 | 0 | 0 | 0 | 0 | 0 | 0 | 0 | 0 | 63.8392 | -22.7506 | -0.65572 | 0 | 0 | 0 | 0 | 0 | 0 | 0 | 0
0.541666666666667189June | Resource 1 | Sublap 1 | 13:00 | 1 | 89 | June | 15000 | 0 | 0 | 0 | 0 | 0 | 0 | 0 | 0 | 0 | 0 | 0 | 0 | 0 | 4.5599 | -1.625 | -0.046837 | 0 | 0 | 0 | 0 | 0 | 0 | 0 | 0 | 0 | 0 | 0 | 0 | 0 | 0 | 0 | 0 | 0 | 0 | 0 | 0 | 0 | 68.3991 | -24.3756 | -0.70256 | 0 | 0 | 0 | 0 | 0 | 0 | 0 | 0
0.541666666666667189July | Resource 1 | Sublap 1 | 13:00 | 1 | 89 | July | 16000 | 0 | 0 | 0 | 0 | 0 | 0 | 0 | 0 | 0 | 0 | 0 | 0 | 0 | 4.5599 | -1.625 | -0.046837 | 0 | 0 | 0 | 0 | 0 | 0 | 0 | 0 | 0 | 0 | 0 | 0 | 0 | 0 | 0 | 0 | 0 | 0 | 0 | 0 | 0 | 72.9591 | -26.0007 | -0.7494 | 0 | 0 | 0 | 0 | 0 | 0 | 0 | 0
0.541666666666667189August | Resource 1 | Sublap 1 | 13:00 | 1 | 89 | August | 17000 | 0 | 0 | 0 | 0 | 0 | 0 | 0 | 0 | 0 | 0 | 0 | 0 | 0 | 4.5599 | -1.625 | -0.046837 | 0 | 0 | 0 | 0 | 0 | 0 | 0 | 0 | 0 | 0 | 0 | 0 | 0 | 0 | 0 | 0 | 0 | 0 | 0 | 0 | 0 | 77.519 | -27.6257 | -0.79624 | 0 | 0 | 0 | 0 | 0 | 0 | 0 | 0
0.541666666666667189September | Resource 1 | Sublap 1 | 13:00 | 1 | 89 | September | 18000 | 0 | 0 | 0 | 0 | 0 | 0 | 0 | 0 | 0 | 0 | 0 | 0 | 0 | 4.5599 | -1.625 | -0.046837 | 0 | 0 | 0 | 0 | 0 | 0 | 0 | 0 | 0 | 0 | 0 | 0 | 0 | 0 | 0 | 0 | 0 | 0 | 0 | 0 | 0 | 82.0789 | -29.2508 | -0.84307 | 0 | 0 | 0 | 0 | 0 | 0 | 0 | 0
0.541666666666667189October | Resource 1 | Sublap 1 | 13:00 | 1 | 89 | October | 19000 | 0 | 0 | 0 | 0 | 0 | 0 | 0 | 0 | 0 | 0 | 0 | 0 | 0 | 4.5599 | -1.625 | -0.046837 | 0 | 0 | 0 | 0 | 0 | 0 | 0 | 0 | 0 | 0 | 0 | 0 | 0 | 0 | 0 | 0 | 0 | 0 | 0 | 0 | 0 | 86.6389 | -30.8758 | -0.88991 | 0 | 0 | 0 | 0 | 0 | 0 | 0 | 0
0.541666666666667189November | Resource 1 | Sublap 1 | 13:00 | 1 | 89 | November | 20000 | 0 | 0 | 0 | 0 | 0 | 0 | 0 | 0 | 0 | 0 | 0 | 0 | 0 | 4.5599 | -1.625 | -0.046837 | 0 | 0 | 0 | 0 | 0 | 0 | 0 | 0 | 0 | 0 | 0 | 0 | 0 | 0 | 0 | 0 | 0 | 0 | 0 | 0 | 0 | 91.1988 | -32.5008 | -0.93675 | 0 | 0 | 0 | 0 | 0 | 0 | 0 | 0
0.541666666666667189December | Resource 1 | Sublap 1 | 13:00 | 1 | 89 | December | 21000 | 0 | 0 | 0 | 0 | 0 | 0 | 0 | 0 | 0 | 0 | 0 | 0 | 0 | 4.5599 | -1.625 | -0.046837 | 0 | 0 | 0 | 0 | 0 | 0 | 0 | 0 | 0 | 0 | 0 | 0 | 0 | 0 | 0 | 0 | 0 | 0 | 0 | 0 | 0 | 95.7588 | -34.1259 | -0.98359 | 0 | 0 | 0 | 0 | 0 | 0 | 0 | 0
0.541666666666667190January | Resource 1 | Sublap 1 | 13:00 | 1 | 90 | January | 10000 | 0 | 0 | 0 | 0 | 0 | 0 | 0 | 0 | 0 | 0 | 0 | 0 | 0 | 5.3674 | -1.8378 | -0.052953 | 0 | 0 | 0 | 0 | 0 | 0 | 0 | 0 | 0 | 0 | 0 | 0 | 0 | 0 | 0 | 0 | 0 | 0 | 0 | 0 | 0 | 53.6738 | -18.3781 | -0.52953 | 0 | 0 | 0 | 0 | 0 | 0 | 0 | 0
0.541666666666667190February | Resource 1 | Sublap 1 | 13:00 | 1 | 90 | February | 11000 | 0 | 0 | 0 | 0 | 0 | 0 | 0 | 0 | 0 | 0 | 0 | 0 | 0 | 5.3674 | -1.8378 | -0.052953 | 0 | 0 | 0 | 0 | 0 | 0 | 0 | 0 | 0 | 0 | 0 | 0 | 0 | 0 | 0 | 0 | 0 | 0 | 0 | 0 | 0 | 59.0412 | -20.2159 | -0.58248 | 0 | 0 | 0 | 0 | 0 | 0 | 0 | 0
0.541666666666667190March | Resource 1 | Sublap 1 | 13:00 | 1 | 90 | March | 12000 | 0 | 0 | 0 | 0 | 0 | 0 | 0 | 0 | 0 | 0 | 0 | 0 | 0 | 5.3674 | -1.8378 | -0.052953 | 0 | 0 | 0 | 0 | 0 | 0 | 0 | 0 | 0 | 0 | 0 | 0 | 0 | 0 | 0 | 0 | 0 | 0 | 0 | 0 | 0 | 64.4086 | -22.0537 | -0.63543 | 0 | 0 | 0 | 0 | 0 | 0 | 0 | 0
0.541666666666667190April | Resource 1 | Sublap 1 | 13:00 | 1 | 90 | April | 13000 | 0 | 0 | 0 | 0 | 0 | 0 | 0 | 0 | 0 | 0 | 0 | 0 | 0 | 5.3674 | -1.8378 | -0.052953 | 0 | 0 | 0 | 0 | 0 | 0 | 0 | 0 | 0 | 0 | 0 | 0 | 0 | 0 | 0 | 0 | 0 | 0 | 0 | 0 | 0 | 69.776 | -23.8915 | -0.68839 | 0 | 0 | 0 | 0 | 0 | 0 | 0 | 0
0.541666666666667190May | Resource 1 | Sublap 1 | 13:00 | 1 | 90 | May | 14000 | 0 | 0 | 0 | 0 | 0 | 0 | 0 | 0 | 0 | 0 | 0 | 0 | 0 | 5.3674 | -1.8378 | -0.052953 | 0 | 0 | 0 | 0 | 0 | 0 | 0 | 0 | 0 | 0 | 0 | 0 | 0 | 0 | 0 | 0 | 0 | 0 | 0 | 0 | 0 | 75.1433 | -25.7293 | -0.74134 | 0 | 0 | 0 | 0 | 0 | 0 | 0 | 0
0.541666666666667190June | Resource 1 | Sublap 1 | 13:00 | 1 | 90 | June | 15000 | 0 | 0 | 0 | 0 | 0 | 0 | 0 | 0 | 0 | 0 | 0 | 0 | 0 | 5.3674 | -1.8378 | -0.052953 | 0 | 0 | 0 | 0 | 0 | 0 | 0 | 0 | 0 | 0 | 0 | 0 | 0 | 0 | 0 | 0 | 0 | 0 | 0 | 0 | 0 | 80.5107 | -27.5672 | -0.79429 | 0 | 0 | 0 | 0 | 0 | 0 | 0 | 0
0.541666666666667190July | Resource 1 | Sublap 1 | 13:00 | 1 | 90 | July | 16000 | 0 | 0 | 0 | 0 | 0 | 0 | 0 | 0 | 0 | 0 | 0 | 0 | 0 | 5.3674 | -1.8378 | -0.052953 | 0 | 0 | 0 | 0 | 0 | 0 | 0 | 0 | 0 | 0 | 0 | 0 | 0 | 0 | 0 | 0 | 0 | 0 | 0 | 0 | 0 | 85.8781 | -29.405 | -0.84725 | 0 | 0 | 0 | 0 | 0 | 0 | 0 | 0
0.541666666666667190August | Resource 1 | Sublap 1 | 13:00 | 1 | 90 | August | 17000 | 0 | 0 | 0 | 0 | 0 | 0 | 0 | 0 | 0 | 0 | 0 | 0 | 0 | 5.3674 | -1.8378 | -0.052953 | 0 | 0 | 0 | 0 | 0 | 0 | 0 | 0 | 0 | 0 | 0 | 0 | 0 | 0 | 0 | 0 | 0 | 0 | 0 | 0 | 0 | 91.2455 | -31.2428 | -0.9002 | 0 | 0 | 0 | 0 | 0 | 0 | 0 | 0
0.541666666666667190September | Resource 1 | Sublap 1 | 13:00 | 1 | 90 | September | 18000 | 0 | 0 | 0 | 0 | 0 | 0 | 0 | 0 | 0 | 0 | 0 | 0 | 0 | 5.3674 | -1.8378 | -0.052953 | 0 | 0 | 0 | 0 | 0 | 0 | 0 | 0 | 0 | 0 | 0 | 0 | 0 | 0 | 0 | 0 | 0 | 0 | 0 | 0 | 0 | 96.6129 | -33.0806 | -0.95315 | 0 | 0 | 0 | 0 | 0 | 0 | 0 | 0
0.541666666666667190October | Resource 1 | Sublap 1 | 13:00 | 1 | 90 | October | 19000 | 0 | 0 | 0 | 0 | 0 | 0 | 0 | 0 | 0 | 0 | 0 | 0 | 0 | 5.3674 | -1.8378 | -0.052953 | 0 | 0 | 0 | 0 | 0 | 0 | 0 | 0 | 0 | 0 | 0 | 0 | 0 | 0 | 0 | 0 | 0 | 0 | 0 | 0 | 0 | 101.9803 | -34.9184 | -1.0061 | 0 | 0 | 0 | 0 | 0 | 0 | 0 | 0
0.541666666666667190November | Resource 1 | Sublap 1 | 13:00 | 1 | 90 | November | 20000 | 0 | 0 | 0 | 0 | 0 | 0 | 0 | 0 | 0 | 0 | 0 | 0 | 0 | 5.3674 | -1.8378 | -0.052953 | 0 | 0 | 0 | 0 | 0 | 0 | 0 | 0 | 0 | 0 | 0 | 0 | 0 | 0 | 0 | 0 | 0 | 0 | 0 | 0 | 0 | 107.3476 | -36.7562 | -1.0591 | 0 | 0 | 0 | 0 | 0 | 0 | 0 | 0
0.541666666666667190December | Resource 1 | Sublap 1 | 13:00 | 1 | 90 | December | 21000 | 0 | 0 | 0 | 0 | 0 | 0 | 0 | 0 | 0 | 0 | 0 | 0 | 0 | 5.3674 | -1.8378 | -0.052953 | 0 | 0 | 0 | 0 | 0 | 0 | 0 | 0 | 0 | 0 | 0 | 0 | 0 | 0 | 0 | 0 | 0 | 0 | 0 | 0 | 0 | 112.715 | -38.594 | -1.112 | 0 | 0 | 0 | 0 | 0 | 0 | 0 | 0
0.541666666666667191January | Resource 1 | Sublap 1 | 13:00 | 1 | 91 | January | 10000 | 0 | 0 | 0 | 0 | 0 | 0 | 0 | 0 | 0 | 0 | 0 | 0 | 0 | 6.2018 | -2.0708 | -0.05965 | 0 | 0 | 0 | 0 | 0 | 0 | 0 | 0 | 0 | 0 | 0 | 0 | 0 | 0 | 0 | 0 | 0 | 0 | 0 | 0 | 0 | 62.018 | -20.7083 | -0.5965 | 0 | 0 | 0 | 0 | 0 | 0 | 0 | 0
0.541666666666667191February | Resource 1 | Sublap 1 | 13:00 | 1 | 91 | February | 11000 | 0 | 0 | 0 | 0 | 0 | 0 | 0 | 0 | 0 | 0 | 0 | 0 | 0 | 6.2018 | -2.0708 | -0.05965 | 0 | 0 | 0 | 0 | 0 | 0 | 0 | 0 | 0 | 0 | 0 | 0 | 0 | 0 | 0 | 0 | 0 | 0 | 0 | 0 | 0 | 68.2198 | -22.7791 | -0.65615 | 0 | 0 | 0 | 0 | 0 | 0 | 0 | 0
0.541666666666667191March | Resource 1 | Sublap 1 | 13:00 | 1 | 91 | March | 12000 | 0 | 0 | 0 | 0 | 0 | 0 | 0 | 0 | 0 | 0 | 0 | 0 | 0 | 6.2018 | -2.0708 | -0.05965 | 0 | 0 | 0 | 0 | 0 | 0 | 0 | 0 | 0 | 0 | 0 | 0 | 0 | 0 | 0 | 0 | 0 | 0 | 0 | 0 | 0 | 74.4216 | -24.8499 | -0.7158 | 0 | 0 | 0 | 0 | 0 | 0 | 0 | 0
0.541666666666667191April | Resource 1 | Sublap 1 | 13:00 | 1 | 91 | April | 13000 | 0 | 0 | 0 | 0 | 0 | 0 | 0 | 0 | 0 | 0 | 0 | 0 | 0 | 6.2018 | -2.0708 | -0.05965 | 0 | 0 | 0 | 0 | 0 | 0 | 0 | 0 | 0 | 0 | 0 | 0 | 0 | 0 | 0 | 0 | 0 | 0 | 0 | 0 | 0 | 80.6234 | -26.9208 | -0.77545 | 0 | 0 | 0 | 0 | 0 | 0 | 0 | 0
0.541666666666667191May | Resource 1 | Sublap 1 | 13:00 | 1 | 91 | May | 14000 | 0 | 0 | 0 | 0 | 0 | 0 | 0 | 0 | 0 | 0 | 0 | 0 | 0 | 6.2018 | -2.0708 | -0.05965 | 0 | 0 | 0 | 0 | 0 | 0 | 0 | 0 | 0 | 0 | 0 | 0 | 0 | 0 | 0 | 0 | 0 | 0 | 0 | 0 | 0 | 86.8252 | -28.9916 | -0.8351 | 0 | 0 | 0 | 0 | 0 | 0 | 0 | 0
0.541666666666667191June | Resource 1 | Sublap 1 | 13:00 | 1 | 91 | June | 15000 | 0 | 0 | 0 | 0 | 0 | 0 | 0 | 0 | 0 | 0 | 0 | 0 | 0 | 6.2018 | -2.0708 | -0.05965 | 0 | 0 | 0 | 0 | 0 | 0 | 0 | 0 | 0 | 0 | 0 | 0 | 0 | 0 | 0 | 0 | 0 | 0 | 0 | 0 | 0 | 93.0269 | -31.0624 | -0.89475 | 0 | 0 | 0 | 0 | 0 | 0 | 0 | 0
0.541666666666667191July | Resource 1 | Sublap 1 | 13:00 | 1 | 91 | July | 16000 | 0 | 0 | 0 | 0 | 0 | 0 | 0 | 0 | 0 | 0 | 0 | 0 | 0 | 6.2018 | -2.0708 | -0.05965 | 0 | 0 | 0 | 0 | 0 | 0 | 0 | 0 | 0 | 0 | 0 | 0 | 0 | 0 | 0 | 0 | 0 | 0 | 0 | 0 | 0 | 99.2288 | -33.1332 | -0.9544 | 0 | 0 | 0 | 0 | 0 | 0 | 0 | 0
0.541666666666667191August | Resource 1 | Sublap 1 | 13:00 | 1 | 91 | August | 17000 | 0 | 0 | 0 | 0 | 0 | 0 | 0 | 0 | 0 | 0 | 0 | 0 | 0 | 6.2018 | -2.0708 | -0.05965 | 0 | 0 | 0 | 0 | 0 | 0 | 0 | 0 | 0 | 0 | 0 | 0 | 0 | 0 | 0 | 0 | 0 | 0 | 0 | 0 | 0 | 105.4305 | -35.2041 | -1.0141 | 0 | 0 | 0 | 0 | 0 | 0 | 0 | 0
0.541666666666667191September | Resource 1 | Sublap 1 | 13:00 | 1 | 91 | September | 18000 | 0 | 0 | 0 | 0 | 0 | 0 | 0 | 0 | 0 | 0 | 0 | 0 | 0 | 6.2018 | -2.0708 | -0.05965 | 0 | 0 | 0 | 0 | 0 | 0 | 0 | 0 | 0 | 0 | 0 | 0 | 0 | 0 | 0 | 0 | 0 | 0 | 0 | 0 | 0 | 111.6323 | -37.2749 | -1.0737 | 0 | 0 | 0 | 0 | 0 | 0 | 0 | 0
0.541666666666667191October | Resource 1 | Sublap 1 | 13:00 | 1 | 91 | October | 19000 | 0 | 0 | 0 | 0 | 0 | 0 | 0 | 0 | 0 | 0 | 0 | 0 | 0 | 6.2018 | -2.0708 | -0.05965 | 0 | 0 | 0 | 0 | 0 | 0 | 0 | 0 | 0 | 0 | 0 | 0 | 0 | 0 | 0 | 0 | 0 | 0 | 0 | 0 | 0 | 117.8341 | -39.3457 | -1.1334 | 0 | 0 | 0 | 0 | 0 | 0 | 0 | 0
0.541666666666667191November | Resource 1 | Sublap 1 | 13:00 | 1 | 91 | November | 20000 | 0 | 0 | 0 | 0 | 0 | 0 | 0 | 0 | 0 | 0 | 0 | 0 | 0 | 6.2018 | -2.0708 | -0.05965 | 0 | 0 | 0 | 0 | 0 | 0 | 0 | 0 | 0 | 0 | 0 | 0 | 0 | 0 | 0 | 0 | 0 | 0 | 0 | 0 | 0 | 124.0359 | -41.4165 | -1.193 | 0 | 0 | 0 | 0 | 0 | 0 | 0 | 0
0.541666666666667191December | Resource 1 | Sublap 1 | 13:00 | 1 | 91 | December | 21000 | 0 | 0 | 0 | 0 | 0 | 0 | 0 | 0 | 0 | 0 | 0 | 0 | 0 | 6.2018 | -2.0708 | -0.05965 | 0 | 0 | 0 | 0 | 0 | 0 | 0 | 0 | 0 | 0 | 0 | 0 | 0 | 0 | 0 | 0 | 0 | 0 | 0 | 0 | 0 | 130.2377 | -43.4874 | -1.2527 | 0 | 0 | 0 | 0 | 0 | 0 | 0 | 0
0.541666666666667192January | Resource 1 | Sublap 1 | 13:00 | 1 | 92 | January | 10000 | 0 | 0 | 0 | 0 | 0 | 0 | 0 | 0 | 0 | 0 | 0 | 0 | 0 | 6.4264 | -2.1289 | -0.061319 | 0 | 0 | 0 | 0 | 0 | 0 | 0 | 0 | 0 | 0 | 0 | 0 | 0 | 0 | 0 | 0 | 0 | 0 | 0 | 0 | 0 | 64.2635 | -21.289 | -0.61319 | 0 | 0 | 0 | 0 | 0 | 0 | 0 | 0
0.541666666666667192February | Resource 1 | Sublap 1 | 13:00 | 1 | 92 | February | 11000 | 0 | 0 | 0 | 0 | 0 | 0 | 0 | 0 | 0 | 0 | 0 | 0 | 0 | 6.4264 | -2.1289 | -0.061319 | 0 | 0 | 0 | 0 | 0 | 0 | 0 | 0 | 0 | 0 | 0 | 0 | 0 | 0 | 0 | 0 | 0 | 0 | 0 | 0 | 0 | 70.6899 | -23.4179 | -0.67451 | 0 | 0 | 0 | 0 | 0 | 0 | 0 | 0
0.541666666666667192March | Resource 1 | Sublap 1 | 13:00 | 1 | 92 | March | 12000 | 0 | 0 | 0 | 0 | 0 | 0 | 0 | 0 | 0 | 0 | 0 | 0 | 0 | 6.4264 | -2.1289 | -0.061319 | 0 | 0 | 0 | 0 | 0 | 0 | 0 | 0 | 0 | 0 | 0 | 0 | 0 | 0 | 0 | 0 | 0 | 0 | 0 | 0 | 0 | 77.1162 | -25.5468 | -0.73583 | 0 | 0 | 0 | 0 | 0 | 0 | 0 | 0
0.541666666666667192April | Resource 1 | Sublap 1 | 13:00 | 1 | 92 | April | 13000 | 0 | 0 | 0 | 0 | 0 | 0 | 0 | 0 | 0 | 0 | 0 | 0 | 0 | 6.4264 | -2.1289 | -0.061319 | 0 | 0 | 0 | 0 | 0 | 0 | 0 | 0 | 0 | 0 | 0 | 0 | 0 | 0 | 0 | 0 | 0 | 0 | 0 | 0 | 0 | 83.5426 | -27.6757 | -0.79715 | 0 | 0 | 0 | 0 | 0 | 0 | 0 | 0
0.541666666666667192May | Resource 1 | Sublap 1 | 13:00 | 1 | 92 | May | 14000 | 0 | 0 | 0 | 0 | 0 | 0 | 0 | 0 | 0 | 0 | 0 | 0 | 0 | 6.4264 | -2.1289 | -0.061319 | 0 | 0 | 0 | 0 | 0 | 0 | 0 | 0 | 0 | 0 | 0 | 0 | 0 | 0 | 0 | 0 | 0 | 0 | 0 | 0 | 0 | 89.969 | -29.8046 | -0.85847 | 0 | 0 | 0 | 0 | 0 | 0 | 0 | 0
0.541666666666667192June | Resource 1 | Sublap 1 | 13:00 | 1 | 92 | June | 15000 | 0 | 0 | 0 | 0 | 0 | 0 | 0 | 0 | 0 | 0 | 0 | 0 | 0 | 6.4264 | -2.1289 | -0.061319 | 0 | 0 | 0 | 0 | 0 | 0 | 0 | 0 | 0 | 0 | 0 | 0 | 0 | 0 | 0 | 0 | 0 | 0 | 0 | 0 | 0 | 96.3953 | -31.9335 | -0.91979 | 0 | 0 | 0 | 0 | 0 | 0 | 0 | 0
0.541666666666667192July | Resource 1 | Sublap 1 | 13:00 | 1 | 92 | July | 16000 | 0 | 0 | 0 | 0 | 0 | 0 | 0 | 0 | 0 | 0 | 0 | 0 | 0 | 6.4264 | -2.1289 | -0.061319 | 0 | 0 | 0 | 0 | 0 | 0 | 0 | 0 | 0 | 0 | 0 | 0 | 0 | 0 | 0 | 0 | 0 | 0 | 0 | 0 | 0 | 102.8217 | -34.0624 | -0.98111 | 0 | 0 | 0 | 0 | 0 | 0 | 0 | 0
0.541666666666667192August | Resource 1 | Sublap 1 | 13:00 | 1 | 92 | August | 17000 | 0 | 0 | 0 | 0 | 0 | 0 | 0 | 0 | 0 | 0 | 0 | 0 | 0 | 6.4264 | -2.1289 | -0.061319 | 0 | 0 | 0 | 0 | 0 | 0 | 0 | 0 | 0 | 0 | 0 | 0 | 0 | 0 | 0 | 0 | 0 | 0 | 0 | 0 | 0 | 109.248 | -36.1913 | -1.0424 | 0 | 0 | 0 | 0 | 0 | 0 | 0 | 0
0.541666666666667192September | Resource 1 | Sublap 1 | 13:00 | 1 | 92 | September | 18000 | 0 | 0 | 0 | 0 | 0 | 0 | 0 | 0 | 0 | 0 | 0 | 0 | 0 | 6.4264 | -2.1289 | -0.061319 | 0 | 0 | 0 | 0 | 0 | 0 | 0 | 0 | 0 | 0 | 0 | 0 | 0 | 0 | 0 | 0 | 0 | 0 | 0 | 0 | 0 | 115.6744 | -38.3202 | -1.1037 | 0 | 0 | 0 | 0 | 0 | 0 | 0 | 0
0.541666666666667192October | Resource 1 | Sublap 1 | 13:00 | 1 | 92 | October | 19000 | 0 | 0 | 0 | 0 | 0 | 0 | 0 | 0 | 0 | 0 | 0 | 0 | 0 | 6.4264 | -2.1289 | -0.061319 | 0 | 0 | 0 | 0 | 0 | 0 | 0 | 0 | 0 | 0 | 0 | 0 | 0 | 0 | 0 | 0 | 0 | 0 | 0 | 0 | 0 | 122.1007 | -40.4491 | -1.1651 | 0 | 0 | 0 | 0 | 0 | 0 | 0 | 0
0.541666666666667192November | Resource 1 | Sublap 1 | 13:00 | 1 | 92 | November | 20000 | 0 | 0 | 0 | 0 | 0 | 0 | 0 | 0 | 0 | 0 | 0 | 0 | 0 | 6.4264 | -2.1289 | -0.061319 | 0 | 0 | 0 | 0 | 0 | 0 | 0 | 0 | 0 | 0 | 0 | 0 | 0 | 0 | 0 | 0 | 0 | 0 | 0 | 0 | 0 | 128.5271 | -42.578 | -1.2264 | 0 | 0 | 0 | 0 | 0 | 0 | 0 | 0
0.541666666666667192December | Resource 1 | Sublap 1 | 13:00 | 1 | 92 | December | 21000 | 0 | 0 | 0 | 0 | 0 | 0 | 0 | 0 | 0 | 0 | 0 | 0 | 0 | 6.4264 | -2.1289 | -0.061319 | 0 | 0 | 0 | 0 | 0 | 0 | 0 | 0 | 0 | 0 | 0 | 0 | 0 | 0 | 0 | 0 | 0 | 0 | 0 | 0 | 0 | 134.9534 | -44.7069 | -1.2877 | 0 | 0 | 0 | 0 | 0 | 0 | 0 | 0
0.541666666666667193January | Resource 1 | Sublap 1 | 13:00 | 1 | 93 | January | 10000 | 0 | 0 | 0 | 0 | 0 | 0 | 0 | 0 | 0 | 0 | 0 | 0 | 0 | 6.8946 | -2.2803 | -0.06567 | 0 | 0 | 0 | 0 | 0 | 0 | 0 | 0 | 0 | 0 | 0 | 0 | 0 | 0 | 0 | 0 | 0 | 0 | 0 | 0 | 0 | 68.9461 | -22.8025 | -0.6567 | 0 | 0 | 0 | 0 | 0 | 0 | 0 | 0
0.541666666666667193February | Resource 1 | Sublap 1 | 13:00 | 1 | 93 | February | 11000 | 0 | 0 | 0 | 0 | 0 | 0 | 0 | 0 | 0 | 0 | 0 | 0 | 0 | 6.8946 | -2.2803 | -0.06567 | 0 | 0 | 0 | 0 | 0 | 0 | 0 | 0 | 0 | 0 | 0 | 0 | 0 | 0 | 0 | 0 | 0 | 0 | 0 | 0 | 0 | 75.8407 | -25.0828 | -0.72236 | 0 | 0 | 0 | 0 | 0 | 0 | 0 | 0
0.541666666666667193March | Resource 1 | Sublap 1 | 13:00 | 1 | 93 | March | 12000 | 0 | 0 | 0 | 0 | 0 | 0 | 0 | 0 | 0 | 0 | 0 | 0 | 0 | 6.8946 | -2.2803 | -0.06567 | 0 | 0 | 0 | 0 | 0 | 0 | 0 | 0 | 0 | 0 | 0 | 0 | 0 | 0 | 0 | 0 | 0 | 0 | 0 | 0 | 0 | 82.7353 | -27.363 | -0.78803 | 0 | 0 | 0 | 0 | 0 | 0 | 0 | 0
0.541666666666667193April | Resource 1 | Sublap 1 | 13:00 | 1 | 93 | April | 13000 | 0 | 0 | 0 | 0 | 0 | 0 | 0 | 0 | 0 | 0 | 0 | 0 | 0 | 6.8946 | -2.2803 | -0.06567 | 0 | 0 | 0 | 0 | 0 | 0 | 0 | 0 | 0 | 0 | 0 | 0 | 0 | 0 | 0 | 0 | 0 | 0 | 0 | 0 | 0 | 89.6299 | -29.6433 | -0.8537 | 0 | 0 | 0 | 0 | 0 | 0 | 0 | 0
0.541666666666667193May | Resource 1 | Sublap 1 | 13:00 | 1 | 93 | May | 14000 | 0 | 0 | 0 | 0 | 0 | 0 | 0 | 0 | 0 | 0 | 0 | 0 | 0 | 6.8946 | -2.2803 | -0.06567 | 0 | 0 | 0 | 0 | 0 | 0 | 0 | 0 | 0 | 0 | 0 | 0 | 0 | 0 | 0 | 0 | 0 | 0 | 0 | 0 | 0 | 96.5245 | -31.9235 | -0.91937 | 0 | 0 | 0 | 0 | 0 | 0 | 0 | 0
0.541666666666667193June | Resource 1 | Sublap 1 | 13:00 | 1 | 93 | June | 15000 | 0 | 0 | 0 | 0 | 0 | 0 | 0 | 0 | 0 | 0 | 0 | 0 | 0 | 6.8946 | -2.2803 | -0.06567 | 0 | 0 | 0 | 0 | 0 | 0 | 0 | 0 | 0 | 0 | 0 | 0 | 0 | 0 | 0 | 0 | 0 | 0 | 0 | 0 | 0 | 103.4191 | -34.2038 | -0.98504 | 0 | 0 | 0 | 0 | 0 | 0 | 0 | 0
0.541666666666667193July | Resource 1 | Sublap 1 | 13:00 | 1 | 93 | July | 16000 | 0 | 0 | 0 | 0 | 0 | 0 | 0 | 0 | 0 | 0 | 0 | 0 | 0 | 6.8946 | -2.2803 | -0.06567 | 0 | 0 | 0 | 0 | 0 | 0 | 0 | 0 | 0 | 0 | 0 | 0 | 0 | 0 | 0 | 0 | 0 | 0 | 0 | 0 | 0 | 110.3138 | -36.4841 | -1.0507 | 0 | 0 | 0 | 0 | 0 | 0 | 0 | 0
0.541666666666667193August | Resource 1 | Sublap 1 | 13:00 | 1 | 93 | August | 17000 | 0 | 0 | 0 | 0 | 0 | 0 | 0 | 0 | 0 | 0 | 0 | 0 | 0 | 6.8946 | -2.2803 | -0.06567 | 0 | 0 | 0 | 0 | 0 | 0 | 0 | 0 | 0 | 0 | 0 | 0 | 0 | 0 | 0 | 0 | 0 | 0 | 0 | 0 | 0 | 117.2084 | -38.7643 | -1.1164 | 0 | 0 | 0 | 0 | 0 | 0 | 0 | 0
0.541666666666667193September | Resource 1 | Sublap 1 | 13:00 | 1 | 93 | September | 18000 | 0 | 0 | 0 | 0 | 0 | 0 | 0 | 0 | 0 | 0 | 0 | 0 | 0 | 6.8946 | -2.2803 | -0.06567 | 0 | 0 | 0 | 0 | 0 | 0 | 0 | 0 | 0 | 0 | 0 | 0 | 0 | 0 | 0 | 0 | 0 | 0 | 0 | 0 | 0 | 124.103 | -41.0446 | -1.1821 | 0 | 0 | 0 | 0 | 0 | 0 | 0 | 0
0.541666666666667193October | Resource 1 | Sublap 1 | 13:00 | 1 | 93 | October | 19000 | 0 | 0 | 0 | 0 | 0 | 0 | 0 | 0 | 0 | 0 | 0 | 0 | 0 | 6.8946 | -2.2803 | -0.06567 | 0 | 0 | 0 | 0 | 0 | 0 | 0 | 0 | 0 | 0 | 0 | 0 | 0 | 0 | 0 | 0 | 0 | 0 | 0 | 0 | 0 | 130.9976 | -43.3248 | -1.2477 | 0 | 0 | 0 | 0 | 0 | 0 | 0 | 0
0.541666666666667193November | Resource 1 | Sublap 1 | 13:00 | 1 | 93 | November | 20000 | 0 | 0 | 0 | 0 | 0 | 0 | 0 | 0 | 0 | 0 | 0 | 0 | 0 | 6.8946 | -2.2803 | -0.06567 | 0 | 0 | 0 | 0 | 0 | 0 | 0 | 0 | 0 | 0 | 0 | 0 | 0 | 0 | 0 | 0 | 0 | 0 | 0 | 0 | 0 | 137.8922 | -45.6051 | -1.3134 | 0 | 0 | 0 | 0 | 0 | 0 | 0 | 0
0.541666666666667193December | Resource 1 | Sublap 1 | 13:00 | 1 | 93 | December | 21000 | 0 | 0 | 0 | 0 | 0 | 0 | 0 | 0 | 0 | 0 | 0 | 0 | 0 | 6.8946 | -2.2803 | -0.06567 | 0 | 0 | 0 | 0 | 0 | 0 | 0 | 0 | 0 | 0 | 0 | 0 | 0 | 0 | 0 | 0 | 0 | 0 | 0 | 0 | 0 | 144.7868 | -47.8853 | -1.3791 | 0 | 0 | 0 | 0 | 0 | 0 | 0 | 0
0.541666666666667194January | Resource 1 | Sublap 1 | 13:00 | 1 | 94 | January | 10000 | 0 | 0 | 0 | 0 | 0 | 0 | 0 | 0 | 0 | 0 | 0 | 0 | 0 | 6.9082 | -2.2831 | -0.065751 | 0 | 0 | 0 | 0 | 0 | 0 | 0 | 0 | 0 | 0 | 0 | 0 | 0 | 0 | 0 | 0 | 0 | 0 | 0 | 0 | 0 | 69.0818 | -22.8307 | -0.65751 | 0 | 0 | 0 | 0 | 0 | 0 | 0 | 0
0.541666666666667194February | Resource 1 | Sublap 1 | 13:00 | 1 | 94 | February | 11000 | 0 | 0 | 0 | 0 | 0 | 0 | 0 | 0 | 0 | 0 | 0 | 0 | 0 | 6.9082 | -2.2831 | -0.065751 | 0 | 0 | 0 | 0 | 0 | 0 | 0 | 0 | 0 | 0 | 0 | 0 | 0 | 0 | 0 | 0 | 0 | 0 | 0 | 0 | 0 | 75.9899 | -25.1138 | -0.72326 | 0 | 0 | 0 | 0 | 0 | 0 | 0 | 0
0.541666666666667194March | Resource 1 | Sublap 1 | 13:00 | 1 | 94 | March | 12000 | 0 | 0 | 0 | 0 | 0 | 0 | 0 | 0 | 0 | 0 | 0 | 0 | 0 | 6.9082 | -2.2831 | -0.065751 | 0 | 0 | 0 | 0 | 0 | 0 | 0 | 0 | 0 | 0 | 0 | 0 | 0 | 0 | 0 | 0 | 0 | 0 | 0 | 0 | 0 | 82.8981 | -27.3969 | -0.78901 | 0 | 0 | 0 | 0 | 0 | 0 | 0 | 0
0.541666666666667194April | Resource 1 | Sublap 1 | 13:00 | 1 | 94 | April | 13000 | 0 | 0 | 0 | 0 | 0 | 0 | 0 | 0 | 0 | 0 | 0 | 0 | 0 | 6.9082 | -2.2831 | -0.065751 | 0 | 0 | 0 | 0 | 0 | 0 | 0 | 0 | 0 | 0 | 0 | 0 | 0 | 0 | 0 | 0 | 0 | 0 | 0 | 0 | 0 | 89.8063 | -29.68 | -0.85476 | 0 | 0 | 0 | 0 | 0 | 0 | 0 | 0
0.541666666666667194May | Resource 1 | Sublap 1 | 13:00 | 1 | 94 | May | 14000 | 0 | 0 | 0 | 0 | 0 | 0 | 0 | 0 | 0 | 0 | 0 | 0 | 0 | 6.9082 | -2.2831 | -0.065751 | 0 | 0 | 0 | 0 | 0 | 0 | 0 | 0 | 0 | 0 | 0 | 0 | 0 | 0 | 0 | 0 | 0 | 0 | 0 | 0 | 0 | 96.7145 | -31.963 | -0.92051 | 0 | 0 | 0 | 0 | 0 | 0 | 0 | 0
0.541666666666667194June | Resource 1 | Sublap 1 | 13:00 | 1 | 94 | June | 15000 | 0 | 0 | 0 | 0 | 0 | 0 | 0 | 0 | 0 | 0 | 0 | 0 | 0 | 6.9082 | -2.2831 | -0.065751 | 0 | 0 | 0 | 0 | 0 | 0 | 0 | 0 | 0 | 0 | 0 | 0 | 0 | 0 | 0 | 0 | 0 | 0 | 0 | 0 | 0 | 103.6227 | -34.2461 | -0.98626 | 0 | 0 | 0 | 0 | 0 | 0 | 0 | 0
0.541666666666667194July | Resource 1 | Sublap 1 | 13:00 | 1 | 94 | July | 16000 | 0 | 0 | 0 | 0 | 0 | 0 | 0 | 0 | 0 | 0 | 0 | 0 | 0 | 6.9082 | -2.2831 | -0.065751 | 0 | 0 | 0 | 0 | 0 | 0 | 0 | 0 | 0 | 0 | 0 | 0 | 0 | 0 | 0 | 0 | 0 | 0 | 0 | 0 | 0 | 110.5308 | -36.5292 | -1.052 | 0 | 0 | 0 | 0 | 0 | 0 | 0 | 0
0.541666666666667194August | Resource 1 | Sublap 1 | 13:00 | 1 | 94 | August | 17000 | 0 | 0 | 0 | 0 | 0 | 0 | 0 | 0 | 0 | 0 | 0 | 0 | 0 | 6.9082 | -2.2831 | -0.065751 | 0 | 0 | 0 | 0 | 0 | 0 | 0 | 0 | 0 | 0 | 0 | 0 | 0 | 0 | 0 | 0 | 0 | 0 | 0 | 0 | 0 | 117.439 | -38.8122 | -1.1178 | 0 | 0 | 0 | 0 | 0 | 0 | 0 | 0
0.541666666666667194September | Resource 1 | Sublap 1 | 13:00 | 1 | 94 | September | 18000 | 0 | 0 | 0 | 0 | 0 | 0 | 0 | 0 | 0 | 0 | 0 | 0 | 0 | 6.9082 | -2.2831 | -0.065751 | 0 | 0 | 0 | 0 | 0 | 0 | 0 | 0 | 0 | 0 | 0 | 0 | 0 | 0 | 0 | 0 | 0 | 0 | 0 | 0 | 0 | 124.3472 | -41.0953 | -1.1835 | 0 | 0 | 0 | 0 | 0 | 0 | 0 | 0
0.541666666666667194October | Resource 1 | Sublap 1 | 13:00 | 1 | 94 | October | 19000 | 0 | 0 | 0 | 0 | 0 | 0 | 0 | 0 | 0 | 0 | 0 | 0 | 0 | 6.9082 | -2.2831 | -0.065751 | 0 | 0 | 0 | 0 | 0 | 0 | 0 | 0 | 0 | 0 | 0 | 0 | 0 | 0 | 0 | 0 | 0 | 0 | 0 | 0 | 0 | 131.2554 | -43.3784 | -1.2493 | 0 | 0 | 0 | 0 | 0 | 0 | 0 | 0
0.541666666666667194November | Resource 1 | Sublap 1 | 13:00 | 1 | 94 | November | 20000 | 0 | 0 | 0 | 0 | 0 | 0 | 0 | 0 | 0 | 0 | 0 | 0 | 0 | 6.9082 | -2.2831 | -0.065751 | 0 | 0 | 0 | 0 | 0 | 0 | 0 | 0 | 0 | 0 | 0 | 0 | 0 | 0 | 0 | 0 | 0 | 0 | 0 | 0 | 0 | 138.1635 | -45.6615 | -1.315 | 0 | 0 | 0 | 0 | 0 | 0 | 0 | 0
0.541666666666667194December | Resource 1 | Sublap 1 | 13:00 | 1 | 94 | December | 21000 | 0 | 0 | 0 | 0 | 0 | 0 | 0 | 0 | 0 | 0 | 0 | 0 | 0 | 6.9082 | -2.2831 | -0.065751 | 0 | 0 | 0 | 0 | 0 | 0 | 0 | 0 | 0 | 0 | 0 | 0 | 0 | 0 | 0 | 0 | 0 | 0 | 0 | 0 | 0 | 145.0717 | -47.9445 | -1.3808 | 0 | 0 | 0 | 0 | 0 | 0 | 0 | 0
0.541666666666667195January | Resource 1 | Sublap 1 | 13:00 | 1 | 95 | January | 10000 | 0 | 0 | 0 | 0 | 0 | 0 | 0 | 0 | 0 | 0 | 0 | 0 | 0 | 9.1233 | -2.9831 | -0.08587 | 0 | 0 | 0 | 0 | 0 | 0 | 0 | 0 | 0 | 0 | 0 | 0 | 0 | 0 | 0 | 0 | 0 | 0 | 0 | 0 | 0 | 91.2331 | -29.8307 | -0.8587 | 0 | 0 | 0 | 0 | 0 | 0 | 0 | 0
0.541666666666667195February | Resource 1 | Sublap 1 | 13:00 | 1 | 95 | February | 11000 | 0 | 0 | 0 | 0 | 0 | 0 | 0 | 0 | 0 | 0 | 0 | 0 | 0 | 9.1233 | -2.9831 | -0.08587 | 0 | 0 | 0 | 0 | 0 | 0 | 0 | 0 | 0 | 0 | 0 | 0 | 0 | 0 | 0 | 0 | 0 | 0 | 0 | 0 | 0 | 100.3564 | -32.8138 | -0.94457 | 0 | 0 | 0 | 0 | 0 | 0 | 0 | 0
0.541666666666667195March | Resource 1 | Sublap 1 | 13:00 | 1 | 95 | March | 12000 | 0 | 0 | 0 | 0 | 0 | 0 | 0 | 0 | 0 | 0 | 0 | 0 | 0 | 9.1233 | -2.9831 | -0.08587 | 0 | 0 | 0 | 0 | 0 | 0 | 0 | 0 | 0 | 0 | 0 | 0 | 0 | 0 | 0 | 0 | 0 | 0 | 0 | 0 | 0 | 109.4797 | -35.7969 | -1.0304 | 0 | 0 | 0 | 0 | 0 | 0 | 0 | 0
0.541666666666667195April | Resource 1 | Sublap 1 | 13:00 | 1 | 95 | April | 13000 | 0 | 0 | 0 | 0 | 0 | 0 | 0 | 0 | 0 | 0 | 0 | 0 | 0 | 9.1233 | -2.9831 | -0.08587 | 0 | 0 | 0 | 0 | 0 | 0 | 0 | 0 | 0 | 0 | 0 | 0 | 0 | 0 | 0 | 0 | 0 | 0 | 0 | 0 | 0 | 118.603 | -38.7799 | -1.1163 | 0 | 0 | 0 | 0 | 0 | 0 | 0 | 0
0.541666666666667195May | Resource 1 | Sublap 1 | 13:00 | 1 | 95 | May | 14000 | 0 | 0 | 0 | 0 | 0 | 0 | 0 | 0 | 0 | 0 | 0 | 0 | 0 | 9.1233 | -2.9831 | -0.08587 | 0 | 0 | 0 | 0 | 0 | 0 | 0 | 0 | 0 | 0 | 0 | 0 | 0 | 0 | 0 | 0 | 0 | 0 | 0 | 0 | 0 | 127.7263 | -41.763 | -1.2022 | 0 | 0 | 0 | 0 | 0 | 0 | 0 | 0
0.541666666666667195June | Resource 1 | Sublap 1 | 13:00 | 1 | 95 | June | 15000 | 0 | 0 | 0 | 0 | 0 | 0 | 0 | 0 | 0 | 0 | 0 | 0 | 0 | 9.1233 | -2.9831 | -0.08587 | 0 | 0 | 0 | 0 | 0 | 0 | 0 | 0 | 0 | 0 | 0 | 0 | 0 | 0 | 0 | 0 | 0 | 0 | 0 | 0 | 0 | 136.8497 | -44.7461 | -1.288 | 0 | 0 | 0 | 0 | 0 | 0 | 0 | 0
0.541666666666667195July | Resource 1 | Sublap 1 | 13:00 | 1 | 95 | July | 16000 | 0 | 0 | 0 | 0 | 0 | 0 | 0 | 0 | 0 | 0 | 0 | 0 | 0 | 9.1233 | -2.9831 | -0.08587 | 0 | 0 | 0 | 0 | 0 | 0 | 0 | 0 | 0 | 0 | 0 | 0 | 0 | 0 | 0 | 0 | 0 | 0 | 0 | 0 | 0 | 145.973 | -47.7291 | -1.3739 | 0 | 0 | 0 | 0 | 0 | 0 | 0 | 0
0.541666666666667195August | Resource 1 | Sublap 1 | 13:00 | 1 | 95 | August | 17000 | 0 | 0 | 0 | 0 | 0 | 0 | 0 | 0 | 0 | 0 | 0 | 0 | 0 | 9.1233 | -2.9831 | -0.08587 | 0 | 0 | 0 | 0 | 0 | 0 | 0 | 0 | 0 | 0 | 0 | 0 | 0 | 0 | 0 | 0 | 0 | 0 | 0 | 0 | 0 | 155.0963 | -50.7122 | -1.4598 | 0 | 0 | 0 | 0 | 0 | 0 | 0 | 0
0.541666666666667195September | Resource 1 | Sublap 1 | 13:00 | 1 | 95 | September | 18000 | 0 | 0 | 0 | 0 | 0 | 0 | 0 | 0 | 0 | 0 | 0 | 0 | 0 | 9.1233 | -2.9831 | -0.08587 | 0 | 0 | 0 | 0 | 0 | 0 | 0 | 0 | 0 | 0 | 0 | 0 | 0 | 0 | 0 | 0 | 0 | 0 | 0 | 0 | 0 | 164.2196 | -53.6953 | -1.5457 | 0 | 0 | 0 | 0 | 0 | 0 | 0 | 0
0.541666666666667195October | Resource 1 | Sublap 1 | 13:00 | 1 | 95 | October | 19000 | 0 | 0 | 0 | 0 | 0 | 0 | 0 | 0 | 0 | 0 | 0 | 0 | 0 | 9.1233 | -2.9831 | -0.08587 | 0 | 0 | 0 | 0 | 0 | 0 | 0 | 0 | 0 | 0 | 0 | 0 | 0 | 0 | 0 | 0 | 0 | 0 | 0 | 0 | 0 | 173.3429 | -56.6784 | -1.6315 | 0 | 0 | 0 | 0 | 0 | 0 | 0 | 0
0.541666666666667195November | Resource 1 | Sublap 1 | 13:00 | 1 | 95 | November | 20000 | 0 | 0 | 0 | 0 | 0 | 0 | 0 | 0 | 0 | 0 | 0 | 0 | 0 | 9.1233 | -2.9831 | -0.08587 | 0 | 0 | 0 | 0 | 0 | 0 | 0 | 0 | 0 | 0 | 0 | 0 | 0 | 0 | 0 | 0 | 0 | 0 | 0 | 0 | 0 | 182.4662 | -59.6614 | -1.7174 | 0 | 0 | 0 | 0 | 0 | 0 | 0 | 0
0.541666666666667195December | Resource 1 | Sublap 1 | 13:00 | 1 | 95 | December | 21000 | 0 | 0 | 0 | 0 | 0 | 0 | 0 | 0 | 0 | 0 | 0 | 0 | 0 | 9.1233 | -2.9831 | -0.08587 | 0 | 0 | 0 | 0 | 0 | 0 | 0 | 0 | 0 | 0 | 0 | 0 | 0 | 0 | 0 | 0 | 0 | 0 | 0 | 0 | 0 | 191.5895 | -62.6445 | -1.8033 | 0 | 0 | 0 | 0 | 0 | 0 | 0 | 0
0.541666666666667196January | Resource 1 | Sublap 1 | 13:00 | 1 | 96 | January | 10000 | 0 | 0 | 0 | 0 | 0 | 0 | 0 | 0 | 0 | 0 | 0 | 0 | 0 | 8.1226 | -2.6557 | -0.076459 | 0 | 0 | 0 | 0 | 0 | 0 | 0 | 0 | 0 | 0 | 0 | 0 | 0 | 0 | 0 | 0 | 0 | 0 | 0 | 0 | 0 | 81.226 | -26.5565 | -0.76459 | 0 | 0 | 0 | 0 | 0 | 0 | 0 | 0
0.541666666666667196February | Resource 1 | Sublap 1 | 13:00 | 1 | 96 | February | 11000 | 0 | 0 | 0 | 0 | 0 | 0 | 0 | 0 | 0 | 0 | 0 | 0 | 0 | 8.1226 | -2.6557 | -0.076459 | 0 | 0 | 0 | 0 | 0 | 0 | 0 | 0 | 0 | 0 | 0 | 0 | 0 | 0 | 0 | 0 | 0 | 0 | 0 | 0 | 0 | 89.3486 | -29.2121 | -0.84105 | 0 | 0 | 0 | 0 | 0 | 0 | 0 | 0
0.541666666666667196March | Resource 1 | Sublap 1 | 13:00 | 1 | 96 | March | 12000 | 0 | 0 | 0 | 0 | 0 | 0 | 0 | 0 | 0 | 0 | 0 | 0 | 0 | 8.1226 | -2.6557 | -0.076459 | 0 | 0 | 0 | 0 | 0 | 0 | 0 | 0 | 0 | 0 | 0 | 0 | 0 | 0 | 0 | 0 | 0 | 0 | 0 | 0 | 0 | 97.4712 | -31.8678 | -0.91751 | 0 | 0 | 0 | 0 | 0 | 0 | 0 | 0
0.541666666666667196April | Resource 1 | Sublap 1 | 13:00 | 1 | 96 | April | 13000 | 0 | 0 | 0 | 0 | 0 | 0 | 0 | 0 | 0 | 0 | 0 | 0 | 0 | 8.1226 | -2.6557 | -0.076459 | 0 | 0 | 0 | 0 | 0 | 0 | 0 | 0 | 0 | 0 | 0 | 0 | 0 | 0 | 0 | 0 | 0 | 0 | 0 | 0 | 0 | 105.5938 | -34.5234 | -0.99397 | 0 | 0 | 0 | 0 | 0 | 0 | 0 | 0
0.541666666666667196May | Resource 1 | Sublap 1 | 13:00 | 1 | 96 | May | 14000 | 0 | 0 | 0 | 0 | 0 | 0 | 0 | 0 | 0 | 0 | 0 | 0 | 0 | 8.1226 | -2.6557 | -0.076459 | 0 | 0 | 0 | 0 | 0 | 0 | 0 | 0 | 0 | 0 | 0 | 0 | 0 | 0 | 0 | 0 | 0 | 0 | 0 | 0 | 0 | 113.7165 | -37.1791 | -1.0704 | 0 | 0 | 0 | 0 | 0 | 0 | 0 | 0
0.541666666666667196June | Resource 1 | Sublap 1 | 13:00 | 1 | 96 | June | 15000 | 0 | 0 | 0 | 0 | 0 | 0 | 0 | 0 | 0 | 0 | 0 | 0 | 0 | 8.1226 | -2.6557 | -0.076459 | 0 | 0 | 0 | 0 | 0 | 0 | 0 | 0 | 0 | 0 | 0 | 0 | 0 | 0 | 0 | 0 | 0 | 0 | 0 | 0 | 0 | 121.8391 | -39.8347 | -1.1469 | 0 | 0 | 0 | 0 | 0 | 0 | 0 | 0
0.541666666666667196July | Resource 1 | Sublap 1 | 13:00 | 1 | 96 | July | 16000 | 0 | 0 | 0 | 0 | 0 | 0 | 0 | 0 | 0 | 0 | 0 | 0 | 0 | 8.1226 | -2.6557 | -0.076459 | 0 | 0 | 0 | 0 | 0 | 0 | 0 | 0 | 0 | 0 | 0 | 0 | 0 | 0 | 0 | 0 | 0 | 0 | 0 | 0 | 0 | 129.9617 | -42.4904 | -1.2233 | 0 | 0 | 0 | 0 | 0 | 0 | 0 | 0
0.541666666666667196August | Resource 1 | Sublap 1 | 13:00 | 1 | 96 | August | 17000 | 0 | 0 | 0 | 0 | 0 | 0 | 0 | 0 | 0 | 0 | 0 | 0 | 0 | 8.1226 | -2.6557 | -0.076459 | 0 | 0 | 0 | 0 | 0 | 0 | 0 | 0 | 0 | 0 | 0 | 0 | 0 | 0 | 0 | 0 | 0 | 0 | 0 | 0 | 0 | 138.0843 | -45.146 | -1.2998 | 0 | 0 | 0 | 0 | 0 | 0 | 0 | 0
0.541666666666667196September | Resource 1 | Sublap 1 | 13:00 | 1 | 96 | September | 18000 | 0 | 0 | 0 | 0 | 0 | 0 | 0 | 0 | 0 | 0 | 0 | 0 | 0 | 8.1226 | -2.6557 | -0.076459 | 0 | 0 | 0 | 0 | 0 | 0 | 0 | 0 | 0 | 0 | 0 | 0 | 0 | 0 | 0 | 0 | 0 | 0 | 0 | 0 | 0 | 146.2069 | -47.8017 | -1.3763 | 0 | 0 | 0 | 0 | 0 | 0 | 0 | 0
0.541666666666667196October | Resource 1 | Sublap 1 | 13:00 | 1 | 96 | October | 19000 | 0 | 0 | 0 | 0 | 0 | 0 | 0 | 0 | 0 | 0 | 0 | 0 | 0 | 8.1226 | -2.6557 | -0.076459 | 0 | 0 | 0 | 0 | 0 | 0 | 0 | 0 | 0 | 0 | 0 | 0 | 0 | 0 | 0 | 0 | 0 | 0 | 0 | 0 | 0 | 154.3295 | -50.4573 | -1.4527 | 0 | 0 | 0 | 0 | 0 | 0 | 0 | 0
0.541666666666667196November | Resource 1 | Sublap 1 | 13:00 | 1 | 96 | November | 20000 | 0 | 0 | 0 | 0 | 0 | 0 | 0 | 0 | 0 | 0 | 0 | 0 | 0 | 8.1226 | -2.6557 | -0.076459 | 0 | 0 | 0 | 0 | 0 | 0 | 0 | 0 | 0 | 0 | 0 | 0 | 0 | 0 | 0 | 0 | 0 | 0 | 0 | 0 | 0 | 162.4521 | -53.113 | -1.5292 | 0 | 0 | 0 | 0 | 0 | 0 | 0 | 0
0.541666666666667196December | Resource 1 | Sublap 1 | 13:00 | 1 | 96 | December | 21000 | 0 | 0 | 0 | 0 | 0 | 0 | 0 | 0 | 0 | 0 | 0 | 0 | 0 | 8.1226 | -2.6557 | -0.076459 | 0 | 0 | 0 | 0 | 0 | 0 | 0 | 0 | 0 | 0 | 0 | 0 | 0 | 0 | 0 | 0 | 0 | 0 | 0 | 0 | 0 | 170.5747 | -55.7686 | -1.6056 | 0 | 0 | 0 | 0 | 0 | 0 | 0 | 0
0.541666666666667197January | Resource 1 | Sublap 1 | 13:00 | 1 | 97 | January | 10000 | 0 | 0 | 0 | 0 | 0 | 0 | 0 | 0 | 0 | 0 | 0 | 0 | 0 | 7.5618 | -2.466 | -0.071009 | 0 | 0 | 0 | 0 | 0 | 0 | 0 | 0 | 0 | 0 | 0 | 0 | 0 | 0 | 0 | 0 | 0 | 0 | 0 | 0 | 0 | 75.6176 | -24.6604 | -0.71009 | 0 | 0 | 0 | 0 | 0 | 0 | 0 | 0
0.541666666666667197February | Resource 1 | Sublap 1 | 13:00 | 1 | 97 | February | 11000 | 0 | 0 | 0 | 0 | 0 | 0 | 0 | 0 | 0 | 0 | 0 | 0 | 0 | 7.5618 | -2.466 | -0.071009 | 0 | 0 | 0 | 0 | 0 | 0 | 0 | 0 | 0 | 0 | 0 | 0 | 0 | 0 | 0 | 0 | 0 | 0 | 0 | 0 | 0 | 83.1794 | -27.1264 | -0.7811 | 0 | 0 | 0 | 0 | 0 | 0 | 0 | 0
0.541666666666667197March | Resource 1 | Sublap 1 | 13:00 | 1 | 97 | March | 12000 | 0 | 0 | 0 | 0 | 0 | 0 | 0 | 0 | 0 | 0 | 0 | 0 | 0 | 7.5618 | -2.466 | -0.071009 | 0 | 0 | 0 | 0 | 0 | 0 | 0 | 0 | 0 | 0 | 0 | 0 | 0 | 0 | 0 | 0 | 0 | 0 | 0 | 0 | 0 | 90.7411 | -29.5924 | -0.85211 | 0 | 0 | 0 | 0 | 0 | 0 | 0 | 0
0.541666666666667197April | Resource 1 | Sublap 1 | 13:00 | 1 | 97 | April | 13000 | 0 | 0 | 0 | 0 | 0 | 0 | 0 | 0 | 0 | 0 | 0 | 0 | 0 | 7.5618 | -2.466 | -0.071009 | 0 | 0 | 0 | 0 | 0 | 0 | 0 | 0 | 0 | 0 | 0 | 0 | 0 | 0 | 0 | 0 | 0 | 0 | 0 | 0 | 0 | 98.3029 | -32.0585 | -0.92312 | 0 | 0 | 0 | 0 | 0 | 0 | 0 | 0
0.541666666666667197May | Resource 1 | Sublap 1 | 13:00 | 1 | 97 | May | 14000 | 0 | 0 | 0 | 0 | 0 | 0 | 0 | 0 | 0 | 0 | 0 | 0 | 0 | 7.5618 | -2.466 | -0.071009 | 0 | 0 | 0 | 0 | 0 | 0 | 0 | 0 | 0 | 0 | 0 | 0 | 0 | 0 | 0 | 0 | 0 | 0 | 0 | 0 | 0 | 105.8646 | -34.5245 | -0.99413 | 0 | 0 | 0 | 0 | 0 | 0 | 0 | 0
0.541666666666667197June | Resource 1 | Sublap 1 | 13:00 | 1 | 97 | June | 15000 | 0 | 0 | 0 | 0 | 0 | 0 | 0 | 0 | 0 | 0 | 0 | 0 | 0 | 7.5618 | -2.466 | -0.071009 | 0 | 0 | 0 | 0 | 0 | 0 | 0 | 0 | 0 | 0 | 0 | 0 | 0 | 0 | 0 | 0 | 0 | 0 | 0 | 0 | 0 | 113.4264 | -36.9905 | -1.0651 | 0 | 0 | 0 | 0 | 0 | 0 | 0 | 0
0.541666666666667197July | Resource 1 | Sublap 1 | 13:00 | 1 | 97 | July | 16000 | 0 | 0 | 0 | 0 | 0 | 0 | 0 | 0 | 0 | 0 | 0 | 0 | 0 | 7.5618 | -2.466 | -0.071009 | 0 | 0 | 0 | 0 | 0 | 0 | 0 | 0 | 0 | 0 | 0 | 0 | 0 | 0 | 0 | 0 | 0 | 0 | 0 | 0 | 0 | 120.9882 | -39.4566 | -1.1361 | 0 | 0 | 0 | 0 | 0 | 0 | 0 | 0
0.541666666666667197August | Resource 1 | Sublap 1 | 13:00 | 1 | 97 | August | 17000 | 0 | 0 | 0 | 0 | 0 | 0 | 0 | 0 | 0 | 0 | 0 | 0 | 0 | 7.5618 | -2.466 | -0.071009 | 0 | 0 | 0 | 0 | 0 | 0 | 0 | 0 | 0 | 0 | 0 | 0 | 0 | 0 | 0 | 0 | 0 | 0 | 0 | 0 | 0 | 128.5499 | -41.9226 | -1.2072 | 0 | 0 | 0 | 0 | 0 | 0 | 0 | 0
0.541666666666667197September | Resource 1 | Sublap 1 | 13:00 | 1 | 97 | September | 18000 | 0 | 0 | 0 | 0 | 0 | 0 | 0 | 0 | 0 | 0 | 0 | 0 | 0 | 7.5618 | -2.466 | -0.071009 | 0 | 0 | 0 | 0 | 0 | 0 | 0 | 0 | 0 | 0 | 0 | 0 | 0 | 0 | 0 | 0 | 0 | 0 | 0 | 0 | 0 | 136.1117 | -44.3886 | -1.2782 | 0 | 0 | 0 | 0 | 0 | 0 | 0 | 0
0.541666666666667197October | Resource 1 | Sublap 1 | 13:00 | 1 | 97 | October | 19000 | 0 | 0 | 0 | 0 | 0 | 0 | 0 | 0 | 0 | 0 | 0 | 0 | 0 | 7.5618 | -2.466 | -0.071009 | 0 | 0 | 0 | 0 | 0 | 0 | 0 | 0 | 0 | 0 | 0 | 0 | 0 | 0 | 0 | 0 | 0 | 0 | 0 | 0 | 0 | 143.6734 | -46.8547 | -1.3492 | 0 | 0 | 0 | 0 | 0 | 0 | 0 | 0
0.541666666666667197November | Resource 1 | Sublap 1 | 13:00 | 1 | 97 | November | 20000 | 0 | 0 | 0 | 0 | 0 | 0 | 0 | 0 | 0 | 0 | 0 | 0 | 0 | 7.5618 | -2.466 | -0.071009 | 0 | 0 | 0 | 0 | 0 | 0 | 0 | 0 | 0 | 0 | 0 | 0 | 0 | 0 | 0 | 0 | 0 | 0 | 0 | 0 | 0 | 151.2352 | -49.3207 | -1.4202 | 0 | 0 | 0 | 0 | 0 | 0 | 0 | 0
0.541666666666667197December | Resource 1 | Sublap 1 | 13:00 | 1 | 97 | December | 21000 | 0 | 0 | 0 | 0 | 0 | 0 | 0 | 0 | 0 | 0 | 0 | 0 | 0 | 7.5618 | -2.466 | -0.071009 | 0 | 0 | 0 | 0 | 0 | 0 | 0 | 0 | 0 | 0 | 0 | 0 | 0 | 0 | 0 | 0 | 0 | 0 | 0 | 0 | 0 | 158.797 | -51.7867 | -1.4912 | 0 | 0 | 0 | 0 | 0 | 0 | 0 | 0
0.541666666666667198January | Resource 1 | Sublap 1 | 13:00 | 1 | 98 | January | 10000 | 0 | 0 | 0 | 0 | 0 | 0 | 0 | 0 | 0 | 0 | 0 | 0 | 0 | 8.6495 | -2.8193 | -0.081163 | 0 | 0 | 0 | 0 | 0 | 0 | 0 | 0 | 0 | 0 | 0 | 0 | 0 | 0 | 0 | 0 | 0 | 0 | 0 | 0 | 0 | 86.4949 | -28.1931 | -0.81163 | 0 | 0 | 0 | 0 | 0 | 0 | 0 | 0
0.541666666666667198February | Resource 1 | Sublap 1 | 13:00 | 1 | 98 | February | 11000 | 0 | 0 | 0 | 0 | 0 | 0 | 0 | 0 | 0 | 0 | 0 | 0 | 0 | 8.6495 | -2.8193 | -0.081163 | 0 | 0 | 0 | 0 | 0 | 0 | 0 | 0 | 0 | 0 | 0 | 0 | 0 | 0 | 0 | 0 | 0 | 0 | 0 | 0 | 0 | 95.1444 | -31.0125 | -0.89279 | 0 | 0 | 0 | 0 | 0 | 0 | 0 | 0
0.541666666666667198March | Resource 1 | Sublap 1 | 13:00 | 1 | 98 | March | 12000 | 0 | 0 | 0 | 0 | 0 | 0 | 0 | 0 | 0 | 0 | 0 | 0 | 0 | 8.6495 | -2.8193 | -0.081163 | 0 | 0 | 0 | 0 | 0 | 0 | 0 | 0 | 0 | 0 | 0 | 0 | 0 | 0 | 0 | 0 | 0 | 0 | 0 | 0 | 0 | 103.7939 | -33.8318 | -0.97396 | 0 | 0 | 0 | 0 | 0 | 0 | 0 | 0
0.541666666666667198April | Resource 1 | Sublap 1 | 13:00 | 1 | 98 | April | 13000 | 0 | 0 | 0 | 0 | 0 | 0 | 0 | 0 | 0 | 0 | 0 | 0 | 0 | 8.6495 | -2.8193 | -0.081163 | 0 | 0 | 0 | 0 | 0 | 0 | 0 | 0 | 0 | 0 | 0 | 0 | 0 | 0 | 0 | 0 | 0 | 0 | 0 | 0 | 0 | 112.4434 | -36.6511 | -1.0551 | 0 | 0 | 0 | 0 | 0 | 0 | 0 | 0
0.541666666666667198May | Resource 1 | Sublap 1 | 13:00 | 1 | 98 | May | 14000 | 0 | 0 | 0 | 0 | 0 | 0 | 0 | 0 | 0 | 0 | 0 | 0 | 0 | 8.6495 | -2.8193 | -0.081163 | 0 | 0 | 0 | 0 | 0 | 0 | 0 | 0 | 0 | 0 | 0 | 0 | 0 | 0 | 0 | 0 | 0 | 0 | 0 | 0 | 0 | 121.0929 | -39.4704 | -1.1363 | 0 | 0 | 0 | 0 | 0 | 0 | 0 | 0
0.541666666666667198June | Resource 1 | Sublap 1 | 13:00 | 1 | 98 | June | 15000 | 0 | 0 | 0 | 0 | 0 | 0 | 0 | 0 | 0 | 0 | 0 | 0 | 0 | 8.6495 | -2.8193 | -0.081163 | 0 | 0 | 0 | 0 | 0 | 0 | 0 | 0 | 0 | 0 | 0 | 0 | 0 | 0 | 0 | 0 | 0 | 0 | 0 | 0 | 0 | 129.7424 | -42.2897 | -1.2174 | 0 | 0 | 0 | 0 | 0 | 0 | 0 | 0
0.541666666666667198July | Resource 1 | Sublap 1 | 13:00 | 1 | 98 | July | 16000 | 0 | 0 | 0 | 0 | 0 | 0 | 0 | 0 | 0 | 0 | 0 | 0 | 0 | 8.6495 | -2.8193 | -0.081163 | 0 | 0 | 0 | 0 | 0 | 0 | 0 | 0 | 0 | 0 | 0 | 0 | 0 | 0 | 0 | 0 | 0 | 0 | 0 | 0 | 0 | 138.3919 | -45.109 | -1.2986 | 0 | 0 | 0 | 0 | 0 | 0 | 0 | 0
0.541666666666667198August | Resource 1 | Sublap 1 | 13:00 | 1 | 98 | August | 17000 | 0 | 0 | 0 | 0 | 0 | 0 | 0 | 0 | 0 | 0 | 0 | 0 | 0 | 8.6495 | -2.8193 | -0.081163 | 0 | 0 | 0 | 0 | 0 | 0 | 0 | 0 | 0 | 0 | 0 | 0 | 0 | 0 | 0 | 0 | 0 | 0 | 0 | 0 | 0 | 147.0414 | -47.9283 | -1.3798 | 0 | 0 | 0 | 0 | 0 | 0 | 0 | 0
0.541666666666667198September | Resource 1 | Sublap 1 | 13:00 | 1 | 98 | September | 18000 | 0 | 0 | 0 | 0 | 0 | 0 | 0 | 0 | 0 | 0 | 0 | 0 | 0 | 8.6495 | -2.8193 | -0.081163 | 0 | 0 | 0 | 0 | 0 | 0 | 0 | 0 | 0 | 0 | 0 | 0 | 0 | 0 | 0 | 0 | 0 | 0 | 0 | 0 | 0 | 155.6909 | -50.7477 | -1.4609 | 0 | 0 | 0 | 0 | 0 | 0 | 0 | 0
0.541666666666667198October | Resource 1 | Sublap 1 | 13:00 | 1 | 98 | October | 19000 | 0 | 0 | 0 | 0 | 0 | 0 | 0 | 0 | 0 | 0 | 0 | 0 | 0 | 8.6495 | -2.8193 | -0.081163 | 0 | 0 | 0 | 0 | 0 | 0 | 0 | 0 | 0 | 0 | 0 | 0 | 0 | 0 | 0 | 0 | 0 | 0 | 0 | 0 | 0 | 164.3404 | -53.567 | -1.5421 | 0 | 0 | 0 | 0 | 0 | 0 | 0 | 0
0.541666666666667198November | Resource 1 | Sublap 1 | 13:00 | 1 | 98 | November | 20000 | 0 | 0 | 0 | 0 | 0 | 0 | 0 | 0 | 0 | 0 | 0 | 0 | 0 | 8.6495 | -2.8193 | -0.081163 | 0 | 0 | 0 | 0 | 0 | 0 | 0 | 0 | 0 | 0 | 0 | 0 | 0 | 0 | 0 | 0 | 0 | 0 | 0 | 0 | 0 | 172.9899 | -56.3863 | -1.6233 | 0 | 0 | 0 | 0 | 0 | 0 | 0 | 0
0.541666666666667198December | Resource 1 | Sublap 1 | 13:00 | 1 | 98 | December | 21000 | 0 | 0 | 0 | 0 | 0 | 0 | 0 | 0 | 0 | 0 | 0 | 0 | 0 | 8.6495 | -2.8193 | -0.081163 | 0 | 0 | 0 | 0 | 0 | 0 | 0 | 0 | 0 | 0 | 0 | 0 | 0 | 0 | 0 | 0 | 0 | 0 | 0 | 0 | 0 | 181.6394 | -59.2056 | -1.7044 | 0 | 0 | 0 | 0 | 0 | 0 | 0 | 0
0.541666666666667199January | Resource 1 | Sublap 1 | 13:00 | 1 | 99 | January | 10000 | 0 | 0 | 0 | 0 | 0 | 0 | 0 | 0 | 0 | 0 | 0 | 0 | 0 | 8.5709 | -2.7885 | -0.080277 | 0 | 0 | 0 | 0 | 0 | 0 | 0 | 0 | 0 | 0 | 0 | 0 | 0 | 0 | 0 | 0 | 0 | 0 | 0 | 0 | 0 | 85.7085 | -27.885 | -0.80277 | 0 | 0 | 0 | 0 | 0 | 0 | 0 | 0
0.541666666666667199February | Resource 1 | Sublap 1 | 13:00 | 1 | 99 | February | 11000 | 0 | 0 | 0 | 0 | 0 | 0 | 0 | 0 | 0 | 0 | 0 | 0 | 0 | 8.5709 | -2.7885 | -0.080277 | 0 | 0 | 0 | 0 | 0 | 0 | 0 | 0 | 0 | 0 | 0 | 0 | 0 | 0 | 0 | 0 | 0 | 0 | 0 | 0 | 0 | 94.2793 | -30.6735 | -0.88305 | 0 | 0 | 0 | 0 | 0 | 0 | 0 | 0
0.541666666666667199March | Resource 1 | Sublap 1 | 13:00 | 1 | 99 | March | 12000 | 0 | 0 | 0 | 0 | 0 | 0 | 0 | 0 | 0 | 0 | 0 | 0 | 0 | 8.5709 | -2.7885 | -0.080277 | 0 | 0 | 0 | 0 | 0 | 0 | 0 | 0 | 0 | 0 | 0 | 0 | 0 | 0 | 0 | 0 | 0 | 0 | 0 | 0 | 0 | 102.8502 | -33.462 | -0.96333 | 0 | 0 | 0 | 0 | 0 | 0 | 0 | 0
0.541666666666667199April | Resource 1 | Sublap 1 | 13:00 | 1 | 99 | April | 13000 | 0 | 0 | 0 | 0 | 0 | 0 | 0 | 0 | 0 | 0 | 0 | 0 | 0 | 8.5709 | -2.7885 | -0.080277 | 0 | 0 | 0 | 0 | 0 | 0 | 0 | 0 | 0 | 0 | 0 | 0 | 0 | 0 | 0 | 0 | 0 | 0 | 0 | 0 | 0 | 111.4211 | -36.2505 | -1.0436 | 0 | 0 | 0 | 0 | 0 | 0 | 0 | 0
0.541666666666667199May | Resource 1 | Sublap 1 | 13:00 | 1 | 99 | May | 14000 | 0 | 0 | 0 | 0 | 0 | 0 | 0 | 0 | 0 | 0 | 0 | 0 | 0 | 8.5709 | -2.7885 | -0.080277 | 0 | 0 | 0 | 0 | 0 | 0 | 0 | 0 | 0 | 0 | 0 | 0 | 0 | 0 | 0 | 0 | 0 | 0 | 0 | 0 | 0 | 119.9919 | -39.039 | -1.1239 | 0 | 0 | 0 | 0 | 0 | 0 | 0 | 0
0.541666666666667199June | Resource 1 | Sublap 1 | 13:00 | 1 | 99 | June | 15000 | 0 | 0 | 0 | 0 | 0 | 0 | 0 | 0 | 0 | 0 | 0 | 0 | 0 | 8.5709 | -2.7885 | -0.080277 | 0 | 0 | 0 | 0 | 0 | 0 | 0 | 0 | 0 | 0 | 0 | 0 | 0 | 0 | 0 | 0 | 0 | 0 | 0 | 0 | 0 | 128.5627 | -41.8275 | -1.2042 | 0 | 0 | 0 | 0 | 0 | 0 | 0 | 0
0.541666666666667199July | Resource 1 | Sublap 1 | 13:00 | 1 | 99 | July | 16000 | 0 | 0 | 0 | 0 | 0 | 0 | 0 | 0 | 0 | 0 | 0 | 0 | 0 | 8.5709 | -2.7885 | -0.080277 | 0 | 0 | 0 | 0 | 0 | 0 | 0 | 0 | 0 | 0 | 0 | 0 | 0 | 0 | 0 | 0 | 0 | 0 | 0 | 0 | 0 | 137.1336 | -44.616 | -1.2844 | 0 | 0 | 0 | 0 | 0 | 0 | 0 | 0
0.541666666666667199August | Resource 1 | Sublap 1 | 13:00 | 1 | 99 | August | 17000 | 0 | 0 | 0 | 0 | 0 | 0 | 0 | 0 | 0 | 0 | 0 | 0 | 0 | 8.5709 | -2.7885 | -0.080277 | 0 | 0 | 0 | 0 | 0 | 0 | 0 | 0 | 0 | 0 | 0 | 0 | 0 | 0 | 0 | 0 | 0 | 0 | 0 | 0 | 0 | 145.7045 | -47.4045 | -1.3647 | 0 | 0 | 0 | 0 | 0 | 0 | 0 | 0
0.541666666666667199September | Resource 1 | Sublap 1 | 13:00 | 1 | 99 | September | 18000 | 0 | 0 | 0 | 0 | 0 | 0 | 0 | 0 | 0 | 0 | 0 | 0 | 0 | 8.5709 | -2.7885 | -0.080277 | 0 | 0 | 0 | 0 | 0 | 0 | 0 | 0 | 0 | 0 | 0 | 0 | 0 | 0 | 0 | 0 | 0 | 0 | 0 | 0 | 0 | 154.2753 | -50.193 | -1.445 | 0 | 0 | 0 | 0 | 0 | 0 | 0 | 0
0.541666666666667199October | Resource 1 | Sublap 1 | 13:00 | 1 | 99 | October | 19000 | 0 | 0 | 0 | 0 | 0 | 0 | 0 | 0 | 0 | 0 | 0 | 0 | 0 | 8.5709 | -2.7885 | -0.080277 | 0 | 0 | 0 | 0 | 0 | 0 | 0 | 0 | 0 | 0 | 0 | 0 | 0 | 0 | 0 | 0 | 0 | 0 | 0 | 0 | 0 | 162.8461 | -52.9815 | -1.5253 | 0 | 0 | 0 | 0 | 0 | 0 | 0 | 0
0.541666666666667199November | Resource 1 | Sublap 1 | 13:00 | 1 | 99 | November | 20000 | 0 | 0 | 0 | 0 | 0 | 0 | 0 | 0 | 0 | 0 | 0 | 0 | 0 | 8.5709 | -2.7885 | -0.080277 | 0 | 0 | 0 | 0 | 0 | 0 | 0 | 0 | 0 | 0 | 0 | 0 | 0 | 0 | 0 | 0 | 0 | 0 | 0 | 0 | 0 | 171.417 | -55.77 | -1.6055 | 0 | 0 | 0 | 0 | 0 | 0 | 0 | 0
0.541666666666667199December | Resource 1 | Sublap 1 | 13:00 | 1 | 99 | December | 21000 | 0 | 0 | 0 | 0 | 0 | 0 | 0 | 0 | 0 | 0 | 0 | 0 | 0 | 8.5709 | -2.7885 | -0.080277 | 0 | 0 | 0 | 0 | 0 | 0 | 0 | 0 | 0 | 0 | 0 | 0 | 0 | 0 | 0 | 0 | 0 | 0 | 0 | 0 | 0 | 179.9879 | -58.5585 | -1.6858 | 0 | 0 | 0 | 0 | 0 | 0 | 0 | 0
0.5416666666666671100January | Resource 1 | Sublap 1 | 13:00 | 1 | 100 | January | 10000 | 0 | 0 | 0 | 0 | 0 | 0 | 0 | 0 | 0 | 0 | 0 | 0 | 0 | 9.8711 | -3.2277 | -0.092902 | 0 | 0 | 0 | 0 | 0 | 0 | 0 | 0 | 0 | 0 | 0 | 0 | 0 | 0 | 0 | 0 | 0 | 0 | 0 | 0 | 0 | 98.7109 | -32.2774 | -0.92902 | 0 | 0 | 0 | 0 | 0 | 0 | 0 | 0
0.5416666666666671100February | Resource 1 | Sublap 1 | 13:00 | 1 | 100 | February | 11000 | 0 | 0 | 0 | 0 | 0 | 0 | 0 | 0 | 0 | 0 | 0 | 0 | 0 | 9.8711 | -3.2277 | -0.092902 | 0 | 0 | 0 | 0 | 0 | 0 | 0 | 0 | 0 | 0 | 0 | 0 | 0 | 0 | 0 | 0 | 0 | 0 | 0 | 0 | 0 | 108.582 | -35.5051 | -1.0219 | 0 | 0 | 0 | 0 | 0 | 0 | 0 | 0
0.5416666666666671100March | Resource 1 | Sublap 1 | 13:00 | 1 | 100 | March | 12000 | 0 | 0 | 0 | 0 | 0 | 0 | 0 | 0 | 0 | 0 | 0 | 0 | 0 | 9.8711 | -3.2277 | -0.092902 | 0 | 0 | 0 | 0 | 0 | 0 | 0 | 0 | 0 | 0 | 0 | 0 | 0 | 0 | 0 | 0 | 0 | 0 | 0 | 0 | 0 | 118.4531 | -38.7328 | -1.1148 | 0 | 0 | 0 | 0 | 0 | 0 | 0 | 0
0.5416666666666671100April | Resource 1 | Sublap 1 | 13:00 | 1 | 100 | April | 13000 | 0 | 0 | 0 | 0 | 0 | 0 | 0 | 0 | 0 | 0 | 0 | 0 | 0 | 9.8711 | -3.2277 | -0.092902 | 0 | 0 | 0 | 0 | 0 | 0 | 0 | 0 | 0 | 0 | 0 | 0 | 0 | 0 | 0 | 0 | 0 | 0 | 0 | 0 | 0 | 128.3242 | -41.9606 | -1.2077 | 0 | 0 | 0 | 0 | 0 | 0 | 0 | 0
0.5416666666666671100May | Resource 1 | Sublap 1 | 13:00 | 1 | 100 | May | 14000 | 0 | 0 | 0 | 0 | 0 | 0 | 0 | 0 | 0 | 0 | 0 | 0 | 0 | 9.8711 | -3.2277 | -0.092902 | 0 | 0 | 0 | 0 | 0 | 0 | 0 | 0 | 0 | 0 | 0 | 0 | 0 | 0 | 0 | 0 | 0 | 0 | 0 | 0 | 0 | 138.1953 | -45.1883 | -1.3006 | 0 | 0 | 0 | 0 | 0 | 0 | 0 | 0
0.5416666666666671100June | Resource 1 | Sublap 1 | 13:00 | 1 | 100 | June | 15000 | 0 | 0 | 0 | 0 | 0 | 0 | 0 | 0 | 0 | 0 | 0 | 0 | 0 | 9.8711 | -3.2277 | -0.092902 | 0 | 0 | 0 | 0 | 0 | 0 | 0 | 0 | 0 | 0 | 0 | 0 | 0 | 0 | 0 | 0 | 0 | 0 | 0 | 0 | 0 | 148.0664 | -48.4161 | -1.3935 | 0 | 0 | 0 | 0 | 0 | 0 | 0 | 0
0.5416666666666671100July | Resource 1 | Sublap 1 | 13:00 | 1 | 100 | July | 16000 | 0 | 0 | 0 | 0 | 0 | 0 | 0 | 0 | 0 | 0 | 0 | 0 | 0 | 9.8711 | -3.2277 | -0.092902 | 0 | 0 | 0 | 0 | 0 | 0 | 0 | 0 | 0 | 0 | 0 | 0 | 0 | 0 | 0 | 0 | 0 | 0 | 0 | 0 | 0 | 157.9375 | -51.6438 | -1.4864 | 0 | 0 | 0 | 0 | 0 | 0 | 0 | 0
0.5416666666666671100August | Resource 1 | Sublap 1 | 13:00 | 1 | 100 | August | 17000 | 0 | 0 | 0 | 0 | 0 | 0 | 0 | 0 | 0 | 0 | 0 | 0 | 0 | 9.8711 | -3.2277 | -0.092902 | 0 | 0 | 0 | 0 | 0 | 0 | 0 | 0 | 0 | 0 | 0 | 0 | 0 | 0 | 0 | 0 | 0 | 0 | 0 | 0 | 0 | 167.8086 | -54.8715 | -1.5793 | 0 | 0 | 0 | 0 | 0 | 0 | 0 | 0
0.5416666666666671100September | Resource 1 | Sublap 1 | 13:00 | 1 | 100 | September | 18000 | 0 | 0 | 0 | 0 | 0 | 0 | 0 | 0 | 0 | 0 | 0 | 0 | 0 | 9.8711 | -3.2277 | -0.092902 | 0 | 0 | 0 | 0 | 0 | 0 | 0 | 0 | 0 | 0 | 0 | 0 | 0 | 0 | 0 | 0 | 0 | 0 | 0 | 0 | 0 | 177.6797 | -58.0993 | -1.6722 | 0 | 0 | 0 | 0 | 0 | 0 | 0 | 0
0.5416666666666671100October | Resource 1 | Sublap 1 | 13:00 | 1 | 100 | October | 19000 | 0 | 0 | 0 | 0 | 0 | 0 | 0 | 0 | 0 | 0 | 0 | 0 | 0 | 9.8711 | -3.2277 | -0.092902 | 0 | 0 | 0 | 0 | 0 | 0 | 0 | 0 | 0 | 0 | 0 | 0 | 0 | 0 | 0 | 0 | 0 | 0 | 0 | 0 | 0 | 187.5507 | -61.327 | -1.7651 | 0 | 0 | 0 | 0 | 0 | 0 | 0 | 0
0.5416666666666671100November | Resource 1 | Sublap 1 | 13:00 | 1 | 100 | November | 20000 | 0 | 0 | 0 | 0 | 0 | 0 | 0 | 0 | 0 | 0 | 0 | 0 | 0 | 9.8711 | -3.2277 | -0.092902 | 0 | 0 | 0 | 0 | 0 | 0 | 0 | 0 | 0 | 0 | 0 | 0 | 0 | 0 | 0 | 0 | 0 | 0 | 0 | 0 | 0 | 197.4218 | -64.5547 | -1.858 | 0 | 0 | 0 | 0 | 0 | 0 | 0 | 0
0.5416666666666671100December | Resource 1 | Sublap 1 | 13:00 | 1 | 100 | December | 21000 | 0 | 0 | 0 | 0 | 0 | 0 | 0 | 0 | 0 | 0 | 0 | 0 | 0 | 9.8711 | -3.2277 | -0.092902 | 0 | 0 | 0 | 0 | 0 | 0 | 0 | 0 | 0 | 0 | 0 | 0 | 0 | 0 | 0 | 0 | 0 | 0 | 0 | 0 | 0 | 207.2929 | -67.7825 | -1.9509 | 0 | 0 | 0 | 0 | 0 | 0 | 0 | 0
0.5416666666666671101January | Resource 1 | Sublap 1 | 13:00 | 1 | 101 | January | 10000 | 0 | 0 | 0 | 0 | 0 | 0 | 0 | 0 | 0 | 0 | 0 | 0 | 0 | 8.5926 | -2.7666 | -0.079648 | 0 | 0 | 0 | 0 | 0 | 0 | 0 | 0 | 0 | 0 | 0 | 0 | 0 | 0 | 0 | 0 | 0 | 0 | 0 | 0 | 0 | 85.9262 | -27.666 | -0.79648 | 0 | 0 | 0 | 0 | 0 | 0 | 0 | 0
0.5416666666666671101February | Resource 1 | Sublap 1 | 13:00 | 1 | 101 | February | 11000 | 0 | 0 | 0 | 0 | 0 | 0 | 0 | 0 | 0 | 0 | 0 | 0 | 0 | 8.5926 | -2.7666 | -0.079648 | 0 | 0 | 0 | 0 | 0 | 0 | 0 | 0 | 0 | 0 | 0 | 0 | 0 | 0 | 0 | 0 | 0 | 0 | 0 | 0 | 0 | 94.5188 | -30.4326 | -0.87613 | 0 | 0 | 0 | 0 | 0 | 0 | 0 | 0
0.5416666666666671101March | Resource 1 | Sublap 1 | 13:00 | 1 | 101 | March | 12000 | 0 | 0 | 0 | 0 | 0 | 0 | 0 | 0 | 0 | 0 | 0 | 0 | 0 | 8.5926 | -2.7666 | -0.079648 | 0 | 0 | 0 | 0 | 0 | 0 | 0 | 0 | 0 | 0 | 0 | 0 | 0 | 0 | 0 | 0 | 0 | 0 | 0 | 0 | 0 | 103.1114 | -33.1992 | -0.95578 | 0 | 0 | 0 | 0 | 0 | 0 | 0 | 0
0.5416666666666671101April | Resource 1 | Sublap 1 | 13:00 | 1 | 101 | April | 13000 | 0 | 0 | 0 | 0 | 0 | 0 | 0 | 0 | 0 | 0 | 0 | 0 | 0 | 8.5926 | -2.7666 | -0.079648 | 0 | 0 | 0 | 0 | 0 | 0 | 0 | 0 | 0 | 0 | 0 | 0 | 0 | 0 | 0 | 0 | 0 | 0 | 0 | 0 | 0 | 111.704 | -35.9658 | -1.0354 | 0 | 0 | 0 | 0 | 0 | 0 | 0 | 0
0.5416666666666671101May | Resource 1 | Sublap 1 | 13:00 | 1 | 101 | May | 14000 | 0 | 0 | 0 | 0 | 0 | 0 | 0 | 0 | 0 | 0 | 0 | 0 | 0 | 8.5926 | -2.7666 | -0.079648 | 0 | 0 | 0 | 0 | 0 | 0 | 0 | 0 | 0 | 0 | 0 | 0 | 0 | 0 | 0 | 0 | 0 | 0 | 0 | 0 | 0 | 120.2966 | -38.7324 | -1.1151 | 0 | 0 | 0 | 0 | 0 | 0 | 0 | 0
0.5416666666666671101June | Resource 1 | Sublap 1 | 13:00 | 1 | 101 | June | 15000 | 0 | 0 | 0 | 0 | 0 | 0 | 0 | 0 | 0 | 0 | 0 | 0 | 0 | 8.5926 | -2.7666 | -0.079648 | 0 | 0 | 0 | 0 | 0 | 0 | 0 | 0 | 0 | 0 | 0 | 0 | 0 | 0 | 0 | 0 | 0 | 0 | 0 | 0 | 0 | 128.8892 | -41.499 | -1.1947 | 0 | 0 | 0 | 0 | 0 | 0 | 0 | 0
0.5416666666666671101July | Resource 1 | Sublap 1 | 13:00 | 1 | 101 | July | 16000 | 0 | 0 | 0 | 0 | 0 | 0 | 0 | 0 | 0 | 0 | 0 | 0 | 0 | 8.5926 | -2.7666 | -0.079648 | 0 | 0 | 0 | 0 | 0 | 0 | 0 | 0 | 0 | 0 | 0 | 0 | 0 | 0 | 0 | 0 | 0 | 0 | 0 | 0 | 0 | 137.4818 | -44.2657 | -1.2744 | 0 | 0 | 0 | 0 | 0 | 0 | 0 | 0
0.5416666666666671101August | Resource 1 | Sublap 1 | 13:00 | 1 | 101 | August | 17000 | 0 | 0 | 0 | 0 | 0 | 0 | 0 | 0 | 0 | 0 | 0 | 0 | 0 | 8.5926 | -2.7666 | -0.079648 | 0 | 0 | 0 | 0 | 0 | 0 | 0 | 0 | 0 | 0 | 0 | 0 | 0 | 0 | 0 | 0 | 0 | 0 | 0 | 0 | 0 | 146.0745 | -47.0322 | -1.354 | 0 | 0 | 0 | 0 | 0 | 0 | 0 | 0
0.5416666666666671101September | Resource 1 | Sublap 1 | 13:00 | 1 | 101 | September | 18000 | 0 | 0 | 0 | 0 | 0 | 0 | 0 | 0 | 0 | 0 | 0 | 0 | 0 | 8.5926 | -2.7666 | -0.079648 | 0 | 0 | 0 | 0 | 0 | 0 | 0 | 0 | 0 | 0 | 0 | 0 | 0 | 0 | 0 | 0 | 0 | 0 | 0 | 0 | 0 | 154.6671 | -49.7989 | -1.4337 | 0 | 0 | 0 | 0 | 0 | 0 | 0 | 0
0.5416666666666671101October | Resource 1 | Sublap 1 | 13:00 | 1 | 101 | October | 19000 | 0 | 0 | 0 | 0 | 0 | 0 | 0 | 0 | 0 | 0 | 0 | 0 | 0 | 8.5926 | -2.7666 | -0.079648 | 0 | 0 | 0 | 0 | 0 | 0 | 0 | 0 | 0 | 0 | 0 | 0 | 0 | 0 | 0 | 0 | 0 | 0 | 0 | 0 | 0 | 163.2597 | -52.5655 | -1.5133 | 0 | 0 | 0 | 0 | 0 | 0 | 0 | 0
0.5416666666666671101November | Resource 1 | Sublap 1 | 13:00 | 1 | 101 | November | 20000 | 0 | 0 | 0 | 0 | 0 | 0 | 0 | 0 | 0 | 0 | 0 | 0 | 0 | 8.5926 | -2.7666 | -0.079648 | 0 | 0 | 0 | 0 | 0 | 0 | 0 | 0 | 0 | 0 | 0 | 0 | 0 | 0 | 0 | 0 | 0 | 0 | 0 | 0 | 0 | 171.8523 | -55.3321 | -1.593 | 0 | 0 | 0 | 0 | 0 | 0 | 0 | 0
0.5416666666666671101December | Resource 1 | Sublap 1 | 13:00 | 1 | 101 | December | 21000 | 0 | 0 | 0 | 0 | 0 | 0 | 0 | 0 | 0 | 0 | 0 | 0 | 0 | 8.5926 | -2.7666 | -0.079648 | 0 | 0 | 0 | 0 | 0 | 0 | 0 | 0 | 0 | 0 | 0 | 0 | 0 | 0 | 0 | 0 | 0 | 0 | 0 | 0 | 0 | 180.4449 | -58.0987 | -1.6726 | 0 | 0 | 0 | 0 | 0 | 0 | 0 | 0
0.5416666666666671102January | Resource 1 | Sublap 1 | 13:00 | 1 | 102 | January | 10000 | 0 | 0 | 0 | 0 | 0 | 0 | 0 | 0 | 0 | 0 | 0 | 0 | 0 | 11.0215 | -3.5263 | -0.10148 | 0 | 0 | 0 | 0 | 0 | 0 | 0 | 0 | 0 | 0 | 0 | 0 | 0 | 0 | 0 | 0 | 0 | 0 | 0 | 0 | 0 | 110.2148 | -35.2632 | -1.0148 | 0 | 0 | 0 | 0 | 0 | 0 | 0 | 0
0.5416666666666671102February | Resource 1 | Sublap 1 | 13:00 | 1 | 102 | February | 11000 | 0 | 0 | 0 | 0 | 0 | 0 | 0 | 0 | 0 | 0 | 0 | 0 | 0 | 11.0215 | -3.5263 | -0.10148 | 0 | 0 | 0 | 0 | 0 | 0 | 0 | 0 | 0 | 0 | 0 | 0 | 0 | 0 | 0 | 0 | 0 | 0 | 0 | 0 | 0 | 121.2363 | -38.7895 | -1.1163 | 0 | 0 | 0 | 0 | 0 | 0 | 0 | 0
0.5416666666666671102March | Resource 1 | Sublap 1 | 13:00 | 1 | 102 | March | 12000 | 0 | 0 | 0 | 0 | 0 | 0 | 0 | 0 | 0 | 0 | 0 | 0 | 0 | 11.0215 | -3.5263 | -0.10148 | 0 | 0 | 0 | 0 | 0 | 0 | 0 | 0 | 0 | 0 | 0 | 0 | 0 | 0 | 0 | 0 | 0 | 0 | 0 | 0 | 0 | 132.2578 | -42.3158 | -1.2178 | 0 | 0 | 0 | 0 | 0 | 0 | 0 | 0
0.5416666666666671102April | Resource 1 | Sublap 1 | 13:00 | 1 | 102 | April | 13000 | 0 | 0 | 0 | 0 | 0 | 0 | 0 | 0 | 0 | 0 | 0 | 0 | 0 | 11.0215 | -3.5263 | -0.10148 | 0 | 0 | 0 | 0 | 0 | 0 | 0 | 0 | 0 | 0 | 0 | 0 | 0 | 0 | 0 | 0 | 0 | 0 | 0 | 0 | 0 | 143.2793 | -45.8421 | -1.3193 | 0 | 0 | 0 | 0 | 0 | 0 | 0 | 0
0.5416666666666671102May | Resource 1 | Sublap 1 | 13:00 | 1 | 102 | May | 14000 | 0 | 0 | 0 | 0 | 0 | 0 | 0 | 0 | 0 | 0 | 0 | 0 | 0 | 11.0215 | -3.5263 | -0.10148 | 0 | 0 | 0 | 0 | 0 | 0 | 0 | 0 | 0 | 0 | 0 | 0 | 0 | 0 | 0 | 0 | 0 | 0 | 0 | 0 | 0 | 154.3008 | -49.3684 | -1.4208 | 0 | 0 | 0 | 0 | 0 | 0 | 0 | 0
0.5416666666666671102June | Resource 1 | Sublap 1 | 13:00 | 1 | 102 | June | 15000 | 0 | 0 | 0 | 0 | 0 | 0 | 0 | 0 | 0 | 0 | 0 | 0 | 0 | 11.0215 | -3.5263 | -0.10148 | 0 | 0 | 0 | 0 | 0 | 0 | 0 | 0 | 0 | 0 | 0 | 0 | 0 | 0 | 0 | 0 | 0 | 0 | 0 | 0 | 0 | 165.3223 | -52.8947 | -1.5223 | 0 | 0 | 0 | 0 | 0 | 0 | 0 | 0
0.5416666666666671102July | Resource 1 | Sublap 1 | 13:00 | 1 | 102 | July | 16000 | 0 | 0 | 0 | 0 | 0 | 0 | 0 | 0 | 0 | 0 | 0 | 0 | 0 | 11.0215 | -3.5263 | -0.10148 | 0 | 0 | 0 | 0 | 0 | 0 | 0 | 0 | 0 | 0 | 0 | 0 | 0 | 0 | 0 | 0 | 0 | 0 | 0 | 0 | 0 | 176.3437 | -56.421 | -1.6237 | 0 | 0 | 0 | 0 | 0 | 0 | 0 | 0
0.5416666666666671102August | Resource 1 | Sublap 1 | 13:00 | 1 | 102 | August | 17000 | 0 | 0 | 0 | 0 | 0 | 0 | 0 | 0 | 0 | 0 | 0 | 0 | 0 | 11.0215 | -3.5263 | -0.10148 | 0 | 0 | 0 | 0 | 0 | 0 | 0 | 0 | 0 | 0 | 0 | 0 | 0 | 0 | 0 | 0 | 0 | 0 | 0 | 0 | 0 | 187.3652 | -59.9474 | -1.7252 | 0 | 0 | 0 | 0 | 0 | 0 | 0 | 0
0.5416666666666671102September | Resource 1 | Sublap 1 | 13:00 | 1 | 102 | September | 18000 | 0 | 0 | 0 | 0 | 0 | 0 | 0 | 0 | 0 | 0 | 0 | 0 | 0 | 11.0215 | -3.5263 | -0.10148 | 0 | 0 | 0 | 0 | 0 | 0 | 0 | 0 | 0 | 0 | 0 | 0 | 0 | 0 | 0 | 0 | 0 | 0 | 0 | 0 | 0 | 198.3867 | -63.4737 | -1.8267 | 0 | 0 | 0 | 0 | 0 | 0 | 0 | 0
0.5416666666666671102October | Resource 1 | Sublap 1 | 13:00 | 1 | 102 | October | 19000 | 0 | 0 | 0 | 0 | 0 | 0 | 0 | 0 | 0 | 0 | 0 | 0 | 0 | 11.0215 | -3.5263 | -0.10148 | 0 | 0 | 0 | 0 | 0 | 0 | 0 | 0 | 0 | 0 | 0 | 0 | 0 | 0 | 0 | 0 | 0 | 0 | 0 | 0 | 0 | 209.4082 | -67 | -1.9282 | 0 | 0 | 0 | 0 | 0 | 0 | 0 | 0
0.5416666666666671102November | Resource 1 | Sublap 1 | 13:00 | 1 | 102 | November | 20000 | 0 | 0 | 0 | 0 | 0 | 0 | 0 | 0 | 0 | 0 | 0 | 0 | 0 | 11.0215 | -3.5263 | -0.10148 | 0 | 0 | 0 | 0 | 0 | 0 | 0 | 0 | 0 | 0 | 0 | 0 | 0 | 0 | 0 | 0 | 0 | 0 | 0 | 0 | 0 | 220.4297 | -70.5263 | -2.0297 | 0 | 0 | 0 | 0 | 0 | 0 | 0 | 0
0.5416666666666671102December | Resource 1 | Sublap 1 | 13:00 | 1 | 102 | December | 21000 | 0 | 0 | 0 | 0 | 0 | 0 | 0 | 0 | 0 | 0 | 0 | 0 | 0 | 11.0215 | -3.5263 | -0.10148 | 0 | 0 | 0 | 0 | 0 | 0 | 0 | 0 | 0 | 0 | 0 | 0 | 0 | 0 | 0 | 0 | 0 | 0 | 0 | 0 | 0 | 231.4511 | -74.0526 | -2.1312 | 0 | 0 | 0 | 0 | 0 | 0 | 0 | 0
0.5416666666666671103January | Resource 1 | Sublap 1 | 13:00 | 1 | 103 | January | 10000 | 0 | 0 | 0 | 0 | 0 | 0 | 0 | 0 | 0 | 0 | 0 | 0 | 0 | 11.5381 | -3.6988 | -0.10644 | 0 | 0 | 0 | 0 | 0 | 0 | 0 | 0 | 0 | 0 | 0 | 0 | 0 | 0 | 0 | 0 | 0 | 0 | 0 | 0 | 0 | 115.3807 | -36.9883 | -1.0644 | 0 | 0 | 0 | 0 | 0 | 0 | 0 | 0
0.5416666666666671103February | Resource 1 | Sublap 1 | 13:00 | 1 | 103 | February | 11000 | 0 | 0 | 0 | 0 | 0 | 0 | 0 | 0 | 0 | 0 | 0 | 0 | 0 | 11.5381 | -3.6988 | -0.10644 | 0 | 0 | 0 | 0 | 0 | 0 | 0 | 0 | 0 | 0 | 0 | 0 | 0 | 0 | 0 | 0 | 0 | 0 | 0 | 0 | 0 | 126.9187 | -40.6871 | -1.1709 | 0 | 0 | 0 | 0 | 0 | 0 | 0 | 0
0.5416666666666671103March | Resource 1 | Sublap 1 | 13:00 | 1 | 103 | March | 12000 | 0 | 0 | 0 | 0 | 0 | 0 | 0 | 0 | 0 | 0 | 0 | 0 | 0 | 11.5381 | -3.6988 | -0.10644 | 0 | 0 | 0 | 0 | 0 | 0 | 0 | 0 | 0 | 0 | 0 | 0 | 0 | 0 | 0 | 0 | 0 | 0 | 0 | 0 | 0 | 138.4568 | -44.3859 | -1.2773 | 0 | 0 | 0 | 0 | 0 | 0 | 0 | 0
0.5416666666666671103April | Resource 1 | Sublap 1 | 13:00 | 1 | 103 | April | 13000 | 0 | 0 | 0 | 0 | 0 | 0 | 0 | 0 | 0 | 0 | 0 | 0 | 0 | 11.5381 | -3.6988 | -0.10644 | 0 | 0 | 0 | 0 | 0 | 0 | 0 | 0 | 0 | 0 | 0 | 0 | 0 | 0 | 0 | 0 | 0 | 0 | 0 | 0 | 0 | 149.9948 | -48.0847 | -1.3837 | 0 | 0 | 0 | 0 | 0 | 0 | 0 | 0
0.5416666666666671103May | Resource 1 | Sublap 1 | 13:00 | 1 | 103 | May | 14000 | 0 | 0 | 0 | 0 | 0 | 0 | 0 | 0 | 0 | 0 | 0 | 0 | 0 | 11.5381 | -3.6988 | -0.10644 | 0 | 0 | 0 | 0 | 0 | 0 | 0 | 0 | 0 | 0 | 0 | 0 | 0 | 0 | 0 | 0 | 0 | 0 | 0 | 0 | 0 | 161.5329 | -51.7836 | -1.4902 | 0 | 0 | 0 | 0 | 0 | 0 | 0 | 0
0.5416666666666671103June | Resource 1 | Sublap 1 | 13:00 | 1 | 103 | June | 15000 | 0 | 0 | 0 | 0 | 0 | 0 | 0 | 0 | 0 | 0 | 0 | 0 | 0 | 11.5381 | -3.6988 | -0.10644 | 0 | 0 | 0 | 0 | 0 | 0 | 0 | 0 | 0 | 0 | 0 | 0 | 0 | 0 | 0 | 0 | 0 | 0 | 0 | 0 | 0 | 173.071 | -55.4824 | -1.5966 | 0 | 0 | 0 | 0 | 0 | 0 | 0 | 0
0.5416666666666671103July | Resource 1 | Sublap 1 | 13:00 | 1 | 103 | July | 16000 | 0 | 0 | 0 | 0 | 0 | 0 | 0 | 0 | 0 | 0 | 0 | 0 | 0 | 11.5381 | -3.6988 | -0.10644 | 0 | 0 | 0 | 0 | 0 | 0 | 0 | 0 | 0 | 0 | 0 | 0 | 0 | 0 | 0 | 0 | 0 | 0 | 0 | 0 | 0 | 184.609 | -59.1812 | -1.7031 | 0 | 0 | 0 | 0 | 0 | 0 | 0 | 0
0.5416666666666671103August | Resource 1 | Sublap 1 | 13:00 | 1 | 103 | August | 17000 | 0 | 0 | 0 | 0 | 0 | 0 | 0 | 0 | 0 | 0 | 0 | 0 | 0 | 11.5381 | -3.6988 | -0.10644 | 0 | 0 | 0 | 0 | 0 | 0 | 0 | 0 | 0 | 0 | 0 | 0 | 0 | 0 | 0 | 0 | 0 | 0 | 0 | 0 | 0 | 196.1471 | -62.88 | -1.8095 | 0 | 0 | 0 | 0 | 0 | 0 | 0 | 0
0.5416666666666671103September | Resource 1 | Sublap 1 | 13:00 | 1 | 103 | September | 18000 | 0 | 0 | 0 | 0 | 0 | 0 | 0 | 0 | 0 | 0 | 0 | 0 | 0 | 11.5381 | -3.6988 | -0.10644 | 0 | 0 | 0 | 0 | 0 | 0 | 0 | 0 | 0 | 0 | 0 | 0 | 0 | 0 | 0 | 0 | 0 | 0 | 0 | 0 | 0 | 207.6852 | -66.5789 | -1.916 | 0 | 0 | 0 | 0 | 0 | 0 | 0 | 0
0.5416666666666671103October | Resource 1 | Sublap 1 | 13:00 | 1 | 103 | October | 19000 | 0 | 0 | 0 | 0 | 0 | 0 | 0 | 0 | 0 | 0 | 0 | 0 | 0 | 11.5381 | -3.6988 | -0.10644 | 0 | 0 | 0 | 0 | 0 | 0 | 0 | 0 | 0 | 0 | 0 | 0 | 0 | 0 | 0 | 0 | 0 | 0 | 0 | 0 | 0 | 219.2232 | -70.2777 | -2.0224 | 0 | 0 | 0 | 0 | 0 | 0 | 0 | 0
0.5416666666666671103November | Resource 1 | Sublap 1 | 13:00 | 1 | 103 | November | 20000 | 0 | 0 | 0 | 0 | 0 | 0 | 0 | 0 | 0 | 0 | 0 | 0 | 0 | 11.5381 | -3.6988 | -0.10644 | 0 | 0 | 0 | 0 | 0 | 0 | 0 | 0 | 0 | 0 | 0 | 0 | 0 | 0 | 0 | 0 | 0 | 0 | 0 | 0 | 0 | 230.7613 | -73.9765 | -2.1288 | 0 | 0 | 0 | 0 | 0 | 0 | 0 | 0
0.5416666666666671103December | Resource 1 | Sublap 1 | 13:00 | 1 | 103 | December | 21000 | 0 | 0 | 0 | 0 | 0 | 0 | 0 | 0 | 0 | 0 | 0 | 0 | 0 | 11.5381 | -3.6988 | -0.10644 | 0 | 0 | 0 | 0 | 0 | 0 | 0 | 0 | 0 | 0 | 0 | 0 | 0 | 0 | 0 | 0 | 0 | 0 | 0 | 0 | 0 | 242.2994 | -77.6753 | -2.2353 | 0 | 0 | 0 | 0 | 0 | 0 | 0 | 0
0.5416666666666671104January | Resource 1 | Sublap 1 | 13:00 | 1 | 104 | January | 10000 | 0 | 0 | 0 | 0 | 0 | 0 | 0 | 0 | 0 | 0 | 0 | 0 | 0 | 12.419 | -3.9875 | -0.11474 | 0 | 0 | 0 | 0 | 0 | 0 | 0 | 0 | 0 | 0 | 0 | 0 | 0 | 0 | 0 | 0 | 0 | 0 | 0 | 0 | 0 | 124.1901 | -39.8745 | -1.1474 | 0 | 0 | 0 | 0 | 0 | 0 | 0 | 0
0.5416666666666671104February | Resource 1 | Sublap 1 | 13:00 | 1 | 104 | February | 11000 | 0 | 0 | 0 | 0 | 0 | 0 | 0 | 0 | 0 | 0 | 0 | 0 | 0 | 12.419 | -3.9875 | -0.11474 | 0 | 0 | 0 | 0 | 0 | 0 | 0 | 0 | 0 | 0 | 0 | 0 | 0 | 0 | 0 | 0 | 0 | 0 | 0 | 0 | 0 | 136.6091 | -43.862 | -1.2621 | 0 | 0 | 0 | 0 | 0 | 0 | 0 | 0
0.5416666666666671104March | Resource 1 | Sublap 1 | 13:00 | 1 | 104 | March | 12000 | 0 | 0 | 0 | 0 | 0 | 0 | 0 | 0 | 0 | 0 | 0 | 0 | 0 | 12.419 | -3.9875 | -0.11474 | 0 | 0 | 0 | 0 | 0 | 0 | 0 | 0 | 0 | 0 | 0 | 0 | 0 | 0 | 0 | 0 | 0 | 0 | 0 | 0 | 0 | 149.0281 | -47.8494 | -1.3769 | 0 | 0 | 0 | 0 | 0 | 0 | 0 | 0
0.5416666666666671104April | Resource 1 | Sublap 1 | 13:00 | 1 | 104 | April | 13000 | 0 | 0 | 0 | 0 | 0 | 0 | 0 | 0 | 0 | 0 | 0 | 0 | 0 | 12.419 | -3.9875 | -0.11474 | 0 | 0 | 0 | 0 | 0 | 0 | 0 | 0 | 0 | 0 | 0 | 0 | 0 | 0 | 0 | 0 | 0 | 0 | 0 | 0 | 0 | 161.4471 | -51.8369 | -1.4916 | 0 | 0 | 0 | 0 | 0 | 0 | 0 | 0
0.5416666666666671104May | Resource 1 | Sublap 1 | 13:00 | 1 | 104 | May | 14000 | 0 | 0 | 0 | 0 | 0 | 0 | 0 | 0 | 0 | 0 | 0 | 0 | 0 | 12.419 | -3.9875 | -0.11474 | 0 | 0 | 0 | 0 | 0 | 0 | 0 | 0 | 0 | 0 | 0 | 0 | 0 | 0 | 0 | 0 | 0 | 0 | 0 | 0 | 0 | 173.8661 | -55.8243 | -1.6063 | 0 | 0 | 0 | 0 | 0 | 0 | 0 | 0
0.5416666666666671104June | Resource 1 | Sublap 1 | 13:00 | 1 | 104 | June | 15000 | 0 | 0 | 0 | 0 | 0 | 0 | 0 | 0 | 0 | 0 | 0 | 0 | 0 | 12.419 | -3.9875 | -0.11474 | 0 | 0 | 0 | 0 | 0 | 0 | 0 | 0 | 0 | 0 | 0 | 0 | 0 | 0 | 0 | 0 | 0 | 0 | 0 | 0 | 0 | 186.2852 | -59.8118 | -1.7211 | 0 | 0 | 0 | 0 | 0 | 0 | 0 | 0
0.5416666666666671104July | Resource 1 | Sublap 1 | 13:00 | 1 | 104 | July | 16000 | 0 | 0 | 0 | 0 | 0 | 0 | 0 | 0 | 0 | 0 | 0 | 0 | 0 | 12.419 | -3.9875 | -0.11474 | 0 | 0 | 0 | 0 | 0 | 0 | 0 | 0 | 0 | 0 | 0 | 0 | 0 | 0 | 0 | 0 | 0 | 0 | 0 | 0 | 0 | 198.7042 | -63.7992 | -1.8358 | 0 | 0 | 0 | 0 | 0 | 0 | 0 | 0
0.5416666666666671104August | Resource 1 | Sublap 1 | 13:00 | 1 | 104 | August | 17000 | 0 | 0 | 0 | 0 | 0 | 0 | 0 | 0 | 0 | 0 | 0 | 0 | 0 | 12.419 | -3.9875 | -0.11474 | 0 | 0 | 0 | 0 | 0 | 0 | 0 | 0 | 0 | 0 | 0 | 0 | 0 | 0 | 0 | 0 | 0 | 0 | 0 | 0 | 0 | 211.1232 | -67.7867 | -1.9505 | 0 | 0 | 0 | 0 | 0 | 0 | 0 | 0
0.5416666666666671104September | Resource 1 | Sublap 1 | 13:00 | 1 | 104 | September | 18000 | 0 | 0 | 0 | 0 | 0 | 0 | 0 | 0 | 0 | 0 | 0 | 0 | 0 | 12.419 | -3.9875 | -0.11474 | 0 | 0 | 0 | 0 | 0 | 0 | 0 | 0 | 0 | 0 | 0 | 0 | 0 | 0 | 0 | 0 | 0 | 0 | 0 | 0 | 0 | 223.5422 | -71.7741 | -2.0653 | 0 | 0 | 0 | 0 | 0 | 0 | 0 | 0
0.5416666666666671104October | Resource 1 | Sublap 1 | 13:00 | 1 | 104 | October | 19000 | 0 | 0 | 0 | 0 | 0 | 0 | 0 | 0 | 0 | 0 | 0 | 0 | 0 | 12.419 | -3.9875 | -0.11474 | 0 | 0 | 0 | 0 | 0 | 0 | 0 | 0 | 0 | 0 | 0 | 0 | 0 | 0 | 0 | 0 | 0 | 0 | 0 | 0 | 0 | 235.9612 | -75.7616 | -2.18 | 0 | 0 | 0 | 0 | 0 | 0 | 0 | 0
0.5416666666666671104November | Resource 1 | Sublap 1 | 13:00 | 1 | 104 | November | 20000 | 0 | 0 | 0 | 0 | 0 | 0 | 0 | 0 | 0 | 0 | 0 | 0 | 0 | 12.419 | -3.9875 | -0.11474 | 0 | 0 | 0 | 0 | 0 | 0 | 0 | 0 | 0 | 0 | 0 | 0 | 0 | 0 | 0 | 0 | 0 | 0 | 0 | 0 | 0 | 248.3802 | -79.749 | -2.2948 | 0 | 0 | 0 | 0 | 0 | 0 | 0 | 0
0.5416666666666671104December | Resource 1 | Sublap 1 | 13:00 | 1 | 104 | December | 21000 | 0 | 0 | 0 | 0 | 0 | 0 | 0 | 0 | 0 | 0 | 0 | 0 | 0 | 12.419 | -3.9875 | -0.11474 | 0 | 0 | 0 | 0 | 0 | 0 | 0 | 0 | 0 | 0 | 0 | 0 | 0 | 0 | 0 | 0 | 0 | 0 | 0 | 0 | 0 | 260.7992 | -83.7365 | -2.4095 | 0 | 0 | 0 | 0 | 0 | 0 | 0 | 0
0.5416666666666671105January | Resource 1 | Sublap 1 | 13:00 | 1 | 105 | January | 10000 | 0 | 0 | 0 | 0 | 0 | 0 | 0 | 0 | 0 | 0 | 0 | 0 | 0 | 10.5835 | -3.387 | -0.097479 | 0 | 0 | 0 | 0 | 0 | 0 | 0 | 0 | 0 | 0 | 0 | 0 | 0 | 0 | 0 | 0 | 0 | 0 | 0 | 0 | 0 | 105.8348 | -33.8698 | -0.97479 | 0 | 0 | 0 | 0 | 0 | 0 | 0 | 0
0.5416666666666671105February | Resource 1 | Sublap 1 | 13:00 | 1 | 105 | February | 11000 | 0 | 0 | 0 | 0 | 0 | 0 | 0 | 0 | 0 | 0 | 0 | 0 | 0 | 10.5835 | -3.387 | -0.097479 | 0 | 0 | 0 | 0 | 0 | 0 | 0 | 0 | 0 | 0 | 0 | 0 | 0 | 0 | 0 | 0 | 0 | 0 | 0 | 0 | 0 | 116.4183 | -37.2568 | -1.0723 | 0 | 0 | 0 | 0 | 0 | 0 | 0 | 0
0.5416666666666671105March | Resource 1 | Sublap 1 | 13:00 | 1 | 105 | March | 12000 | 0 | 0 | 0 | 0 | 0 | 0 | 0 | 0 | 0 | 0 | 0 | 0 | 0 | 10.5835 | -3.387 | -0.097479 | 0 | 0 | 0 | 0 | 0 | 0 | 0 | 0 | 0 | 0 | 0 | 0 | 0 | 0 | 0 | 0 | 0 | 0 | 0 | 0 | 0 | 127.0018 | -40.6437 | -1.1697 | 0 | 0 | 0 | 0 | 0 | 0 | 0 | 0
0.5416666666666671105April | Resource 1 | Sublap 1 | 13:00 | 1 | 105 | April | 13000 | 0 | 0 | 0 | 0 | 0 | 0 | 0 | 0 | 0 | 0 | 0 | 0 | 0 | 10.5835 | -3.387 | -0.097479 | 0 | 0 | 0 | 0 | 0 | 0 | 0 | 0 | 0 | 0 | 0 | 0 | 0 | 0 | 0 | 0 | 0 | 0 | 0 | 0 | 0 | 137.5853 | -44.0307 | -1.2672 | 0 | 0 | 0 | 0 | 0 | 0 | 0 | 0
0.5416666666666671105May | Resource 1 | Sublap 1 | 13:00 | 1 | 105 | May | 14000 | 0 | 0 | 0 | 0 | 0 | 0 | 0 | 0 | 0 | 0 | 0 | 0 | 0 | 10.5835 | -3.387 | -0.097479 | 0 | 0 | 0 | 0 | 0 | 0 | 0 | 0 | 0 | 0 | 0 | 0 | 0 | 0 | 0 | 0 | 0 | 0 | 0 | 0 | 0 | 148.1687 | -47.4177 | -1.3647 | 0 | 0 | 0 | 0 | 0 | 0 | 0 | 0
0.5416666666666671105June | Resource 1 | Sublap 1 | 13:00 | 1 | 105 | June | 15000 | 0 | 0 | 0 | 0 | 0 | 0 | 0 | 0 | 0 | 0 | 0 | 0 | 0 | 10.5835 | -3.387 | -0.097479 | 0 | 0 | 0 | 0 | 0 | 0 | 0 | 0 | 0 | 0 | 0 | 0 | 0 | 0 | 0 | 0 | 0 | 0 | 0 | 0 | 0 | 158.7522 | -50.8047 | -1.4622 | 0 | 0 | 0 | 0 | 0 | 0 | 0 | 0
0.5416666666666671105July | Resource 1 | Sublap 1 | 13:00 | 1 | 105 | July | 16000 | 0 | 0 | 0 | 0 | 0 | 0 | 0 | 0 | 0 | 0 | 0 | 0 | 0 | 10.5835 | -3.387 | -0.097479 | 0 | 0 | 0 | 0 | 0 | 0 | 0 | 0 | 0 | 0 | 0 | 0 | 0 | 0 | 0 | 0 | 0 | 0 | 0 | 0 | 0 | 169.3357 | -54.1917 | -1.5597 | 0 | 0 | 0 | 0 | 0 | 0 | 0 | 0
0.5416666666666671105August | Resource 1 | Sublap 1 | 13:00 | 1 | 105 | August | 17000 | 0 | 0 | 0 | 0 | 0 | 0 | 0 | 0 | 0 | 0 | 0 | 0 | 0 | 10.5835 | -3.387 | -0.097479 | 0 | 0 | 0 | 0 | 0 | 0 | 0 | 0 | 0 | 0 | 0 | 0 | 0 | 0 | 0 | 0 | 0 | 0 | 0 | 0 | 0 | 179.9192 | -57.5786 | -1.6571 | 0 | 0 | 0 | 0 | 0 | 0 | 0 | 0
0.5416666666666671105September | Resource 1 | Sublap 1 | 13:00 | 1 | 105 | September | 18000 | 0 | 0 | 0 | 0 | 0 | 0 | 0 | 0 | 0 | 0 | 0 | 0 | 0 | 10.5835 | -3.387 | -0.097479 | 0 | 0 | 0 | 0 | 0 | 0 | 0 | 0 | 0 | 0 | 0 | 0 | 0 | 0 | 0 | 0 | 0 | 0 | 0 | 0 | 0 | 190.5027 | -60.9656 | -1.7546 | 0 | 0 | 0 | 0 | 0 | 0 | 0 | 0
0.5416666666666671105October | Resource 1 | Sublap 1 | 13:00 | 1 | 105 | October | 19000 | 0 | 0 | 0 | 0 | 0 | 0 | 0 | 0 | 0 | 0 | 0 | 0 | 0 | 10.5835 | -3.387 | -0.097479 | 0 | 0 | 0 | 0 | 0 | 0 | 0 | 0 | 0 | 0 | 0 | 0 | 0 | 0 | 0 | 0 | 0 | 0 | 0 | 0 | 0 | 201.0861 | -64.3526 | -1.8521 | 0 | 0 | 0 | 0 | 0 | 0 | 0 | 0
0.5416666666666671105November | Resource 1 | Sublap 1 | 13:00 | 1 | 105 | November | 20000 | 0 | 0 | 0 | 0 | 0 | 0 | 0 | 0 | 0 | 0 | 0 | 0 | 0 | 10.5835 | -3.387 | -0.097479 | 0 | 0 | 0 | 0 | 0 | 0 | 0 | 0 | 0 | 0 | 0 | 0 | 0 | 0 | 0 | 0 | 0 | 0 | 0 | 0 | 0 | 211.6696 | -67.7396 | -1.9496 | 0 | 0 | 0 | 0 | 0 | 0 | 0 | 0
0.5416666666666671105December | Resource 1 | Sublap 1 | 13:00 | 1 | 105 | December | 21000 | 0 | 0 | 0 | 0 | 0 | 0 | 0 | 0 | 0 | 0 | 0 | 0 | 0 | 10.5835 | -3.387 | -0.097479 | 0 | 0 | 0 | 0 | 0 | 0 | 0 | 0 | 0 | 0 | 0 | 0 | 0 | 0 | 0 | 0 | 0 | 0 | 0 | 0 | 0 | 222.2531 | -71.1265 | -2.0471 | 0 | 0 | 0 | 0 | 0 | 0 | 0 | 0
0.5416666666666671106January | Resource 1 | Sublap 1 | 13:00 | 1 | 106 | January | 10000 | 0 | 0 | 0 | 0 | 0 | 0 | 0 | 0 | 0 | 0 | 0 | 0 | 0 | 10.0958 | -3.2609 | -0.093856 | 0 | 0 | 0 | 0 | 0 | 0 | 0 | 0 | 0 | 0 | 0 | 0 | 0 | 0 | 0 | 0 | 0 | 0 | 0 | 0 | 0 | 100.9581 | -32.6091 | -0.93856 | 0 | 0 | 0 | 0 | 0 | 0 | 0 | 0
0.5416666666666671106February | Resource 1 | Sublap 1 | 13:00 | 1 | 106 | February | 11000 | 0 | 0 | 0 | 0 | 0 | 0 | 0 | 0 | 0 | 0 | 0 | 0 | 0 | 10.0958 | -3.2609 | -0.093856 | 0 | 0 | 0 | 0 | 0 | 0 | 0 | 0 | 0 | 0 | 0 | 0 | 0 | 0 | 0 | 0 | 0 | 0 | 0 | 0 | 0 | 111.0539 | -35.87 | -1.0324 | 0 | 0 | 0 | 0 | 0 | 0 | 0 | 0
0.5416666666666671106March | Resource 1 | Sublap 1 | 13:00 | 1 | 106 | March | 12000 | 0 | 0 | 0 | 0 | 0 | 0 | 0 | 0 | 0 | 0 | 0 | 0 | 0 | 10.0958 | -3.2609 | -0.093856 | 0 | 0 | 0 | 0 | 0 | 0 | 0 | 0 | 0 | 0 | 0 | 0 | 0 | 0 | 0 | 0 | 0 | 0 | 0 | 0 | 0 | 121.1497 | -39.131 | -1.1263 | 0 | 0 | 0 | 0 | 0 | 0 | 0 | 0
0.5416666666666671106April | Resource 1 | Sublap 1 | 13:00 | 1 | 106 | April | 13000 | 0 | 0 | 0 | 0 | 0 | 0 | 0 | 0 | 0 | 0 | 0 | 0 | 0 | 10.0958 | -3.2609 | -0.093856 | 0 | 0 | 0 | 0 | 0 | 0 | 0 | 0 | 0 | 0 | 0 | 0 | 0 | 0 | 0 | 0 | 0 | 0 | 0 | 0 | 0 | 131.2455 | -42.3919 | -1.2201 | 0 | 0 | 0 | 0 | 0 | 0 | 0 | 0
0.5416666666666671106May | Resource 1 | Sublap 1 | 13:00 | 1 | 106 | May | 14000 | 0 | 0 | 0 | 0 | 0 | 0 | 0 | 0 | 0 | 0 | 0 | 0 | 0 | 10.0958 | -3.2609 | -0.093856 | 0 | 0 | 0 | 0 | 0 | 0 | 0 | 0 | 0 | 0 | 0 | 0 | 0 | 0 | 0 | 0 | 0 | 0 | 0 | 0 | 0 | 141.3413 | -45.6528 | -1.314 | 0 | 0 | 0 | 0 | 0 | 0 | 0 | 0
0.5416666666666671106June | Resource 1 | Sublap 1 | 13:00 | 1 | 106 | June | 15000 | 0 | 0 | 0 | 0 | 0 | 0 | 0 | 0 | 0 | 0 | 0 | 0 | 0 | 10.0958 | -3.2609 | -0.093856 | 0 | 0 | 0 | 0 | 0 | 0 | 0 | 0 | 0 | 0 | 0 | 0 | 0 | 0 | 0 | 0 | 0 | 0 | 0 | 0 | 0 | 151.4371 | -48.9137 | -1.4078 | 0 | 0 | 0 | 0 | 0 | 0 | 0 | 0
0.5416666666666671106July | Resource 1 | Sublap 1 | 13:00 | 1 | 106 | July | 16000 | 0 | 0 | 0 | 0 | 0 | 0 | 0 | 0 | 0 | 0 | 0 | 0 | 0 | 10.0958 | -3.2609 | -0.093856 | 0 | 0 | 0 | 0 | 0 | 0 | 0 | 0 | 0 | 0 | 0 | 0 | 0 | 0 | 0 | 0 | 0 | 0 | 0 | 0 | 0 | 161.5329 | -52.1746 | -1.5017 | 0 | 0 | 0 | 0 | 0 | 0 | 0 | 0
0.5416666666666671106August | Resource 1 | Sublap 1 | 13:00 | 1 | 106 | August | 17000 | 0 | 0 | 0 | 0 | 0 | 0 | 0 | 0 | 0 | 0 | 0 | 0 | 0 | 10.0958 | -3.2609 | -0.093856 | 0 | 0 | 0 | 0 | 0 | 0 | 0 | 0 | 0 | 0 | 0 | 0 | 0 | 0 | 0 | 0 | 0 | 0 | 0 | 0 | 0 | 171.6288 | -55.4355 | -1.5955 | 0 | 0 | 0 | 0 | 0 | 0 | 0 | 0
0.5416666666666671106September | Resource 1 | Sublap 1 | 13:00 | 1 | 106 | September | 18000 | 0 | 0 | 0 | 0 | 0 | 0 | 0 | 0 | 0 | 0 | 0 | 0 | 0 | 10.0958 | -3.2609 | -0.093856 | 0 | 0 | 0 | 0 | 0 | 0 | 0 | 0 | 0 | 0 | 0 | 0 | 0 | 0 | 0 | 0 | 0 | 0 | 0 | 0 | 0 | 181.7245 | -58.6964 | -1.6894 | 0 | 0 | 0 | 0 | 0 | 0 | 0 | 0
0.5416666666666671106October | Resource 1 | Sublap 1 | 13:00 | 1 | 106 | October | 19000 | 0 | 0 | 0 | 0 | 0 | 0 | 0 | 0 | 0 | 0 | 0 | 0 | 0 | 10.0958 | -3.2609 | -0.093856 | 0 | 0 | 0 | 0 | 0 | 0 | 0 | 0 | 0 | 0 | 0 | 0 | 0 | 0 | 0 | 0 | 0 | 0 | 0 | 0 | 0 | 191.8204 | -61.9573 | -1.7833 | 0 | 0 | 0 | 0 | 0 | 0 | 0 | 0
0.5416666666666671106November | Resource 1 | Sublap 1 | 13:00 | 1 | 106 | November | 20000 | 0 | 0 | 0 | 0 | 0 | 0 | 0 | 0 | 0 | 0 | 0 | 0 | 0 | 10.0958 | -3.2609 | -0.093856 | 0 | 0 | 0 | 0 | 0 | 0 | 0 | 0 | 0 | 0 | 0 | 0 | 0 | 0 | 0 | 0 | 0 | 0 | 0 | 0 | 0 | 201.9162 | -65.2183 | -1.8771 | 0 | 0 | 0 | 0 | 0 | 0 | 0 | 0
0.5416666666666671106December | Resource 1 | Sublap 1 | 13:00 | 1 | 106 | December | 21000 | 0 | 0 | 0 | 0 | 0 | 0 | 0 | 0 | 0 | 0 | 0 | 0 | 0 | 10.0958 | -3.2609 | -0.093856 | 0 | 0 | 0 | 0 | 0 | 0 | 0 | 0 | 0 | 0 | 0 | 0 | 0 | 0 | 0 | 0 | 0 | 0 | 0 | 0 | 0 | 212.012 | -68.4792 | -1.971 | 0 | 0 | 0 | 0 | 0 | 0 | 0 | 0
0.5416666666666671107January | Resource 1 | Sublap 1 | 13:00 | 1 | 107 | January | 10000 | 0 | 0 | 0 | 0 | 0 | 0 | 0 | 0 | 0 | 0 | 0 | 0 | 0 | 11.9207 | -3.8183 | -0.10987 | 0 | 0 | 0 | 0 | 0 | 0 | 0 | 0 | 0 | 0 | 0 | 0 | 0 | 0 | 0 | 0 | 0 | 0 | 0 | 0 | 0 | 119.2067 | -38.1826 | -1.0987 | 0 | 0 | 0 | 0 | 0 | 0 | 0 | 0
0.5416666666666671107February | Resource 1 | Sublap 1 | 13:00 | 1 | 107 | February | 11000 | 0 | 0 | 0 | 0 | 0 | 0 | 0 | 0 | 0 | 0 | 0 | 0 | 0 | 11.9207 | -3.8183 | -0.10987 | 0 | 0 | 0 | 0 | 0 | 0 | 0 | 0 | 0 | 0 | 0 | 0 | 0 | 0 | 0 | 0 | 0 | 0 | 0 | 0 | 0 | 131.1274 | -42.0008 | -1.2086 | 0 | 0 | 0 | 0 | 0 | 0 | 0 | 0
0.5416666666666671107March | Resource 1 | Sublap 1 | 13:00 | 1 | 107 | March | 12000 | 0 | 0 | 0 | 0 | 0 | 0 | 0 | 0 | 0 | 0 | 0 | 0 | 0 | 11.9207 | -3.8183 | -0.10987 | 0 | 0 | 0 | 0 | 0 | 0 | 0 | 0 | 0 | 0 | 0 | 0 | 0 | 0 | 0 | 0 | 0 | 0 | 0 | 0 | 0 | 143.0481 | -45.8191 | -1.3185 | 0 | 0 | 0 | 0 | 0 | 0 | 0 | 0
0.5416666666666671107April | Resource 1 | Sublap 1 | 13:00 | 1 | 107 | April | 13000 | 0 | 0 | 0 | 0 | 0 | 0 | 0 | 0 | 0 | 0 | 0 | 0 | 0 | 11.9207 | -3.8183 | -0.10987 | 0 | 0 | 0 | 0 | 0 | 0 | 0 | 0 | 0 | 0 | 0 | 0 | 0 | 0 | 0 | 0 | 0 | 0 | 0 | 0 | 0 | 154.9687 | -49.6373 | -1.4284 | 0 | 0 | 0 | 0 | 0 | 0 | 0 | 0
0.5416666666666671107May | Resource 1 | Sublap 1 | 13:00 | 1 | 107 | May | 14000 | 0 | 0 | 0 | 0 | 0 | 0 | 0 | 0 | 0 | 0 | 0 | 0 | 0 | 11.9207 | -3.8183 | -0.10987 | 0 | 0 | 0 | 0 | 0 | 0 | 0 | 0 | 0 | 0 | 0 | 0 | 0 | 0 | 0 | 0 | 0 | 0 | 0 | 0 | 0 | 166.8894 | -53.4556 | -1.5382 | 0 | 0 | 0 | 0 | 0 | 0 | 0 | 0
0.5416666666666671107June | Resource 1 | Sublap 1 | 13:00 | 1 | 107 | June | 15000 | 0 | 0 | 0 | 0 | 0 | 0 | 0 | 0 | 0 | 0 | 0 | 0 | 0 | 11.9207 | -3.8183 | -0.10987 | 0 | 0 | 0 | 0 | 0 | 0 | 0 | 0 | 0 | 0 | 0 | 0 | 0 | 0 | 0 | 0 | 0 | 0 | 0 | 0 | 0 | 178.8101 | -57.2739 | -1.6481 | 0 | 0 | 0 | 0 | 0 | 0 | 0 | 0
0.5416666666666671107July | Resource 1 | Sublap 1 | 13:00 | 1 | 107 | July | 16000 | 0 | 0 | 0 | 0 | 0 | 0 | 0 | 0 | 0 | 0 | 0 | 0 | 0 | 11.9207 | -3.8183 | -0.10987 | 0 | 0 | 0 | 0 | 0 | 0 | 0 | 0 | 0 | 0 | 0 | 0 | 0 | 0 | 0 | 0 | 0 | 0 | 0 | 0 | 0 | 190.7307 | -61.0921 | -1.758 | 0 | 0 | 0 | 0 | 0 | 0 | 0 | 0
0.5416666666666671107August | Resource 1 | Sublap 1 | 13:00 | 1 | 107 | August | 17000 | 0 | 0 | 0 | 0 | 0 | 0 | 0 | 0 | 0 | 0 | 0 | 0 | 0 | 11.9207 | -3.8183 | -0.10987 | 0 | 0 | 0 | 0 | 0 | 0 | 0 | 0 | 0 | 0 | 0 | 0 | 0 | 0 | 0 | 0 | 0 | 0 | 0 | 0 | 0 | 202.6514 | -64.9104 | -1.8679 | 0 | 0 | 0 | 0 | 0 | 0 | 0 | 0
0.5416666666666671107September | Resource 1 | Sublap 1 | 13:00 | 1 | 107 | September | 18000 | 0 | 0 | 0 | 0 | 0 | 0 | 0 | 0 | 0 | 0 | 0 | 0 | 0 | 11.9207 | -3.8183 | -0.10987 | 0 | 0 | 0 | 0 | 0 | 0 | 0 | 0 | 0 | 0 | 0 | 0 | 0 | 0 | 0 | 0 | 0 | 0 | 0 | 0 | 0 | 214.5721 | -68.7286 | -1.9777 | 0 | 0 | 0 | 0 | 0 | 0 | 0 | 0
0.5416666666666671107October | Resource 1 | Sublap 1 | 13:00 | 1 | 107 | October | 19000 | 0 | 0 | 0 | 0 | 0 | 0 | 0 | 0 | 0 | 0 | 0 | 0 | 0 | 11.9207 | -3.8183 | -0.10987 | 0 | 0 | 0 | 0 | 0 | 0 | 0 | 0 | 0 | 0 | 0 | 0 | 0 | 0 | 0 | 0 | 0 | 0 | 0 | 0 | 0 | 226.4928 | -72.5469 | -2.0876 | 0 | 0 | 0 | 0 | 0 | 0 | 0 | 0
0.5416666666666671107November | Resource 1 | Sublap 1 | 13:00 | 1 | 107 | November | 20000 | 0 | 0 | 0 | 0 | 0 | 0 | 0 | 0 | 0 | 0 | 0 | 0 | 0 | 11.9207 | -3.8183 | -0.10987 | 0 | 0 | 0 | 0 | 0 | 0 | 0 | 0 | 0 | 0 | 0 | 0 | 0 | 0 | 0 | 0 | 0 | 0 | 0 | 0 | 0 | 238.4134 | -76.3651 | -2.1975 | 0 | 0 | 0 | 0 | 0 | 0 | 0 | 0
0.5416666666666671107December | Resource 1 | Sublap 1 | 13:00 | 1 | 107 | December | 21000 | 0 | 0 | 0 | 0 | 0 | 0 | 0 | 0 | 0 | 0 | 0 | 0 | 0 | 11.9207 | -3.8183 | -0.10987 | 0 | 0 | 0 | 0 | 0 | 0 | 0 | 0 | 0 | 0 | 0 | 0 | 0 | 0 | 0 | 0 | 0 | 0 | 0 | 0 | 0 | 250.3341 | -80.1834 | -2.3074 | 0 | 0 | 0 | 0 | 0 | 0 | 0 | 0
0.541666666666667271January | Resource 1 | Sublap 1 | 13:00 | 2 | 71 | January | 10000 | 0 | 0 | 0 | 0 | 0 | 0 | 0 | 0 | 0 | 0 | 0 | 0 | 0 | 0 | 0 | 0 | 0 | 0 | 0 | 0 | 0 | 0 | 0 | 0 | 0 | 0 | 0 | 0 | 0 | 0 | 0 | 0 | 0 | 0 | 0 | 0 | 0 | 0 | 0 | 0 | 0 | 0 | 0 | 0 | 0 | 0 | 0 | 0
0.541666666666667271February | Resource 1 | Sublap 1 | 13:00 | 2 | 71 | February | 11000 | 0 | 0 | 0 | 0 | 0 | 0 | 0 | 0 | 0 | 0 | 0 | 0 | 0 | 0 | 0 | 0 | 0 | 0 | 0 | 0 | 0 | 0 | 0 | 0 | 0 | 0 | 0 | 0 | 0 | 0 | 0 | 0 | 0 | 0 | 0 | 0 | 0 | 0 | 0 | 0 | 0 | 0 | 0 | 0 | 0 | 0 | 0 | 0
0.541666666666667271March | Resource 1 | Sublap 1 | 13:00 | 2 | 71 | March | 12000 | 0 | 0 | 0 | 0 | 0 | 0 | 0 | 0 | 0 | 0 | 0 | 0 | 0 | 0 | 0 | 0 | 0 | 0 | 0 | 0 | 0 | 0 | 0 | 0 | 0 | 0 | 0 | 0 | 0 | 0 | 0 | 0 | 0 | 0 | 0 | 0 | 0 | 0 | 0 | 0 | 0 | 0 | 0 | 0 | 0 | 0 | 0 | 0
0.541666666666667271April | Resource 1 | Sublap 1 | 13:00 | 2 | 71 | April | 13000 | 0 | 0 | 0 | 0 | 0 | 0 | 0 | 0 | 0 | 0 | 0 | 0 | 0 | 0 | 0 | 0 | 0 | 0 | 0 | 0 | 0 | 0 | 0 | 0 | 0 | 0 | 0 | 0 | 0 | 0 | 0 | 0 | 0 | 0 | 0 | 0 | 0 | 0 | 0 | 0 | 0 | 0 | 0 | 0 | 0 | 0 | 0 | 0
0.541666666666667271May | Resource 1 | Sublap 1 | 13:00 | 2 | 71 | May | 14000 | 0 | 0 | 0 | 0 | 0 | 0 | 0 | 0 | 0 | 0 | 0 | 0 | 0 | 0 | 0 | 0 | 0 | 0 | 0 | 0 | 0 | 0 | 0 | 0 | 0 | 0 | 0 | 0 | 0 | 0 | 0 | 0 | 0 | 0 | 0 | 0 | 0 | 0 | 0 | 0 | 0 | 0 | 0 | 0 | 0 | 0 | 0 | 0
0.541666666666667271June | Resource 1 | Sublap 1 | 13:00 | 2 | 71 | June | 15000 | 0 | 0 | 0 | 0 | 0 | 0 | 0 | 0 | 0 | 0 | 0 | 0 | 0 | 0 | 0 | 0 | 0 | 0 | 0 | 0 | 0 | 0 | 0 | 0 | 0 | 0 | 0 | 0 | 0 | 0 | 0 | 0 | 0 | 0 | 0 | 0 | 0 | 0 | 0 | 0 | 0 | 0 | 0 | 0 | 0 | 0 | 0 | 0
0.541666666666667271July | Resource 1 | Sublap 1 | 13:00 | 2 | 71 | July | 16000 | 0 | 0 | 0 | 0 | 0 | 0 | 0 | 0 | 0 | 0 | 0 | 0 | 0 | 0 | 0 | 0 | 0 | 0 | 0 | 0 | 0 | 0 | 0 | 0 | 0 | 0 | 0 | 0 | 0 | 0 | 0 | 0 | 0 | 0 | 0 | 0 | 0 | 0 | 0 | 0 | 0 | 0 | 0 | 0 | 0 | 0 | 0 | 0
0.541666666666667271August | Resource 1 | Sublap 1 | 13:00 | 2 | 71 | August | 17000 | 0 | 0 | 0 | 0 | 0 | 0 | 0 | 0 | 0 | 0 | 0 | 0 | 0 | 0 | 0 | 0 | 0 | 0 | 0 | 0 | 0 | 0 | 0 | 0 | 0 | 0 | 0 | 0 | 0 | 0 | 0 | 0 | 0 | 0 | 0 | 0 | 0 | 0 | 0 | 0 | 0 | 0 | 0 | 0 | 0 | 0 | 0 | 0
0.541666666666667271September | Resource 1 | Sublap 1 | 13:00 | 2 | 71 | September | 18000 | 0 | 0 | 0 | 0 | 0 | 0 | 0 | 0 | 0 | 0 | 0 | 0 | 0 | 0 | 0 | 0 | 0 | 0 | 0 | 0 | 0 | 0 | 0 | 0 | 0 | 0 | 0 | 0 | 0 | 0 | 0 | 0 | 0 | 0 | 0 | 0 | 0 | 0 | 0 | 0 | 0 | 0 | 0 | 0 | 0 | 0 | 0 | 0
0.541666666666667271October | Resource 1 | Sublap 1 | 13:00 | 2 | 71 | October | 19000 | 0 | 0 | 0 | 0 | 0 | 0 | 0 | 0 | 0 | 0 | 0 | 0 | 0 | 0 | 0 | 0 | 0 | 0 | 0 | 0 | 0 | 0 | 0 | 0 | 0 | 0 | 0 | 0 | 0 | 0 | 0 | 0 | 0 | 0 | 0 | 0 | 0 | 0 | 0 | 0 | 0 | 0 | 0 | 0 | 0 | 0 | 0 | 0
0.541666666666667271November | Resource 1 | Sublap 1 | 13:00 | 2 | 71 | November | 20000 | 0 | 0 | 0 | 0 | 0 | 0 | 0 | 0 | 0 | 0 | 0 | 0 | 0 | 0 | 0 | 0 | 0 | 0 | 0 | 0 | 0 | 0 | 0 | 0 | 0 | 0 | 0 | 0 | 0 | 0 | 0 | 0 | 0 | 0 | 0 | 0 | 0 | 0 | 0 | 0 | 0 | 0 | 0 | 0 | 0 | 0 | 0 | 0
0.541666666666667271December | Resource 1 | Sublap 1 | 13:00 | 2 | 71 | December | 21000 | 0 | 0 | 0 | 0 | 0 | 0 | 0 | 0 | 0 | 0 | 0 | 0 | 0 | 0 | 0 | 0 | 0 | 0 | 0 | 0 | 0 | 0 | 0 | 0 | 0 | 0 | 0 | 0 | 0 | 0 | 0 | 0 | 0 | 0 | 0 | 0 | 0 | 0 | 0 | 0 | 0 | 0 | 0 | 0 | 0 | 0 | 0 | 0
0.541666666666667272January | Resource 1 | Sublap 1 | 13:00 | 2 | 72 | January | 10000 | 0 | 0 | 0 | 0 | 0 | 0 | 0 | 0 | 0 | 0 | 0 | 0 | 0 | 0 | 0 | 0 | 0 | 0 | 0 | 0 | 0 | 0 | 0 | 0 | 0 | 0 | 0 | 0 | 0 | 0 | 0 | 0 | 0 | 0 | 0 | 0 | 0 | 0 | 0 | 0 | 0 | 0 | 0 | 0 | 0 | 0 | 0 | 0
0.541666666666667272February | Resource 1 | Sublap 1 | 13:00 | 2 | 72 | February | 11000 | 0 | 0 | 0 | 0 | 0 | 0 | 0 | 0 | 0 | 0 | 0 | 0 | 0 | 0 | 0 | 0 | 0 | 0 | 0 | 0 | 0 | 0 | 0 | 0 | 0 | 0 | 0 | 0 | 0 | 0 | 0 | 0 | 0 | 0 | 0 | 0 | 0 | 0 | 0 | 0 | 0 | 0 | 0 | 0 | 0 | 0 | 0 | 0
0.541666666666667272March | Resource 1 | Sublap 1 | 13:00 | 2 | 72 | March | 12000 | 0 | 0 | 0 | 0 | 0 | 0 | 0 | 0 | 0 | 0 | 0 | 0 | 0 | 0 | 0 | 0 | 0 | 0 | 0 | 0 | 0 | 0 | 0 | 0 | 0 | 0 | 0 | 0 | 0 | 0 | 0 | 0 | 0 | 0 | 0 | 0 | 0 | 0 | 0 | 0 | 0 | 0 | 0 | 0 | 0 | 0 | 0 | 0
0.541666666666667272April | Resource 1 | Sublap 1 | 13:00 | 2 | 72 | April | 13000 | 0 | 0 | 0 | 0 | 0 | 0 | 0 | 0 | 0 | 0 | 0 | 0 | 0 | 0 | 0 | 0 | 0 | 0 | 0 | 0 | 0 | 0 | 0 | 0 | 0 | 0 | 0 | 0 | 0 | 0 | 0 | 0 | 0 | 0 | 0 | 0 | 0 | 0 | 0 | 0 | 0 | 0 | 0 | 0 | 0 | 0 | 0 | 0
0.541666666666667272May | Resource 1 | Sublap 1 | 13:00 | 2 | 72 | May | 14000 | 0 | 0 | 0 | 0 | 0 | 0 | 0 | 0 | 0 | 0 | 0 | 0 | 0 | 0 | 0 | 0 | 0 | 0 | 0 | 0 | 0 | 0 | 0 | 0 | 0 | 0 | 0 | 0 | 0 | 0 | 0 | 0 | 0 | 0 | 0 | 0 | 0 | 0 | 0 | 0 | 0 | 0 | 0 | 0 | 0 | 0 | 0 | 0
0.541666666666667272June | Resource 1 | Sublap 1 | 13:00 | 2 | 72 | June | 15000 | 0 | 0 | 0 | 0 | 0 | 0 | 0 | 0 | 0 | 0 | 0 | 0 | 0 | 0 | 0 | 0 | 0 | 0 | 0 | 0 | 0 | 0 | 0 | 0 | 0 | 0 | 0 | 0 | 0 | 0 | 0 | 0 | 0 | 0 | 0 | 0 | 0 | 0 | 0 | 0 | 0 | 0 | 0 | 0 | 0 | 0 | 0 | 0
0.541666666666667272July | Resource 1 | Sublap 1 | 13:00 | 2 | 72 | July | 16000 | 0 | 0 | 0 | 0 | 0 | 0 | 0 | 0 | 0 | 0 | 0 | 0 | 0 | 0 | 0 | 0 | 0 | 0 | 0 | 0 | 0 | 0 | 0 | 0 | 0 | 0 | 0 | 0 | 0 | 0 | 0 | 0 | 0 | 0 | 0 | 0 | 0 | 0 | 0 | 0 | 0 | 0 | 0 | 0 | 0 | 0 | 0 | 0
0.541666666666667272August | Resource 1 | Sublap 1 | 13:00 | 2 | 72 | August | 17000 | 0 | 0 | 0 | 0 | 0 | 0 | 0 | 0 | 0 | 0 | 0 | 0 | 0 | 0 | 0 | 0 | 0 | 0 | 0 | 0 | 0 | 0 | 0 | 0 | 0 | 0 | 0 | 0 | 0 | 0 | 0 | 0 | 0 | 0 | 0 | 0 | 0 | 0 | 0 | 0 | 0 | 0 | 0 | 0 | 0 | 0 | 0 | 0
0.541666666666667272September | Resource 1 | Sublap 1 | 13:00 | 2 | 72 | September | 18000 | 0 | 0 | 0 | 0 | 0 | 0 | 0 | 0 | 0 | 0 | 0 | 0 | 0 | 0 | 0 | 0 | 0 | 0 | 0 | 0 | 0 | 0 | 0 | 0 | 0 | 0 | 0 | 0 | 0 | 0 | 0 | 0 | 0 | 0 | 0 | 0 | 0 | 0 | 0 | 0 | 0 | 0 | 0 | 0 | 0 | 0 | 0 | 0
0.541666666666667272October | Resource 1 | Sublap 1 | 13:00 | 2 | 72 | October | 19000 | 0 | 0 | 0 | 0 | 0 | 0 | 0 | 0 | 0 | 0 | 0 | 0 | 0 | 0 | 0 | 0 | 0 | 0 | 0 | 0 | 0 | 0 | 0 | 0 | 0 | 0 | 0 | 0 | 0 | 0 | 0 | 0 | 0 | 0 | 0 | 0 | 0 | 0 | 0 | 0 | 0 | 0 | 0 | 0 | 0 | 0 | 0 | 0
0.541666666666667272November | Resource 1 | Sublap 1 | 13:00 | 2 | 72 | November | 20000 | 0 | 0 | 0 | 0 | 0 | 0 | 0 | 0 | 0 | 0 | 0 | 0 | 0 | 0 | 0 | 0 | 0 | 0 | 0 | 0 | 0 | 0 | 0 | 0 | 0 | 0 | 0 | 0 | 0 | 0 | 0 | 0 | 0 | 0 | 0 | 0 | 0 | 0 | 0 | 0 | 0 | 0 | 0 | 0 | 0 | 0 | 0 | 0
0.541666666666667272December | Resource 1 | Sublap 1 | 13:00 | 2 | 72 | December | 21000 | 0 | 0 | 0 | 0 | 0 | 0 | 0 | 0 | 0 | 0 | 0 | 0 | 0 | 0 | 0 | 0 | 0 | 0 | 0 | 0 | 0 | 0 | 0 | 0 | 0 | 0 | 0 | 0 | 0 | 0 | 0 | 0 | 0 | 0 | 0 | 0 | 0 | 0 | 0 | 0 | 0 | 0 | 0 | 0 | 0 | 0 | 0 | 0
0.541666666666667273January | Resource 1 | Sublap 1 | 13:00 | 2 | 73 | January | 10000 | 0 | 0 | 0 | 0 | 0 | 0 | 0 | 0 | 0 | 0 | 0 | 0 | 0 | 0 | 0 | 0 | 0 | 0 | 0 | 0 | 0 | 0 | 0 | 0 | 0 | 0 | 0 | 0 | 0 | 0 | 0 | 0 | 0 | 0 | 0 | 0 | 0 | 0 | 0 | 0 | 0 | 0 | 0 | 0 | 0 | 0 | 0 | 0
0.541666666666667273February | Resource 1 | Sublap 1 | 13:00 | 2 | 73 | February | 11000 | 0 | 0 | 0 | 0 | 0 | 0 | 0 | 0 | 0 | 0 | 0 | 0 | 0 | 0 | 0 | 0 | 0 | 0 | 0 | 0 | 0 | 0 | 0 | 0 | 0 | 0 | 0 | 0 | 0 | 0 | 0 | 0 | 0 | 0 | 0 | 0 | 0 | 0 | 0 | 0 | 0 | 0 | 0 | 0 | 0 | 0 | 0 | 0
0.541666666666667273March | Resource 1 | Sublap 1 | 13:00 | 2 | 73 | March | 12000 | 0 | 0 | 0 | 0 | 0 | 0 | 0 | 0 | 0 | 0 | 0 | 0 | 0 | 0 | 0 | 0 | 0 | 0 | 0 | 0 | 0 | 0 | 0 | 0 | 0 | 0 | 0 | 0 | 0 | 0 | 0 | 0 | 0 | 0 | 0 | 0 | 0 | 0 | 0 | 0 | 0 | 0 | 0 | 0 | 0 | 0 | 0 | 0
0.541666666666667273April | Resource 1 | Sublap 1 | 13:00 | 2 | 73 | April | 13000 | 0 | 0 | 0 | 0 | 0 | 0 | 0 | 0 | 0 | 0 | 0 | 0 | 0 | 0 | 0 | 0 | 0 | 0 | 0 | 0 | 0 | 0 | 0 | 0 | 0 | 0 | 0 | 0 | 0 | 0 | 0 | 0 | 0 | 0 | 0 | 0 | 0 | 0 | 0 | 0 | 0 | 0 | 0 | 0 | 0 | 0 | 0 | 0
0.541666666666667273May | Resource 1 | Sublap 1 | 13:00 | 2 | 73 | May | 14000 | 0 | 0 | 0 | 0 | 0 | 0 | 0 | 0 | 0 | 0 | 0 | 0 | 0 | 0 | 0 | 0 | 0 | 0 | 0 | 0 | 0 | 0 | 0 | 0 | 0 | 0 | 0 | 0 | 0 | 0 | 0 | 0 | 0 | 0 | 0 | 0 | 0 | 0 | 0 | 0 | 0 | 0 | 0 | 0 | 0 | 0 | 0 | 0
0.541666666666667273June | Resource 1 | Sublap 1 | 13:00 | 2 | 73 | June | 15000 | 0 | 0 | 0 | 0 | 0 | 0 | 0 | 0 | 0 | 0 | 0 | 0 | 0 | 0 | 0 | 0 | 0 | 0 | 0 | 0 | 0 | 0 | 0 | 0 | 0 | 0 | 0 | 0 | 0 | 0 | 0 | 0 | 0 | 0 | 0 | 0 | 0 | 0 | 0 | 0 | 0 | 0 | 0 | 0 | 0 | 0 | 0 | 0
0.541666666666667273July | Resource 1 | Sublap 1 | 13:00 | 2 | 73 | July | 16000 | 0 | 0 | 0 | 0 | 0 | 0 | 0 | 0 | 0 | 0 | 0 | 0 | 0 | 0 | 0 | 0 | 0 | 0 | 0 | 0 | 0 | 0 | 0 | 0 | 0 | 0 | 0 | 0 | 0 | 0 | 0 | 0 | 0 | 0 | 0 | 0 | 0 | 0 | 0 | 0 | 0 | 0 | 0 | 0 | 0 | 0 | 0 | 0
0.541666666666667273August | Resource 1 | Sublap 1 | 13:00 | 2 | 73 | August | 17000 | 0 | 0 | 0 | 0 | 0 | 0 | 0 | 0 | 0 | 0 | 0 | 0 | 0 | 0 | 0 | 0 | 0 | 0 | 0 | 0 | 0 | 0 | 0 | 0 | 0 | 0 | 0 | 0 | 0 | 0 | 0 | 0 | 0 | 0 | 0 | 0 | 0 | 0 | 0 | 0 | 0 | 0 | 0 | 0 | 0 | 0 | 0 | 0
0.541666666666667273September | Resource 1 | Sublap 1 | 13:00 | 2 | 73 | September | 18000 | 0 | 0 | 0 | 0 | 0 | 0 | 0 | 0 | 0 | 0 | 0 | 0 | 0 | 0 | 0 | 0 | 0 | 0 | 0 | 0 | 0 | 0 | 0 | 0 | 0 | 0 | 0 | 0 | 0 | 0 | 0 | 0 | 0 | 0 | 0 | 0 | 0 | 0 | 0 | 0 | 0 | 0 | 0 | 0 | 0 | 0 | 0 | 0
0.541666666666667273October | Resource 1 | Sublap 1 | 13:00 | 2 | 73 | October | 19000 | 0 | 0 | 0 | 0 | 0 | 0 | 0 | 0 | 0 | 0 | 0 | 0 | 0 | 0 | 0 | 0 | 0 | 0 | 0 | 0 | 0 | 0 | 0 | 0 | 0 | 0 | 0 | 0 | 0 | 0 | 0 | 0 | 0 | 0 | 0 | 0 | 0 | 0 | 0 | 0 | 0 | 0 | 0 | 0 | 0 | 0 | 0 | 0
0.541666666666667273November | Resource 1 | Sublap 1 | 13:00 | 2 | 73 | November | 20000 | 0 | 0 | 0 | 0 | 0 | 0 | 0 | 0 | 0 | 0 | 0 | 0 | 0 | 0 | 0 | 0 | 0 | 0 | 0 | 0 | 0 | 0 | 0 | 0 | 0 | 0 | 0 | 0 | 0 | 0 | 0 | 0 | 0 | 0 | 0 | 0 | 0 | 0 | 0 | 0 | 0 | 0 | 0 | 0 | 0 | 0 | 0 | 0
0.541666666666667273December | Resource 1 | Sublap 1 | 13:00 | 2 | 73 | December | 21000 | 0 | 0 | 0 | 0 | 0 | 0 | 0 | 0 | 0 | 0 | 0 | 0 | 0 | 0 | 0 | 0 | 0 | 0 | 0 | 0 | 0 | 0 | 0 | 0 | 0 | 0 | 0 | 0 | 0 | 0 | 0 | 0 | 0 | 0 | 0 | 0 | 0 | 0 | 0 | 0 | 0 | 0 | 0 | 0 | 0 | 0 | 0 | 0
0.541666666666667274January | Resource 1 | Sublap 1 | 13:00 | 2 | 74 | January | 10000 | 0 | 0 | 0 | 0 | 0 | 0 | 0 | 0 | 0 | 0 | 0 | 0 | 0 | 0.30766 | 0.28585 | -0.22647 | -0.0056428 | 0 | 0 | 0 | 0 | 0 | 0 | 0 | 0 | 0 | 0 | 0 | 0 | 0 | 0 | 0 | 0 | 0 | 0 | 0 | 0 | 3.0766 | 2.8585 | -2.2647 | -0.056428 | 0 | 0 | 0 | 0 | 0 | 0 | 0
0.541666666666667274February | Resource 1 | Sublap 1 | 13:00 | 2 | 74 | February | 11000 | 0 | 0 | 0 | 0 | 0 | 0 | 0 | 0 | 0 | 0 | 0 | 0 | 0 | 0.30766 | 0.28585 | -0.22647 | -0.0056428 | 0 | 0 | 0 | 0 | 0 | 0 | 0 | 0 | 0 | 0 | 0 | 0 | 0 | 0 | 0 | 0 | 0 | 0 | 0 | 0 | 3.3843 | 3.1443 | -2.4912 | -0.062071 | 0 | 0 | 0 | 0 | 0 | 0 | 0
0.541666666666667274March | Resource 1 | Sublap 1 | 13:00 | 2 | 74 | March | 12000 | 0 | 0 | 0 | 0 | 0 | 0 | 0 | 0 | 0 | 0 | 0 | 0 | 0 | 0.30766 | 0.28585 | -0.22647 | -0.0056428 | 0 | 0 | 0 | 0 | 0 | 0 | 0 | 0 | 0 | 0 | 0 | 0 | 0 | 0 | 0 | 0 | 0 | 0 | 0 | 0 | 3.6919 | 3.4301 | -2.7177 | -0.067714 | 0 | 0 | 0 | 0 | 0 | 0 | 0
0.541666666666667274April | Resource 1 | Sublap 1 | 13:00 | 2 | 74 | April | 13000 | 0 | 0 | 0 | 0 | 0 | 0 | 0 | 0 | 0 | 0 | 0 | 0 | 0 | 0.30766 | 0.28585 | -0.22647 | -0.0056428 | 0 | 0 | 0 | 0 | 0 | 0 | 0 | 0 | 0 | 0 | 0 | 0 | 0 | 0 | 0 | 0 | 0 | 0 | 0 | 0 | 3.9996 | 3.716 | -2.9442 | -0.073357 | 0 | 0 | 0 | 0 | 0 | 0 | 0
0.541666666666667274May | Resource 1 | Sublap 1 | 13:00 | 2 | 74 | May | 14000 | 0 | 0 | 0 | 0 | 0 | 0 | 0 | 0 | 0 | 0 | 0 | 0 | 0 | 0.30766 | 0.28585 | -0.22647 | -0.0056428 | 0 | 0 | 0 | 0 | 0 | 0 | 0 | 0 | 0 | 0 | 0 | 0 | 0 | 0 | 0 | 0 | 0 | 0 | 0 | 0 | 4.3073 | 4.0018 | -3.1706 | -0.079 | 0 | 0 | 0 | 0 | 0 | 0 | 0
0.541666666666667274June | Resource 1 | Sublap 1 | 13:00 | 2 | 74 | June | 15000 | 0 | 0 | 0 | 0 | 0 | 0 | 0 | 0 | 0 | 0 | 0 | 0 | 0 | 0.30766 | 0.28585 | -0.22647 | -0.0056428 | 0 | 0 | 0 | 0 | 0 | 0 | 0 | 0 | 0 | 0 | 0 | 0 | 0 | 0 | 0 | 0 | 0 | 0 | 0 | 0 | 4.6149 | 4.2877 | -3.3971 | -0.084642 | 0 | 0 | 0 | 0 | 0 | 0 | 0
0.541666666666667274July | Resource 1 | Sublap 1 | 13:00 | 2 | 74 | July | 16000 | 0 | 0 | 0 | 0 | 0 | 0 | 0 | 0 | 0 | 0 | 0 | 0 | 0 | 0.30766 | 0.28585 | -0.22647 | -0.0056428 | 0 | 0 | 0 | 0 | 0 | 0 | 0 | 0 | 0 | 0 | 0 | 0 | 0 | 0 | 0 | 0 | 0 | 0 | 0 | 0 | 4.9226 | 4.5735 | -3.6236 | -0.090285 | 0 | 0 | 0 | 0 | 0 | 0 | 0
0.541666666666667274August | Resource 1 | Sublap 1 | 13:00 | 2 | 74 | August | 17000 | 0 | 0 | 0 | 0 | 0 | 0 | 0 | 0 | 0 | 0 | 0 | 0 | 0 | 0.30766 | 0.28585 | -0.22647 | -0.0056428 | 0 | 0 | 0 | 0 | 0 | 0 | 0 | 0 | 0 | 0 | 0 | 0 | 0 | 0 | 0 | 0 | 0 | 0 | 0 | 0 | 5.2303 | 4.8594 | -3.8501 | -0.095928 | 0 | 0 | 0 | 0 | 0 | 0 | 0
0.541666666666667274September | Resource 1 | Sublap 1 | 13:00 | 2 | 74 | September | 18000 | 0 | 0 | 0 | 0 | 0 | 0 | 0 | 0 | 0 | 0 | 0 | 0 | 0 | 0.30766 | 0.28585 | -0.22647 | -0.0056428 | 0 | 0 | 0 | 0 | 0 | 0 | 0 | 0 | 0 | 0 | 0 | 0 | 0 | 0 | 0 | 0 | 0 | 0 | 0 | 0 | 5.5379 | 5.1452 | -4.0765 | -0.10157 | 0 | 0 | 0 | 0 | 0 | 0 | 0
0.541666666666667274October | Resource 1 | Sublap 1 | 13:00 | 2 | 74 | October | 19000 | 0 | 0 | 0 | 0 | 0 | 0 | 0 | 0 | 0 | 0 | 0 | 0 | 0 | 0.30766 | 0.28585 | -0.22647 | -0.0056428 | 0 | 0 | 0 | 0 | 0 | 0 | 0 | 0 | 0 | 0 | 0 | 0 | 0 | 0 | 0 | 0 | 0 | 0 | 0 | 0 | 5.8456 | 5.4311 | -4.303 | -0.10721 | 0 | 0 | 0 | 0 | 0 | 0 | 0
0.541666666666667274November | Resource 1 | Sublap 1 | 13:00 | 2 | 74 | November | 20000 | 0 | 0 | 0 | 0 | 0 | 0 | 0 | 0 | 0 | 0 | 0 | 0 | 0 | 0.30766 | 0.28585 | -0.22647 | -0.0056428 | 0 | 0 | 0 | 0 | 0 | 0 | 0 | 0 | 0 | 0 | 0 | 0 | 0 | 0 | 0 | 0 | 0 | 0 | 0 | 0 | 6.1532 | 5.7169 | -4.5295 | -0.11286 | 0 | 0 | 0 | 0 | 0 | 0 | 0
0.541666666666667274December | Resource 1 | Sublap 1 | 13:00 | 2 | 74 | December | 21000 | 0 | 0 | 0 | 0 | 0 | 0 | 0 | 0 | 0 | 0 | 0 | 0 | 0 | 0.30766 | 0.28585 | -0.22647 | -0.0056428 | 0 | 0 | 0 | 0 | 0 | 0 | 0 | 0 | 0 | 0 | 0 | 0 | 0 | 0 | 0 | 0 | 0 | 0 | 0 | 0 | 6.4609 | 6.0028 | -4.756 | -0.1185 | 0 | 0 | 0 | 0 | 0 | 0 | 0
0.541666666666667275January | Resource 1 | Sublap 1 | 13:00 | 2 | 75 | January | 10000 | 0 | 0 | 0 | 0 | 0 | 0 | 0 | 0 | 0 | 0 | 0 | 0 | 0 | 0.18271 | 0.17041 | -0.12777 | -0.0031835 | 0 | 0 | 0 | 0 | 0 | 0 | 0 | 0 | 0 | 0 | 0 | 0 | 0 | 0 | 0 | 0 | 0 | 0 | 0 | 0 | 1.8271 | 1.7041 | -1.2777 | -0.031835 | 0 | 0 | 0 | 0 | 0 | 0 | 0
0.541666666666667275February | Resource 1 | Sublap 1 | 13:00 | 2 | 75 | February | 11000 | 0 | 0 | 0 | 0 | 0 | 0 | 0 | 0 | 0 | 0 | 0 | 0 | 0 | 0.18271 | 0.17041 | -0.12777 | -0.0031835 | 0 | 0 | 0 | 0 | 0 | 0 | 0 | 0 | 0 | 0 | 0 | 0 | 0 | 0 | 0 | 0 | 0 | 0 | 0 | 0 | 2.0099 | 1.8745 | -1.4055 | -0.035019 | 0 | 0 | 0 | 0 | 0 | 0 | 0
0.541666666666667275March | Resource 1 | Sublap 1 | 13:00 | 2 | 75 | March | 12000 | 0 | 0 | 0 | 0 | 0 | 0 | 0 | 0 | 0 | 0 | 0 | 0 | 0 | 0.18271 | 0.17041 | -0.12777 | -0.0031835 | 0 | 0 | 0 | 0 | 0 | 0 | 0 | 0 | 0 | 0 | 0 | 0 | 0 | 0 | 0 | 0 | 0 | 0 | 0 | 0 | 2.1926 | 2.0449 | -1.5332 | -0.038202 | 0 | 0 | 0 | 0 | 0 | 0 | 0
0.541666666666667275April | Resource 1 | Sublap 1 | 13:00 | 2 | 75 | April | 13000 | 0 | 0 | 0 | 0 | 0 | 0 | 0 | 0 | 0 | 0 | 0 | 0 | 0 | 0.18271 | 0.17041 | -0.12777 | -0.0031835 | 0 | 0 | 0 | 0 | 0 | 0 | 0 | 0 | 0 | 0 | 0 | 0 | 0 | 0 | 0 | 0 | 0 | 0 | 0 | 0 | 2.3753 | 2.2153 | -1.661 | -0.041386 | 0 | 0 | 0 | 0 | 0 | 0 | 0
0.541666666666667275May | Resource 1 | Sublap 1 | 13:00 | 2 | 75 | May | 14000 | 0 | 0 | 0 | 0 | 0 | 0 | 0 | 0 | 0 | 0 | 0 | 0 | 0 | 0.18271 | 0.17041 | -0.12777 | -0.0031835 | 0 | 0 | 0 | 0 | 0 | 0 | 0 | 0 | 0 | 0 | 0 | 0 | 0 | 0 | 0 | 0 | 0 | 0 | 0 | 0 | 2.558 | 2.3857 | -1.7888 | -0.044569 | 0 | 0 | 0 | 0 | 0 | 0 | 0
0.541666666666667275June | Resource 1 | Sublap 1 | 13:00 | 2 | 75 | June | 15000 | 0 | 0 | 0 | 0 | 0 | 0 | 0 | 0 | 0 | 0 | 0 | 0 | 0 | 0.18271 | 0.17041 | -0.12777 | -0.0031835 | 0 | 0 | 0 | 0 | 0 | 0 | 0 | 0 | 0 | 0 | 0 | 0 | 0 | 0 | 0 | 0 | 0 | 0 | 0 | 0 | 2.7407 | 2.5561 | -1.9165 | -0.047753 | 0 | 0 | 0 | 0 | 0 | 0 | 0
0.541666666666667275July | Resource 1 | Sublap 1 | 13:00 | 2 | 75 | July | 16000 | 0 | 0 | 0 | 0 | 0 | 0 | 0 | 0 | 0 | 0 | 0 | 0 | 0 | 0.18271 | 0.17041 | -0.12777 | -0.0031835 | 0 | 0 | 0 | 0 | 0 | 0 | 0 | 0 | 0 | 0 | 0 | 0 | 0 | 0 | 0 | 0 | 0 | 0 | 0 | 0 | 2.9234 | 2.7265 | -2.0443 | -0.050936 | 0 | 0 | 0 | 0 | 0 | 0 | 0
0.541666666666667275August | Resource 1 | Sublap 1 | 13:00 | 2 | 75 | August | 17000 | 0 | 0 | 0 | 0 | 0 | 0 | 0 | 0 | 0 | 0 | 0 | 0 | 0 | 0.18271 | 0.17041 | -0.12777 | -0.0031835 | 0 | 0 | 0 | 0 | 0 | 0 | 0 | 0 | 0 | 0 | 0 | 0 | 0 | 0 | 0 | 0 | 0 | 0 | 0 | 0 | 3.1061 | 2.897 | -2.1721 | -0.05412 | 0 | 0 | 0 | 0 | 0 | 0 | 0
0.541666666666667275September | Resource 1 | Sublap 1 | 13:00 | 2 | 75 | September | 18000 | 0 | 0 | 0 | 0 | 0 | 0 | 0 | 0 | 0 | 0 | 0 | 0 | 0 | 0.18271 | 0.17041 | -0.12777 | -0.0031835 | 0 | 0 | 0 | 0 | 0 | 0 | 0 | 0 | 0 | 0 | 0 | 0 | 0 | 0 | 0 | 0 | 0 | 0 | 0 | 0 | 3.2889 | 3.0674 | -2.2999 | -0.057303 | 0 | 0 | 0 | 0 | 0 | 0 | 0
0.541666666666667275October | Resource 1 | Sublap 1 | 13:00 | 2 | 75 | October | 19000 | 0 | 0 | 0 | 0 | 0 | 0 | 0 | 0 | 0 | 0 | 0 | 0 | 0 | 0.18271 | 0.17041 | -0.12777 | -0.0031835 | 0 | 0 | 0 | 0 | 0 | 0 | 0 | 0 | 0 | 0 | 0 | 0 | 0 | 0 | 0 | 0 | 0 | 0 | 0 | 0 | 3.4716 | 3.2378 | -2.4276 | -0.060487 | 0 | 0 | 0 | 0 | 0 | 0 | 0
0.541666666666667275November | Resource 1 | Sublap 1 | 13:00 | 2 | 75 | November | 20000 | 0 | 0 | 0 | 0 | 0 | 0 | 0 | 0 | 0 | 0 | 0 | 0 | 0 | 0.18271 | 0.17041 | -0.12777 | -0.0031835 | 0 | 0 | 0 | 0 | 0 | 0 | 0 | 0 | 0 | 0 | 0 | 0 | 0 | 0 | 0 | 0 | 0 | 0 | 0 | 0 | 3.6543 | 3.4082 | -2.5554 | -0.06367 | 0 | 0 | 0 | 0 | 0 | 0 | 0
0.541666666666667275December | Resource 1 | Sublap 1 | 13:00 | 2 | 75 | December | 21000 | 0 | 0 | 0 | 0 | 0 | 0 | 0 | 0 | 0 | 0 | 0 | 0 | 0 | 0.18271 | 0.17041 | -0.12777 | -0.0031835 | 0 | 0 | 0 | 0 | 0 | 0 | 0 | 0 | 0 | 0 | 0 | 0 | 0 | 0 | 0 | 0 | 0 | 0 | 0 | 0 | 3.837 | 3.5786 | -2.6832 | -0.066854 | 0 | 0 | 0 | 0 | 0 | 0 | 0
0.541666666666667276January | Resource 1 | Sublap 1 | 13:00 | 2 | 76 | January | 10000 | 0 | 0 | 0 | 0 | 0 | 0 | 0 | 0 | 0 | 0 | 0 | 0 | 0 | 0.65026 | 0.61538 | -0.42347 | -0.010551 | 0 | 0 | 0 | 0 | 0 | 0 | 0 | 0 | 0 | 0 | 0 | 0 | 0 | 0 | 0 | 0 | 0 | 0 | 0 | 0 | 6.5026 | 6.1538 | -4.2347 | -0.10551 | 0 | 0 | 0 | 0 | 0 | 0 | 0
0.541666666666667276February | Resource 1 | Sublap 1 | 13:00 | 2 | 76 | February | 11000 | 0 | 0 | 0 | 0 | 0 | 0 | 0 | 0 | 0 | 0 | 0 | 0 | 0 | 0.65026 | 0.61538 | -0.42347 | -0.010551 | 0 | 0 | 0 | 0 | 0 | 0 | 0 | 0 | 0 | 0 | 0 | 0 | 0 | 0 | 0 | 0 | 0 | 0 | 0 | 0 | 7.1529 | 6.7692 | -4.6581 | -0.11606 | 0 | 0 | 0 | 0 | 0 | 0 | 0
0.541666666666667276March | Resource 1 | Sublap 1 | 13:00 | 2 | 76 | March | 12000 | 0 | 0 | 0 | 0 | 0 | 0 | 0 | 0 | 0 | 0 | 0 | 0 | 0 | 0.65026 | 0.61538 | -0.42347 | -0.010551 | 0 | 0 | 0 | 0 | 0 | 0 | 0 | 0 | 0 | 0 | 0 | 0 | 0 | 0 | 0 | 0 | 0 | 0 | 0 | 0 | 7.8032 | 7.3846 | -5.0816 | -0.12661 | 0 | 0 | 0 | 0 | 0 | 0 | 0
0.541666666666667276April | Resource 1 | Sublap 1 | 13:00 | 2 | 76 | April | 13000 | 0 | 0 | 0 | 0 | 0 | 0 | 0 | 0 | 0 | 0 | 0 | 0 | 0 | 0.65026 | 0.61538 | -0.42347 | -0.010551 | 0 | 0 | 0 | 0 | 0 | 0 | 0 | 0 | 0 | 0 | 0 | 0 | 0 | 0 | 0 | 0 | 0 | 0 | 0 | 0 | 8.4534 | 8 | -5.5051 | -0.13716 | 0 | 0 | 0 | 0 | 0 | 0 | 0
0.541666666666667276May | Resource 1 | Sublap 1 | 13:00 | 2 | 76 | May | 14000 | 0 | 0 | 0 | 0 | 0 | 0 | 0 | 0 | 0 | 0 | 0 | 0 | 0 | 0.65026 | 0.61538 | -0.42347 | -0.010551 | 0 | 0 | 0 | 0 | 0 | 0 | 0 | 0 | 0 | 0 | 0 | 0 | 0 | 0 | 0 | 0 | 0 | 0 | 0 | 0 | 9.1037 | 8.6154 | -5.9285 | -0.14772 | 0 | 0 | 0 | 0 | 0 | 0 | 0
0.541666666666667276June | Resource 1 | Sublap 1 | 13:00 | 2 | 76 | June | 15000 | 0 | 0 | 0 | 0 | 0 | 0 | 0 | 0 | 0 | 0 | 0 | 0 | 0 | 0.65026 | 0.61538 | -0.42347 | -0.010551 | 0 | 0 | 0 | 0 | 0 | 0 | 0 | 0 | 0 | 0 | 0 | 0 | 0 | 0 | 0 | 0 | 0 | 0 | 0 | 0 | 9.7539 | 9.2308 | -6.352 | -0.15827 | 0 | 0 | 0 | 0 | 0 | 0 | 0
0.541666666666667276July | Resource 1 | Sublap 1 | 13:00 | 2 | 76 | July | 16000 | 0 | 0 | 0 | 0 | 0 | 0 | 0 | 0 | 0 | 0 | 0 | 0 | 0 | 0.65026 | 0.61538 | -0.42347 | -0.010551 | 0 | 0 | 0 | 0 | 0 | 0 | 0 | 0 | 0 | 0 | 0 | 0 | 0 | 0 | 0 | 0 | 0 | 0 | 0 | 0 | 10.4042 | 9.8461 | -6.7755 | -0.16882 | 0 | 0 | 0 | 0 | 0 | 0 | 0
0.541666666666667276August | Resource 1 | Sublap 1 | 13:00 | 2 | 76 | August | 17000 | 0 | 0 | 0 | 0 | 0 | 0 | 0 | 0 | 0 | 0 | 0 | 0 | 0 | 0.65026 | 0.61538 | -0.42347 | -0.010551 | 0 | 0 | 0 | 0 | 0 | 0 | 0 | 0 | 0 | 0 | 0 | 0 | 0 | 0 | 0 | 0 | 0 | 0 | 0 | 0 | 11.0545 | 10.4615 | -7.1989 | -0.17937 | 0 | 0 | 0 | 0 | 0 | 0 | 0
0.541666666666667276September | Resource 1 | Sublap 1 | 13:00 | 2 | 76 | September | 18000 | 0 | 0 | 0 | 0 | 0 | 0 | 0 | 0 | 0 | 0 | 0 | 0 | 0 | 0.65026 | 0.61538 | -0.42347 | -0.010551 | 0 | 0 | 0 | 0 | 0 | 0 | 0 | 0 | 0 | 0 | 0 | 0 | 0 | 0 | 0 | 0 | 0 | 0 | 0 | 0 | 11.7047 | 11.0769 | -7.6224 | -0.18992 | 0 | 0 | 0 | 0 | 0 | 0 | 0
0.541666666666667276October | Resource 1 | Sublap 1 | 13:00 | 2 | 76 | October | 19000 | 0 | 0 | 0 | 0 | 0 | 0 | 0 | 0 | 0 | 0 | 0 | 0 | 0 | 0.65026 | 0.61538 | -0.42347 | -0.010551 | 0 | 0 | 0 | 0 | 0 | 0 | 0 | 0 | 0 | 0 | 0 | 0 | 0 | 0 | 0 | 0 | 0 | 0 | 0 | 0 | 12.355 | 11.6923 | -8.0459 | -0.20047 | 0 | 0 | 0 | 0 | 0 | 0 | 0
0.541666666666667276November | Resource 1 | Sublap 1 | 13:00 | 2 | 76 | November | 20000 | 0 | 0 | 0 | 0 | 0 | 0 | 0 | 0 | 0 | 0 | 0 | 0 | 0 | 0.65026 | 0.61538 | -0.42347 | -0.010551 | 0 | 0 | 0 | 0 | 0 | 0 | 0 | 0 | 0 | 0 | 0 | 0 | 0 | 0 | 0 | 0 | 0 | 0 | 0 | 0 | 13.0053 | 12.3077 | -8.4693 | -0.21102 | 0 | 0 | 0 | 0 | 0 | 0 | 0
0.541666666666667276December | Resource 1 | Sublap 1 | 13:00 | 2 | 76 | December | 21000 | 0 | 0 | 0 | 0 | 0 | 0 | 0 | 0 | 0 | 0 | 0 | 0 | 0 | 0.65026 | 0.61538 | -0.42347 | -0.010551 | 0 | 0 | 0 | 0 | 0 | 0 | 0 | 0 | 0 | 0 | 0 | 0 | 0 | 0 | 0 | 0 | 0 | 0 | 0 | 0 | 13.6555 | 12.923 | -8.8928 | -0.22157 | 0 | 0 | 0 | 0 | 0 | 0 | 0
0.541666666666667277January | Resource 1 | Sublap 1 | 13:00 | 2 | 77 | January | 10000 | 0 | 0 | 0 | 0 | 0 | 0 | 0 | 0 | 0 | 0 | 0 | 0 | 0 | 1.08 | 1.0499 | -0.65563 | -0.016296 | 0 | 0 | 0 | 0 | 0 | 0 | 0 | 0 | 0 | 0 | 0 | 0 | 0 | 0 | 0 | 0 | 0 | 0 | 0 | 0 | 10.8003 | 10.4986 | -6.5563 | -0.16296 | 0 | 0 | 0 | 0 | 0 | 0 | 0
0.541666666666667277February | Resource 1 | Sublap 1 | 13:00 | 2 | 77 | February | 11000 | 0 | 0 | 0 | 0 | 0 | 0 | 0 | 0 | 0 | 0 | 0 | 0 | 0 | 1.08 | 1.0499 | -0.65563 | -0.016296 | 0 | 0 | 0 | 0 | 0 | 0 | 0 | 0 | 0 | 0 | 0 | 0 | 0 | 0 | 0 | 0 | 0 | 0 | 0 | 0 | 11.8803 | 11.5485 | -7.2119 | -0.17926 | 0 | 0 | 0 | 0 | 0 | 0 | 0
0.541666666666667277March | Resource 1 | Sublap 1 | 13:00 | 2 | 77 | March | 12000 | 0 | 0 | 0 | 0 | 0 | 0 | 0 | 0 | 0 | 0 | 0 | 0 | 0 | 1.08 | 1.0499 | -0.65563 | -0.016296 | 0 | 0 | 0 | 0 | 0 | 0 | 0 | 0 | 0 | 0 | 0 | 0 | 0 | 0 | 0 | 0 | 0 | 0 | 0 | 0 | 12.9603 | 12.5983 | -7.8676 | -0.19556 | 0 | 0 | 0 | 0 | 0 | 0 | 0
0.541666666666667277April | Resource 1 | Sublap 1 | 13:00 | 2 | 77 | April | 13000 | 0 | 0 | 0 | 0 | 0 | 0 | 0 | 0 | 0 | 0 | 0 | 0 | 0 | 1.08 | 1.0499 | -0.65563 | -0.016296 | 0 | 0 | 0 | 0 | 0 | 0 | 0 | 0 | 0 | 0 | 0 | 0 | 0 | 0 | 0 | 0 | 0 | 0 | 0 | 0 | 14.0404 | 13.6482 | -8.5232 | -0.21185 | 0 | 0 | 0 | 0 | 0 | 0 | 0
0.541666666666667277May | Resource 1 | Sublap 1 | 13:00 | 2 | 77 | May | 14000 | 0 | 0 | 0 | 0 | 0 | 0 | 0 | 0 | 0 | 0 | 0 | 0 | 0 | 1.08 | 1.0499 | -0.65563 | -0.016296 | 0 | 0 | 0 | 0 | 0 | 0 | 0 | 0 | 0 | 0 | 0 | 0 | 0 | 0 | 0 | 0 | 0 | 0 | 0 | 0 | 15.1204 | 14.698 | -9.1788 | -0.22815 | 0 | 0 | 0 | 0 | 0 | 0 | 0
0.541666666666667277June | Resource 1 | Sublap 1 | 13:00 | 2 | 77 | June | 15000 | 0 | 0 | 0 | 0 | 0 | 0 | 0 | 0 | 0 | 0 | 0 | 0 | 0 | 1.08 | 1.0499 | -0.65563 | -0.016296 | 0 | 0 | 0 | 0 | 0 | 0 | 0 | 0 | 0 | 0 | 0 | 0 | 0 | 0 | 0 | 0 | 0 | 0 | 0 | 0 | 16.2004 | 15.7479 | -9.8345 | -0.24445 | 0 | 0 | 0 | 0 | 0 | 0 | 0
0.541666666666667277July | Resource 1 | Sublap 1 | 13:00 | 2 | 77 | July | 16000 | 0 | 0 | 0 | 0 | 0 | 0 | 0 | 0 | 0 | 0 | 0 | 0 | 0 | 1.08 | 1.0499 | -0.65563 | -0.016296 | 0 | 0 | 0 | 0 | 0 | 0 | 0 | 0 | 0 | 0 | 0 | 0 | 0 | 0 | 0 | 0 | 0 | 0 | 0 | 0 | 17.2804 | 16.7978 | -10.4901 | -0.26074 | 0 | 0 | 0 | 0 | 0 | 0 | 0
0.541666666666667277August | Resource 1 | Sublap 1 | 13:00 | 2 | 77 | August | 17000 | 0 | 0 | 0 | 0 | 0 | 0 | 0 | 0 | 0 | 0 | 0 | 0 | 0 | 1.08 | 1.0499 | -0.65563 | -0.016296 | 0 | 0 | 0 | 0 | 0 | 0 | 0 | 0 | 0 | 0 | 0 | 0 | 0 | 0 | 0 | 0 | 0 | 0 | 0 | 0 | 18.3605 | 17.8476 | -11.1457 | -0.27704 | 0 | 0 | 0 | 0 | 0 | 0 | 0
0.541666666666667277September | Resource 1 | Sublap 1 | 13:00 | 2 | 77 | September | 18000 | 0 | 0 | 0 | 0 | 0 | 0 | 0 | 0 | 0 | 0 | 0 | 0 | 0 | 1.08 | 1.0499 | -0.65563 | -0.016296 | 0 | 0 | 0 | 0 | 0 | 0 | 0 | 0 | 0 | 0 | 0 | 0 | 0 | 0 | 0 | 0 | 0 | 0 | 0 | 0 | 19.4405 | 18.8975 | -11.8014 | -0.29334 | 0 | 0 | 0 | 0 | 0 | 0 | 0
0.541666666666667277October | Resource 1 | Sublap 1 | 13:00 | 2 | 77 | October | 19000 | 0 | 0 | 0 | 0 | 0 | 0 | 0 | 0 | 0 | 0 | 0 | 0 | 0 | 1.08 | 1.0499 | -0.65563 | -0.016296 | 0 | 0 | 0 | 0 | 0 | 0 | 0 | 0 | 0 | 0 | 0 | 0 | 0 | 0 | 0 | 0 | 0 | 0 | 0 | 0 | 20.5205 | 19.9473 | -12.457 | -0.30963 | 0 | 0 | 0 | 0 | 0 | 0 | 0
0.541666666666667277November | Resource 1 | Sublap 1 | 13:00 | 2 | 77 | November | 20000 | 0 | 0 | 0 | 0 | 0 | 0 | 0 | 0 | 0 | 0 | 0 | 0 | 0 | 1.08 | 1.0499 | -0.65563 | -0.016296 | 0 | 0 | 0 | 0 | 0 | 0 | 0 | 0 | 0 | 0 | 0 | 0 | 0 | 0 | 0 | 0 | 0 | 0 | 0 | 0 | 21.6006 | 20.9972 | -13.1126 | -0.32593 | 0 | 0 | 0 | 0 | 0 | 0 | 0
0.541666666666667277December | Resource 1 | Sublap 1 | 13:00 | 2 | 77 | December | 21000 | 0 | 0 | 0 | 0 | 0 | 0 | 0 | 0 | 0 | 0 | 0 | 0 | 0 | 1.08 | 1.0499 | -0.65563 | -0.016296 | 0 | 0 | 0 | 0 | 0 | 0 | 0 | 0 | 0 | 0 | 0 | 0 | 0 | 0 | 0 | 0 | 0 | 0 | 0 | 0 | 22.6806 | 22.047 | -13.7683 | -0.34222 | 0 | 0 | 0 | 0 | 0 | 0 | 0
0.541666666666667278January | Resource 1 | Sublap 1 | 13:00 | 2 | 78 | January | 10000 | 0 | 0 | 0 | 0 | 0 | 0 | 0 | 0 | 0 | 0 | 0 | 0 | 0 | 1.1437 | 1.1051 | -0.67393 | -0.016747 | 0 | 0 | 0 | 0 | 0 | 0 | 0 | 0 | 0 | 0 | 0 | 0 | 0 | 0 | 0 | 0 | 0 | 0 | 0 | 0 | 11.437 | 11.0511 | -6.7393 | -0.16747 | 0 | 0 | 0 | 0 | 0 | 0 | 0
0.541666666666667278February | Resource 1 | Sublap 1 | 13:00 | 2 | 78 | February | 11000 | 0 | 0 | 0 | 0 | 0 | 0 | 0 | 0 | 0 | 0 | 0 | 0 | 0 | 1.1437 | 1.1051 | -0.67393 | -0.016747 | 0 | 0 | 0 | 0 | 0 | 0 | 0 | 0 | 0 | 0 | 0 | 0 | 0 | 0 | 0 | 0 | 0 | 0 | 0 | 0 | 12.5807 | 12.1562 | -7.4132 | -0.18422 | 0 | 0 | 0 | 0 | 0 | 0 | 0
0.541666666666667278March | Resource 1 | Sublap 1 | 13:00 | 2 | 78 | March | 12000 | 0 | 0 | 0 | 0 | 0 | 0 | 0 | 0 | 0 | 0 | 0 | 0 | 0 | 1.1437 | 1.1051 | -0.67393 | -0.016747 | 0 | 0 | 0 | 0 | 0 | 0 | 0 | 0 | 0 | 0 | 0 | 0 | 0 | 0 | 0 | 0 | 0 | 0 | 0 | 0 | 13.7243 | 13.2613 | -8.0872 | -0.20097 | 0 | 0 | 0 | 0 | 0 | 0 | 0
0.541666666666667278April | Resource 1 | Sublap 1 | 13:00 | 2 | 78 | April | 13000 | 0 | 0 | 0 | 0 | 0 | 0 | 0 | 0 | 0 | 0 | 0 | 0 | 0 | 1.1437 | 1.1051 | -0.67393 | -0.016747 | 0 | 0 | 0 | 0 | 0 | 0 | 0 | 0 | 0 | 0 | 0 | 0 | 0 | 0 | 0 | 0 | 0 | 0 | 0 | 0 | 14.8681 | 14.3664 | -8.7611 | -0.21771 | 0 | 0 | 0 | 0 | 0 | 0 | 0
0.541666666666667278May | Resource 1 | Sublap 1 | 13:00 | 2 | 78 | May | 14000 | 0 | 0 | 0 | 0 | 0 | 0 | 0 | 0 | 0 | 0 | 0 | 0 | 0 | 1.1437 | 1.1051 | -0.67393 | -0.016747 | 0 | 0 | 0 | 0 | 0 | 0 | 0 | 0 | 0 | 0 | 0 | 0 | 0 | 0 | 0 | 0 | 0 | 0 | 0 | 0 | 16.0117 | 15.4715 | -9.435 | -0.23446 | 0 | 0 | 0 | 0 | 0 | 0 | 0
0.541666666666667278June | Resource 1 | Sublap 1 | 13:00 | 2 | 78 | June | 15000 | 0 | 0 | 0 | 0 | 0 | 0 | 0 | 0 | 0 | 0 | 0 | 0 | 0 | 1.1437 | 1.1051 | -0.67393 | -0.016747 | 0 | 0 | 0 | 0 | 0 | 0 | 0 | 0 | 0 | 0 | 0 | 0 | 0 | 0 | 0 | 0 | 0 | 0 | 0 | 0 | 17.1554 | 16.5766 | -10.1089 | -0.25121 | 0 | 0 | 0 | 0 | 0 | 0 | 0
0.541666666666667278July | Resource 1 | Sublap 1 | 13:00 | 2 | 78 | July | 16000 | 0 | 0 | 0 | 0 | 0 | 0 | 0 | 0 | 0 | 0 | 0 | 0 | 0 | 1.1437 | 1.1051 | -0.67393 | -0.016747 | 0 | 0 | 0 | 0 | 0 | 0 | 0 | 0 | 0 | 0 | 0 | 0 | 0 | 0 | 0 | 0 | 0 | 0 | 0 | 0 | 18.2991 | 17.6817 | -10.7829 | -0.26795 | 0 | 0 | 0 | 0 | 0 | 0 | 0
0.541666666666667278August | Resource 1 | Sublap 1 | 13:00 | 2 | 78 | August | 17000 | 0 | 0 | 0 | 0 | 0 | 0 | 0 | 0 | 0 | 0 | 0 | 0 | 0 | 1.1437 | 1.1051 | -0.67393 | -0.016747 | 0 | 0 | 0 | 0 | 0 | 0 | 0 | 0 | 0 | 0 | 0 | 0 | 0 | 0 | 0 | 0 | 0 | 0 | 0 | 0 | 19.4428 | 18.7868 | -11.4568 | -0.2847 | 0 | 0 | 0 | 0 | 0 | 0 | 0
0.541666666666667278September | Resource 1 | Sublap 1 | 13:00 | 2 | 78 | September | 18000 | 0 | 0 | 0 | 0 | 0 | 0 | 0 | 0 | 0 | 0 | 0 | 0 | 0 | 1.1437 | 1.1051 | -0.67393 | -0.016747 | 0 | 0 | 0 | 0 | 0 | 0 | 0 | 0 | 0 | 0 | 0 | 0 | 0 | 0 | 0 | 0 | 0 | 0 | 0 | 0 | 20.5865 | 19.8919 | -12.1307 | -0.30145 | 0 | 0 | 0 | 0 | 0 | 0 | 0
0.541666666666667278October | Resource 1 | Sublap 1 | 13:00 | 2 | 78 | October | 19000 | 0 | 0 | 0 | 0 | 0 | 0 | 0 | 0 | 0 | 0 | 0 | 0 | 0 | 1.1437 | 1.1051 | -0.67393 | -0.016747 | 0 | 0 | 0 | 0 | 0 | 0 | 0 | 0 | 0 | 0 | 0 | 0 | 0 | 0 | 0 | 0 | 0 | 0 | 0 | 0 | 21.7302 | 20.997 | -12.8047 | -0.3182 | 0 | 0 | 0 | 0 | 0 | 0 | 0
0.541666666666667278November | Resource 1 | Sublap 1 | 13:00 | 2 | 78 | November | 20000 | 0 | 0 | 0 | 0 | 0 | 0 | 0 | 0 | 0 | 0 | 0 | 0 | 0 | 1.1437 | 1.1051 | -0.67393 | -0.016747 | 0 | 0 | 0 | 0 | 0 | 0 | 0 | 0 | 0 | 0 | 0 | 0 | 0 | 0 | 0 | 0 | 0 | 0 | 0 | 0 | 22.8739 | 22.1021 | -13.4786 | -0.33494 | 0 | 0 | 0 | 0 | 0 | 0 | 0
0.541666666666667278December | Resource 1 | Sublap 1 | 13:00 | 2 | 78 | December | 21000 | 0 | 0 | 0 | 0 | 0 | 0 | 0 | 0 | 0 | 0 | 0 | 0 | 0 | 1.1437 | 1.1051 | -0.67393 | -0.016747 | 0 | 0 | 0 | 0 | 0 | 0 | 0 | 0 | 0 | 0 | 0 | 0 | 0 | 0 | 0 | 0 | 0 | 0 | 0 | 0 | 24.0176 | 23.2072 | -14.1525 | -0.35169 | 0 | 0 | 0 | 0 | 0 | 0 | 0
0.541666666666667279January | Resource 1 | Sublap 1 | 13:00 | 2 | 79 | January | 10000 | 0 | 0 | 0 | 0 | 0 | 0 | 0 | 0 | 0 | 0 | 0 | 0 | 0 | 1.3576 | 1.3292 | -0.74837 | -0.018581 | 0 | 0 | 0 | 0 | 0 | 0 | 0 | 0 | 0 | 0 | 0 | 0 | 0 | 0 | 0 | 0 | 0 | 0 | 0 | 0 | 13.5764 | 13.2917 | -7.4837 | -0.18581 | 0 | 0 | 0 | 0 | 0 | 0 | 0
0.541666666666667279February | Resource 1 | Sublap 1 | 13:00 | 2 | 79 | February | 11000 | 0 | 0 | 0 | 0 | 0 | 0 | 0 | 0 | 0 | 0 | 0 | 0 | 0 | 1.3576 | 1.3292 | -0.74837 | -0.018581 | 0 | 0 | 0 | 0 | 0 | 0 | 0 | 0 | 0 | 0 | 0 | 0 | 0 | 0 | 0 | 0 | 0 | 0 | 0 | 0 | 14.9341 | 14.6209 | -8.2321 | -0.20439 | 0 | 0 | 0 | 0 | 0 | 0 | 0
0.541666666666667279March | Resource 1 | Sublap 1 | 13:00 | 2 | 79 | March | 12000 | 0 | 0 | 0 | 0 | 0 | 0 | 0 | 0 | 0 | 0 | 0 | 0 | 0 | 1.3576 | 1.3292 | -0.74837 | -0.018581 | 0 | 0 | 0 | 0 | 0 | 0 | 0 | 0 | 0 | 0 | 0 | 0 | 0 | 0 | 0 | 0 | 0 | 0 | 0 | 0 | 16.2917 | 15.9501 | -8.9805 | -0.22297 | 0 | 0 | 0 | 0 | 0 | 0 | 0
0.541666666666667279April | Resource 1 | Sublap 1 | 13:00 | 2 | 79 | April | 13000 | 0 | 0 | 0 | 0 | 0 | 0 | 0 | 0 | 0 | 0 | 0 | 0 | 0 | 1.3576 | 1.3292 | -0.74837 | -0.018581 | 0 | 0 | 0 | 0 | 0 | 0 | 0 | 0 | 0 | 0 | 0 | 0 | 0 | 0 | 0 | 0 | 0 | 0 | 0 | 0 | 17.6494 | 17.2793 | -9.7288 | -0.24155 | 0 | 0 | 0 | 0 | 0 | 0 | 0
0.541666666666667279May | Resource 1 | Sublap 1 | 13:00 | 2 | 79 | May | 14000 | 0 | 0 | 0 | 0 | 0 | 0 | 0 | 0 | 0 | 0 | 0 | 0 | 0 | 1.3576 | 1.3292 | -0.74837 | -0.018581 | 0 | 0 | 0 | 0 | 0 | 0 | 0 | 0 | 0 | 0 | 0 | 0 | 0 | 0 | 0 | 0 | 0 | 0 | 0 | 0 | 19.007 | 18.6084 | -10.4772 | -0.26013 | 0 | 0 | 0 | 0 | 0 | 0 | 0
0.541666666666667279June | Resource 1 | Sublap 1 | 13:00 | 2 | 79 | June | 15000 | 0 | 0 | 0 | 0 | 0 | 0 | 0 | 0 | 0 | 0 | 0 | 0 | 0 | 1.3576 | 1.3292 | -0.74837 | -0.018581 | 0 | 0 | 0 | 0 | 0 | 0 | 0 | 0 | 0 | 0 | 0 | 0 | 0 | 0 | 0 | 0 | 0 | 0 | 0 | 0 | 20.3647 | 19.9376 | -11.2256 | -0.27871 | 0 | 0 | 0 | 0 | 0 | 0 | 0
0.541666666666667279July | Resource 1 | Sublap 1 | 13:00 | 2 | 79 | July | 16000 | 0 | 0 | 0 | 0 | 0 | 0 | 0 | 0 | 0 | 0 | 0 | 0 | 0 | 1.3576 | 1.3292 | -0.74837 | -0.018581 | 0 | 0 | 0 | 0 | 0 | 0 | 0 | 0 | 0 | 0 | 0 | 0 | 0 | 0 | 0 | 0 | 0 | 0 | 0 | 0 | 21.7223 | 21.2668 | -11.9739 | -0.29729 | 0 | 0 | 0 | 0 | 0 | 0 | 0
0.541666666666667279August | Resource 1 | Sublap 1 | 13:00 | 2 | 79 | August | 17000 | 0 | 0 | 0 | 0 | 0 | 0 | 0 | 0 | 0 | 0 | 0 | 0 | 0 | 1.3576 | 1.3292 | -0.74837 | -0.018581 | 0 | 0 | 0 | 0 | 0 | 0 | 0 | 0 | 0 | 0 | 0 | 0 | 0 | 0 | 0 | 0 | 0 | 0 | 0 | 0 | 23.08 | 22.596 | -12.7223 | -0.31587 | 0 | 0 | 0 | 0 | 0 | 0 | 0
0.541666666666667279September | Resource 1 | Sublap 1 | 13:00 | 2 | 79 | September | 18000 | 0 | 0 | 0 | 0 | 0 | 0 | 0 | 0 | 0 | 0 | 0 | 0 | 0 | 1.3576 | 1.3292 | -0.74837 | -0.018581 | 0 | 0 | 0 | 0 | 0 | 0 | 0 | 0 | 0 | 0 | 0 | 0 | 0 | 0 | 0 | 0 | 0 | 0 | 0 | 0 | 24.4376 | 23.9251 | -13.4707 | -0.33445 | 0 | 0 | 0 | 0 | 0 | 0 | 0
0.541666666666667279October | Resource 1 | Sublap 1 | 13:00 | 2 | 79 | October | 19000 | 0 | 0 | 0 | 0 | 0 | 0 | 0 | 0 | 0 | 0 | 0 | 0 | 0 | 1.3576 | 1.3292 | -0.74837 | -0.018581 | 0 | 0 | 0 | 0 | 0 | 0 | 0 | 0 | 0 | 0 | 0 | 0 | 0 | 0 | 0 | 0 | 0 | 0 | 0 | 0 | 25.7953 | 25.2543 | -14.219 | -0.35303 | 0 | 0 | 0 | 0 | 0 | 0 | 0
0.541666666666667279November | Resource 1 | Sublap 1 | 13:00 | 2 | 79 | November | 20000 | 0 | 0 | 0 | 0 | 0 | 0 | 0 | 0 | 0 | 0 | 0 | 0 | 0 | 1.3576 | 1.3292 | -0.74837 | -0.018581 | 0 | 0 | 0 | 0 | 0 | 0 | 0 | 0 | 0 | 0 | 0 | 0 | 0 | 0 | 0 | 0 | 0 | 0 | 0 | 0 | 27.1529 | 26.5835 | -14.9674 | -0.37161 | 0 | 0 | 0 | 0 | 0 | 0 | 0
0.541666666666667279December | Resource 1 | Sublap 1 | 13:00 | 2 | 79 | December | 21000 | 0 | 0 | 0 | 0 | 0 | 0 | 0 | 0 | 0 | 0 | 0 | 0 | 0 | 1.3576 | 1.3292 | -0.74837 | -0.018581 | 0 | 0 | 0 | 0 | 0 | 0 | 0 | 0 | 0 | 0 | 0 | 0 | 0 | 0 | 0 | 0 | 0 | 0 | 0 | 0 | 28.5105 | 27.9127 | -15.7158 | -0.3902 | 0 | 0 | 0 | 0 | 0 | 0 | 0
0.541666666666667280January | Resource 1 | Sublap 1 | 13:00 | 2 | 80 | January | 10000 | 0 | 0 | 0 | 0 | 0 | 0 | 0 | 0 | 0 | 0 | 0 | 0 | 0 | 1.7268 | 1.6583 | -0.92007 | -0.02281 | 0 | 0 | 0 | 0 | 0 | 0 | 0 | 0 | 0 | 0 | 0 | 0 | 0 | 0 | 0 | 0 | 0 | 0 | 0 | 0 | 17.2684 | 16.5831 | -9.2007 | -0.2281 | 0 | 0 | 0 | 0 | 0 | 0 | 0
0.541666666666667280February | Resource 1 | Sublap 1 | 13:00 | 2 | 80 | February | 11000 | 0 | 0 | 0 | 0 | 0 | 0 | 0 | 0 | 0 | 0 | 0 | 0 | 0 | 1.7268 | 1.6583 | -0.92007 | -0.02281 | 0 | 0 | 0 | 0 | 0 | 0 | 0 | 0 | 0 | 0 | 0 | 0 | 0 | 0 | 0 | 0 | 0 | 0 | 0 | 0 | 18.9952 | 18.2414 | -10.1208 | -0.25091 | 0 | 0 | 0 | 0 | 0 | 0 | 0
0.541666666666667280March | Resource 1 | Sublap 1 | 13:00 | 2 | 80 | March | 12000 | 0 | 0 | 0 | 0 | 0 | 0 | 0 | 0 | 0 | 0 | 0 | 0 | 0 | 1.7268 | 1.6583 | -0.92007 | -0.02281 | 0 | 0 | 0 | 0 | 0 | 0 | 0 | 0 | 0 | 0 | 0 | 0 | 0 | 0 | 0 | 0 | 0 | 0 | 0 | 0 | 20.7221 | 19.8997 | -11.0409 | -0.27372 | 0 | 0 | 0 | 0 | 0 | 0 | 0
0.541666666666667280April | Resource 1 | Sublap 1 | 13:00 | 2 | 80 | April | 13000 | 0 | 0 | 0 | 0 | 0 | 0 | 0 | 0 | 0 | 0 | 0 | 0 | 0 | 1.7268 | 1.6583 | -0.92007 | -0.02281 | 0 | 0 | 0 | 0 | 0 | 0 | 0 | 0 | 0 | 0 | 0 | 0 | 0 | 0 | 0 | 0 | 0 | 0 | 0 | 0 | 22.4489 | 21.5581 | -11.961 | -0.29653 | 0 | 0 | 0 | 0 | 0 | 0 | 0
0.541666666666667280May | Resource 1 | Sublap 1 | 13:00 | 2 | 80 | May | 14000 | 0 | 0 | 0 | 0 | 0 | 0 | 0 | 0 | 0 | 0 | 0 | 0 | 0 | 1.7268 | 1.6583 | -0.92007 | -0.02281 | 0 | 0 | 0 | 0 | 0 | 0 | 0 | 0 | 0 | 0 | 0 | 0 | 0 | 0 | 0 | 0 | 0 | 0 | 0 | 0 | 24.1758 | 23.2164 | -12.8811 | -0.31934 | 0 | 0 | 0 | 0 | 0 | 0 | 0
0.541666666666667280June | Resource 1 | Sublap 1 | 13:00 | 2 | 80 | June | 15000 | 0 | 0 | 0 | 0 | 0 | 0 | 0 | 0 | 0 | 0 | 0 | 0 | 0 | 1.7268 | 1.6583 | -0.92007 | -0.02281 | 0 | 0 | 0 | 0 | 0 | 0 | 0 | 0 | 0 | 0 | 0 | 0 | 0 | 0 | 0 | 0 | 0 | 0 | 0 | 0 | 25.9026 | 24.8747 | -13.8011 | -0.34215 | 0 | 0 | 0 | 0 | 0 | 0 | 0
0.541666666666667280July | Resource 1 | Sublap 1 | 13:00 | 2 | 80 | July | 16000 | 0 | 0 | 0 | 0 | 0 | 0 | 0 | 0 | 0 | 0 | 0 | 0 | 0 | 1.7268 | 1.6583 | -0.92007 | -0.02281 | 0 | 0 | 0 | 0 | 0 | 0 | 0 | 0 | 0 | 0 | 0 | 0 | 0 | 0 | 0 | 0 | 0 | 0 | 0 | 0 | 27.6294 | 26.533 | -14.7212 | -0.36496 | 0 | 0 | 0 | 0 | 0 | 0 | 0
0.541666666666667280August | Resource 1 | Sublap 1 | 13:00 | 2 | 80 | August | 17000 | 0 | 0 | 0 | 0 | 0 | 0 | 0 | 0 | 0 | 0 | 0 | 0 | 0 | 1.7268 | 1.6583 | -0.92007 | -0.02281 | 0 | 0 | 0 | 0 | 0 | 0 | 0 | 0 | 0 | 0 | 0 | 0 | 0 | 0 | 0 | 0 | 0 | 0 | 0 | 0 | 29.3563 | 28.1913 | -15.6413 | -0.38777 | 0 | 0 | 0 | 0 | 0 | 0 | 0
0.541666666666667280September | Resource 1 | Sublap 1 | 13:00 | 2 | 80 | September | 18000 | 0 | 0 | 0 | 0 | 0 | 0 | 0 | 0 | 0 | 0 | 0 | 0 | 0 | 1.7268 | 1.6583 | -0.92007 | -0.02281 | 0 | 0 | 0 | 0 | 0 | 0 | 0 | 0 | 0 | 0 | 0 | 0 | 0 | 0 | 0 | 0 | 0 | 0 | 0 | 0 | 31.0831 | 29.8496 | -16.5613 | -0.41058 | 0 | 0 | 0 | 0 | 0 | 0 | 0
0.541666666666667280October | Resource 1 | Sublap 1 | 13:00 | 2 | 80 | October | 19000 | 0 | 0 | 0 | 0 | 0 | 0 | 0 | 0 | 0 | 0 | 0 | 0 | 0 | 1.7268 | 1.6583 | -0.92007 | -0.02281 | 0 | 0 | 0 | 0 | 0 | 0 | 0 | 0 | 0 | 0 | 0 | 0 | 0 | 0 | 0 | 0 | 0 | 0 | 0 | 0 | 32.81 | 31.5079 | -17.4814 | -0.43339 | 0 | 0 | 0 | 0 | 0 | 0 | 0
0.541666666666667280November | Resource 1 | Sublap 1 | 13:00 | 2 | 80 | November | 20000 | 0 | 0 | 0 | 0 | 0 | 0 | 0 | 0 | 0 | 0 | 0 | 0 | 0 | 1.7268 | 1.6583 | -0.92007 | -0.02281 | 0 | 0 | 0 | 0 | 0 | 0 | 0 | 0 | 0 | 0 | 0 | 0 | 0 | 0 | 0 | 0 | 0 | 0 | 0 | 0 | 34.5368 | 33.1662 | -18.4015 | -0.4562 | 0 | 0 | 0 | 0 | 0 | 0 | 0
0.541666666666667280December | Resource 1 | Sublap 1 | 13:00 | 2 | 80 | December | 21000 | 0 | 0 | 0 | 0 | 0 | 0 | 0 | 0 | 0 | 0 | 0 | 0 | 0 | 1.7268 | 1.6583 | -0.92007 | -0.02281 | 0 | 0 | 0 | 0 | 0 | 0 | 0 | 0 | 0 | 0 | 0 | 0 | 0 | 0 | 0 | 0 | 0 | 0 | 0 | 0 | 36.2636 | 34.8245 | -19.3216 | -0.47901 | 0 | 0 | 0 | 0 | 0 | 0 | 0
0.541666666666667281January | Resource 1 | Sublap 1 | 13:00 | 2 | 81 | January | 10000 | 0 | 0 | 0 | 0 | 0 | 0 | 0 | 0 | 0 | 0 | 0 | 0 | 0 | 2.2276 | 2.1958 | -1.1387 | -0.028195 | 0 | 0 | 0 | 0 | 0 | 0 | 0 | 0 | 0 | 0 | 0 | 0 | 0 | 0 | 0 | 0 | 0 | 0 | 0 | 0 | 22.2757 | 21.9576 | -11.387 | -0.28195 | 0 | 0 | 0 | 0 | 0 | 0 | 0
0.541666666666667281February | Resource 1 | Sublap 1 | 13:00 | 2 | 81 | February | 11000 | 0 | 0 | 0 | 0 | 0 | 0 | 0 | 0 | 0 | 0 | 0 | 0 | 0 | 2.2276 | 2.1958 | -1.1387 | -0.028195 | 0 | 0 | 0 | 0 | 0 | 0 | 0 | 0 | 0 | 0 | 0 | 0 | 0 | 0 | 0 | 0 | 0 | 0 | 0 | 0 | 24.5033 | 24.1533 | -12.5257 | -0.31015 | 0 | 0 | 0 | 0 | 0 | 0 | 0
0.541666666666667281March | Resource 1 | Sublap 1 | 13:00 | 2 | 81 | March | 12000 | 0 | 0 | 0 | 0 | 0 | 0 | 0 | 0 | 0 | 0 | 0 | 0 | 0 | 2.2276 | 2.1958 | -1.1387 | -0.028195 | 0 | 0 | 0 | 0 | 0 | 0 | 0 | 0 | 0 | 0 | 0 | 0 | 0 | 0 | 0 | 0 | 0 | 0 | 0 | 0 | 26.7308 | 26.3491 | -13.6644 | -0.33834 | 0 | 0 | 0 | 0 | 0 | 0 | 0
0.541666666666667281April | Resource 1 | Sublap 1 | 13:00 | 2 | 81 | April | 13000 | 0 | 0 | 0 | 0 | 0 | 0 | 0 | 0 | 0 | 0 | 0 | 0 | 0 | 2.2276 | 2.1958 | -1.1387 | -0.028195 | 0 | 0 | 0 | 0 | 0 | 0 | 0 | 0 | 0 | 0 | 0 | 0 | 0 | 0 | 0 | 0 | 0 | 0 | 0 | 0 | 28.9584 | 28.5449 | -14.8031 | -0.36654 | 0 | 0 | 0 | 0 | 0 | 0 | 0
0.541666666666667281May | Resource 1 | Sublap 1 | 13:00 | 2 | 81 | May | 14000 | 0 | 0 | 0 | 0 | 0 | 0 | 0 | 0 | 0 | 0 | 0 | 0 | 0 | 2.2276 | 2.1958 | -1.1387 | -0.028195 | 0 | 0 | 0 | 0 | 0 | 0 | 0 | 0 | 0 | 0 | 0 | 0 | 0 | 0 | 0 | 0 | 0 | 0 | 0 | 0 | 31.186 | 30.7406 | -15.9418 | -0.39473 | 0 | 0 | 0 | 0 | 0 | 0 | 0
0.541666666666667281June | Resource 1 | Sublap 1 | 13:00 | 2 | 81 | June | 15000 | 0 | 0 | 0 | 0 | 0 | 0 | 0 | 0 | 0 | 0 | 0 | 0 | 0 | 2.2276 | 2.1958 | -1.1387 | -0.028195 | 0 | 0 | 0 | 0 | 0 | 0 | 0 | 0 | 0 | 0 | 0 | 0 | 0 | 0 | 0 | 0 | 0 | 0 | 0 | 0 | 33.4136 | 32.9364 | -17.0805 | -0.42293 | 0 | 0 | 0 | 0 | 0 | 0 | 0
0.541666666666667281July | Resource 1 | Sublap 1 | 13:00 | 2 | 81 | July | 16000 | 0 | 0 | 0 | 0 | 0 | 0 | 0 | 0 | 0 | 0 | 0 | 0 | 0 | 2.2276 | 2.1958 | -1.1387 | -0.028195 | 0 | 0 | 0 | 0 | 0 | 0 | 0 | 0 | 0 | 0 | 0 | 0 | 0 | 0 | 0 | 0 | 0 | 0 | 0 | 0 | 35.6411 | 35.1322 | -18.2192 | -0.45112 | 0 | 0 | 0 | 0 | 0 | 0 | 0
0.541666666666667281August | Resource 1 | Sublap 1 | 13:00 | 2 | 81 | August | 17000 | 0 | 0 | 0 | 0 | 0 | 0 | 0 | 0 | 0 | 0 | 0 | 0 | 0 | 2.2276 | 2.1958 | -1.1387 | -0.028195 | 0 | 0 | 0 | 0 | 0 | 0 | 0 | 0 | 0 | 0 | 0 | 0 | 0 | 0 | 0 | 0 | 0 | 0 | 0 | 0 | 37.8687 | 37.3279 | -19.3579 | -0.47932 | 0 | 0 | 0 | 0 | 0 | 0 | 0
0.541666666666667281September | Resource 1 | Sublap 1 | 13:00 | 2 | 81 | September | 18000 | 0 | 0 | 0 | 0 | 0 | 0 | 0 | 0 | 0 | 0 | 0 | 0 | 0 | 2.2276 | 2.1958 | -1.1387 | -0.028195 | 0 | 0 | 0 | 0 | 0 | 0 | 0 | 0 | 0 | 0 | 0 | 0 | 0 | 0 | 0 | 0 | 0 | 0 | 0 | 0 | 40.0963 | 39.5237 | -20.4966 | -0.50751 | 0 | 0 | 0 | 0 | 0 | 0 | 0
0.541666666666667281October | Resource 1 | Sublap 1 | 13:00 | 2 | 81 | October | 19000 | 0 | 0 | 0 | 0 | 0 | 0 | 0 | 0 | 0 | 0 | 0 | 0 | 0 | 2.2276 | 2.1958 | -1.1387 | -0.028195 | 0 | 0 | 0 | 0 | 0 | 0 | 0 | 0 | 0 | 0 | 0 | 0 | 0 | 0 | 0 | 0 | 0 | 0 | 0 | 0 | 42.3238 | 41.7194 | -21.6353 | -0.53571 | 0 | 0 | 0 | 0 | 0 | 0 | 0
0.541666666666667281November | Resource 1 | Sublap 1 | 13:00 | 2 | 81 | November | 20000 | 0 | 0 | 0 | 0 | 0 | 0 | 0 | 0 | 0 | 0 | 0 | 0 | 0 | 2.2276 | 2.1958 | -1.1387 | -0.028195 | 0 | 0 | 0 | 0 | 0 | 0 | 0 | 0 | 0 | 0 | 0 | 0 | 0 | 0 | 0 | 0 | 0 | 0 | 0 | 0 | 44.5514 | 43.9152 | -22.774 | -0.5639 | 0 | 0 | 0 | 0 | 0 | 0 | 0
0.541666666666667281December | Resource 1 | Sublap 1 | 13:00 | 2 | 81 | December | 21000 | 0 | 0 | 0 | 0 | 0 | 0 | 0 | 0 | 0 | 0 | 0 | 0 | 0 | 2.2276 | 2.1958 | -1.1387 | -0.028195 | 0 | 0 | 0 | 0 | 0 | 0 | 0 | 0 | 0 | 0 | 0 | 0 | 0 | 0 | 0 | 0 | 0 | 0 | 0 | 0 | 46.779 | 46.111 | -23.9127 | -0.5921 | 0 | 0 | 0 | 0 | 0 | 0 | 0
0.541666666666667282January | Resource 1 | Sublap 1 | 13:00 | 2 | 82 | January | 10000 | 0 | 0 | 0 | 0 | 0 | 0 | 0 | 0 | 0 | 0 | 0 | 0 | 0 | 2.4158 | 2.4473 | -1.1861 | -0.029363 | 0 | 0 | 0 | 0 | 0 | 0 | 0 | 0 | 0 | 0 | 0 | 0 | 0 | 0 | 0 | 0 | 0 | 0 | 0 | 0 | 24.1578 | 24.473 | -11.861 | -0.29363 | 0 | 0 | 0 | 0 | 0 | 0 | 0
0.541666666666667282February | Resource 1 | Sublap 1 | 13:00 | 2 | 82 | February | 11000 | 0 | 0 | 0 | 0 | 0 | 0 | 0 | 0 | 0 | 0 | 0 | 0 | 0 | 2.4158 | 2.4473 | -1.1861 | -0.029363 | 0 | 0 | 0 | 0 | 0 | 0 | 0 | 0 | 0 | 0 | 0 | 0 | 0 | 0 | 0 | 0 | 0 | 0 | 0 | 0 | 26.5736 | 26.9203 | -13.0471 | -0.32299 | 0 | 0 | 0 | 0 | 0 | 0 | 0
0.541666666666667282March | Resource 1 | Sublap 1 | 13:00 | 2 | 82 | March | 12000 | 0 | 0 | 0 | 0 | 0 | 0 | 0 | 0 | 0 | 0 | 0 | 0 | 0 | 2.4158 | 2.4473 | -1.1861 | -0.029363 | 0 | 0 | 0 | 0 | 0 | 0 | 0 | 0 | 0 | 0 | 0 | 0 | 0 | 0 | 0 | 0 | 0 | 0 | 0 | 0 | 28.9894 | 29.3676 | -14.2332 | -0.35235 | 0 | 0 | 0 | 0 | 0 | 0 | 0
0.541666666666667282April | Resource 1 | Sublap 1 | 13:00 | 2 | 82 | April | 13000 | 0 | 0 | 0 | 0 | 0 | 0 | 0 | 0 | 0 | 0 | 0 | 0 | 0 | 2.4158 | 2.4473 | -1.1861 | -0.029363 | 0 | 0 | 0 | 0 | 0 | 0 | 0 | 0 | 0 | 0 | 0 | 0 | 0 | 0 | 0 | 0 | 0 | 0 | 0 | 0 | 31.4051 | 31.8149 | -15.4193 | -0.38172 | 0 | 0 | 0 | 0 | 0 | 0 | 0
0.541666666666667282May | Resource 1 | Sublap 1 | 13:00 | 2 | 82 | May | 14000 | 0 | 0 | 0 | 0 | 0 | 0 | 0 | 0 | 0 | 0 | 0 | 0 | 0 | 2.4158 | 2.4473 | -1.1861 | -0.029363 | 0 | 0 | 0 | 0 | 0 | 0 | 0 | 0 | 0 | 0 | 0 | 0 | 0 | 0 | 0 | 0 | 0 | 0 | 0 | 0 | 33.8209 | 34.2622 | -16.6054 | -0.41108 | 0 | 0 | 0 | 0 | 0 | 0 | 0
0.541666666666667282June | Resource 1 | Sublap 1 | 13:00 | 2 | 82 | June | 15000 | 0 | 0 | 0 | 0 | 0 | 0 | 0 | 0 | 0 | 0 | 0 | 0 | 0 | 2.4158 | 2.4473 | -1.1861 | -0.029363 | 0 | 0 | 0 | 0 | 0 | 0 | 0 | 0 | 0 | 0 | 0 | 0 | 0 | 0 | 0 | 0 | 0 | 0 | 0 | 0 | 36.2367 | 36.7095 | -17.7915 | -0.44044 | 0 | 0 | 0 | 0 | 0 | 0 | 0
0.541666666666667282July | Resource 1 | Sublap 1 | 13:00 | 2 | 82 | July | 16000 | 0 | 0 | 0 | 0 | 0 | 0 | 0 | 0 | 0 | 0 | 0 | 0 | 0 | 2.4158 | 2.4473 | -1.1861 | -0.029363 | 0 | 0 | 0 | 0 | 0 | 0 | 0 | 0 | 0 | 0 | 0 | 0 | 0 | 0 | 0 | 0 | 0 | 0 | 0 | 0 | 38.6525 | 39.1568 | -18.9776 | -0.4698 | 0 | 0 | 0 | 0 | 0 | 0 | 0
0.541666666666667282August | Resource 1 | Sublap 1 | 13:00 | 2 | 82 | August | 17000 | 0 | 0 | 0 | 0 | 0 | 0 | 0 | 0 | 0 | 0 | 0 | 0 | 0 | 2.4158 | 2.4473 | -1.1861 | -0.029363 | 0 | 0 | 0 | 0 | 0 | 0 | 0 | 0 | 0 | 0 | 0 | 0 | 0 | 0 | 0 | 0 | 0 | 0 | 0 | 0 | 41.0682 | 41.6041 | -20.1637 | -0.49917 | 0 | 0 | 0 | 0 | 0 | 0 | 0
0.541666666666667282September | Resource 1 | Sublap 1 | 13:00 | 2 | 82 | September | 18000 | 0 | 0 | 0 | 0 | 0 | 0 | 0 | 0 | 0 | 0 | 0 | 0 | 0 | 2.4158 | 2.4473 | -1.1861 | -0.029363 | 0 | 0 | 0 | 0 | 0 | 0 | 0 | 0 | 0 | 0 | 0 | 0 | 0 | 0 | 0 | 0 | 0 | 0 | 0 | 0 | 43.484 | 44.0514 | -21.3498 | -0.52853 | 0 | 0 | 0 | 0 | 0 | 0 | 0
0.541666666666667282October | Resource 1 | Sublap 1 | 13:00 | 2 | 82 | October | 19000 | 0 | 0 | 0 | 0 | 0 | 0 | 0 | 0 | 0 | 0 | 0 | 0 | 0 | 2.4158 | 2.4473 | -1.1861 | -0.029363 | 0 | 0 | 0 | 0 | 0 | 0 | 0 | 0 | 0 | 0 | 0 | 0 | 0 | 0 | 0 | 0 | 0 | 0 | 0 | 0 | 45.8998 | 46.4987 | -22.5359 | -0.55789 | 0 | 0 | 0 | 0 | 0 | 0 | 0
0.541666666666667282November | Resource 1 | Sublap 1 | 13:00 | 2 | 82 | November | 20000 | 0 | 0 | 0 | 0 | 0 | 0 | 0 | 0 | 0 | 0 | 0 | 0 | 0 | 2.4158 | 2.4473 | -1.1861 | -0.029363 | 0 | 0 | 0 | 0 | 0 | 0 | 0 | 0 | 0 | 0 | 0 | 0 | 0 | 0 | 0 | 0 | 0 | 0 | 0 | 0 | 48.3156 | 48.946 | -23.722 | -0.58725 | 0 | 0 | 0 | 0 | 0 | 0 | 0
0.541666666666667282December | Resource 1 | Sublap 1 | 13:00 | 2 | 82 | December | 21000 | 0 | 0 | 0 | 0 | 0 | 0 | 0 | 0 | 0 | 0 | 0 | 0 | 0 | 2.4158 | 2.4473 | -1.1861 | -0.029363 | 0 | 0 | 0 | 0 | 0 | 0 | 0 | 0 | 0 | 0 | 0 | 0 | 0 | 0 | 0 | 0 | 0 | 0 | 0 | 0 | 50.7314 | 51.3933 | -24.9081 | -0.61662 | 0 | 0 | 0 | 0 | 0 | 0 | 0
0.541666666666667283January | Resource 1 | Sublap 1 | 13:00 | 2 | 83 | January | 10000 | 0 | 0 | 0 | 0 | 0 | 0 | 0 | 0 | 0 | 0 | 0 | 0 | 0 | 2.8621 | 2.8016 | -1.3414 | -0.033189 | 0 | 0 | 0 | 0 | 0 | 0 | 0 | 0 | 0 | 0 | 0 | 0 | 0 | 0 | 0 | 0 | 0 | 0 | 0 | 0 | 28.6212 | 28.0158 | -13.4142 | -0.33189 | 0 | 0 | 0 | 0 | 0 | 0 | 0
0.541666666666667283February | Resource 1 | Sublap 1 | 13:00 | 2 | 83 | February | 11000 | 0 | 0 | 0 | 0 | 0 | 0 | 0 | 0 | 0 | 0 | 0 | 0 | 0 | 2.8621 | 2.8016 | -1.3414 | -0.033189 | 0 | 0 | 0 | 0 | 0 | 0 | 0 | 0 | 0 | 0 | 0 | 0 | 0 | 0 | 0 | 0 | 0 | 0 | 0 | 0 | 31.4834 | 30.8174 | -14.7556 | -0.36507 | 0 | 0 | 0 | 0 | 0 | 0 | 0
0.541666666666667283March | Resource 1 | Sublap 1 | 13:00 | 2 | 83 | March | 12000 | 0 | 0 | 0 | 0 | 0 | 0 | 0 | 0 | 0 | 0 | 0 | 0 | 0 | 2.8621 | 2.8016 | -1.3414 | -0.033189 | 0 | 0 | 0 | 0 | 0 | 0 | 0 | 0 | 0 | 0 | 0 | 0 | 0 | 0 | 0 | 0 | 0 | 0 | 0 | 0 | 34.3455 | 33.6189 | -16.097 | -0.39826 | 0 | 0 | 0 | 0 | 0 | 0 | 0
0.541666666666667283April | Resource 1 | Sublap 1 | 13:00 | 2 | 83 | April | 13000 | 0 | 0 | 0 | 0 | 0 | 0 | 0 | 0 | 0 | 0 | 0 | 0 | 0 | 2.8621 | 2.8016 | -1.3414 | -0.033189 | 0 | 0 | 0 | 0 | 0 | 0 | 0 | 0 | 0 | 0 | 0 | 0 | 0 | 0 | 0 | 0 | 0 | 0 | 0 | 0 | 37.2076 | 36.4205 | -17.4385 | -0.43145 | 0 | 0 | 0 | 0 | 0 | 0 | 0
0.541666666666667283May | Resource 1 | Sublap 1 | 13:00 | 2 | 83 | May | 14000 | 0 | 0 | 0 | 0 | 0 | 0 | 0 | 0 | 0 | 0 | 0 | 0 | 0 | 2.8621 | 2.8016 | -1.3414 | -0.033189 | 0 | 0 | 0 | 0 | 0 | 0 | 0 | 0 | 0 | 0 | 0 | 0 | 0 | 0 | 0 | 0 | 0 | 0 | 0 | 0 | 40.0697 | 39.2221 | -18.7799 | -0.46464 | 0 | 0 | 0 | 0 | 0 | 0 | 0
0.541666666666667283June | Resource 1 | Sublap 1 | 13:00 | 2 | 83 | June | 15000 | 0 | 0 | 0 | 0 | 0 | 0 | 0 | 0 | 0 | 0 | 0 | 0 | 0 | 2.8621 | 2.8016 | -1.3414 | -0.033189 | 0 | 0 | 0 | 0 | 0 | 0 | 0 | 0 | 0 | 0 | 0 | 0 | 0 | 0 | 0 | 0 | 0 | 0 | 0 | 0 | 42.9318 | 42.0237 | -20.1213 | -0.49783 | 0 | 0 | 0 | 0 | 0 | 0 | 0
0.541666666666667283July | Resource 1 | Sublap 1 | 13:00 | 2 | 83 | July | 16000 | 0 | 0 | 0 | 0 | 0 | 0 | 0 | 0 | 0 | 0 | 0 | 0 | 0 | 2.8621 | 2.8016 | -1.3414 | -0.033189 | 0 | 0 | 0 | 0 | 0 | 0 | 0 | 0 | 0 | 0 | 0 | 0 | 0 | 0 | 0 | 0 | 0 | 0 | 0 | 0 | 45.794 | 44.8253 | -21.4627 | -0.53102 | 0 | 0 | 0 | 0 | 0 | 0 | 0
0.541666666666667283August | Resource 1 | Sublap 1 | 13:00 | 2 | 83 | August | 17000 | 0 | 0 | 0 | 0 | 0 | 0 | 0 | 0 | 0 | 0 | 0 | 0 | 0 | 2.8621 | 2.8016 | -1.3414 | -0.033189 | 0 | 0 | 0 | 0 | 0 | 0 | 0 | 0 | 0 | 0 | 0 | 0 | 0 | 0 | 0 | 0 | 0 | 0 | 0 | 0 | 48.6561 | 47.6268 | -22.8041 | -0.56421 | 0 | 0 | 0 | 0 | 0 | 0 | 0
0.541666666666667283September | Resource 1 | Sublap 1 | 13:00 | 2 | 83 | September | 18000 | 0 | 0 | 0 | 0 | 0 | 0 | 0 | 0 | 0 | 0 | 0 | 0 | 0 | 2.8621 | 2.8016 | -1.3414 | -0.033189 | 0 | 0 | 0 | 0 | 0 | 0 | 0 | 0 | 0 | 0 | 0 | 0 | 0 | 0 | 0 | 0 | 0 | 0 | 0 | 0 | 51.5182 | 50.4284 | -24.1456 | -0.59739 | 0 | 0 | 0 | 0 | 0 | 0 | 0
0.541666666666667283October | Resource 1 | Sublap 1 | 13:00 | 2 | 83 | October | 19000 | 0 | 0 | 0 | 0 | 0 | 0 | 0 | 0 | 0 | 0 | 0 | 0 | 0 | 2.8621 | 2.8016 | -1.3414 | -0.033189 | 0 | 0 | 0 | 0 | 0 | 0 | 0 | 0 | 0 | 0 | 0 | 0 | 0 | 0 | 0 | 0 | 0 | 0 | 0 | 0 | 54.3803 | 53.23 | -25.487 | -0.63058 | 0 | 0 | 0 | 0 | 0 | 0 | 0
0.541666666666667283November | Resource 1 | Sublap 1 | 13:00 | 2 | 83 | November | 20000 | 0 | 0 | 0 | 0 | 0 | 0 | 0 | 0 | 0 | 0 | 0 | 0 | 0 | 2.8621 | 2.8016 | -1.3414 | -0.033189 | 0 | 0 | 0 | 0 | 0 | 0 | 0 | 0 | 0 | 0 | 0 | 0 | 0 | 0 | 0 | 0 | 0 | 0 | 0 | 0 | 57.2425 | 56.0316 | -26.8284 | -0.66377 | 0 | 0 | 0 | 0 | 0 | 0 | 0
0.541666666666667283December | Resource 1 | Sublap 1 | 13:00 | 2 | 83 | December | 21000 | 0 | 0 | 0 | 0 | 0 | 0 | 0 | 0 | 0 | 0 | 0 | 0 | 0 | 2.8621 | 2.8016 | -1.3414 | -0.033189 | 0 | 0 | 0 | 0 | 0 | 0 | 0 | 0 | 0 | 0 | 0 | 0 | 0 | 0 | 0 | 0 | 0 | 0 | 0 | 0 | 60.1046 | 58.8332 | -28.1698 | -0.69696 | 0 | 0 | 0 | 0 | 0 | 0 | 0
0.541666666666667284January | Resource 1 | Sublap 1 | 13:00 | 2 | 84 | January | 10000 | 0 | 0 | 0 | 0 | 0 | 0 | 0 | 0 | 0 | 0 | 0 | 0 | 0 | 3.108 | 3.0581 | -1.4002 | -0.034635 | 0 | 0 | 0 | 0 | 0 | 0 | 0 | 0 | 0 | 0 | 0 | 0 | 0 | 0 | 0 | 0 | 0 | 0 | 0 | 0 | 31.0802 | 30.5809 | -14.0016 | -0.34635 | 0 | 0 | 0 | 0 | 0 | 0 | 0
0.541666666666667284February | Resource 1 | Sublap 1 | 13:00 | 2 | 84 | February | 11000 | 0 | 0 | 0 | 0 | 0 | 0 | 0 | 0 | 0 | 0 | 0 | 0 | 0 | 3.108 | 3.0581 | -1.4002 | -0.034635 | 0 | 0 | 0 | 0 | 0 | 0 | 0 | 0 | 0 | 0 | 0 | 0 | 0 | 0 | 0 | 0 | 0 | 0 | 0 | 0 | 34.1882 | 33.639 | -15.4017 | -0.38099 | 0 | 0 | 0 | 0 | 0 | 0 | 0
0.541666666666667284March | Resource 1 | Sublap 1 | 13:00 | 2 | 84 | March | 12000 | 0 | 0 | 0 | 0 | 0 | 0 | 0 | 0 | 0 | 0 | 0 | 0 | 0 | 3.108 | 3.0581 | -1.4002 | -0.034635 | 0 | 0 | 0 | 0 | 0 | 0 | 0 | 0 | 0 | 0 | 0 | 0 | 0 | 0 | 0 | 0 | 0 | 0 | 0 | 0 | 37.2962 | 36.6971 | -16.8019 | -0.41562 | 0 | 0 | 0 | 0 | 0 | 0 | 0
0.541666666666667284April | Resource 1 | Sublap 1 | 13:00 | 2 | 84 | April | 13000 | 0 | 0 | 0 | 0 | 0 | 0 | 0 | 0 | 0 | 0 | 0 | 0 | 0 | 3.108 | 3.0581 | -1.4002 | -0.034635 | 0 | 0 | 0 | 0 | 0 | 0 | 0 | 0 | 0 | 0 | 0 | 0 | 0 | 0 | 0 | 0 | 0 | 0 | 0 | 0 | 40.4042 | 39.7552 | -18.202 | -0.45026 | 0 | 0 | 0 | 0 | 0 | 0 | 0
0.541666666666667284May | Resource 1 | Sublap 1 | 13:00 | 2 | 84 | May | 14000 | 0 | 0 | 0 | 0 | 0 | 0 | 0 | 0 | 0 | 0 | 0 | 0 | 0 | 3.108 | 3.0581 | -1.4002 | -0.034635 | 0 | 0 | 0 | 0 | 0 | 0 | 0 | 0 | 0 | 0 | 0 | 0 | 0 | 0 | 0 | 0 | 0 | 0 | 0 | 0 | 43.5122 | 42.8133 | -19.6022 | -0.48489 | 0 | 0 | 0 | 0 | 0 | 0 | 0
0.541666666666667284June | Resource 1 | Sublap 1 | 13:00 | 2 | 84 | June | 15000 | 0 | 0 | 0 | 0 | 0 | 0 | 0 | 0 | 0 | 0 | 0 | 0 | 0 | 3.108 | 3.0581 | -1.4002 | -0.034635 | 0 | 0 | 0 | 0 | 0 | 0 | 0 | 0 | 0 | 0 | 0 | 0 | 0 | 0 | 0 | 0 | 0 | 0 | 0 | 0 | 46.6202 | 45.8713 | -21.0023 | -0.51953 | 0 | 0 | 0 | 0 | 0 | 0 | 0
0.541666666666667284July | Resource 1 | Sublap 1 | 13:00 | 2 | 84 | July | 16000 | 0 | 0 | 0 | 0 | 0 | 0 | 0 | 0 | 0 | 0 | 0 | 0 | 0 | 3.108 | 3.0581 | -1.4002 | -0.034635 | 0 | 0 | 0 | 0 | 0 | 0 | 0 | 0 | 0 | 0 | 0 | 0 | 0 | 0 | 0 | 0 | 0 | 0 | 0 | 0 | 49.7283 | 48.9294 | -22.4025 | -0.55416 | 0 | 0 | 0 | 0 | 0 | 0 | 0
0.541666666666667284August | Resource 1 | Sublap 1 | 13:00 | 2 | 84 | August | 17000 | 0 | 0 | 0 | 0 | 0 | 0 | 0 | 0 | 0 | 0 | 0 | 0 | 0 | 3.108 | 3.0581 | -1.4002 | -0.034635 | 0 | 0 | 0 | 0 | 0 | 0 | 0 | 0 | 0 | 0 | 0 | 0 | 0 | 0 | 0 | 0 | 0 | 0 | 0 | 0 | 52.8363 | 51.9875 | -23.8026 | -0.5888 | 0 | 0 | 0 | 0 | 0 | 0 | 0
0.541666666666667284September | Resource 1 | Sublap 1 | 13:00 | 2 | 84 | September | 18000 | 0 | 0 | 0 | 0 | 0 | 0 | 0 | 0 | 0 | 0 | 0 | 0 | 0 | 3.108 | 3.0581 | -1.4002 | -0.034635 | 0 | 0 | 0 | 0 | 0 | 0 | 0 | 0 | 0 | 0 | 0 | 0 | 0 | 0 | 0 | 0 | 0 | 0 | 0 | 0 | 55.9443 | 55.0456 | -25.2028 | -0.62344 | 0 | 0 | 0 | 0 | 0 | 0 | 0
0.541666666666667284October | Resource 1 | Sublap 1 | 13:00 | 2 | 84 | October | 19000 | 0 | 0 | 0 | 0 | 0 | 0 | 0 | 0 | 0 | 0 | 0 | 0 | 0 | 3.108 | 3.0581 | -1.4002 | -0.034635 | 0 | 0 | 0 | 0 | 0 | 0 | 0 | 0 | 0 | 0 | 0 | 0 | 0 | 0 | 0 | 0 | 0 | 0 | 0 | 0 | 59.0523 | 58.1037 | -26.603 | -0.65807 | 0 | 0 | 0 | 0 | 0 | 0 | 0
0.541666666666667284November | Resource 1 | Sublap 1 | 13:00 | 2 | 84 | November | 20000 | 0 | 0 | 0 | 0 | 0 | 0 | 0 | 0 | 0 | 0 | 0 | 0 | 0 | 3.108 | 3.0581 | -1.4002 | -0.034635 | 0 | 0 | 0 | 0 | 0 | 0 | 0 | 0 | 0 | 0 | 0 | 0 | 0 | 0 | 0 | 0 | 0 | 0 | 0 | 0 | 62.1603 | 61.1618 | -28.0031 | -0.69271 | 0 | 0 | 0 | 0 | 0 | 0 | 0
0.541666666666667284December | Resource 1 | Sublap 1 | 13:00 | 2 | 84 | December | 21000 | 0 | 0 | 0 | 0 | 0 | 0 | 0 | 0 | 0 | 0 | 0 | 0 | 0 | 3.108 | 3.0581 | -1.4002 | -0.034635 | 0 | 0 | 0 | 0 | 0 | 0 | 0 | 0 | 0 | 0 | 0 | 0 | 0 | 0 | 0 | 0 | 0 | 0 | 0 | 0 | 65.2683 | 64.2199 | -29.4033 | -0.72734 | 0 | 0 | 0 | 0 | 0 | 0 | 0
0.541666666666667285January | Resource 1 | Sublap 1 | 13:00 | 2 | 85 | January | 10000 | 0 | 0 | 0 | 0 | 0 | 0 | 0 | 0 | 0 | 0 | 0 | 0 | 0 | 4.0387 | 4.0626 | -1.749 | -0.043229 | 0 | 0 | 0 | 0 | 0 | 0 | 0 | 0 | 0 | 0 | 0 | 0 | 0 | 0 | 0 | 0 | 0 | 0 | 0 | 0 | 40.3874 | 40.6256 | -17.4903 | -0.43229 | 0 | 0 | 0 | 0 | 0 | 0 | 0
0.541666666666667285February | Resource 1 | Sublap 1 | 13:00 | 2 | 85 | February | 11000 | 0 | 0 | 0 | 0 | 0 | 0 | 0 | 0 | 0 | 0 | 0 | 0 | 0 | 4.0387 | 4.0626 | -1.749 | -0.043229 | 0 | 0 | 0 | 0 | 0 | 0 | 0 | 0 | 0 | 0 | 0 | 0 | 0 | 0 | 0 | 0 | 0 | 0 | 0 | 0 | 44.4262 | 44.6882 | -19.2393 | -0.47551 | 0 | 0 | 0 | 0 | 0 | 0 | 0
0.541666666666667285March | Resource 1 | Sublap 1 | 13:00 | 2 | 85 | March | 12000 | 0 | 0 | 0 | 0 | 0 | 0 | 0 | 0 | 0 | 0 | 0 | 0 | 0 | 4.0387 | 4.0626 | -1.749 | -0.043229 | 0 | 0 | 0 | 0 | 0 | 0 | 0 | 0 | 0 | 0 | 0 | 0 | 0 | 0 | 0 | 0 | 0 | 0 | 0 | 0 | 48.4649 | 48.7508 | -20.9883 | -0.51874 | 0 | 0 | 0 | 0 | 0 | 0 | 0
0.541666666666667285April | Resource 1 | Sublap 1 | 13:00 | 2 | 85 | April | 13000 | 0 | 0 | 0 | 0 | 0 | 0 | 0 | 0 | 0 | 0 | 0 | 0 | 0 | 4.0387 | 4.0626 | -1.749 | -0.043229 | 0 | 0 | 0 | 0 | 0 | 0 | 0 | 0 | 0 | 0 | 0 | 0 | 0 | 0 | 0 | 0 | 0 | 0 | 0 | 0 | 52.5036 | 52.8133 | -22.7373 | -0.56197 | 0 | 0 | 0 | 0 | 0 | 0 | 0
0.541666666666667285May | Resource 1 | Sublap 1 | 13:00 | 2 | 85 | May | 14000 | 0 | 0 | 0 | 0 | 0 | 0 | 0 | 0 | 0 | 0 | 0 | 0 | 0 | 4.0387 | 4.0626 | -1.749 | -0.043229 | 0 | 0 | 0 | 0 | 0 | 0 | 0 | 0 | 0 | 0 | 0 | 0 | 0 | 0 | 0 | 0 | 0 | 0 | 0 | 0 | 56.5424 | 56.8759 | -24.4864 | -0.6052 | 0 | 0 | 0 | 0 | 0 | 0 | 0
0.541666666666667285June | Resource 1 | Sublap 1 | 13:00 | 2 | 85 | June | 15000 | 0 | 0 | 0 | 0 | 0 | 0 | 0 | 0 | 0 | 0 | 0 | 0 | 0 | 4.0387 | 4.0626 | -1.749 | -0.043229 | 0 | 0 | 0 | 0 | 0 | 0 | 0 | 0 | 0 | 0 | 0 | 0 | 0 | 0 | 0 | 0 | 0 | 0 | 0 | 0 | 60.5811 | 60.9384 | -26.2354 | -0.64843 | 0 | 0 | 0 | 0 | 0 | 0 | 0
0.541666666666667285July | Resource 1 | Sublap 1 | 13:00 | 2 | 85 | July | 16000 | 0 | 0 | 0 | 0 | 0 | 0 | 0 | 0 | 0 | 0 | 0 | 0 | 0 | 4.0387 | 4.0626 | -1.749 | -0.043229 | 0 | 0 | 0 | 0 | 0 | 0 | 0 | 0 | 0 | 0 | 0 | 0 | 0 | 0 | 0 | 0 | 0 | 0 | 0 | 0 | 64.6199 | 65.001 | -27.9844 | -0.69166 | 0 | 0 | 0 | 0 | 0 | 0 | 0
0.541666666666667285August | Resource 1 | Sublap 1 | 13:00 | 2 | 85 | August | 17000 | 0 | 0 | 0 | 0 | 0 | 0 | 0 | 0 | 0 | 0 | 0 | 0 | 0 | 4.0387 | 4.0626 | -1.749 | -0.043229 | 0 | 0 | 0 | 0 | 0 | 0 | 0 | 0 | 0 | 0 | 0 | 0 | 0 | 0 | 0 | 0 | 0 | 0 | 0 | 0 | 68.6586 | 69.0636 | -29.7334 | -0.73489 | 0 | 0 | 0 | 0 | 0 | 0 | 0
0.541666666666667285September | Resource 1 | Sublap 1 | 13:00 | 2 | 85 | September | 18000 | 0 | 0 | 0 | 0 | 0 | 0 | 0 | 0 | 0 | 0 | 0 | 0 | 0 | 4.0387 | 4.0626 | -1.749 | -0.043229 | 0 | 0 | 0 | 0 | 0 | 0 | 0 | 0 | 0 | 0 | 0 | 0 | 0 | 0 | 0 | 0 | 0 | 0 | 0 | 0 | 72.6974 | 73.1261 | -31.4825 | -0.77811 | 0 | 0 | 0 | 0 | 0 | 0 | 0
0.541666666666667285October | Resource 1 | Sublap 1 | 13:00 | 2 | 85 | October | 19000 | 0 | 0 | 0 | 0 | 0 | 0 | 0 | 0 | 0 | 0 | 0 | 0 | 0 | 4.0387 | 4.0626 | -1.749 | -0.043229 | 0 | 0 | 0 | 0 | 0 | 0 | 0 | 0 | 0 | 0 | 0 | 0 | 0 | 0 | 0 | 0 | 0 | 0 | 0 | 0 | 76.7361 | 77.1887 | -33.2315 | -0.82134 | 0 | 0 | 0 | 0 | 0 | 0 | 0
0.541666666666667285November | Resource 1 | Sublap 1 | 13:00 | 2 | 85 | November | 20000 | 0 | 0 | 0 | 0 | 0 | 0 | 0 | 0 | 0 | 0 | 0 | 0 | 0 | 4.0387 | 4.0626 | -1.749 | -0.043229 | 0 | 0 | 0 | 0 | 0 | 0 | 0 | 0 | 0 | 0 | 0 | 0 | 0 | 0 | 0 | 0 | 0 | 0 | 0 | 0 | 80.7748 | 81.2513 | -34.9805 | -0.86457 | 0 | 0 | 0 | 0 | 0 | 0 | 0
0.541666666666667285December | Resource 1 | Sublap 1 | 13:00 | 2 | 85 | December | 21000 | 0 | 0 | 0 | 0 | 0 | 0 | 0 | 0 | 0 | 0 | 0 | 0 | 0 | 4.0387 | 4.0626 | -1.749 | -0.043229 | 0 | 0 | 0 | 0 | 0 | 0 | 0 | 0 | 0 | 0 | 0 | 0 | 0 | 0 | 0 | 0 | 0 | 0 | 0 | 0 | 84.8136 | 85.3138 | -36.7295 | -0.9078 | 0 | 0 | 0 | 0 | 0 | 0 | 0
0.541666666666667286January | Resource 1 | Sublap 1 | 13:00 | 2 | 86 | January | 10000 | 0 | 0 | 0 | 0 | 0 | 0 | 0 | 0 | 0 | 0 | 0 | 0 | 0 | 3.6937 | 3.6769 | -1.5818 | -0.03911 | 0 | 0 | 0 | 0 | 0 | 0 | 0 | 0 | 0 | 0 | 0 | 0 | 0 | 0 | 0 | 0 | 0 | 0 | 0 | 0 | 36.9373 | 36.7686 | -15.8183 | -0.3911 | 0 | 0 | 0 | 0 | 0 | 0 | 0
0.541666666666667286February | Resource 1 | Sublap 1 | 13:00 | 2 | 86 | February | 11000 | 0 | 0 | 0 | 0 | 0 | 0 | 0 | 0 | 0 | 0 | 0 | 0 | 0 | 3.6937 | 3.6769 | -1.5818 | -0.03911 | 0 | 0 | 0 | 0 | 0 | 0 | 0 | 0 | 0 | 0 | 0 | 0 | 0 | 0 | 0 | 0 | 0 | 0 | 0 | 0 | 40.631 | 40.4454 | -17.4001 | -0.43021 | 0 | 0 | 0 | 0 | 0 | 0 | 0
0.541666666666667286March | Resource 1 | Sublap 1 | 13:00 | 2 | 86 | March | 12000 | 0 | 0 | 0 | 0 | 0 | 0 | 0 | 0 | 0 | 0 | 0 | 0 | 0 | 3.6937 | 3.6769 | -1.5818 | -0.03911 | 0 | 0 | 0 | 0 | 0 | 0 | 0 | 0 | 0 | 0 | 0 | 0 | 0 | 0 | 0 | 0 | 0 | 0 | 0 | 0 | 44.3248 | 44.1223 | -18.982 | -0.46932 | 0 | 0 | 0 | 0 | 0 | 0 | 0
0.541666666666667286April | Resource 1 | Sublap 1 | 13:00 | 2 | 86 | April | 13000 | 0 | 0 | 0 | 0 | 0 | 0 | 0 | 0 | 0 | 0 | 0 | 0 | 0 | 3.6937 | 3.6769 | -1.5818 | -0.03911 | 0 | 0 | 0 | 0 | 0 | 0 | 0 | 0 | 0 | 0 | 0 | 0 | 0 | 0 | 0 | 0 | 0 | 0 | 0 | 0 | 48.0185 | 47.7991 | -20.5638 | -0.50843 | 0 | 0 | 0 | 0 | 0 | 0 | 0
0.541666666666667286May | Resource 1 | Sublap 1 | 13:00 | 2 | 86 | May | 14000 | 0 | 0 | 0 | 0 | 0 | 0 | 0 | 0 | 0 | 0 | 0 | 0 | 0 | 3.6937 | 3.6769 | -1.5818 | -0.03911 | 0 | 0 | 0 | 0 | 0 | 0 | 0 | 0 | 0 | 0 | 0 | 0 | 0 | 0 | 0 | 0 | 0 | 0 | 0 | 0 | 51.7122 | 51.476 | -22.1456 | -0.54754 | 0 | 0 | 0 | 0 | 0 | 0 | 0
0.541666666666667286June | Resource 1 | Sublap 1 | 13:00 | 2 | 86 | June | 15000 | 0 | 0 | 0 | 0 | 0 | 0 | 0 | 0 | 0 | 0 | 0 | 0 | 0 | 3.6937 | 3.6769 | -1.5818 | -0.03911 | 0 | 0 | 0 | 0 | 0 | 0 | 0 | 0 | 0 | 0 | 0 | 0 | 0 | 0 | 0 | 0 | 0 | 0 | 0 | 0 | 55.406 | 55.1529 | -23.7275 | -0.58665 | 0 | 0 | 0 | 0 | 0 | 0 | 0
0.541666666666667286July | Resource 1 | Sublap 1 | 13:00 | 2 | 86 | July | 16000 | 0 | 0 | 0 | 0 | 0 | 0 | 0 | 0 | 0 | 0 | 0 | 0 | 0 | 3.6937 | 3.6769 | -1.5818 | -0.03911 | 0 | 0 | 0 | 0 | 0 | 0 | 0 | 0 | 0 | 0 | 0 | 0 | 0 | 0 | 0 | 0 | 0 | 0 | 0 | 0 | 59.0997 | 58.8297 | -25.3093 | -0.62576 | 0 | 0 | 0 | 0 | 0 | 0 | 0
0.541666666666667286August | Resource 1 | Sublap 1 | 13:00 | 2 | 86 | August | 17000 | 0 | 0 | 0 | 0 | 0 | 0 | 0 | 0 | 0 | 0 | 0 | 0 | 0 | 3.6937 | 3.6769 | -1.5818 | -0.03911 | 0 | 0 | 0 | 0 | 0 | 0 | 0 | 0 | 0 | 0 | 0 | 0 | 0 | 0 | 0 | 0 | 0 | 0 | 0 | 0 | 62.7934 | 62.5066 | -26.8911 | -0.66487 | 0 | 0 | 0 | 0 | 0 | 0 | 0
0.541666666666667286September | Resource 1 | Sublap 1 | 13:00 | 2 | 86 | September | 18000 | 0 | 0 | 0 | 0 | 0 | 0 | 0 | 0 | 0 | 0 | 0 | 0 | 0 | 3.6937 | 3.6769 | -1.5818 | -0.03911 | 0 | 0 | 0 | 0 | 0 | 0 | 0 | 0 | 0 | 0 | 0 | 0 | 0 | 0 | 0 | 0 | 0 | 0 | 0 | 0 | 66.4872 | 66.1834 | -28.4729 | -0.70398 | 0 | 0 | 0 | 0 | 0 | 0 | 0
0.541666666666667286October | Resource 1 | Sublap 1 | 13:00 | 2 | 86 | October | 19000 | 0 | 0 | 0 | 0 | 0 | 0 | 0 | 0 | 0 | 0 | 0 | 0 | 0 | 3.6937 | 3.6769 | -1.5818 | -0.03911 | 0 | 0 | 0 | 0 | 0 | 0 | 0 | 0 | 0 | 0 | 0 | 0 | 0 | 0 | 0 | 0 | 0 | 0 | 0 | 0 | 70.1809 | 69.8603 | -30.0548 | -0.74309 | 0 | 0 | 0 | 0 | 0 | 0 | 0
0.541666666666667286November | Resource 1 | Sublap 1 | 13:00 | 2 | 86 | November | 20000 | 0 | 0 | 0 | 0 | 0 | 0 | 0 | 0 | 0 | 0 | 0 | 0 | 0 | 3.6937 | 3.6769 | -1.5818 | -0.03911 | 0 | 0 | 0 | 0 | 0 | 0 | 0 | 0 | 0 | 0 | 0 | 0 | 0 | 0 | 0 | 0 | 0 | 0 | 0 | 0 | 73.8746 | 73.5372 | -31.6366 | -0.7822 | 0 | 0 | 0 | 0 | 0 | 0 | 0
0.541666666666667286December | Resource 1 | Sublap 1 | 13:00 | 2 | 86 | December | 21000 | 0 | 0 | 0 | 0 | 0 | 0 | 0 | 0 | 0 | 0 | 0 | 0 | 0 | 3.6937 | 3.6769 | -1.5818 | -0.03911 | 0 | 0 | 0 | 0 | 0 | 0 | 0 | 0 | 0 | 0 | 0 | 0 | 0 | 0 | 0 | 0 | 0 | 0 | 0 | 0 | 77.5683 | 77.214 | -33.2184 | -0.82132 | 0 | 0 | 0 | 0 | 0 | 0 | 0
0.541666666666667287January | Resource 1 | Sublap 1 | 13:00 | 2 | 87 | January | 10000 | 0 | 0 | 0 | 0 | 0 | 0 | 0 | 0 | 0 | 0 | 0 | 0 | 0 | 4.054 | 4.1 | -1.6583 | -0.040993 | 0 | 0 | 0 | 0 | 0 | 0 | 0 | 0 | 0 | 0 | 0 | 0 | 0 | 0 | 0 | 0 | 0 | 0 | 0 | 0 | 40.5397 | 40.9998 | -16.5827 | -0.40993 | 0 | 0 | 0 | 0 | 0 | 0 | 0
0.541666666666667287February | Resource 1 | Sublap 1 | 13:00 | 2 | 87 | February | 11000 | 0 | 0 | 0 | 0 | 0 | 0 | 0 | 0 | 0 | 0 | 0 | 0 | 0 | 4.054 | 4.1 | -1.6583 | -0.040993 | 0 | 0 | 0 | 0 | 0 | 0 | 0 | 0 | 0 | 0 | 0 | 0 | 0 | 0 | 0 | 0 | 0 | 0 | 0 | 0 | 44.5937 | 45.0997 | -18.241 | -0.45092 | 0 | 0 | 0 | 0 | 0 | 0 | 0
0.541666666666667287March | Resource 1 | Sublap 1 | 13:00 | 2 | 87 | March | 12000 | 0 | 0 | 0 | 0 | 0 | 0 | 0 | 0 | 0 | 0 | 0 | 0 | 0 | 4.054 | 4.1 | -1.6583 | -0.040993 | 0 | 0 | 0 | 0 | 0 | 0 | 0 | 0 | 0 | 0 | 0 | 0 | 0 | 0 | 0 | 0 | 0 | 0 | 0 | 0 | 48.6477 | 49.1997 | -19.8993 | -0.49192 | 0 | 0 | 0 | 0 | 0 | 0 | 0
0.541666666666667287April | Resource 1 | Sublap 1 | 13:00 | 2 | 87 | April | 13000 | 0 | 0 | 0 | 0 | 0 | 0 | 0 | 0 | 0 | 0 | 0 | 0 | 0 | 4.054 | 4.1 | -1.6583 | -0.040993 | 0 | 0 | 0 | 0 | 0 | 0 | 0 | 0 | 0 | 0 | 0 | 0 | 0 | 0 | 0 | 0 | 0 | 0 | 0 | 0 | 52.7017 | 53.2997 | -21.5575 | -0.53291 | 0 | 0 | 0 | 0 | 0 | 0 | 0
0.541666666666667287May | Resource 1 | Sublap 1 | 13:00 | 2 | 87 | May | 14000 | 0 | 0 | 0 | 0 | 0 | 0 | 0 | 0 | 0 | 0 | 0 | 0 | 0 | 4.054 | 4.1 | -1.6583 | -0.040993 | 0 | 0 | 0 | 0 | 0 | 0 | 0 | 0 | 0 | 0 | 0 | 0 | 0 | 0 | 0 | 0 | 0 | 0 | 0 | 0 | 56.7557 | 57.3997 | -23.2158 | -0.5739 | 0 | 0 | 0 | 0 | 0 | 0 | 0
0.541666666666667287June | Resource 1 | Sublap 1 | 13:00 | 2 | 87 | June | 15000 | 0 | 0 | 0 | 0 | 0 | 0 | 0 | 0 | 0 | 0 | 0 | 0 | 0 | 4.054 | 4.1 | -1.6583 | -0.040993 | 0 | 0 | 0 | 0 | 0 | 0 | 0 | 0 | 0 | 0 | 0 | 0 | 0 | 0 | 0 | 0 | 0 | 0 | 0 | 0 | 60.8096 | 61.4997 | -24.8741 | -0.6149 | 0 | 0 | 0 | 0 | 0 | 0 | 0
0.541666666666667287July | Resource 1 | Sublap 1 | 13:00 | 2 | 87 | July | 16000 | 0 | 0 | 0 | 0 | 0 | 0 | 0 | 0 | 0 | 0 | 0 | 0 | 0 | 4.054 | 4.1 | -1.6583 | -0.040993 | 0 | 0 | 0 | 0 | 0 | 0 | 0 | 0 | 0 | 0 | 0 | 0 | 0 | 0 | 0 | 0 | 0 | 0 | 0 | 0 | 64.8636 | 65.5996 | -26.5324 | -0.65589 | 0 | 0 | 0 | 0 | 0 | 0 | 0
0.541666666666667287August | Resource 1 | Sublap 1 | 13:00 | 2 | 87 | August | 17000 | 0 | 0 | 0 | 0 | 0 | 0 | 0 | 0 | 0 | 0 | 0 | 0 | 0 | 4.054 | 4.1 | -1.6583 | -0.040993 | 0 | 0 | 0 | 0 | 0 | 0 | 0 | 0 | 0 | 0 | 0 | 0 | 0 | 0 | 0 | 0 | 0 | 0 | 0 | 0 | 68.9176 | 69.6996 | -28.1906 | -0.69688 | 0 | 0 | 0 | 0 | 0 | 0 | 0
0.541666666666667287September | Resource 1 | Sublap 1 | 13:00 | 2 | 87 | September | 18000 | 0 | 0 | 0 | 0 | 0 | 0 | 0 | 0 | 0 | 0 | 0 | 0 | 0 | 4.054 | 4.1 | -1.6583 | -0.040993 | 0 | 0 | 0 | 0 | 0 | 0 | 0 | 0 | 0 | 0 | 0 | 0 | 0 | 0 | 0 | 0 | 0 | 0 | 0 | 0 | 72.9715 | 73.7996 | -29.8489 | -0.73788 | 0 | 0 | 0 | 0 | 0 | 0 | 0
0.541666666666667287October | Resource 1 | Sublap 1 | 13:00 | 2 | 87 | October | 19000 | 0 | 0 | 0 | 0 | 0 | 0 | 0 | 0 | 0 | 0 | 0 | 0 | 0 | 4.054 | 4.1 | -1.6583 | -0.040993 | 0 | 0 | 0 | 0 | 0 | 0 | 0 | 0 | 0 | 0 | 0 | 0 | 0 | 0 | 0 | 0 | 0 | 0 | 0 | 0 | 77.0255 | 77.8996 | -31.5072 | -0.77887 | 0 | 0 | 0 | 0 | 0 | 0 | 0
0.541666666666667287November | Resource 1 | Sublap 1 | 13:00 | 2 | 87 | November | 20000 | 0 | 0 | 0 | 0 | 0 | 0 | 0 | 0 | 0 | 0 | 0 | 0 | 0 | 4.054 | 4.1 | -1.6583 | -0.040993 | 0 | 0 | 0 | 0 | 0 | 0 | 0 | 0 | 0 | 0 | 0 | 0 | 0 | 0 | 0 | 0 | 0 | 0 | 0 | 0 | 81.0795 | 81.9995 | -33.1654 | -0.81986 | 0 | 0 | 0 | 0 | 0 | 0 | 0
0.541666666666667287December | Resource 1 | Sublap 1 | 13:00 | 2 | 87 | December | 21000 | 0 | 0 | 0 | 0 | 0 | 0 | 0 | 0 | 0 | 0 | 0 | 0 | 0 | 4.054 | 4.1 | -1.6583 | -0.040993 | 0 | 0 | 0 | 0 | 0 | 0 | 0 | 0 | 0 | 0 | 0 | 0 | 0 | 0 | 0 | 0 | 0 | 0 | 0 | 0 | 85.1335 | 86.0995 | -34.8237 | -0.86086 | 0 | 0 | 0 | 0 | 0 | 0 | 0
0.541666666666667288January | Resource 1 | Sublap 1 | 13:00 | 2 | 88 | January | 10000 | 0 | 0 | 0 | 0 | 0 | 0 | 0 | 0 | 0 | 0 | 0 | 0 | 0 | 4.486 | 4.6481 | -1.8235 | -0.045063 | 0 | 0 | 0 | 0 | 0 | 0 | 0 | 0 | 0 | 0 | 0 | 0 | 0 | 0 | 0 | 0 | 0 | 0 | 0 | 0 | 44.8598 | 46.4809 | -18.235 | -0.45063 | 0 | 0 | 0 | 0 | 0 | 0 | 0
0.541666666666667288February | Resource 1 | Sublap 1 | 13:00 | 2 | 88 | February | 11000 | 0 | 0 | 0 | 0 | 0 | 0 | 0 | 0 | 0 | 0 | 0 | 0 | 0 | 4.486 | 4.6481 | -1.8235 | -0.045063 | 0 | 0 | 0 | 0 | 0 | 0 | 0 | 0 | 0 | 0 | 0 | 0 | 0 | 0 | 0 | 0 | 0 | 0 | 0 | 0 | 49.3458 | 51.129 | -20.0585 | -0.49569 | 0 | 0 | 0 | 0 | 0 | 0 | 0
0.541666666666667288March | Resource 1 | Sublap 1 | 13:00 | 2 | 88 | March | 12000 | 0 | 0 | 0 | 0 | 0 | 0 | 0 | 0 | 0 | 0 | 0 | 0 | 0 | 4.486 | 4.6481 | -1.8235 | -0.045063 | 0 | 0 | 0 | 0 | 0 | 0 | 0 | 0 | 0 | 0 | 0 | 0 | 0 | 0 | 0 | 0 | 0 | 0 | 0 | 0 | 53.8318 | 55.7771 | -21.882 | -0.54076 | 0 | 0 | 0 | 0 | 0 | 0 | 0
0.541666666666667288April | Resource 1 | Sublap 1 | 13:00 | 2 | 88 | April | 13000 | 0 | 0 | 0 | 0 | 0 | 0 | 0 | 0 | 0 | 0 | 0 | 0 | 0 | 4.486 | 4.6481 | -1.8235 | -0.045063 | 0 | 0 | 0 | 0 | 0 | 0 | 0 | 0 | 0 | 0 | 0 | 0 | 0 | 0 | 0 | 0 | 0 | 0 | 0 | 0 | 58.3177 | 60.4252 | -23.7055 | -0.58582 | 0 | 0 | 0 | 0 | 0 | 0 | 0
0.541666666666667288May | Resource 1 | Sublap 1 | 13:00 | 2 | 88 | May | 14000 | 0 | 0 | 0 | 0 | 0 | 0 | 0 | 0 | 0 | 0 | 0 | 0 | 0 | 4.486 | 4.6481 | -1.8235 | -0.045063 | 0 | 0 | 0 | 0 | 0 | 0 | 0 | 0 | 0 | 0 | 0 | 0 | 0 | 0 | 0 | 0 | 0 | 0 | 0 | 0 | 62.8037 | 65.0733 | -25.529 | -0.63088 | 0 | 0 | 0 | 0 | 0 | 0 | 0
0.541666666666667288June | Resource 1 | Sublap 1 | 13:00 | 2 | 88 | June | 15000 | 0 | 0 | 0 | 0 | 0 | 0 | 0 | 0 | 0 | 0 | 0 | 0 | 0 | 4.486 | 4.6481 | -1.8235 | -0.045063 | 0 | 0 | 0 | 0 | 0 | 0 | 0 | 0 | 0 | 0 | 0 | 0 | 0 | 0 | 0 | 0 | 0 | 0 | 0 | 0 | 67.2897 | 69.7214 | -27.3525 | -0.67595 | 0 | 0 | 0 | 0 | 0 | 0 | 0
0.541666666666667288July | Resource 1 | Sublap 1 | 13:00 | 2 | 88 | July | 16000 | 0 | 0 | 0 | 0 | 0 | 0 | 0 | 0 | 0 | 0 | 0 | 0 | 0 | 4.486 | 4.6481 | -1.8235 | -0.045063 | 0 | 0 | 0 | 0 | 0 | 0 | 0 | 0 | 0 | 0 | 0 | 0 | 0 | 0 | 0 | 0 | 0 | 0 | 0 | 0 | 71.7757 | 74.3695 | -29.176 | -0.72101 | 0 | 0 | 0 | 0 | 0 | 0 | 0
0.541666666666667288August | Resource 1 | Sublap 1 | 13:00 | 2 | 88 | August | 17000 | 0 | 0 | 0 | 0 | 0 | 0 | 0 | 0 | 0 | 0 | 0 | 0 | 0 | 4.486 | 4.6481 | -1.8235 | -0.045063 | 0 | 0 | 0 | 0 | 0 | 0 | 0 | 0 | 0 | 0 | 0 | 0 | 0 | 0 | 0 | 0 | 0 | 0 | 0 | 0 | 76.2617 | 79.0175 | -30.9995 | -0.76607 | 0 | 0 | 0 | 0 | 0 | 0 | 0
0.541666666666667288September | Resource 1 | Sublap 1 | 13:00 | 2 | 88 | September | 18000 | 0 | 0 | 0 | 0 | 0 | 0 | 0 | 0 | 0 | 0 | 0 | 0 | 0 | 4.486 | 4.6481 | -1.8235 | -0.045063 | 0 | 0 | 0 | 0 | 0 | 0 | 0 | 0 | 0 | 0 | 0 | 0 | 0 | 0 | 0 | 0 | 0 | 0 | 0 | 0 | 80.7476 | 83.6656 | -32.8231 | -0.81114 | 0 | 0 | 0 | 0 | 0 | 0 | 0
0.541666666666667288October | Resource 1 | Sublap 1 | 13:00 | 2 | 88 | October | 19000 | 0 | 0 | 0 | 0 | 0 | 0 | 0 | 0 | 0 | 0 | 0 | 0 | 0 | 4.486 | 4.6481 | -1.8235 | -0.045063 | 0 | 0 | 0 | 0 | 0 | 0 | 0 | 0 | 0 | 0 | 0 | 0 | 0 | 0 | 0 | 0 | 0 | 0 | 0 | 0 | 85.2336 | 88.3137 | -34.6465 | -0.8562 | 0 | 0 | 0 | 0 | 0 | 0 | 0
0.541666666666667288November | Resource 1 | Sublap 1 | 13:00 | 2 | 88 | November | 20000 | 0 | 0 | 0 | 0 | 0 | 0 | 0 | 0 | 0 | 0 | 0 | 0 | 0 | 4.486 | 4.6481 | -1.8235 | -0.045063 | 0 | 0 | 0 | 0 | 0 | 0 | 0 | 0 | 0 | 0 | 0 | 0 | 0 | 0 | 0 | 0 | 0 | 0 | 0 | 0 | 89.7196 | 92.9618 | -36.4701 | -0.90126 | 0 | 0 | 0 | 0 | 0 | 0 | 0
0.541666666666667288December | Resource 1 | Sublap 1 | 13:00 | 2 | 88 | December | 21000 | 0 | 0 | 0 | 0 | 0 | 0 | 0 | 0 | 0 | 0 | 0 | 0 | 0 | 4.486 | 4.6481 | -1.8235 | -0.045063 | 0 | 0 | 0 | 0 | 0 | 0 | 0 | 0 | 0 | 0 | 0 | 0 | 0 | 0 | 0 | 0 | 0 | 0 | 0 | 0 | 94.2056 | 97.6099 | -38.2936 | -0.94632 | 0 | 0 | 0 | 0 | 0 | 0 | 0
0.541666666666667289January | Resource 1 | Sublap 1 | 13:00 | 2 | 89 | January | 10000 | 0 | 0 | 0 | 0 | 0 | 0 | 0 | 0 | 0 | 0 | 0 | 0 | 0 | 4.5599 | 4.5781 | -1.7744 | -0.043853 | 0 | 0 | 0 | 0 | 0 | 0 | 0 | 0 | 0 | 0 | 0 | 0 | 0 | 0 | 0 | 0 | 0 | 0 | 0 | 0 | 45.5994 | 45.7808 | -17.7438 | -0.43853 | 0 | 0 | 0 | 0 | 0 | 0 | 0
0.541666666666667289February | Resource 1 | Sublap 1 | 13:00 | 2 | 89 | February | 11000 | 0 | 0 | 0 | 0 | 0 | 0 | 0 | 0 | 0 | 0 | 0 | 0 | 0 | 4.5599 | 4.5781 | -1.7744 | -0.043853 | 0 | 0 | 0 | 0 | 0 | 0 | 0 | 0 | 0 | 0 | 0 | 0 | 0 | 0 | 0 | 0 | 0 | 0 | 0 | 0 | 50.1594 | 50.3588 | -19.5182 | -0.48239 | 0 | 0 | 0 | 0 | 0 | 0 | 0
0.541666666666667289March | Resource 1 | Sublap 1 | 13:00 | 2 | 89 | March | 12000 | 0 | 0 | 0 | 0 | 0 | 0 | 0 | 0 | 0 | 0 | 0 | 0 | 0 | 4.5599 | 4.5781 | -1.7744 | -0.043853 | 0 | 0 | 0 | 0 | 0 | 0 | 0 | 0 | 0 | 0 | 0 | 0 | 0 | 0 | 0 | 0 | 0 | 0 | 0 | 0 | 54.7193 | 54.9369 | -21.2926 | -0.52624 | 0 | 0 | 0 | 0 | 0 | 0 | 0
0.541666666666667289April | Resource 1 | Sublap 1 | 13:00 | 2 | 89 | April | 13000 | 0 | 0 | 0 | 0 | 0 | 0 | 0 | 0 | 0 | 0 | 0 | 0 | 0 | 4.5599 | 4.5781 | -1.7744 | -0.043853 | 0 | 0 | 0 | 0 | 0 | 0 | 0 | 0 | 0 | 0 | 0 | 0 | 0 | 0 | 0 | 0 | 0 | 0 | 0 | 0 | 59.2792 | 59.515 | -23.067 | -0.57009 | 0 | 0 | 0 | 0 | 0 | 0 | 0
0.541666666666667289May | Resource 1 | Sublap 1 | 13:00 | 2 | 89 | May | 14000 | 0 | 0 | 0 | 0 | 0 | 0 | 0 | 0 | 0 | 0 | 0 | 0 | 0 | 4.5599 | 4.5781 | -1.7744 | -0.043853 | 0 | 0 | 0 | 0 | 0 | 0 | 0 | 0 | 0 | 0 | 0 | 0 | 0 | 0 | 0 | 0 | 0 | 0 | 0 | 0 | 63.8392 | 64.0931 | -24.8414 | -0.61394 | 0 | 0 | 0 | 0 | 0 | 0 | 0
0.541666666666667289June | Resource 1 | Sublap 1 | 13:00 | 2 | 89 | June | 15000 | 0 | 0 | 0 | 0 | 0 | 0 | 0 | 0 | 0 | 0 | 0 | 0 | 0 | 4.5599 | 4.5781 | -1.7744 | -0.043853 | 0 | 0 | 0 | 0 | 0 | 0 | 0 | 0 | 0 | 0 | 0 | 0 | 0 | 0 | 0 | 0 | 0 | 0 | 0 | 0 | 68.3991 | 68.6711 | -26.6158 | -0.6578 | 0 | 0 | 0 | 0 | 0 | 0 | 0
0.541666666666667289July | Resource 1 | Sublap 1 | 13:00 | 2 | 89 | July | 16000 | 0 | 0 | 0 | 0 | 0 | 0 | 0 | 0 | 0 | 0 | 0 | 0 | 0 | 4.5599 | 4.5781 | -1.7744 | -0.043853 | 0 | 0 | 0 | 0 | 0 | 0 | 0 | 0 | 0 | 0 | 0 | 0 | 0 | 0 | 0 | 0 | 0 | 0 | 0 | 0 | 72.9591 | 73.2492 | -28.3902 | -0.70165 | 0 | 0 | 0 | 0 | 0 | 0 | 0
0.541666666666667289August | Resource 1 | Sublap 1 | 13:00 | 2 | 89 | August | 17000 | 0 | 0 | 0 | 0 | 0 | 0 | 0 | 0 | 0 | 0 | 0 | 0 | 0 | 4.5599 | 4.5781 | -1.7744 | -0.043853 | 0 | 0 | 0 | 0 | 0 | 0 | 0 | 0 | 0 | 0 | 0 | 0 | 0 | 0 | 0 | 0 | 0 | 0 | 0 | 0 | 77.519 | 77.8273 | -30.1645 | -0.7455 | 0 | 0 | 0 | 0 | 0 | 0 | 0
0.541666666666667289September | Resource 1 | Sublap 1 | 13:00 | 2 | 89 | September | 18000 | 0 | 0 | 0 | 0 | 0 | 0 | 0 | 0 | 0 | 0 | 0 | 0 | 0 | 4.5599 | 4.5781 | -1.7744 | -0.043853 | 0 | 0 | 0 | 0 | 0 | 0 | 0 | 0 | 0 | 0 | 0 | 0 | 0 | 0 | 0 | 0 | 0 | 0 | 0 | 0 | 82.0789 | 82.4054 | -31.9389 | -0.78936 | 0 | 0 | 0 | 0 | 0 | 0 | 0
0.541666666666667289October | Resource 1 | Sublap 1 | 13:00 | 2 | 89 | October | 19000 | 0 | 0 | 0 | 0 | 0 | 0 | 0 | 0 | 0 | 0 | 0 | 0 | 0 | 4.5599 | 4.5781 | -1.7744 | -0.043853 | 0 | 0 | 0 | 0 | 0 | 0 | 0 | 0 | 0 | 0 | 0 | 0 | 0 | 0 | 0 | 0 | 0 | 0 | 0 | 0 | 86.6389 | 86.9834 | -33.7133 | -0.83321 | 0 | 0 | 0 | 0 | 0 | 0 | 0
0.541666666666667289November | Resource 1 | Sublap 1 | 13:00 | 2 | 89 | November | 20000 | 0 | 0 | 0 | 0 | 0 | 0 | 0 | 0 | 0 | 0 | 0 | 0 | 0 | 4.5599 | 4.5781 | -1.7744 | -0.043853 | 0 | 0 | 0 | 0 | 0 | 0 | 0 | 0 | 0 | 0 | 0 | 0 | 0 | 0 | 0 | 0 | 0 | 0 | 0 | 0 | 91.1988 | 91.5615 | -35.4877 | -0.87706 | 0 | 0 | 0 | 0 | 0 | 0 | 0
0.541666666666667289December | Resource 1 | Sublap 1 | 13:00 | 2 | 89 | December | 21000 | 0 | 0 | 0 | 0 | 0 | 0 | 0 | 0 | 0 | 0 | 0 | 0 | 0 | 4.5599 | 4.5781 | -1.7744 | -0.043853 | 0 | 0 | 0 | 0 | 0 | 0 | 0 | 0 | 0 | 0 | 0 | 0 | 0 | 0 | 0 | 0 | 0 | 0 | 0 | 0 | 95.7588 | 96.1396 | -37.2621 | -0.92092 | 0 | 0 | 0 | 0 | 0 | 0 | 0
0.541666666666667290January | Resource 1 | Sublap 1 | 13:00 | 2 | 90 | January | 10000 | 0 | 0 | 0 | 0 | 0 | 0 | 0 | 0 | 0 | 0 | 0 | 0 | 0 | 5.3674 | 5.4257 | -2.0068 | -0.049578 | 0 | 0 | 0 | 0 | 0 | 0 | 0 | 0 | 0 | 0 | 0 | 0 | 0 | 0 | 0 | 0 | 0 | 0 | 0 | 0 | 53.6738 | 54.2569 | -20.0679 | -0.49578 | 0 | 0 | 0 | 0 | 0 | 0 | 0
0.541666666666667290February | Resource 1 | Sublap 1 | 13:00 | 2 | 90 | February | 11000 | 0 | 0 | 0 | 0 | 0 | 0 | 0 | 0 | 0 | 0 | 0 | 0 | 0 | 5.3674 | 5.4257 | -2.0068 | -0.049578 | 0 | 0 | 0 | 0 | 0 | 0 | 0 | 0 | 0 | 0 | 0 | 0 | 0 | 0 | 0 | 0 | 0 | 0 | 0 | 0 | 59.0412 | 59.6825 | -22.0747 | -0.54535 | 0 | 0 | 0 | 0 | 0 | 0 | 0
0.541666666666667290March | Resource 1 | Sublap 1 | 13:00 | 2 | 90 | March | 12000 | 0 | 0 | 0 | 0 | 0 | 0 | 0 | 0 | 0 | 0 | 0 | 0 | 0 | 5.3674 | 5.4257 | -2.0068 | -0.049578 | 0 | 0 | 0 | 0 | 0 | 0 | 0 | 0 | 0 | 0 | 0 | 0 | 0 | 0 | 0 | 0 | 0 | 0 | 0 | 0 | 64.4086 | 65.1082 | -24.0815 | -0.59493 | 0 | 0 | 0 | 0 | 0 | 0 | 0
0.541666666666667290April | Resource 1 | Sublap 1 | 13:00 | 2 | 90 | April | 13000 | 0 | 0 | 0 | 0 | 0 | 0 | 0 | 0 | 0 | 0 | 0 | 0 | 0 | 5.3674 | 5.4257 | -2.0068 | -0.049578 | 0 | 0 | 0 | 0 | 0 | 0 | 0 | 0 | 0 | 0 | 0 | 0 | 0 | 0 | 0 | 0 | 0 | 0 | 0 | 0 | 69.776 | 70.5339 | -26.0882 | -0.64451 | 0 | 0 | 0 | 0 | 0 | 0 | 0
0.541666666666667290May | Resource 1 | Sublap 1 | 13:00 | 2 | 90 | May | 14000 | 0 | 0 | 0 | 0 | 0 | 0 | 0 | 0 | 0 | 0 | 0 | 0 | 0 | 5.3674 | 5.4257 | -2.0068 | -0.049578 | 0 | 0 | 0 | 0 | 0 | 0 | 0 | 0 | 0 | 0 | 0 | 0 | 0 | 0 | 0 | 0 | 0 | 0 | 0 | 0 | 75.1433 | 75.9596 | -28.095 | -0.69409 | 0 | 0 | 0 | 0 | 0 | 0 | 0
0.541666666666667290June | Resource 1 | Sublap 1 | 13:00 | 2 | 90 | June | 15000 | 0 | 0 | 0 | 0 | 0 | 0 | 0 | 0 | 0 | 0 | 0 | 0 | 0 | 5.3674 | 5.4257 | -2.0068 | -0.049578 | 0 | 0 | 0 | 0 | 0 | 0 | 0 | 0 | 0 | 0 | 0 | 0 | 0 | 0 | 0 | 0 | 0 | 0 | 0 | 0 | 80.5107 | 81.3853 | -30.1018 | -0.74367 | 0 | 0 | 0 | 0 | 0 | 0 | 0
0.541666666666667290July | Resource 1 | Sublap 1 | 13:00 | 2 | 90 | July | 16000 | 0 | 0 | 0 | 0 | 0 | 0 | 0 | 0 | 0 | 0 | 0 | 0 | 0 | 5.3674 | 5.4257 | -2.0068 | -0.049578 | 0 | 0 | 0 | 0 | 0 | 0 | 0 | 0 | 0 | 0 | 0 | 0 | 0 | 0 | 0 | 0 | 0 | 0 | 0 | 0 | 85.8781 | 86.811 | -32.1086 | -0.79324 | 0 | 0 | 0 | 0 | 0 | 0 | 0
0.541666666666667290August | Resource 1 | Sublap 1 | 13:00 | 2 | 90 | August | 17000 | 0 | 0 | 0 | 0 | 0 | 0 | 0 | 0 | 0 | 0 | 0 | 0 | 0 | 5.3674 | 5.4257 | -2.0068 | -0.049578 | 0 | 0 | 0 | 0 | 0 | 0 | 0 | 0 | 0 | 0 | 0 | 0 | 0 | 0 | 0 | 0 | 0 | 0 | 0 | 0 | 91.2455 | 92.2367 | -34.1154 | -0.84282 | 0 | 0 | 0 | 0 | 0 | 0 | 0
0.541666666666667290September | Resource 1 | Sublap 1 | 13:00 | 2 | 90 | September | 18000 | 0 | 0 | 0 | 0 | 0 | 0 | 0 | 0 | 0 | 0 | 0 | 0 | 0 | 5.3674 | 5.4257 | -2.0068 | -0.049578 | 0 | 0 | 0 | 0 | 0 | 0 | 0 | 0 | 0 | 0 | 0 | 0 | 0 | 0 | 0 | 0 | 0 | 0 | 0 | 0 | 96.6129 | 97.6624 | -36.1222 | -0.8924 | 0 | 0 | 0 | 0 | 0 | 0 | 0
0.541666666666667290October | Resource 1 | Sublap 1 | 13:00 | 2 | 90 | October | 19000 | 0 | 0 | 0 | 0 | 0 | 0 | 0 | 0 | 0 | 0 | 0 | 0 | 0 | 5.3674 | 5.4257 | -2.0068 | -0.049578 | 0 | 0 | 0 | 0 | 0 | 0 | 0 | 0 | 0 | 0 | 0 | 0 | 0 | 0 | 0 | 0 | 0 | 0 | 0 | 0 | 101.9803 | 103.088 | -38.129 | -0.94198 | 0 | 0 | 0 | 0 | 0 | 0 | 0
0.541666666666667290November | Resource 1 | Sublap 1 | 13:00 | 2 | 90 | November | 20000 | 0 | 0 | 0 | 0 | 0 | 0 | 0 | 0 | 0 | 0 | 0 | 0 | 0 | 5.3674 | 5.4257 | -2.0068 | -0.049578 | 0 | 0 | 0 | 0 | 0 | 0 | 0 | 0 | 0 | 0 | 0 | 0 | 0 | 0 | 0 | 0 | 0 | 0 | 0 | 0 | 107.3476 | 108.5137 | -40.1358 | -0.99155 | 0 | 0 | 0 | 0 | 0 | 0 | 0
0.541666666666667290December | Resource 1 | Sublap 1 | 13:00 | 2 | 90 | December | 21000 | 0 | 0 | 0 | 0 | 0 | 0 | 0 | 0 | 0 | 0 | 0 | 0 | 0 | 5.3674 | 5.4257 | -2.0068 | -0.049578 | 0 | 0 | 0 | 0 | 0 | 0 | 0 | 0 | 0 | 0 | 0 | 0 | 0 | 0 | 0 | 0 | 0 | 0 | 0 | 0 | 112.715 | 113.9394 | -42.1426 | -1.0411 | 0 | 0 | 0 | 0 | 0 | 0 | 0
0.541666666666667291January | Resource 1 | Sublap 1 | 13:00 | 2 | 91 | January | 10000 | 0 | 0 | 0 | 0 | 0 | 0 | 0 | 0 | 0 | 0 | 0 | 0 | 0 | 6.2018 | 6.381 | -2.2613 | -0.055847 | 0 | 0 | 0 | 0 | 0 | 0 | 0 | 0 | 0 | 0 | 0 | 0 | 0 | 0 | 0 | 0 | 0 | 0 | 0 | 0 | 62.018 | 63.8104 | -22.6131 | -0.55847 | 0 | 0 | 0 | 0 | 0 | 0 | 0
0.541666666666667291February | Resource 1 | Sublap 1 | 13:00 | 2 | 91 | February | 11000 | 0 | 0 | 0 | 0 | 0 | 0 | 0 | 0 | 0 | 0 | 0 | 0 | 0 | 6.2018 | 6.381 | -2.2613 | -0.055847 | 0 | 0 | 0 | 0 | 0 | 0 | 0 | 0 | 0 | 0 | 0 | 0 | 0 | 0 | 0 | 0 | 0 | 0 | 0 | 0 | 68.2198 | 70.1915 | -24.8744 | -0.61432 | 0 | 0 | 0 | 0 | 0 | 0 | 0
0.541666666666667291March | Resource 1 | Sublap 1 | 13:00 | 2 | 91 | March | 12000 | 0 | 0 | 0 | 0 | 0 | 0 | 0 | 0 | 0 | 0 | 0 | 0 | 0 | 6.2018 | 6.381 | -2.2613 | -0.055847 | 0 | 0 | 0 | 0 | 0 | 0 | 0 | 0 | 0 | 0 | 0 | 0 | 0 | 0 | 0 | 0 | 0 | 0 | 0 | 0 | 74.4216 | 76.5725 | -27.1357 | -0.67016 | 0 | 0 | 0 | 0 | 0 | 0 | 0
0.541666666666667291April | Resource 1 | Sublap 1 | 13:00 | 2 | 91 | April | 13000 | 0 | 0 | 0 | 0 | 0 | 0 | 0 | 0 | 0 | 0 | 0 | 0 | 0 | 6.2018 | 6.381 | -2.2613 | -0.055847 | 0 | 0 | 0 | 0 | 0 | 0 | 0 | 0 | 0 | 0 | 0 | 0 | 0 | 0 | 0 | 0 | 0 | 0 | 0 | 0 | 80.6234 | 82.9536 | -29.397 | -0.72601 | 0 | 0 | 0 | 0 | 0 | 0 | 0
0.541666666666667291May | Resource 1 | Sublap 1 | 13:00 | 2 | 91 | May | 14000 | 0 | 0 | 0 | 0 | 0 | 0 | 0 | 0 | 0 | 0 | 0 | 0 | 0 | 6.2018 | 6.381 | -2.2613 | -0.055847 | 0 | 0 | 0 | 0 | 0 | 0 | 0 | 0 | 0 | 0 | 0 | 0 | 0 | 0 | 0 | 0 | 0 | 0 | 0 | 0 | 86.8252 | 89.3346 | -31.6583 | -0.78186 | 0 | 0 | 0 | 0 | 0 | 0 | 0
0.541666666666667291June | Resource 1 | Sublap 1 | 13:00 | 2 | 91 | June | 15000 | 0 | 0 | 0 | 0 | 0 | 0 | 0 | 0 | 0 | 0 | 0 | 0 | 0 | 6.2018 | 6.381 | -2.2613 | -0.055847 | 0 | 0 | 0 | 0 | 0 | 0 | 0 | 0 | 0 | 0 | 0 | 0 | 0 | 0 | 0 | 0 | 0 | 0 | 0 | 0 | 93.0269 | 95.7157 | -33.9196 | -0.83771 | 0 | 0 | 0 | 0 | 0 | 0 | 0
0.541666666666667291July | Resource 1 | Sublap 1 | 13:00 | 2 | 91 | July | 16000 | 0 | 0 | 0 | 0 | 0 | 0 | 0 | 0 | 0 | 0 | 0 | 0 | 0 | 6.2018 | 6.381 | -2.2613 | -0.055847 | 0 | 0 | 0 | 0 | 0 | 0 | 0 | 0 | 0 | 0 | 0 | 0 | 0 | 0 | 0 | 0 | 0 | 0 | 0 | 0 | 99.2288 | 102.0967 | -36.181 | -0.89355 | 0 | 0 | 0 | 0 | 0 | 0 | 0
0.541666666666667291August | Resource 1 | Sublap 1 | 13:00 | 2 | 91 | August | 17000 | 0 | 0 | 0 | 0 | 0 | 0 | 0 | 0 | 0 | 0 | 0 | 0 | 0 | 6.2018 | 6.381 | -2.2613 | -0.055847 | 0 | 0 | 0 | 0 | 0 | 0 | 0 | 0 | 0 | 0 | 0 | 0 | 0 | 0 | 0 | 0 | 0 | 0 | 0 | 0 | 105.4305 | 108.4777 | -38.4423 | -0.9494 | 0 | 0 | 0 | 0 | 0 | 0 | 0
0.541666666666667291September | Resource 1 | Sublap 1 | 13:00 | 2 | 91 | September | 18000 | 0 | 0 | 0 | 0 | 0 | 0 | 0 | 0 | 0 | 0 | 0 | 0 | 0 | 6.2018 | 6.381 | -2.2613 | -0.055847 | 0 | 0 | 0 | 0 | 0 | 0 | 0 | 0 | 0 | 0 | 0 | 0 | 0 | 0 | 0 | 0 | 0 | 0 | 0 | 0 | 111.6323 | 114.8588 | -40.7036 | -1.0052 | 0 | 0 | 0 | 0 | 0 | 0 | 0
0.541666666666667291October | Resource 1 | Sublap 1 | 13:00 | 2 | 91 | October | 19000 | 0 | 0 | 0 | 0 | 0 | 0 | 0 | 0 | 0 | 0 | 0 | 0 | 0 | 6.2018 | 6.381 | -2.2613 | -0.055847 | 0 | 0 | 0 | 0 | 0 | 0 | 0 | 0 | 0 | 0 | 0 | 0 | 0 | 0 | 0 | 0 | 0 | 0 | 0 | 0 | 117.8341 | 121.2398 | -42.9649 | -1.0611 | 0 | 0 | 0 | 0 | 0 | 0 | 0
0.541666666666667291November | Resource 1 | Sublap 1 | 13:00 | 2 | 91 | November | 20000 | 0 | 0 | 0 | 0 | 0 | 0 | 0 | 0 | 0 | 0 | 0 | 0 | 0 | 6.2018 | 6.381 | -2.2613 | -0.055847 | 0 | 0 | 0 | 0 | 0 | 0 | 0 | 0 | 0 | 0 | 0 | 0 | 0 | 0 | 0 | 0 | 0 | 0 | 0 | 0 | 124.0359 | 127.6209 | -45.2262 | -1.1169 | 0 | 0 | 0 | 0 | 0 | 0 | 0
0.541666666666667291December | Resource 1 | Sublap 1 | 13:00 | 2 | 91 | December | 21000 | 0 | 0 | 0 | 0 | 0 | 0 | 0 | 0 | 0 | 0 | 0 | 0 | 0 | 6.2018 | 6.381 | -2.2613 | -0.055847 | 0 | 0 | 0 | 0 | 0 | 0 | 0 | 0 | 0 | 0 | 0 | 0 | 0 | 0 | 0 | 0 | 0 | 0 | 0 | 0 | 130.2377 | 134.0019 | -47.4875 | -1.1728 | 0 | 0 | 0 | 0 | 0 | 0 | 0
0.541666666666667292January | Resource 1 | Sublap 1 | 13:00 | 2 | 92 | January | 10000 | 0 | 0 | 0 | 0 | 0 | 0 | 0 | 0 | 0 | 0 | 0 | 0 | 0 | 6.4264 | 6.9121 | -2.3247 | -0.05741 | 0 | 0 | 0 | 0 | 0 | 0 | 0 | 0 | 0 | 0 | 0 | 0 | 0 | 0 | 0 | 0 | 0 | 0 | 0 | 0 | 64.2635 | 69.1207 | -23.2474 | -0.57409 | 0 | 0 | 0 | 0 | 0 | 0 | 0
0.541666666666667292February | Resource 1 | Sublap 1 | 13:00 | 2 | 92 | February | 11000 | 0 | 0 | 0 | 0 | 0 | 0 | 0 | 0 | 0 | 0 | 0 | 0 | 0 | 6.4264 | 6.9121 | -2.3247 | -0.05741 | 0 | 0 | 0 | 0 | 0 | 0 | 0 | 0 | 0 | 0 | 0 | 0 | 0 | 0 | 0 | 0 | 0 | 0 | 0 | 0 | 70.6899 | 76.0328 | -25.5722 | -0.6315 | 0 | 0 | 0 | 0 | 0 | 0 | 0
0.541666666666667292March | Resource 1 | Sublap 1 | 13:00 | 2 | 92 | March | 12000 | 0 | 0 | 0 | 0 | 0 | 0 | 0 | 0 | 0 | 0 | 0 | 0 | 0 | 6.4264 | 6.9121 | -2.3247 | -0.05741 | 0 | 0 | 0 | 0 | 0 | 0 | 0 | 0 | 0 | 0 | 0 | 0 | 0 | 0 | 0 | 0 | 0 | 0 | 0 | 0 | 77.1162 | 82.9449 | -27.8969 | -0.68891 | 0 | 0 | 0 | 0 | 0 | 0 | 0
0.541666666666667292April | Resource 1 | Sublap 1 | 13:00 | 2 | 92 | April | 13000 | 0 | 0 | 0 | 0 | 0 | 0 | 0 | 0 | 0 | 0 | 0 | 0 | 0 | 6.4264 | 6.9121 | -2.3247 | -0.05741 | 0 | 0 | 0 | 0 | 0 | 0 | 0 | 0 | 0 | 0 | 0 | 0 | 0 | 0 | 0 | 0 | 0 | 0 | 0 | 0 | 83.5426 | 89.8569 | -30.2217 | -0.74632 | 0 | 0 | 0 | 0 | 0 | 0 | 0
0.541666666666667292May | Resource 1 | Sublap 1 | 13:00 | 2 | 92 | May | 14000 | 0 | 0 | 0 | 0 | 0 | 0 | 0 | 0 | 0 | 0 | 0 | 0 | 0 | 6.4264 | 6.9121 | -2.3247 | -0.05741 | 0 | 0 | 0 | 0 | 0 | 0 | 0 | 0 | 0 | 0 | 0 | 0 | 0 | 0 | 0 | 0 | 0 | 0 | 0 | 0 | 89.969 | 96.769 | -32.5464 | -0.80373 | 0 | 0 | 0 | 0 | 0 | 0 | 0
0.541666666666667292June | Resource 1 | Sublap 1 | 13:00 | 2 | 92 | June | 15000 | 0 | 0 | 0 | 0 | 0 | 0 | 0 | 0 | 0 | 0 | 0 | 0 | 0 | 6.4264 | 6.9121 | -2.3247 | -0.05741 | 0 | 0 | 0 | 0 | 0 | 0 | 0 | 0 | 0 | 0 | 0 | 0 | 0 | 0 | 0 | 0 | 0 | 0 | 0 | 0 | 96.3953 | 103.6811 | -34.8712 | -0.86114 | 0 | 0 | 0 | 0 | 0 | 0 | 0
0.541666666666667292July | Resource 1 | Sublap 1 | 13:00 | 2 | 92 | July | 16000 | 0 | 0 | 0 | 0 | 0 | 0 | 0 | 0 | 0 | 0 | 0 | 0 | 0 | 6.4264 | 6.9121 | -2.3247 | -0.05741 | 0 | 0 | 0 | 0 | 0 | 0 | 0 | 0 | 0 | 0 | 0 | 0 | 0 | 0 | 0 | 0 | 0 | 0 | 0 | 0 | 102.8217 | 110.5931 | -37.1959 | -0.91855 | 0 | 0 | 0 | 0 | 0 | 0 | 0
0.541666666666667292August | Resource 1 | Sublap 1 | 13:00 | 2 | 92 | August | 17000 | 0 | 0 | 0 | 0 | 0 | 0 | 0 | 0 | 0 | 0 | 0 | 0 | 0 | 6.4264 | 6.9121 | -2.3247 | -0.05741 | 0 | 0 | 0 | 0 | 0 | 0 | 0 | 0 | 0 | 0 | 0 | 0 | 0 | 0 | 0 | 0 | 0 | 0 | 0 | 0 | 109.248 | 117.5052 | -39.5206 | -0.97596 | 0 | 0 | 0 | 0 | 0 | 0 | 0
0.541666666666667292September | Resource 1 | Sublap 1 | 13:00 | 2 | 92 | September | 18000 | 0 | 0 | 0 | 0 | 0 | 0 | 0 | 0 | 0 | 0 | 0 | 0 | 0 | 6.4264 | 6.9121 | -2.3247 | -0.05741 | 0 | 0 | 0 | 0 | 0 | 0 | 0 | 0 | 0 | 0 | 0 | 0 | 0 | 0 | 0 | 0 | 0 | 0 | 0 | 0 | 115.6744 | 124.4173 | -41.8454 | -1.0334 | 0 | 0 | 0 | 0 | 0 | 0 | 0
0.541666666666667292October | Resource 1 | Sublap 1 | 13:00 | 2 | 92 | October | 19000 | 0 | 0 | 0 | 0 | 0 | 0 | 0 | 0 | 0 | 0 | 0 | 0 | 0 | 6.4264 | 6.9121 | -2.3247 | -0.05741 | 0 | 0 | 0 | 0 | 0 | 0 | 0 | 0 | 0 | 0 | 0 | 0 | 0 | 0 | 0 | 0 | 0 | 0 | 0 | 0 | 122.1007 | 131.3293 | -44.1701 | -1.0908 | 0 | 0 | 0 | 0 | 0 | 0 | 0
0.541666666666667292November | Resource 1 | Sublap 1 | 13:00 | 2 | 92 | November | 20000 | 0 | 0 | 0 | 0 | 0 | 0 | 0 | 0 | 0 | 0 | 0 | 0 | 0 | 6.4264 | 6.9121 | -2.3247 | -0.05741 | 0 | 0 | 0 | 0 | 0 | 0 | 0 | 0 | 0 | 0 | 0 | 0 | 0 | 0 | 0 | 0 | 0 | 0 | 0 | 0 | 128.5271 | 138.2414 | -46.4949 | -1.1482 | 0 | 0 | 0 | 0 | 0 | 0 | 0
0.541666666666667292December | Resource 1 | Sublap 1 | 13:00 | 2 | 92 | December | 21000 | 0 | 0 | 0 | 0 | 0 | 0 | 0 | 0 | 0 | 0 | 0 | 0 | 0 | 6.4264 | 6.9121 | -2.3247 | -0.05741 | 0 | 0 | 0 | 0 | 0 | 0 | 0 | 0 | 0 | 0 | 0 | 0 | 0 | 0 | 0 | 0 | 0 | 0 | 0 | 0 | 134.9534 | 145.1535 | -48.8196 | -1.2056 | 0 | 0 | 0 | 0 | 0 | 0 | 0
0.541666666666667293January | Resource 1 | Sublap 1 | 13:00 | 2 | 93 | January | 10000 | 0 | 0 | 0 | 0 | 0 | 0 | 0 | 0 | 0 | 0 | 0 | 0 | 0 | 6.8946 | 7.4329 | -2.4901 | -0.061482 | 0 | 0 | 0 | 0 | 0 | 0 | 0 | 0 | 0 | 0 | 0 | 0 | 0 | 0 | 0 | 0 | 0 | 0 | 0 | 0 | 68.9461 | 74.329 | -24.9006 | -0.61482 | 0 | 0 | 0 | 0 | 0 | 0 | 0
0.541666666666667293February | Resource 1 | Sublap 1 | 13:00 | 2 | 93 | February | 11000 | 0 | 0 | 0 | 0 | 0 | 0 | 0 | 0 | 0 | 0 | 0 | 0 | 0 | 6.8946 | 7.4329 | -2.4901 | -0.061482 | 0 | 0 | 0 | 0 | 0 | 0 | 0 | 0 | 0 | 0 | 0 | 0 | 0 | 0 | 0 | 0 | 0 | 0 | 0 | 0 | 75.8407 | 81.762 | -27.3907 | -0.6763 | 0 | 0 | 0 | 0 | 0 | 0 | 0
0.541666666666667293March | Resource 1 | Sublap 1 | 13:00 | 2 | 93 | March | 12000 | 0 | 0 | 0 | 0 | 0 | 0 | 0 | 0 | 0 | 0 | 0 | 0 | 0 | 6.8946 | 7.4329 | -2.4901 | -0.061482 | 0 | 0 | 0 | 0 | 0 | 0 | 0 | 0 | 0 | 0 | 0 | 0 | 0 | 0 | 0 | 0 | 0 | 0 | 0 | 0 | 82.7353 | 89.1949 | -29.8808 | -0.73778 | 0 | 0 | 0 | 0 | 0 | 0 | 0
0.541666666666667293April | Resource 1 | Sublap 1 | 13:00 | 2 | 93 | April | 13000 | 0 | 0 | 0 | 0 | 0 | 0 | 0 | 0 | 0 | 0 | 0 | 0 | 0 | 6.8946 | 7.4329 | -2.4901 | -0.061482 | 0 | 0 | 0 | 0 | 0 | 0 | 0 | 0 | 0 | 0 | 0 | 0 | 0 | 0 | 0 | 0 | 0 | 0 | 0 | 0 | 89.6299 | 96.6278 | -32.3708 | -0.79926 | 0 | 0 | 0 | 0 | 0 | 0 | 0
0.541666666666667293May | Resource 1 | Sublap 1 | 13:00 | 2 | 93 | May | 14000 | 0 | 0 | 0 | 0 | 0 | 0 | 0 | 0 | 0 | 0 | 0 | 0 | 0 | 6.8946 | 7.4329 | -2.4901 | -0.061482 | 0 | 0 | 0 | 0 | 0 | 0 | 0 | 0 | 0 | 0 | 0 | 0 | 0 | 0 | 0 | 0 | 0 | 0 | 0 | 0 | 96.5245 | 104.0607 | -34.8609 | -0.86074 | 0 | 0 | 0 | 0 | 0 | 0 | 0
0.541666666666667293June | Resource 1 | Sublap 1 | 13:00 | 2 | 93 | June | 15000 | 0 | 0 | 0 | 0 | 0 | 0 | 0 | 0 | 0 | 0 | 0 | 0 | 0 | 6.8946 | 7.4329 | -2.4901 | -0.061482 | 0 | 0 | 0 | 0 | 0 | 0 | 0 | 0 | 0 | 0 | 0 | 0 | 0 | 0 | 0 | 0 | 0 | 0 | 0 | 0 | 103.4191 | 111.4936 | -37.351 | -0.92222 | 0 | 0 | 0 | 0 | 0 | 0 | 0
0.541666666666667293July | Resource 1 | Sublap 1 | 13:00 | 2 | 93 | July | 16000 | 0 | 0 | 0 | 0 | 0 | 0 | 0 | 0 | 0 | 0 | 0 | 0 | 0 | 6.8946 | 7.4329 | -2.4901 | -0.061482 | 0 | 0 | 0 | 0 | 0 | 0 | 0 | 0 | 0 | 0 | 0 | 0 | 0 | 0 | 0 | 0 | 0 | 0 | 0 | 0 | 110.3138 | 118.9265 | -39.841 | -0.98371 | 0 | 0 | 0 | 0 | 0 | 0 | 0
0.541666666666667293August | Resource 1 | Sublap 1 | 13:00 | 2 | 93 | August | 17000 | 0 | 0 | 0 | 0 | 0 | 0 | 0 | 0 | 0 | 0 | 0 | 0 | 0 | 6.8946 | 7.4329 | -2.4901 | -0.061482 | 0 | 0 | 0 | 0 | 0 | 0 | 0 | 0 | 0 | 0 | 0 | 0 | 0 | 0 | 0 | 0 | 0 | 0 | 0 | 0 | 117.2084 | 126.3594 | -42.3311 | -1.0452 | 0 | 0 | 0 | 0 | 0 | 0 | 0
0.541666666666667293September | Resource 1 | Sublap 1 | 13:00 | 2 | 93 | September | 18000 | 0 | 0 | 0 | 0 | 0 | 0 | 0 | 0 | 0 | 0 | 0 | 0 | 0 | 6.8946 | 7.4329 | -2.4901 | -0.061482 | 0 | 0 | 0 | 0 | 0 | 0 | 0 | 0 | 0 | 0 | 0 | 0 | 0 | 0 | 0 | 0 | 0 | 0 | 0 | 0 | 124.103 | 133.7923 | -44.8212 | -1.1067 | 0 | 0 | 0 | 0 | 0 | 0 | 0
0.541666666666667293October | Resource 1 | Sublap 1 | 13:00 | 2 | 93 | October | 19000 | 0 | 0 | 0 | 0 | 0 | 0 | 0 | 0 | 0 | 0 | 0 | 0 | 0 | 6.8946 | 7.4329 | -2.4901 | -0.061482 | 0 | 0 | 0 | 0 | 0 | 0 | 0 | 0 | 0 | 0 | 0 | 0 | 0 | 0 | 0 | 0 | 0 | 0 | 0 | 0 | 130.9976 | 141.2252 | -47.3112 | -1.1682 | 0 | 0 | 0 | 0 | 0 | 0 | 0
0.541666666666667293November | Resource 1 | Sublap 1 | 13:00 | 2 | 93 | November | 20000 | 0 | 0 | 0 | 0 | 0 | 0 | 0 | 0 | 0 | 0 | 0 | 0 | 0 | 6.8946 | 7.4329 | -2.4901 | -0.061482 | 0 | 0 | 0 | 0 | 0 | 0 | 0 | 0 | 0 | 0 | 0 | 0 | 0 | 0 | 0 | 0 | 0 | 0 | 0 | 0 | 137.8922 | 148.6581 | -49.8013 | -1.2296 | 0 | 0 | 0 | 0 | 0 | 0 | 0
0.541666666666667293December | Resource 1 | Sublap 1 | 13:00 | 2 | 93 | December | 21000 | 0 | 0 | 0 | 0 | 0 | 0 | 0 | 0 | 0 | 0 | 0 | 0 | 0 | 6.8946 | 7.4329 | -2.4901 | -0.061482 | 0 | 0 | 0 | 0 | 0 | 0 | 0 | 0 | 0 | 0 | 0 | 0 | 0 | 0 | 0 | 0 | 0 | 0 | 0 | 0 | 144.7868 | 156.091 | -52.2914 | -1.2911 | 0 | 0 | 0 | 0 | 0 | 0 | 0
0.541666666666667294January | Resource 1 | Sublap 1 | 13:00 | 2 | 94 | January | 10000 | 0 | 0 | 0 | 0 | 0 | 0 | 0 | 0 | 0 | 0 | 0 | 0 | 0 | 6.9082 | 7.4103 | -2.4931 | -0.061558 | 0 | 0 | 0 | 0 | 0 | 0 | 0 | 0 | 0 | 0 | 0 | 0 | 0 | 0 | 0 | 0 | 0 | 0 | 0 | 0 | 69.0818 | 74.1031 | -24.9314 | -0.61557 | 0 | 0 | 0 | 0 | 0 | 0 | 0
0.541666666666667294February | Resource 1 | Sublap 1 | 13:00 | 2 | 94 | February | 11000 | 0 | 0 | 0 | 0 | 0 | 0 | 0 | 0 | 0 | 0 | 0 | 0 | 0 | 6.9082 | 7.4103 | -2.4931 | -0.061558 | 0 | 0 | 0 | 0 | 0 | 0 | 0 | 0 | 0 | 0 | 0 | 0 | 0 | 0 | 0 | 0 | 0 | 0 | 0 | 0 | 75.9899 | 81.5134 | -27.4246 | -0.67713 | 0 | 0 | 0 | 0 | 0 | 0 | 0
0.541666666666667294March | Resource 1 | Sublap 1 | 13:00 | 2 | 94 | March | 12000 | 0 | 0 | 0 | 0 | 0 | 0 | 0 | 0 | 0 | 0 | 0 | 0 | 0 | 6.9082 | 7.4103 | -2.4931 | -0.061558 | 0 | 0 | 0 | 0 | 0 | 0 | 0 | 0 | 0 | 0 | 0 | 0 | 0 | 0 | 0 | 0 | 0 | 0 | 0 | 0 | 82.8981 | 88.9237 | -29.9177 | -0.73869 | 0 | 0 | 0 | 0 | 0 | 0 | 0
0.541666666666667294April | Resource 1 | Sublap 1 | 13:00 | 2 | 94 | April | 13000 | 0 | 0 | 0 | 0 | 0 | 0 | 0 | 0 | 0 | 0 | 0 | 0 | 0 | 6.9082 | 7.4103 | -2.4931 | -0.061558 | 0 | 0 | 0 | 0 | 0 | 0 | 0 | 0 | 0 | 0 | 0 | 0 | 0 | 0 | 0 | 0 | 0 | 0 | 0 | 0 | 89.8063 | 96.334 | -32.4109 | -0.80025 | 0 | 0 | 0 | 0 | 0 | 0 | 0
0.541666666666667294May | Resource 1 | Sublap 1 | 13:00 | 2 | 94 | May | 14000 | 0 | 0 | 0 | 0 | 0 | 0 | 0 | 0 | 0 | 0 | 0 | 0 | 0 | 6.9082 | 7.4103 | -2.4931 | -0.061558 | 0 | 0 | 0 | 0 | 0 | 0 | 0 | 0 | 0 | 0 | 0 | 0 | 0 | 0 | 0 | 0 | 0 | 0 | 0 | 0 | 96.7145 | 103.7443 | -34.904 | -0.8618 | 0 | 0 | 0 | 0 | 0 | 0 | 0
0.541666666666667294June | Resource 1 | Sublap 1 | 13:00 | 2 | 94 | June | 15000 | 0 | 0 | 0 | 0 | 0 | 0 | 0 | 0 | 0 | 0 | 0 | 0 | 0 | 6.9082 | 7.4103 | -2.4931 | -0.061558 | 0 | 0 | 0 | 0 | 0 | 0 | 0 | 0 | 0 | 0 | 0 | 0 | 0 | 0 | 0 | 0 | 0 | 0 | 0 | 0 | 103.6227 | 111.1546 | -37.3972 | -0.92336 | 0 | 0 | 0 | 0 | 0 | 0 | 0
0.541666666666667294July | Resource 1 | Sublap 1 | 13:00 | 2 | 94 | July | 16000 | 0 | 0 | 0 | 0 | 0 | 0 | 0 | 0 | 0 | 0 | 0 | 0 | 0 | 6.9082 | 7.4103 | -2.4931 | -0.061558 | 0 | 0 | 0 | 0 | 0 | 0 | 0 | 0 | 0 | 0 | 0 | 0 | 0 | 0 | 0 | 0 | 0 | 0 | 0 | 0 | 110.5308 | 118.5649 | -39.8903 | -0.98492 | 0 | 0 | 0 | 0 | 0 | 0 | 0
0.541666666666667294August | Resource 1 | Sublap 1 | 13:00 | 2 | 94 | August | 17000 | 0 | 0 | 0 | 0 | 0 | 0 | 0 | 0 | 0 | 0 | 0 | 0 | 0 | 6.9082 | 7.4103 | -2.4931 | -0.061558 | 0 | 0 | 0 | 0 | 0 | 0 | 0 | 0 | 0 | 0 | 0 | 0 | 0 | 0 | 0 | 0 | 0 | 0 | 0 | 0 | 117.439 | 125.9752 | -42.3835 | -1.0465 | 0 | 0 | 0 | 0 | 0 | 0 | 0
0.541666666666667294September | Resource 1 | Sublap 1 | 13:00 | 2 | 94 | September | 18000 | 0 | 0 | 0 | 0 | 0 | 0 | 0 | 0 | 0 | 0 | 0 | 0 | 0 | 6.9082 | 7.4103 | -2.4931 | -0.061558 | 0 | 0 | 0 | 0 | 0 | 0 | 0 | 0 | 0 | 0 | 0 | 0 | 0 | 0 | 0 | 0 | 0 | 0 | 0 | 0 | 124.3472 | 133.3855 | -44.8766 | -1.108 | 0 | 0 | 0 | 0 | 0 | 0 | 0
0.541666666666667294October | Resource 1 | Sublap 1 | 13:00 | 2 | 94 | October | 19000 | 0 | 0 | 0 | 0 | 0 | 0 | 0 | 0 | 0 | 0 | 0 | 0 | 0 | 6.9082 | 7.4103 | -2.4931 | -0.061558 | 0 | 0 | 0 | 0 | 0 | 0 | 0 | 0 | 0 | 0 | 0 | 0 | 0 | 0 | 0 | 0 | 0 | 0 | 0 | 0 | 131.2554 | 140.7958 | -47.3697 | -1.1696 | 0 | 0 | 0 | 0 | 0 | 0 | 0
0.541666666666667294November | Resource 1 | Sublap 1 | 13:00 | 2 | 94 | November | 20000 | 0 | 0 | 0 | 0 | 0 | 0 | 0 | 0 | 0 | 0 | 0 | 0 | 0 | 6.9082 | 7.4103 | -2.4931 | -0.061558 | 0 | 0 | 0 | 0 | 0 | 0 | 0 | 0 | 0 | 0 | 0 | 0 | 0 | 0 | 0 | 0 | 0 | 0 | 0 | 0 | 138.1635 | 148.2061 | -49.8629 | -1.2311 | 0 | 0 | 0 | 0 | 0 | 0 | 0
0.541666666666667294December | Resource 1 | Sublap 1 | 13:00 | 2 | 94 | December | 21000 | 0 | 0 | 0 | 0 | 0 | 0 | 0 | 0 | 0 | 0 | 0 | 0 | 0 | 6.9082 | 7.4103 | -2.4931 | -0.061558 | 0 | 0 | 0 | 0 | 0 | 0 | 0 | 0 | 0 | 0 | 0 | 0 | 0 | 0 | 0 | 0 | 0 | 0 | 0 | 0 | 145.0717 | 155.6164 | -52.356 | -1.2927 | 0 | 0 | 0 | 0 | 0 | 0 | 0
0.541666666666667295January | Resource 1 | Sublap 1 | 13:00 | 2 | 95 | January | 10000 | 0 | 0 | 0 | 0 | 0 | 0 | 0 | 0 | 0 | 0 | 0 | 0 | 0 | 9.1233 | 10.1512 | -3.2577 | -0.080391 | 0 | 0 | 0 | 0 | 0 | 0 | 0 | 0 | 0 | 0 | 0 | 0 | 0 | 0 | 0 | 0 | 0 | 0 | 0 | 0 | 91.2331 | 101.512 | -32.5774 | -0.80391 | 0 | 0 | 0 | 0 | 0 | 0 | 0
0.541666666666667295February | Resource 1 | Sublap 1 | 13:00 | 2 | 95 | February | 11000 | 0 | 0 | 0 | 0 | 0 | 0 | 0 | 0 | 0 | 0 | 0 | 0 | 0 | 9.1233 | 10.1512 | -3.2577 | -0.080391 | 0 | 0 | 0 | 0 | 0 | 0 | 0 | 0 | 0 | 0 | 0 | 0 | 0 | 0 | 0 | 0 | 0 | 0 | 0 | 0 | 100.3564 | 111.6632 | -35.8352 | -0.8843 | 0 | 0 | 0 | 0 | 0 | 0 | 0
0.541666666666667295March | Resource 1 | Sublap 1 | 13:00 | 2 | 95 | March | 12000 | 0 | 0 | 0 | 0 | 0 | 0 | 0 | 0 | 0 | 0 | 0 | 0 | 0 | 9.1233 | 10.1512 | -3.2577 | -0.080391 | 0 | 0 | 0 | 0 | 0 | 0 | 0 | 0 | 0 | 0 | 0 | 0 | 0 | 0 | 0 | 0 | 0 | 0 | 0 | 0 | 109.4797 | 121.8143 | -39.0929 | -0.96469 | 0 | 0 | 0 | 0 | 0 | 0 | 0
0.541666666666667295April | Resource 1 | Sublap 1 | 13:00 | 2 | 95 | April | 13000 | 0 | 0 | 0 | 0 | 0 | 0 | 0 | 0 | 0 | 0 | 0 | 0 | 0 | 9.1233 | 10.1512 | -3.2577 | -0.080391 | 0 | 0 | 0 | 0 | 0 | 0 | 0 | 0 | 0 | 0 | 0 | 0 | 0 | 0 | 0 | 0 | 0 | 0 | 0 | 0 | 118.603 | 131.9655 | -42.3507 | -1.0451 | 0 | 0 | 0 | 0 | 0 | 0 | 0
0.541666666666667295May | Resource 1 | Sublap 1 | 13:00 | 2 | 95 | May | 14000 | 0 | 0 | 0 | 0 | 0 | 0 | 0 | 0 | 0 | 0 | 0 | 0 | 0 | 9.1233 | 10.1512 | -3.2577 | -0.080391 | 0 | 0 | 0 | 0 | 0 | 0 | 0 | 0 | 0 | 0 | 0 | 0 | 0 | 0 | 0 | 0 | 0 | 0 | 0 | 0 | 127.7263 | 142.1167 | -45.6084 | -1.1255 | 0 | 0 | 0 | 0 | 0 | 0 | 0
0.541666666666667295June | Resource 1 | Sublap 1 | 13:00 | 2 | 95 | June | 15000 | 0 | 0 | 0 | 0 | 0 | 0 | 0 | 0 | 0 | 0 | 0 | 0 | 0 | 9.1233 | 10.1512 | -3.2577 | -0.080391 | 0 | 0 | 0 | 0 | 0 | 0 | 0 | 0 | 0 | 0 | 0 | 0 | 0 | 0 | 0 | 0 | 0 | 0 | 0 | 0 | 136.8497 | 152.2679 | -48.8661 | -1.2059 | 0 | 0 | 0 | 0 | 0 | 0 | 0
0.541666666666667295July | Resource 1 | Sublap 1 | 13:00 | 2 | 95 | July | 16000 | 0 | 0 | 0 | 0 | 0 | 0 | 0 | 0 | 0 | 0 | 0 | 0 | 0 | 9.1233 | 10.1512 | -3.2577 | -0.080391 | 0 | 0 | 0 | 0 | 0 | 0 | 0 | 0 | 0 | 0 | 0 | 0 | 0 | 0 | 0 | 0 | 0 | 0 | 0 | 0 | 145.973 | 162.4191 | -52.1239 | -1.2863 | 0 | 0 | 0 | 0 | 0 | 0 | 0
0.541666666666667295August | Resource 1 | Sublap 1 | 13:00 | 2 | 95 | August | 17000 | 0 | 0 | 0 | 0 | 0 | 0 | 0 | 0 | 0 | 0 | 0 | 0 | 0 | 9.1233 | 10.1512 | -3.2577 | -0.080391 | 0 | 0 | 0 | 0 | 0 | 0 | 0 | 0 | 0 | 0 | 0 | 0 | 0 | 0 | 0 | 0 | 0 | 0 | 0 | 0 | 155.0963 | 172.5703 | -55.3816 | -1.3666 | 0 | 0 | 0 | 0 | 0 | 0 | 0
0.541666666666667295September | Resource 1 | Sublap 1 | 13:00 | 2 | 95 | September | 18000 | 0 | 0 | 0 | 0 | 0 | 0 | 0 | 0 | 0 | 0 | 0 | 0 | 0 | 9.1233 | 10.1512 | -3.2577 | -0.080391 | 0 | 0 | 0 | 0 | 0 | 0 | 0 | 0 | 0 | 0 | 0 | 0 | 0 | 0 | 0 | 0 | 0 | 0 | 0 | 0 | 164.2196 | 182.7215 | -58.6394 | -1.447 | 0 | 0 | 0 | 0 | 0 | 0 | 0
0.541666666666667295October | Resource 1 | Sublap 1 | 13:00 | 2 | 95 | October | 19000 | 0 | 0 | 0 | 0 | 0 | 0 | 0 | 0 | 0 | 0 | 0 | 0 | 0 | 9.1233 | 10.1512 | -3.2577 | -0.080391 | 0 | 0 | 0 | 0 | 0 | 0 | 0 | 0 | 0 | 0 | 0 | 0 | 0 | 0 | 0 | 0 | 0 | 0 | 0 | 0 | 173.3429 | 192.8727 | -61.8971 | -1.5274 | 0 | 0 | 0 | 0 | 0 | 0 | 0
0.541666666666667295November | Resource 1 | Sublap 1 | 13:00 | 2 | 95 | November | 20000 | 0 | 0 | 0 | 0 | 0 | 0 | 0 | 0 | 0 | 0 | 0 | 0 | 0 | 9.1233 | 10.1512 | -3.2577 | -0.080391 | 0 | 0 | 0 | 0 | 0 | 0 | 0 | 0 | 0 | 0 | 0 | 0 | 0 | 0 | 0 | 0 | 0 | 0 | 0 | 0 | 182.4662 | 203.0239 | -65.1549 | -1.6078 | 0 | 0 | 0 | 0 | 0 | 0 | 0
0.541666666666667295December | Resource 1 | Sublap 1 | 13:00 | 2 | 95 | December | 21000 | 0 | 0 | 0 | 0 | 0 | 0 | 0 | 0 | 0 | 0 | 0 | 0 | 0 | 9.1233 | 10.1512 | -3.2577 | -0.080391 | 0 | 0 | 0 | 0 | 0 | 0 | 0 | 0 | 0 | 0 | 0 | 0 | 0 | 0 | 0 | 0 | 0 | 0 | 0 | 0 | 191.5895 | 213.1751 | -68.4126 | -1.6882 | 0 | 0 | 0 | 0 | 0 | 0 | 0
0.541666666666667296January | Resource 1 | Sublap 1 | 13:00 | 2 | 96 | January | 10000 | 0 | 0 | 0 | 0 | 0 | 0 | 0 | 0 | 0 | 0 | 0 | 0 | 0 | 8.1226 | 9.0323 | -2.9001 | -0.071582 | 0 | 0 | 0 | 0 | 0 | 0 | 0 | 0 | 0 | 0 | 0 | 0 | 0 | 0 | 0 | 0 | 0 | 0 | 0 | 0 | 81.226 | 90.3231 | -29.001 | -0.71582 | 0 | 0 | 0 | 0 | 0 | 0 | 0
0.541666666666667296February | Resource 1 | Sublap 1 | 13:00 | 2 | 96 | February | 11000 | 0 | 0 | 0 | 0 | 0 | 0 | 0 | 0 | 0 | 0 | 0 | 0 | 0 | 8.1226 | 9.0323 | -2.9001 | -0.071582 | 0 | 0 | 0 | 0 | 0 | 0 | 0 | 0 | 0 | 0 | 0 | 0 | 0 | 0 | 0 | 0 | 0 | 0 | 0 | 0 | 89.3486 | 99.3554 | -31.9012 | -0.7874 | 0 | 0 | 0 | 0 | 0 | 0 | 0
0.541666666666667296March | Resource 1 | Sublap 1 | 13:00 | 2 | 96 | March | 12000 | 0 | 0 | 0 | 0 | 0 | 0 | 0 | 0 | 0 | 0 | 0 | 0 | 0 | 8.1226 | 9.0323 | -2.9001 | -0.071582 | 0 | 0 | 0 | 0 | 0 | 0 | 0 | 0 | 0 | 0 | 0 | 0 | 0 | 0 | 0 | 0 | 0 | 0 | 0 | 0 | 97.4712 | 108.3877 | -34.8013 | -0.85898 | 0 | 0 | 0 | 0 | 0 | 0 | 0
0.541666666666667296April | Resource 1 | Sublap 1 | 13:00 | 2 | 96 | April | 13000 | 0 | 0 | 0 | 0 | 0 | 0 | 0 | 0 | 0 | 0 | 0 | 0 | 0 | 8.1226 | 9.0323 | -2.9001 | -0.071582 | 0 | 0 | 0 | 0 | 0 | 0 | 0 | 0 | 0 | 0 | 0 | 0 | 0 | 0 | 0 | 0 | 0 | 0 | 0 | 0 | 105.5938 | 117.42 | -37.7014 | -0.93056 | 0 | 0 | 0 | 0 | 0 | 0 | 0
0.541666666666667296May | Resource 1 | Sublap 1 | 13:00 | 2 | 96 | May | 14000 | 0 | 0 | 0 | 0 | 0 | 0 | 0 | 0 | 0 | 0 | 0 | 0 | 0 | 8.1226 | 9.0323 | -2.9001 | -0.071582 | 0 | 0 | 0 | 0 | 0 | 0 | 0 | 0 | 0 | 0 | 0 | 0 | 0 | 0 | 0 | 0 | 0 | 0 | 0 | 0 | 113.7165 | 126.4524 | -40.6015 | -1.0021 | 0 | 0 | 0 | 0 | 0 | 0 | 0
0.541666666666667296June | Resource 1 | Sublap 1 | 13:00 | 2 | 96 | June | 15000 | 0 | 0 | 0 | 0 | 0 | 0 | 0 | 0 | 0 | 0 | 0 | 0 | 0 | 8.1226 | 9.0323 | -2.9001 | -0.071582 | 0 | 0 | 0 | 0 | 0 | 0 | 0 | 0 | 0 | 0 | 0 | 0 | 0 | 0 | 0 | 0 | 0 | 0 | 0 | 0 | 121.8391 | 135.4847 | -43.5016 | -1.0737 | 0 | 0 | 0 | 0 | 0 | 0 | 0
0.541666666666667296July | Resource 1 | Sublap 1 | 13:00 | 2 | 96 | July | 16000 | 0 | 0 | 0 | 0 | 0 | 0 | 0 | 0 | 0 | 0 | 0 | 0 | 0 | 8.1226 | 9.0323 | -2.9001 | -0.071582 | 0 | 0 | 0 | 0 | 0 | 0 | 0 | 0 | 0 | 0 | 0 | 0 | 0 | 0 | 0 | 0 | 0 | 0 | 0 | 0 | 129.9617 | 144.517 | -46.4017 | -1.1453 | 0 | 0 | 0 | 0 | 0 | 0 | 0
0.541666666666667296August | Resource 1 | Sublap 1 | 13:00 | 2 | 96 | August | 17000 | 0 | 0 | 0 | 0 | 0 | 0 | 0 | 0 | 0 | 0 | 0 | 0 | 0 | 8.1226 | 9.0323 | -2.9001 | -0.071582 | 0 | 0 | 0 | 0 | 0 | 0 | 0 | 0 | 0 | 0 | 0 | 0 | 0 | 0 | 0 | 0 | 0 | 0 | 0 | 0 | 138.0843 | 153.5493 | -49.3018 | -1.2169 | 0 | 0 | 0 | 0 | 0 | 0 | 0
0.541666666666667296September | Resource 1 | Sublap 1 | 13:00 | 2 | 96 | September | 18000 | 0 | 0 | 0 | 0 | 0 | 0 | 0 | 0 | 0 | 0 | 0 | 0 | 0 | 8.1226 | 9.0323 | -2.9001 | -0.071582 | 0 | 0 | 0 | 0 | 0 | 0 | 0 | 0 | 0 | 0 | 0 | 0 | 0 | 0 | 0 | 0 | 0 | 0 | 0 | 0 | 146.2069 | 162.5816 | -52.2019 | -1.2885 | 0 | 0 | 0 | 0 | 0 | 0 | 0
0.541666666666667296October | Resource 1 | Sublap 1 | 13:00 | 2 | 96 | October | 19000 | 0 | 0 | 0 | 0 | 0 | 0 | 0 | 0 | 0 | 0 | 0 | 0 | 0 | 8.1226 | 9.0323 | -2.9001 | -0.071582 | 0 | 0 | 0 | 0 | 0 | 0 | 0 | 0 | 0 | 0 | 0 | 0 | 0 | 0 | 0 | 0 | 0 | 0 | 0 | 0 | 154.3295 | 171.6139 | -55.102 | -1.36 | 0 | 0 | 0 | 0 | 0 | 0 | 0
0.541666666666667296November | Resource 1 | Sublap 1 | 13:00 | 2 | 96 | November | 20000 | 0 | 0 | 0 | 0 | 0 | 0 | 0 | 0 | 0 | 0 | 0 | 0 | 0 | 8.1226 | 9.0323 | -2.9001 | -0.071582 | 0 | 0 | 0 | 0 | 0 | 0 | 0 | 0 | 0 | 0 | 0 | 0 | 0 | 0 | 0 | 0 | 0 | 0 | 0 | 0 | 162.4521 | 180.6462 | -58.0021 | -1.4316 | 0 | 0 | 0 | 0 | 0 | 0 | 0
0.541666666666667296December | Resource 1 | Sublap 1 | 13:00 | 2 | 96 | December | 21000 | 0 | 0 | 0 | 0 | 0 | 0 | 0 | 0 | 0 | 0 | 0 | 0 | 0 | 8.1226 | 9.0323 | -2.9001 | -0.071582 | 0 | 0 | 0 | 0 | 0 | 0 | 0 | 0 | 0 | 0 | 0 | 0 | 0 | 0 | 0 | 0 | 0 | 0 | 0 | 0 | 170.5747 | 189.6785 | -60.9022 | -1.5032 | 0 | 0 | 0 | 0 | 0 | 0 | 0
0.541666666666667297January | Resource 1 | Sublap 1 | 13:00 | 2 | 97 | January | 10000 | 0 | 0 | 0 | 0 | 0 | 0 | 0 | 0 | 0 | 0 | 0 | 0 | 0 | 7.5618 | 8.4167 | -2.693 | -0.06648 | 0 | 0 | 0 | 0 | 0 | 0 | 0 | 0 | 0 | 0 | 0 | 0 | 0 | 0 | 0 | 0 | 0 | 0 | 0 | 0 | 75.6176 | 84.1674 | -26.9299 | -0.6648 | 0 | 0 | 0 | 0 | 0 | 0 | 0
0.541666666666667297February | Resource 1 | Sublap 1 | 13:00 | 2 | 97 | February | 11000 | 0 | 0 | 0 | 0 | 0 | 0 | 0 | 0 | 0 | 0 | 0 | 0 | 0 | 7.5618 | 8.4167 | -2.693 | -0.06648 | 0 | 0 | 0 | 0 | 0 | 0 | 0 | 0 | 0 | 0 | 0 | 0 | 0 | 0 | 0 | 0 | 0 | 0 | 0 | 0 | 83.1794 | 92.5842 | -29.6229 | -0.73128 | 0 | 0 | 0 | 0 | 0 | 0 | 0
0.541666666666667297March | Resource 1 | Sublap 1 | 13:00 | 2 | 97 | March | 12000 | 0 | 0 | 0 | 0 | 0 | 0 | 0 | 0 | 0 | 0 | 0 | 0 | 0 | 7.5618 | 8.4167 | -2.693 | -0.06648 | 0 | 0 | 0 | 0 | 0 | 0 | 0 | 0 | 0 | 0 | 0 | 0 | 0 | 0 | 0 | 0 | 0 | 0 | 0 | 0 | 90.7411 | 101.0009 | -32.3159 | -0.79776 | 0 | 0 | 0 | 0 | 0 | 0 | 0
0.541666666666667297April | Resource 1 | Sublap 1 | 13:00 | 2 | 97 | April | 13000 | 0 | 0 | 0 | 0 | 0 | 0 | 0 | 0 | 0 | 0 | 0 | 0 | 0 | 7.5618 | 8.4167 | -2.693 | -0.06648 | 0 | 0 | 0 | 0 | 0 | 0 | 0 | 0 | 0 | 0 | 0 | 0 | 0 | 0 | 0 | 0 | 0 | 0 | 0 | 0 | 98.3029 | 109.4177 | -35.0089 | -0.86424 | 0 | 0 | 0 | 0 | 0 | 0 | 0
0.541666666666667297May | Resource 1 | Sublap 1 | 13:00 | 2 | 97 | May | 14000 | 0 | 0 | 0 | 0 | 0 | 0 | 0 | 0 | 0 | 0 | 0 | 0 | 0 | 7.5618 | 8.4167 | -2.693 | -0.06648 | 0 | 0 | 0 | 0 | 0 | 0 | 0 | 0 | 0 | 0 | 0 | 0 | 0 | 0 | 0 | 0 | 0 | 0 | 0 | 0 | 105.8646 | 117.8344 | -37.7019 | -0.93072 | 0 | 0 | 0 | 0 | 0 | 0 | 0
0.541666666666667297June | Resource 1 | Sublap 1 | 13:00 | 2 | 97 | June | 15000 | 0 | 0 | 0 | 0 | 0 | 0 | 0 | 0 | 0 | 0 | 0 | 0 | 0 | 7.5618 | 8.4167 | -2.693 | -0.06648 | 0 | 0 | 0 | 0 | 0 | 0 | 0 | 0 | 0 | 0 | 0 | 0 | 0 | 0 | 0 | 0 | 0 | 0 | 0 | 0 | 113.4264 | 126.2512 | -40.3949 | -0.9972 | 0 | 0 | 0 | 0 | 0 | 0 | 0
0.541666666666667297July | Resource 1 | Sublap 1 | 13:00 | 2 | 97 | July | 16000 | 0 | 0 | 0 | 0 | 0 | 0 | 0 | 0 | 0 | 0 | 0 | 0 | 0 | 7.5618 | 8.4167 | -2.693 | -0.06648 | 0 | 0 | 0 | 0 | 0 | 0 | 0 | 0 | 0 | 0 | 0 | 0 | 0 | 0 | 0 | 0 | 0 | 0 | 0 | 0 | 120.9882 | 134.6679 | -43.0879 | -1.0637 | 0 | 0 | 0 | 0 | 0 | 0 | 0
0.541666666666667297August | Resource 1 | Sublap 1 | 13:00 | 2 | 97 | August | 17000 | 0 | 0 | 0 | 0 | 0 | 0 | 0 | 0 | 0 | 0 | 0 | 0 | 0 | 7.5618 | 8.4167 | -2.693 | -0.06648 | 0 | 0 | 0 | 0 | 0 | 0 | 0 | 0 | 0 | 0 | 0 | 0 | 0 | 0 | 0 | 0 | 0 | 0 | 0 | 0 | 128.5499 | 143.0846 | -45.7808 | -1.1302 | 0 | 0 | 0 | 0 | 0 | 0 | 0
0.541666666666667297September | Resource 1 | Sublap 1 | 13:00 | 2 | 97 | September | 18000 | 0 | 0 | 0 | 0 | 0 | 0 | 0 | 0 | 0 | 0 | 0 | 0 | 0 | 7.5618 | 8.4167 | -2.693 | -0.06648 | 0 | 0 | 0 | 0 | 0 | 0 | 0 | 0 | 0 | 0 | 0 | 0 | 0 | 0 | 0 | 0 | 0 | 0 | 0 | 0 | 136.1117 | 151.5014 | -48.4738 | -1.1966 | 0 | 0 | 0 | 0 | 0 | 0 | 0
0.541666666666667297October | Resource 1 | Sublap 1 | 13:00 | 2 | 97 | October | 19000 | 0 | 0 | 0 | 0 | 0 | 0 | 0 | 0 | 0 | 0 | 0 | 0 | 0 | 7.5618 | 8.4167 | -2.693 | -0.06648 | 0 | 0 | 0 | 0 | 0 | 0 | 0 | 0 | 0 | 0 | 0 | 0 | 0 | 0 | 0 | 0 | 0 | 0 | 0 | 0 | 143.6734 | 159.9181 | -51.1668 | -1.2631 | 0 | 0 | 0 | 0 | 0 | 0 | 0
0.541666666666667297November | Resource 1 | Sublap 1 | 13:00 | 2 | 97 | November | 20000 | 0 | 0 | 0 | 0 | 0 | 0 | 0 | 0 | 0 | 0 | 0 | 0 | 0 | 7.5618 | 8.4167 | -2.693 | -0.06648 | 0 | 0 | 0 | 0 | 0 | 0 | 0 | 0 | 0 | 0 | 0 | 0 | 0 | 0 | 0 | 0 | 0 | 0 | 0 | 0 | 151.2352 | 168.3349 | -53.8598 | -1.3296 | 0 | 0 | 0 | 0 | 0 | 0 | 0
0.541666666666667297December | Resource 1 | Sublap 1 | 13:00 | 2 | 97 | December | 21000 | 0 | 0 | 0 | 0 | 0 | 0 | 0 | 0 | 0 | 0 | 0 | 0 | 0 | 7.5618 | 8.4167 | -2.693 | -0.06648 | 0 | 0 | 0 | 0 | 0 | 0 | 0 | 0 | 0 | 0 | 0 | 0 | 0 | 0 | 0 | 0 | 0 | 0 | 0 | 0 | 158.797 | 176.7516 | -56.5528 | -1.3961 | 0 | 0 | 0 | 0 | 0 | 0 | 0
0.541666666666667298January | Resource 1 | Sublap 1 | 13:00 | 2 | 98 | January | 10000 | 0 | 0 | 0 | 0 | 0 | 0 | 0 | 0 | 0 | 0 | 0 | 0 | 0 | 8.6495 | 9.6128 | -3.0789 | -0.075985 | 0 | 0 | 0 | 0 | 0 | 0 | 0 | 0 | 0 | 0 | 0 | 0 | 0 | 0 | 0 | 0 | 0 | 0 | 0 | 0 | 86.4949 | 96.1276 | -30.7887 | -0.75985 | 0 | 0 | 0 | 0 | 0 | 0 | 0
0.541666666666667298February | Resource 1 | Sublap 1 | 13:00 | 2 | 98 | February | 11000 | 0 | 0 | 0 | 0 | 0 | 0 | 0 | 0 | 0 | 0 | 0 | 0 | 0 | 8.6495 | 9.6128 | -3.0789 | -0.075985 | 0 | 0 | 0 | 0 | 0 | 0 | 0 | 0 | 0 | 0 | 0 | 0 | 0 | 0 | 0 | 0 | 0 | 0 | 0 | 0 | 95.1444 | 105.7403 | -33.8676 | -0.83583 | 0 | 0 | 0 | 0 | 0 | 0 | 0
0.541666666666667298March | Resource 1 | Sublap 1 | 13:00 | 2 | 98 | March | 12000 | 0 | 0 | 0 | 0 | 0 | 0 | 0 | 0 | 0 | 0 | 0 | 0 | 0 | 8.6495 | 9.6128 | -3.0789 | -0.075985 | 0 | 0 | 0 | 0 | 0 | 0 | 0 | 0 | 0 | 0 | 0 | 0 | 0 | 0 | 0 | 0 | 0 | 0 | 0 | 0 | 103.7939 | 115.3531 | -36.9465 | -0.91182 | 0 | 0 | 0 | 0 | 0 | 0 | 0
0.541666666666667298April | Resource 1 | Sublap 1 | 13:00 | 2 | 98 | April | 13000 | 0 | 0 | 0 | 0 | 0 | 0 | 0 | 0 | 0 | 0 | 0 | 0 | 0 | 8.6495 | 9.6128 | -3.0789 | -0.075985 | 0 | 0 | 0 | 0 | 0 | 0 | 0 | 0 | 0 | 0 | 0 | 0 | 0 | 0 | 0 | 0 | 0 | 0 | 0 | 0 | 112.4434 | 124.9658 | -40.0254 | -0.9878 | 0 | 0 | 0 | 0 | 0 | 0 | 0
0.541666666666667298May | Resource 1 | Sublap 1 | 13:00 | 2 | 98 | May | 14000 | 0 | 0 | 0 | 0 | 0 | 0 | 0 | 0 | 0 | 0 | 0 | 0 | 0 | 8.6495 | 9.6128 | -3.0789 | -0.075985 | 0 | 0 | 0 | 0 | 0 | 0 | 0 | 0 | 0 | 0 | 0 | 0 | 0 | 0 | 0 | 0 | 0 | 0 | 0 | 0 | 121.0929 | 134.5786 | -43.1042 | -1.0638 | 0 | 0 | 0 | 0 | 0 | 0 | 0
0.541666666666667298June | Resource 1 | Sublap 1 | 13:00 | 2 | 98 | June | 15000 | 0 | 0 | 0 | 0 | 0 | 0 | 0 | 0 | 0 | 0 | 0 | 0 | 0 | 8.6495 | 9.6128 | -3.0789 | -0.075985 | 0 | 0 | 0 | 0 | 0 | 0 | 0 | 0 | 0 | 0 | 0 | 0 | 0 | 0 | 0 | 0 | 0 | 0 | 0 | 0 | 129.7424 | 144.1913 | -46.1831 | -1.1398 | 0 | 0 | 0 | 0 | 0 | 0 | 0
0.541666666666667298July | Resource 1 | Sublap 1 | 13:00 | 2 | 98 | July | 16000 | 0 | 0 | 0 | 0 | 0 | 0 | 0 | 0 | 0 | 0 | 0 | 0 | 0 | 8.6495 | 9.6128 | -3.0789 | -0.075985 | 0 | 0 | 0 | 0 | 0 | 0 | 0 | 0 | 0 | 0 | 0 | 0 | 0 | 0 | 0 | 0 | 0 | 0 | 0 | 0 | 138.3919 | 153.8041 | -49.262 | -1.2158 | 0 | 0 | 0 | 0 | 0 | 0 | 0
0.541666666666667298August | Resource 1 | Sublap 1 | 13:00 | 2 | 98 | August | 17000 | 0 | 0 | 0 | 0 | 0 | 0 | 0 | 0 | 0 | 0 | 0 | 0 | 0 | 8.6495 | 9.6128 | -3.0789 | -0.075985 | 0 | 0 | 0 | 0 | 0 | 0 | 0 | 0 | 0 | 0 | 0 | 0 | 0 | 0 | 0 | 0 | 0 | 0 | 0 | 0 | 147.0414 | 163.4168 | -52.3409 | -1.2917 | 0 | 0 | 0 | 0 | 0 | 0 | 0
0.541666666666667298September | Resource 1 | Sublap 1 | 13:00 | 2 | 98 | September | 18000 | 0 | 0 | 0 | 0 | 0 | 0 | 0 | 0 | 0 | 0 | 0 | 0 | 0 | 8.6495 | 9.6128 | -3.0789 | -0.075985 | 0 | 0 | 0 | 0 | 0 | 0 | 0 | 0 | 0 | 0 | 0 | 0 | 0 | 0 | 0 | 0 | 0 | 0 | 0 | 0 | 155.6909 | 173.0296 | -55.4197 | -1.3677 | 0 | 0 | 0 | 0 | 0 | 0 | 0
0.541666666666667298October | Resource 1 | Sublap 1 | 13:00 | 2 | 98 | October | 19000 | 0 | 0 | 0 | 0 | 0 | 0 | 0 | 0 | 0 | 0 | 0 | 0 | 0 | 8.6495 | 9.6128 | -3.0789 | -0.075985 | 0 | 0 | 0 | 0 | 0 | 0 | 0 | 0 | 0 | 0 | 0 | 0 | 0 | 0 | 0 | 0 | 0 | 0 | 0 | 0 | 164.3404 | 182.6423 | -58.4986 | -1.4437 | 0 | 0 | 0 | 0 | 0 | 0 | 0
0.541666666666667298November | Resource 1 | Sublap 1 | 13:00 | 2 | 98 | November | 20000 | 0 | 0 | 0 | 0 | 0 | 0 | 0 | 0 | 0 | 0 | 0 | 0 | 0 | 8.6495 | 9.6128 | -3.0789 | -0.075985 | 0 | 0 | 0 | 0 | 0 | 0 | 0 | 0 | 0 | 0 | 0 | 0 | 0 | 0 | 0 | 0 | 0 | 0 | 0 | 0 | 172.9899 | 192.2551 | -61.5775 | -1.5197 | 0 | 0 | 0 | 0 | 0 | 0 | 0
0.541666666666667298December | Resource 1 | Sublap 1 | 13:00 | 2 | 98 | December | 21000 | 0 | 0 | 0 | 0 | 0 | 0 | 0 | 0 | 0 | 0 | 0 | 0 | 0 | 8.6495 | 9.6128 | -3.0789 | -0.075985 | 0 | 0 | 0 | 0 | 0 | 0 | 0 | 0 | 0 | 0 | 0 | 0 | 0 | 0 | 0 | 0 | 0 | 0 | 0 | 0 | 181.6394 | 201.8679 | -64.6564 | -1.5957 | 0 | 0 | 0 | 0 | 0 | 0 | 0
0.541666666666667299January | Resource 1 | Sublap 1 | 13:00 | 2 | 99 | January | 10000 | 0 | 0 | 0 | 0 | 0 | 0 | 0 | 0 | 0 | 0 | 0 | 0 | 0 | 8.5709 | 9.5161 | -3.0452 | -0.075156 | 0 | 0 | 0 | 0 | 0 | 0 | 0 | 0 | 0 | 0 | 0 | 0 | 0 | 0 | 0 | 0 | 0 | 0 | 0 | 0 | 85.7085 | 95.1606 | -30.4521 | -0.75156 | 0 | 0 | 0 | 0 | 0 | 0 | 0
0.541666666666667299February | Resource 1 | Sublap 1 | 13:00 | 2 | 99 | February | 11000 | 0 | 0 | 0 | 0 | 0 | 0 | 0 | 0 | 0 | 0 | 0 | 0 | 0 | 8.5709 | 9.5161 | -3.0452 | -0.075156 | 0 | 0 | 0 | 0 | 0 | 0 | 0 | 0 | 0 | 0 | 0 | 0 | 0 | 0 | 0 | 0 | 0 | 0 | 0 | 0 | 94.2793 | 104.6767 | -33.4973 | -0.82671 | 0 | 0 | 0 | 0 | 0 | 0 | 0
0.541666666666667299March | Resource 1 | Sublap 1 | 13:00 | 2 | 99 | March | 12000 | 0 | 0 | 0 | 0 | 0 | 0 | 0 | 0 | 0 | 0 | 0 | 0 | 0 | 8.5709 | 9.5161 | -3.0452 | -0.075156 | 0 | 0 | 0 | 0 | 0 | 0 | 0 | 0 | 0 | 0 | 0 | 0 | 0 | 0 | 0 | 0 | 0 | 0 | 0 | 0 | 102.8502 | 114.1927 | -36.5426 | -0.90187 | 0 | 0 | 0 | 0 | 0 | 0 | 0
0.541666666666667299April | Resource 1 | Sublap 1 | 13:00 | 2 | 99 | April | 13000 | 0 | 0 | 0 | 0 | 0 | 0 | 0 | 0 | 0 | 0 | 0 | 0 | 0 | 8.5709 | 9.5161 | -3.0452 | -0.075156 | 0 | 0 | 0 | 0 | 0 | 0 | 0 | 0 | 0 | 0 | 0 | 0 | 0 | 0 | 0 | 0 | 0 | 0 | 0 | 0 | 111.4211 | 123.7088 | -39.5878 | -0.97703 | 0 | 0 | 0 | 0 | 0 | 0 | 0
0.541666666666667299May | Resource 1 | Sublap 1 | 13:00 | 2 | 99 | May | 14000 | 0 | 0 | 0 | 0 | 0 | 0 | 0 | 0 | 0 | 0 | 0 | 0 | 0 | 8.5709 | 9.5161 | -3.0452 | -0.075156 | 0 | 0 | 0 | 0 | 0 | 0 | 0 | 0 | 0 | 0 | 0 | 0 | 0 | 0 | 0 | 0 | 0 | 0 | 0 | 0 | 119.9919 | 133.2248 | -42.633 | -1.0522 | 0 | 0 | 0 | 0 | 0 | 0 | 0
0.541666666666667299June | Resource 1 | Sublap 1 | 13:00 | 2 | 99 | June | 15000 | 0 | 0 | 0 | 0 | 0 | 0 | 0 | 0 | 0 | 0 | 0 | 0 | 0 | 8.5709 | 9.5161 | -3.0452 | -0.075156 | 0 | 0 | 0 | 0 | 0 | 0 | 0 | 0 | 0 | 0 | 0 | 0 | 0 | 0 | 0 | 0 | 0 | 0 | 0 | 0 | 128.5627 | 142.7409 | -45.6782 | -1.1273 | 0 | 0 | 0 | 0 | 0 | 0 | 0
0.541666666666667299July | Resource 1 | Sublap 1 | 13:00 | 2 | 99 | July | 16000 | 0 | 0 | 0 | 0 | 0 | 0 | 0 | 0 | 0 | 0 | 0 | 0 | 0 | 8.5709 | 9.5161 | -3.0452 | -0.075156 | 0 | 0 | 0 | 0 | 0 | 0 | 0 | 0 | 0 | 0 | 0 | 0 | 0 | 0 | 0 | 0 | 0 | 0 | 0 | 0 | 137.1336 | 152.257 | -48.7234 | -1.2025 | 0 | 0 | 0 | 0 | 0 | 0 | 0
0.541666666666667299August | Resource 1 | Sublap 1 | 13:00 | 2 | 99 | August | 17000 | 0 | 0 | 0 | 0 | 0 | 0 | 0 | 0 | 0 | 0 | 0 | 0 | 0 | 8.5709 | 9.5161 | -3.0452 | -0.075156 | 0 | 0 | 0 | 0 | 0 | 0 | 0 | 0 | 0 | 0 | 0 | 0 | 0 | 0 | 0 | 0 | 0 | 0 | 0 | 0 | 145.7045 | 161.773 | -51.7686 | -1.2776 | 0 | 0 | 0 | 0 | 0 | 0 | 0
0.541666666666667299September | Resource 1 | Sublap 1 | 13:00 | 2 | 99 | September | 18000 | 0 | 0 | 0 | 0 | 0 | 0 | 0 | 0 | 0 | 0 | 0 | 0 | 0 | 8.5709 | 9.5161 | -3.0452 | -0.075156 | 0 | 0 | 0 | 0 | 0 | 0 | 0 | 0 | 0 | 0 | 0 | 0 | 0 | 0 | 0 | 0 | 0 | 0 | 0 | 0 | 154.2753 | 171.2891 | -54.8138 | -1.3528 | 0 | 0 | 0 | 0 | 0 | 0 | 0
0.541666666666667299October | Resource 1 | Sublap 1 | 13:00 | 2 | 99 | October | 19000 | 0 | 0 | 0 | 0 | 0 | 0 | 0 | 0 | 0 | 0 | 0 | 0 | 0 | 8.5709 | 9.5161 | -3.0452 | -0.075156 | 0 | 0 | 0 | 0 | 0 | 0 | 0 | 0 | 0 | 0 | 0 | 0 | 0 | 0 | 0 | 0 | 0 | 0 | 0 | 0 | 162.8461 | 180.8051 | -57.8591 | -1.428 | 0 | 0 | 0 | 0 | 0 | 0 | 0
0.541666666666667299November | Resource 1 | Sublap 1 | 13:00 | 2 | 99 | November | 20000 | 0 | 0 | 0 | 0 | 0 | 0 | 0 | 0 | 0 | 0 | 0 | 0 | 0 | 8.5709 | 9.5161 | -3.0452 | -0.075156 | 0 | 0 | 0 | 0 | 0 | 0 | 0 | 0 | 0 | 0 | 0 | 0 | 0 | 0 | 0 | 0 | 0 | 0 | 0 | 0 | 171.417 | 190.3212 | -60.9043 | -1.5031 | 0 | 0 | 0 | 0 | 0 | 0 | 0
0.541666666666667299December | Resource 1 | Sublap 1 | 13:00 | 2 | 99 | December | 21000 | 0 | 0 | 0 | 0 | 0 | 0 | 0 | 0 | 0 | 0 | 0 | 0 | 0 | 8.5709 | 9.5161 | -3.0452 | -0.075156 | 0 | 0 | 0 | 0 | 0 | 0 | 0 | 0 | 0 | 0 | 0 | 0 | 0 | 0 | 0 | 0 | 0 | 0 | 0 | 0 | 179.9879 | 199.8372 | -63.9495 | -1.5783 | 0 | 0 | 0 | 0 | 0 | 0 | 0
0.5416666666666672100January | Resource 1 | Sublap 1 | 13:00 | 2 | 100 | January | 10000 | 0 | 0 | 0 | 0 | 0 | 0 | 0 | 0 | 0 | 0 | 0 | 0 | 0 | 9.8711 | 10.992 | -3.525 | -0.086974 | 0 | 0 | 0 | 0 | 0 | 0 | 0 | 0 | 0 | 0 | 0 | 0 | 0 | 0 | 0 | 0 | 0 | 0 | 0 | 0 | 98.7109 | 109.9196 | -35.2499 | -0.86974 | 0 | 0 | 0 | 0 | 0 | 0 | 0
0.5416666666666672100February | Resource 1 | Sublap 1 | 13:00 | 2 | 100 | February | 11000 | 0 | 0 | 0 | 0 | 0 | 0 | 0 | 0 | 0 | 0 | 0 | 0 | 0 | 9.8711 | 10.992 | -3.525 | -0.086974 | 0 | 0 | 0 | 0 | 0 | 0 | 0 | 0 | 0 | 0 | 0 | 0 | 0 | 0 | 0 | 0 | 0 | 0 | 0 | 0 | 108.582 | 120.9115 | -38.7749 | -0.95671 | 0 | 0 | 0 | 0 | 0 | 0 | 0
0.5416666666666672100March | Resource 1 | Sublap 1 | 13:00 | 2 | 100 | March | 12000 | 0 | 0 | 0 | 0 | 0 | 0 | 0 | 0 | 0 | 0 | 0 | 0 | 0 | 9.8711 | 10.992 | -3.525 | -0.086974 | 0 | 0 | 0 | 0 | 0 | 0 | 0 | 0 | 0 | 0 | 0 | 0 | 0 | 0 | 0 | 0 | 0 | 0 | 0 | 0 | 118.4531 | 131.9035 | -42.2999 | -1.0437 | 0 | 0 | 0 | 0 | 0 | 0 | 0
0.5416666666666672100April | Resource 1 | Sublap 1 | 13:00 | 2 | 100 | April | 13000 | 0 | 0 | 0 | 0 | 0 | 0 | 0 | 0 | 0 | 0 | 0 | 0 | 0 | 9.8711 | 10.992 | -3.525 | -0.086974 | 0 | 0 | 0 | 0 | 0 | 0 | 0 | 0 | 0 | 0 | 0 | 0 | 0 | 0 | 0 | 0 | 0 | 0 | 0 | 0 | 128.3242 | 142.8955 | -45.8249 | -1.1307 | 0 | 0 | 0 | 0 | 0 | 0 | 0
0.5416666666666672100May | Resource 1 | Sublap 1 | 13:00 | 2 | 100 | May | 14000 | 0 | 0 | 0 | 0 | 0 | 0 | 0 | 0 | 0 | 0 | 0 | 0 | 0 | 9.8711 | 10.992 | -3.525 | -0.086974 | 0 | 0 | 0 | 0 | 0 | 0 | 0 | 0 | 0 | 0 | 0 | 0 | 0 | 0 | 0 | 0 | 0 | 0 | 0 | 0 | 138.1953 | 153.8874 | -49.3499 | -1.2176 | 0 | 0 | 0 | 0 | 0 | 0 | 0
0.5416666666666672100June | Resource 1 | Sublap 1 | 13:00 | 2 | 100 | June | 15000 | 0 | 0 | 0 | 0 | 0 | 0 | 0 | 0 | 0 | 0 | 0 | 0 | 0 | 9.8711 | 10.992 | -3.525 | -0.086974 | 0 | 0 | 0 | 0 | 0 | 0 | 0 | 0 | 0 | 0 | 0 | 0 | 0 | 0 | 0 | 0 | 0 | 0 | 0 | 0 | 148.0664 | 164.8794 | -52.8748 | -1.3046 | 0 | 0 | 0 | 0 | 0 | 0 | 0
0.5416666666666672100July | Resource 1 | Sublap 1 | 13:00 | 2 | 100 | July | 16000 | 0 | 0 | 0 | 0 | 0 | 0 | 0 | 0 | 0 | 0 | 0 | 0 | 0 | 9.8711 | 10.992 | -3.525 | -0.086974 | 0 | 0 | 0 | 0 | 0 | 0 | 0 | 0 | 0 | 0 | 0 | 0 | 0 | 0 | 0 | 0 | 0 | 0 | 0 | 0 | 157.9375 | 175.8713 | -56.3998 | -1.3916 | 0 | 0 | 0 | 0 | 0 | 0 | 0
0.5416666666666672100August | Resource 1 | Sublap 1 | 13:00 | 2 | 100 | August | 17000 | 0 | 0 | 0 | 0 | 0 | 0 | 0 | 0 | 0 | 0 | 0 | 0 | 0 | 9.8711 | 10.992 | -3.525 | -0.086974 | 0 | 0 | 0 | 0 | 0 | 0 | 0 | 0 | 0 | 0 | 0 | 0 | 0 | 0 | 0 | 0 | 0 | 0 | 0 | 0 | 167.8086 | 186.8633 | -59.9248 | -1.4786 | 0 | 0 | 0 | 0 | 0 | 0 | 0
0.5416666666666672100September | Resource 1 | Sublap 1 | 13:00 | 2 | 100 | September | 18000 | 0 | 0 | 0 | 0 | 0 | 0 | 0 | 0 | 0 | 0 | 0 | 0 | 0 | 9.8711 | 10.992 | -3.525 | -0.086974 | 0 | 0 | 0 | 0 | 0 | 0 | 0 | 0 | 0 | 0 | 0 | 0 | 0 | 0 | 0 | 0 | 0 | 0 | 0 | 0 | 177.6797 | 197.8552 | -63.4498 | -1.5655 | 0 | 0 | 0 | 0 | 0 | 0 | 0
0.5416666666666672100October | Resource 1 | Sublap 1 | 13:00 | 2 | 100 | October | 19000 | 0 | 0 | 0 | 0 | 0 | 0 | 0 | 0 | 0 | 0 | 0 | 0 | 0 | 9.8711 | 10.992 | -3.525 | -0.086974 | 0 | 0 | 0 | 0 | 0 | 0 | 0 | 0 | 0 | 0 | 0 | 0 | 0 | 0 | 0 | 0 | 0 | 0 | 0 | 0 | 187.5507 | 208.8472 | -66.9748 | -1.6525 | 0 | 0 | 0 | 0 | 0 | 0 | 0
0.5416666666666672100November | Resource 1 | Sublap 1 | 13:00 | 2 | 100 | November | 20000 | 0 | 0 | 0 | 0 | 0 | 0 | 0 | 0 | 0 | 0 | 0 | 0 | 0 | 9.8711 | 10.992 | -3.525 | -0.086974 | 0 | 0 | 0 | 0 | 0 | 0 | 0 | 0 | 0 | 0 | 0 | 0 | 0 | 0 | 0 | 0 | 0 | 0 | 0 | 0 | 197.4218 | 219.8392 | -70.4998 | -1.7395 | 0 | 0 | 0 | 0 | 0 | 0 | 0
0.5416666666666672100December | Resource 1 | Sublap 1 | 13:00 | 2 | 100 | December | 21000 | 0 | 0 | 0 | 0 | 0 | 0 | 0 | 0 | 0 | 0 | 0 | 0 | 0 | 9.8711 | 10.992 | -3.525 | -0.086974 | 0 | 0 | 0 | 0 | 0 | 0 | 0 | 0 | 0 | 0 | 0 | 0 | 0 | 0 | 0 | 0 | 0 | 0 | 0 | 0 | 207.2929 | 230.8311 | -74.0248 | -1.8264 | 0 | 0 | 0 | 0 | 0 | 0 | 0
0.5416666666666672101January | Resource 1 | Sublap 1 | 13:00 | 2 | 101 | January | 10000 | 0 | 0 | 0 | 0 | 0 | 0 | 0 | 0 | 0 | 0 | 0 | 0 | 0 | 8.5926 | 9.5768 | -3.0213 | -0.074567 | 0 | 0 | 0 | 0 | 0 | 0 | 0 | 0 | 0 | 0 | 0 | 0 | 0 | 0 | 0 | 0 | 0 | 0 | 0 | 0 | 85.9262 | 95.7679 | -30.213 | -0.74567 | 0 | 0 | 0 | 0 | 0 | 0 | 0
0.5416666666666672101February | Resource 1 | Sublap 1 | 13:00 | 2 | 101 | February | 11000 | 0 | 0 | 0 | 0 | 0 | 0 | 0 | 0 | 0 | 0 | 0 | 0 | 0 | 8.5926 | 9.5768 | -3.0213 | -0.074567 | 0 | 0 | 0 | 0 | 0 | 0 | 0 | 0 | 0 | 0 | 0 | 0 | 0 | 0 | 0 | 0 | 0 | 0 | 0 | 0 | 94.5188 | 105.3447 | -33.2343 | -0.82023 | 0 | 0 | 0 | 0 | 0 | 0 | 0
0.5416666666666672101March | Resource 1 | Sublap 1 | 13:00 | 2 | 101 | March | 12000 | 0 | 0 | 0 | 0 | 0 | 0 | 0 | 0 | 0 | 0 | 0 | 0 | 0 | 8.5926 | 9.5768 | -3.0213 | -0.074567 | 0 | 0 | 0 | 0 | 0 | 0 | 0 | 0 | 0 | 0 | 0 | 0 | 0 | 0 | 0 | 0 | 0 | 0 | 0 | 0 | 103.1114 | 114.9215 | -36.2556 | -0.8948 | 0 | 0 | 0 | 0 | 0 | 0 | 0
0.5416666666666672101April | Resource 1 | Sublap 1 | 13:00 | 2 | 101 | April | 13000 | 0 | 0 | 0 | 0 | 0 | 0 | 0 | 0 | 0 | 0 | 0 | 0 | 0 | 8.5926 | 9.5768 | -3.0213 | -0.074567 | 0 | 0 | 0 | 0 | 0 | 0 | 0 | 0 | 0 | 0 | 0 | 0 | 0 | 0 | 0 | 0 | 0 | 0 | 0 | 0 | 111.704 | 124.4983 | -39.2769 | -0.96937 | 0 | 0 | 0 | 0 | 0 | 0 | 0
0.5416666666666672101May | Resource 1 | Sublap 1 | 13:00 | 2 | 101 | May | 14000 | 0 | 0 | 0 | 0 | 0 | 0 | 0 | 0 | 0 | 0 | 0 | 0 | 0 | 8.5926 | 9.5768 | -3.0213 | -0.074567 | 0 | 0 | 0 | 0 | 0 | 0 | 0 | 0 | 0 | 0 | 0 | 0 | 0 | 0 | 0 | 0 | 0 | 0 | 0 | 0 | 120.2966 | 134.0751 | -42.2982 | -1.0439 | 0 | 0 | 0 | 0 | 0 | 0 | 0
0.5416666666666672101June | Resource 1 | Sublap 1 | 13:00 | 2 | 101 | June | 15000 | 0 | 0 | 0 | 0 | 0 | 0 | 0 | 0 | 0 | 0 | 0 | 0 | 0 | 8.5926 | 9.5768 | -3.0213 | -0.074567 | 0 | 0 | 0 | 0 | 0 | 0 | 0 | 0 | 0 | 0 | 0 | 0 | 0 | 0 | 0 | 0 | 0 | 0 | 0 | 0 | 128.8892 | 143.6518 | -45.3195 | -1.1185 | 0 | 0 | 0 | 0 | 0 | 0 | 0
0.5416666666666672101July | Resource 1 | Sublap 1 | 13:00 | 2 | 101 | July | 16000 | 0 | 0 | 0 | 0 | 0 | 0 | 0 | 0 | 0 | 0 | 0 | 0 | 0 | 8.5926 | 9.5768 | -3.0213 | -0.074567 | 0 | 0 | 0 | 0 | 0 | 0 | 0 | 0 | 0 | 0 | 0 | 0 | 0 | 0 | 0 | 0 | 0 | 0 | 0 | 0 | 137.4818 | 153.2286 | -48.3408 | -1.1931 | 0 | 0 | 0 | 0 | 0 | 0 | 0
0.5416666666666672101August | Resource 1 | Sublap 1 | 13:00 | 2 | 101 | August | 17000 | 0 | 0 | 0 | 0 | 0 | 0 | 0 | 0 | 0 | 0 | 0 | 0 | 0 | 8.5926 | 9.5768 | -3.0213 | -0.074567 | 0 | 0 | 0 | 0 | 0 | 0 | 0 | 0 | 0 | 0 | 0 | 0 | 0 | 0 | 0 | 0 | 0 | 0 | 0 | 0 | 146.0745 | 162.8054 | -51.3621 | -1.2676 | 0 | 0 | 0 | 0 | 0 | 0 | 0
0.5416666666666672101September | Resource 1 | Sublap 1 | 13:00 | 2 | 101 | September | 18000 | 0 | 0 | 0 | 0 | 0 | 0 | 0 | 0 | 0 | 0 | 0 | 0 | 0 | 8.5926 | 9.5768 | -3.0213 | -0.074567 | 0 | 0 | 0 | 0 | 0 | 0 | 0 | 0 | 0 | 0 | 0 | 0 | 0 | 0 | 0 | 0 | 0 | 0 | 0 | 0 | 154.6671 | 172.3822 | -54.3834 | -1.3422 | 0 | 0 | 0 | 0 | 0 | 0 | 0
0.5416666666666672101October | Resource 1 | Sublap 1 | 13:00 | 2 | 101 | October | 19000 | 0 | 0 | 0 | 0 | 0 | 0 | 0 | 0 | 0 | 0 | 0 | 0 | 0 | 8.5926 | 9.5768 | -3.0213 | -0.074567 | 0 | 0 | 0 | 0 | 0 | 0 | 0 | 0 | 0 | 0 | 0 | 0 | 0 | 0 | 0 | 0 | 0 | 0 | 0 | 0 | 163.2597 | 181.959 | -57.4046 | -1.4168 | 0 | 0 | 0 | 0 | 0 | 0 | 0
0.5416666666666672101November | Resource 1 | Sublap 1 | 13:00 | 2 | 101 | November | 20000 | 0 | 0 | 0 | 0 | 0 | 0 | 0 | 0 | 0 | 0 | 0 | 0 | 0 | 8.5926 | 9.5768 | -3.0213 | -0.074567 | 0 | 0 | 0 | 0 | 0 | 0 | 0 | 0 | 0 | 0 | 0 | 0 | 0 | 0 | 0 | 0 | 0 | 0 | 0 | 0 | 171.8523 | 191.5358 | -60.426 | -1.4913 | 0 | 0 | 0 | 0 | 0 | 0 | 0
0.5416666666666672101December | Resource 1 | Sublap 1 | 13:00 | 2 | 101 | December | 21000 | 0 | 0 | 0 | 0 | 0 | 0 | 0 | 0 | 0 | 0 | 0 | 0 | 0 | 8.5926 | 9.5768 | -3.0213 | -0.074567 | 0 | 0 | 0 | 0 | 0 | 0 | 0 | 0 | 0 | 0 | 0 | 0 | 0 | 0 | 0 | 0 | 0 | 0 | 0 | 0 | 180.4449 | 201.1126 | -63.4472 | -1.5659 | 0 | 0 | 0 | 0 | 0 | 0 | 0
0.5416666666666672102January | Resource 1 | Sublap 1 | 13:00 | 2 | 102 | January | 10000 | 0 | 0 | 0 | 0 | 0 | 0 | 0 | 0 | 0 | 0 | 0 | 0 | 0 | 11.0215 | 12.3557 | -3.8511 | -0.095007 | 0 | 0 | 0 | 0 | 0 | 0 | 0 | 0 | 0 | 0 | 0 | 0 | 0 | 0 | 0 | 0 | 0 | 0 | 0 | 0 | 110.2148 | 123.5565 | -38.5112 | -0.95007 | 0 | 0 | 0 | 0 | 0 | 0 | 0
0.5416666666666672102February | Resource 1 | Sublap 1 | 13:00 | 2 | 102 | February | 11000 | 0 | 0 | 0 | 0 | 0 | 0 | 0 | 0 | 0 | 0 | 0 | 0 | 0 | 11.0215 | 12.3557 | -3.8511 | -0.095007 | 0 | 0 | 0 | 0 | 0 | 0 | 0 | 0 | 0 | 0 | 0 | 0 | 0 | 0 | 0 | 0 | 0 | 0 | 0 | 0 | 121.2363 | 135.9121 | -42.3623 | -1.0451 | 0 | 0 | 0 | 0 | 0 | 0 | 0
0.5416666666666672102March | Resource 1 | Sublap 1 | 13:00 | 2 | 102 | March | 12000 | 0 | 0 | 0 | 0 | 0 | 0 | 0 | 0 | 0 | 0 | 0 | 0 | 0 | 11.0215 | 12.3557 | -3.8511 | -0.095007 | 0 | 0 | 0 | 0 | 0 | 0 | 0 | 0 | 0 | 0 | 0 | 0 | 0 | 0 | 0 | 0 | 0 | 0 | 0 | 0 | 132.2578 | 148.2677 | -46.2135 | -1.1401 | 0 | 0 | 0 | 0 | 0 | 0 | 0
0.5416666666666672102April | Resource 1 | Sublap 1 | 13:00 | 2 | 102 | April | 13000 | 0 | 0 | 0 | 0 | 0 | 0 | 0 | 0 | 0 | 0 | 0 | 0 | 0 | 11.0215 | 12.3557 | -3.8511 | -0.095007 | 0 | 0 | 0 | 0 | 0 | 0 | 0 | 0 | 0 | 0 | 0 | 0 | 0 | 0 | 0 | 0 | 0 | 0 | 0 | 0 | 143.2793 | 160.6234 | -50.0646 | -1.2351 | 0 | 0 | 0 | 0 | 0 | 0 | 0
0.5416666666666672102May | Resource 1 | Sublap 1 | 13:00 | 2 | 102 | May | 14000 | 0 | 0 | 0 | 0 | 0 | 0 | 0 | 0 | 0 | 0 | 0 | 0 | 0 | 11.0215 | 12.3557 | -3.8511 | -0.095007 | 0 | 0 | 0 | 0 | 0 | 0 | 0 | 0 | 0 | 0 | 0 | 0 | 0 | 0 | 0 | 0 | 0 | 0 | 0 | 0 | 154.3008 | 172.979 | -53.9157 | -1.3301 | 0 | 0 | 0 | 0 | 0 | 0 | 0
0.5416666666666672102June | Resource 1 | Sublap 1 | 13:00 | 2 | 102 | June | 15000 | 0 | 0 | 0 | 0 | 0 | 0 | 0 | 0 | 0 | 0 | 0 | 0 | 0 | 11.0215 | 12.3557 | -3.8511 | -0.095007 | 0 | 0 | 0 | 0 | 0 | 0 | 0 | 0 | 0 | 0 | 0 | 0 | 0 | 0 | 0 | 0 | 0 | 0 | 0 | 0 | 165.3223 | 185.3347 | -57.7668 | -1.4251 | 0 | 0 | 0 | 0 | 0 | 0 | 0
0.5416666666666672102July | Resource 1 | Sublap 1 | 13:00 | 2 | 102 | July | 16000 | 0 | 0 | 0 | 0 | 0 | 0 | 0 | 0 | 0 | 0 | 0 | 0 | 0 | 11.0215 | 12.3557 | -3.8511 | -0.095007 | 0 | 0 | 0 | 0 | 0 | 0 | 0 | 0 | 0 | 0 | 0 | 0 | 0 | 0 | 0 | 0 | 0 | 0 | 0 | 0 | 176.3437 | 197.6903 | -61.6179 | -1.5201 | 0 | 0 | 0 | 0 | 0 | 0 | 0
0.5416666666666672102August | Resource 1 | Sublap 1 | 13:00 | 2 | 102 | August | 17000 | 0 | 0 | 0 | 0 | 0 | 0 | 0 | 0 | 0 | 0 | 0 | 0 | 0 | 11.0215 | 12.3557 | -3.8511 | -0.095007 | 0 | 0 | 0 | 0 | 0 | 0 | 0 | 0 | 0 | 0 | 0 | 0 | 0 | 0 | 0 | 0 | 0 | 0 | 0 | 0 | 187.3652 | 210.046 | -65.4691 | -1.6151 | 0 | 0 | 0 | 0 | 0 | 0 | 0
0.5416666666666672102September | Resource 1 | Sublap 1 | 13:00 | 2 | 102 | September | 18000 | 0 | 0 | 0 | 0 | 0 | 0 | 0 | 0 | 0 | 0 | 0 | 0 | 0 | 11.0215 | 12.3557 | -3.8511 | -0.095007 | 0 | 0 | 0 | 0 | 0 | 0 | 0 | 0 | 0 | 0 | 0 | 0 | 0 | 0 | 0 | 0 | 0 | 0 | 0 | 0 | 198.3867 | 222.4016 | -69.3202 | -1.7101 | 0 | 0 | 0 | 0 | 0 | 0 | 0
0.5416666666666672102October | Resource 1 | Sublap 1 | 13:00 | 2 | 102 | October | 19000 | 0 | 0 | 0 | 0 | 0 | 0 | 0 | 0 | 0 | 0 | 0 | 0 | 0 | 11.0215 | 12.3557 | -3.8511 | -0.095007 | 0 | 0 | 0 | 0 | 0 | 0 | 0 | 0 | 0 | 0 | 0 | 0 | 0 | 0 | 0 | 0 | 0 | 0 | 0 | 0 | 209.4082 | 234.7573 | -73.1713 | -1.8051 | 0 | 0 | 0 | 0 | 0 | 0 | 0
0.5416666666666672102November | Resource 1 | Sublap 1 | 13:00 | 2 | 102 | November | 20000 | 0 | 0 | 0 | 0 | 0 | 0 | 0 | 0 | 0 | 0 | 0 | 0 | 0 | 11.0215 | 12.3557 | -3.8511 | -0.095007 | 0 | 0 | 0 | 0 | 0 | 0 | 0 | 0 | 0 | 0 | 0 | 0 | 0 | 0 | 0 | 0 | 0 | 0 | 0 | 0 | 220.4297 | 247.1129 | -77.0224 | -1.9001 | 0 | 0 | 0 | 0 | 0 | 0 | 0
0.5416666666666672102December | Resource 1 | Sublap 1 | 13:00 | 2 | 102 | December | 21000 | 0 | 0 | 0 | 0 | 0 | 0 | 0 | 0 | 0 | 0 | 0 | 0 | 0 | 11.0215 | 12.3557 | -3.8511 | -0.095007 | 0 | 0 | 0 | 0 | 0 | 0 | 0 | 0 | 0 | 0 | 0 | 0 | 0 | 0 | 0 | 0 | 0 | 0 | 0 | 0 | 231.4511 | 259.4686 | -80.8735 | -1.9951 | 0 | 0 | 0 | 0 | 0 | 0 | 0
0.5416666666666672103January | Resource 1 | Sublap 1 | 13:00 | 2 | 103 | January | 10000 | 0 | 0 | 0 | 0 | 0 | 0 | 0 | 0 | 0 | 0 | 0 | 0 | 0 | 11.5381 | 12.8618 | -4.0396 | -0.099648 | 0 | 0 | 0 | 0 | 0 | 0 | 0 | 0 | 0 | 0 | 0 | 0 | 0 | 0 | 0 | 0 | 0 | 0 | 0 | 0 | 115.3807 | 128.6183 | -40.3955 | -0.99648 | 0 | 0 | 0 | 0 | 0 | 0 | 0
0.5416666666666672103February | Resource 1 | Sublap 1 | 13:00 | 2 | 103 | February | 11000 | 0 | 0 | 0 | 0 | 0 | 0 | 0 | 0 | 0 | 0 | 0 | 0 | 0 | 11.5381 | 12.8618 | -4.0396 | -0.099648 | 0 | 0 | 0 | 0 | 0 | 0 | 0 | 0 | 0 | 0 | 0 | 0 | 0 | 0 | 0 | 0 | 0 | 0 | 0 | 0 | 126.9187 | 141.4801 | -44.4351 | -1.0961 | 0 | 0 | 0 | 0 | 0 | 0 | 0
0.5416666666666672103March | Resource 1 | Sublap 1 | 13:00 | 2 | 103 | March | 12000 | 0 | 0 | 0 | 0 | 0 | 0 | 0 | 0 | 0 | 0 | 0 | 0 | 0 | 11.5381 | 12.8618 | -4.0396 | -0.099648 | 0 | 0 | 0 | 0 | 0 | 0 | 0 | 0 | 0 | 0 | 0 | 0 | 0 | 0 | 0 | 0 | 0 | 0 | 0 | 0 | 138.4568 | 154.342 | -48.4746 | -1.1958 | 0 | 0 | 0 | 0 | 0 | 0 | 0
0.5416666666666672103April | Resource 1 | Sublap 1 | 13:00 | 2 | 103 | April | 13000 | 0 | 0 | 0 | 0 | 0 | 0 | 0 | 0 | 0 | 0 | 0 | 0 | 0 | 11.5381 | 12.8618 | -4.0396 | -0.099648 | 0 | 0 | 0 | 0 | 0 | 0 | 0 | 0 | 0 | 0 | 0 | 0 | 0 | 0 | 0 | 0 | 0 | 0 | 0 | 0 | 149.9948 | 167.2038 | -52.5142 | -1.2954 | 0 | 0 | 0 | 0 | 0 | 0 | 0
0.5416666666666672103May | Resource 1 | Sublap 1 | 13:00 | 2 | 103 | May | 14000 | 0 | 0 | 0 | 0 | 0 | 0 | 0 | 0 | 0 | 0 | 0 | 0 | 0 | 11.5381 | 12.8618 | -4.0396 | -0.099648 | 0 | 0 | 0 | 0 | 0 | 0 | 0 | 0 | 0 | 0 | 0 | 0 | 0 | 0 | 0 | 0 | 0 | 0 | 0 | 0 | 161.5329 | 180.0656 | -56.5538 | -1.3951 | 0 | 0 | 0 | 0 | 0 | 0 | 0
0.5416666666666672103June | Resource 1 | Sublap 1 | 13:00 | 2 | 103 | June | 15000 | 0 | 0 | 0 | 0 | 0 | 0 | 0 | 0 | 0 | 0 | 0 | 0 | 0 | 11.5381 | 12.8618 | -4.0396 | -0.099648 | 0 | 0 | 0 | 0 | 0 | 0 | 0 | 0 | 0 | 0 | 0 | 0 | 0 | 0 | 0 | 0 | 0 | 0 | 0 | 0 | 173.071 | 192.9275 | -60.5933 | -1.4947 | 0 | 0 | 0 | 0 | 0 | 0 | 0
0.5416666666666672103July | Resource 1 | Sublap 1 | 13:00 | 2 | 103 | July | 16000 | 0 | 0 | 0 | 0 | 0 | 0 | 0 | 0 | 0 | 0 | 0 | 0 | 0 | 11.5381 | 12.8618 | -4.0396 | -0.099648 | 0 | 0 | 0 | 0 | 0 | 0 | 0 | 0 | 0 | 0 | 0 | 0 | 0 | 0 | 0 | 0 | 0 | 0 | 0 | 0 | 184.609 | 205.7893 | -64.6329 | -1.5944 | 0 | 0 | 0 | 0 | 0 | 0 | 0
0.5416666666666672103August | Resource 1 | Sublap 1 | 13:00 | 2 | 103 | August | 17000 | 0 | 0 | 0 | 0 | 0 | 0 | 0 | 0 | 0 | 0 | 0 | 0 | 0 | 11.5381 | 12.8618 | -4.0396 | -0.099648 | 0 | 0 | 0 | 0 | 0 | 0 | 0 | 0 | 0 | 0 | 0 | 0 | 0 | 0 | 0 | 0 | 0 | 0 | 0 | 0 | 196.1471 | 218.6512 | -68.6724 | -1.694 | 0 | 0 | 0 | 0 | 0 | 0 | 0
0.5416666666666672103September | Resource 1 | Sublap 1 | 13:00 | 2 | 103 | September | 18000 | 0 | 0 | 0 | 0 | 0 | 0 | 0 | 0 | 0 | 0 | 0 | 0 | 0 | 11.5381 | 12.8618 | -4.0396 | -0.099648 | 0 | 0 | 0 | 0 | 0 | 0 | 0 | 0 | 0 | 0 | 0 | 0 | 0 | 0 | 0 | 0 | 0 | 0 | 0 | 0 | 207.6852 | 231.513 | -72.712 | -1.7937 | 0 | 0 | 0 | 0 | 0 | 0 | 0
0.5416666666666672103October | Resource 1 | Sublap 1 | 13:00 | 2 | 103 | October | 19000 | 0 | 0 | 0 | 0 | 0 | 0 | 0 | 0 | 0 | 0 | 0 | 0 | 0 | 11.5381 | 12.8618 | -4.0396 | -0.099648 | 0 | 0 | 0 | 0 | 0 | 0 | 0 | 0 | 0 | 0 | 0 | 0 | 0 | 0 | 0 | 0 | 0 | 0 | 0 | 0 | 219.2232 | 244.3748 | -76.7515 | -1.8933 | 0 | 0 | 0 | 0 | 0 | 0 | 0
0.5416666666666672103November | Resource 1 | Sublap 1 | 13:00 | 2 | 103 | November | 20000 | 0 | 0 | 0 | 0 | 0 | 0 | 0 | 0 | 0 | 0 | 0 | 0 | 0 | 11.5381 | 12.8618 | -4.0396 | -0.099648 | 0 | 0 | 0 | 0 | 0 | 0 | 0 | 0 | 0 | 0 | 0 | 0 | 0 | 0 | 0 | 0 | 0 | 0 | 0 | 0 | 230.7613 | 257.2366 | -80.7911 | -1.993 | 0 | 0 | 0 | 0 | 0 | 0 | 0
0.5416666666666672103December | Resource 1 | Sublap 1 | 13:00 | 2 | 103 | December | 21000 | 0 | 0 | 0 | 0 | 0 | 0 | 0 | 0 | 0 | 0 | 0 | 0 | 0 | 11.5381 | 12.8618 | -4.0396 | -0.099648 | 0 | 0 | 0 | 0 | 0 | 0 | 0 | 0 | 0 | 0 | 0 | 0 | 0 | 0 | 0 | 0 | 0 | 0 | 0 | 0 | 242.2994 | 270.0985 | -84.8306 | -2.0926 | 0 | 0 | 0 | 0 | 0 | 0 | 0
0.5416666666666672104January | Resource 1 | Sublap 1 | 13:00 | 2 | 104 | January | 10000 | 0 | 0 | 0 | 0 | 0 | 0 | 0 | 0 | 0 | 0 | 0 | 0 | 0 | 12.419 | 13.7982 | -4.3548 | -0.10741 | 0 | 0 | 0 | 0 | 0 | 0 | 0 | 0 | 0 | 0 | 0 | 0 | 0 | 0 | 0 | 0 | 0 | 0 | 0 | 0 | 124.1901 | 137.9822 | -43.5481 | -1.0741 | 0 | 0 | 0 | 0 | 0 | 0 | 0
0.5416666666666672104February | Resource 1 | Sublap 1 | 13:00 | 2 | 104 | February | 11000 | 0 | 0 | 0 | 0 | 0 | 0 | 0 | 0 | 0 | 0 | 0 | 0 | 0 | 12.419 | 13.7982 | -4.3548 | -0.10741 | 0 | 0 | 0 | 0 | 0 | 0 | 0 | 0 | 0 | 0 | 0 | 0 | 0 | 0 | 0 | 0 | 0 | 0 | 0 | 0 | 136.6091 | 151.7804 | -47.903 | -1.1816 | 0 | 0 | 0 | 0 | 0 | 0 | 0
0.5416666666666672104March | Resource 1 | Sublap 1 | 13:00 | 2 | 104 | March | 12000 | 0 | 0 | 0 | 0 | 0 | 0 | 0 | 0 | 0 | 0 | 0 | 0 | 0 | 12.419 | 13.7982 | -4.3548 | -0.10741 | 0 | 0 | 0 | 0 | 0 | 0 | 0 | 0 | 0 | 0 | 0 | 0 | 0 | 0 | 0 | 0 | 0 | 0 | 0 | 0 | 149.0281 | 165.5786 | -52.2578 | -1.289 | 0 | 0 | 0 | 0 | 0 | 0 | 0
0.5416666666666672104April | Resource 1 | Sublap 1 | 13:00 | 2 | 104 | April | 13000 | 0 | 0 | 0 | 0 | 0 | 0 | 0 | 0 | 0 | 0 | 0 | 0 | 0 | 12.419 | 13.7982 | -4.3548 | -0.10741 | 0 | 0 | 0 | 0 | 0 | 0 | 0 | 0 | 0 | 0 | 0 | 0 | 0 | 0 | 0 | 0 | 0 | 0 | 0 | 0 | 161.4471 | 179.3768 | -56.6126 | -1.3964 | 0 | 0 | 0 | 0 | 0 | 0 | 0
0.5416666666666672104May | Resource 1 | Sublap 1 | 13:00 | 2 | 104 | May | 14000 | 0 | 0 | 0 | 0 | 0 | 0 | 0 | 0 | 0 | 0 | 0 | 0 | 0 | 12.419 | 13.7982 | -4.3548 | -0.10741 | 0 | 0 | 0 | 0 | 0 | 0 | 0 | 0 | 0 | 0 | 0 | 0 | 0 | 0 | 0 | 0 | 0 | 0 | 0 | 0 | 173.8661 | 193.175 | -60.9674 | -1.5038 | 0 | 0 | 0 | 0 | 0 | 0 | 0
0.5416666666666672104June | Resource 1 | Sublap 1 | 13:00 | 2 | 104 | June | 15000 | 0 | 0 | 0 | 0 | 0 | 0 | 0 | 0 | 0 | 0 | 0 | 0 | 0 | 12.419 | 13.7982 | -4.3548 | -0.10741 | 0 | 0 | 0 | 0 | 0 | 0 | 0 | 0 | 0 | 0 | 0 | 0 | 0 | 0 | 0 | 0 | 0 | 0 | 0 | 0 | 186.2852 | 206.9733 | -65.3222 | -1.6112 | 0 | 0 | 0 | 0 | 0 | 0 | 0
0.5416666666666672104July | Resource 1 | Sublap 1 | 13:00 | 2 | 104 | July | 16000 | 0 | 0 | 0 | 0 | 0 | 0 | 0 | 0 | 0 | 0 | 0 | 0 | 0 | 12.419 | 13.7982 | -4.3548 | -0.10741 | 0 | 0 | 0 | 0 | 0 | 0 | 0 | 0 | 0 | 0 | 0 | 0 | 0 | 0 | 0 | 0 | 0 | 0 | 0 | 0 | 198.7042 | 220.7715 | -69.677 | -1.7186 | 0 | 0 | 0 | 0 | 0 | 0 | 0
0.5416666666666672104August | Resource 1 | Sublap 1 | 13:00 | 2 | 104 | August | 17000 | 0 | 0 | 0 | 0 | 0 | 0 | 0 | 0 | 0 | 0 | 0 | 0 | 0 | 12.419 | 13.7982 | -4.3548 | -0.10741 | 0 | 0 | 0 | 0 | 0 | 0 | 0 | 0 | 0 | 0 | 0 | 0 | 0 | 0 | 0 | 0 | 0 | 0 | 0 | 0 | 211.1232 | 234.5697 | -74.0319 | -1.826 | 0 | 0 | 0 | 0 | 0 | 0 | 0
0.5416666666666672104September | Resource 1 | Sublap 1 | 13:00 | 2 | 104 | September | 18000 | 0 | 0 | 0 | 0 | 0 | 0 | 0 | 0 | 0 | 0 | 0 | 0 | 0 | 12.419 | 13.7982 | -4.3548 | -0.10741 | 0 | 0 | 0 | 0 | 0 | 0 | 0 | 0 | 0 | 0 | 0 | 0 | 0 | 0 | 0 | 0 | 0 | 0 | 0 | 0 | 223.5422 | 248.3679 | -78.3867 | -1.9334 | 0 | 0 | 0 | 0 | 0 | 0 | 0
0.5416666666666672104October | Resource 1 | Sublap 1 | 13:00 | 2 | 104 | October | 19000 | 0 | 0 | 0 | 0 | 0 | 0 | 0 | 0 | 0 | 0 | 0 | 0 | 0 | 12.419 | 13.7982 | -4.3548 | -0.10741 | 0 | 0 | 0 | 0 | 0 | 0 | 0 | 0 | 0 | 0 | 0 | 0 | 0 | 0 | 0 | 0 | 0 | 0 | 0 | 0 | 235.9612 | 262.1661 | -82.7415 | -2.0409 | 0 | 0 | 0 | 0 | 0 | 0 | 0
0.5416666666666672104November | Resource 1 | Sublap 1 | 13:00 | 2 | 104 | November | 20000 | 0 | 0 | 0 | 0 | 0 | 0 | 0 | 0 | 0 | 0 | 0 | 0 | 0 | 12.419 | 13.7982 | -4.3548 | -0.10741 | 0 | 0 | 0 | 0 | 0 | 0 | 0 | 0 | 0 | 0 | 0 | 0 | 0 | 0 | 0 | 0 | 0 | 0 | 0 | 0 | 248.3802 | 275.9643 | -87.0963 | -2.1483 | 0 | 0 | 0 | 0 | 0 | 0 | 0
0.5416666666666672104December | Resource 1 | Sublap 1 | 13:00 | 2 | 104 | December | 21000 | 0 | 0 | 0 | 0 | 0 | 0 | 0 | 0 | 0 | 0 | 0 | 0 | 0 | 12.419 | 13.7982 | -4.3548 | -0.10741 | 0 | 0 | 0 | 0 | 0 | 0 | 0 | 0 | 0 | 0 | 0 | 0 | 0 | 0 | 0 | 0 | 0 | 0 | 0 | 0 | 260.7992 | 289.7625 | -91.4511 | -2.2557 | 0 | 0 | 0 | 0 | 0 | 0 | 0
0.5416666666666672105January | Resource 1 | Sublap 1 | 13:00 | 2 | 105 | January | 10000 | 0 | 0 | 0 | 0 | 0 | 0 | 0 | 0 | 0 | 0 | 0 | 0 | 0 | 10.5835 | 11.7972 | -3.6989 | -0.091258 | 0 | 0 | 0 | 0 | 0 | 0 | 0 | 0 | 0 | 0 | 0 | 0 | 0 | 0 | 0 | 0 | 0 | 0 | 0 | 0 | 105.8348 | 117.9717 | -36.9893 | -0.91258 | 0 | 0 | 0 | 0 | 0 | 0 | 0
0.5416666666666672105February | Resource 1 | Sublap 1 | 13:00 | 2 | 105 | February | 11000 | 0 | 0 | 0 | 0 | 0 | 0 | 0 | 0 | 0 | 0 | 0 | 0 | 0 | 10.5835 | 11.7972 | -3.6989 | -0.091258 | 0 | 0 | 0 | 0 | 0 | 0 | 0 | 0 | 0 | 0 | 0 | 0 | 0 | 0 | 0 | 0 | 0 | 0 | 0 | 0 | 116.4183 | 129.7689 | -40.6882 | -1.0038 | 0 | 0 | 0 | 0 | 0 | 0 | 0
0.5416666666666672105March | Resource 1 | Sublap 1 | 13:00 | 2 | 105 | March | 12000 | 0 | 0 | 0 | 0 | 0 | 0 | 0 | 0 | 0 | 0 | 0 | 0 | 0 | 10.5835 | 11.7972 | -3.6989 | -0.091258 | 0 | 0 | 0 | 0 | 0 | 0 | 0 | 0 | 0 | 0 | 0 | 0 | 0 | 0 | 0 | 0 | 0 | 0 | 0 | 0 | 127.0018 | 141.5661 | -44.3871 | -1.0951 | 0 | 0 | 0 | 0 | 0 | 0 | 0
0.5416666666666672105April | Resource 1 | Sublap 1 | 13:00 | 2 | 105 | April | 13000 | 0 | 0 | 0 | 0 | 0 | 0 | 0 | 0 | 0 | 0 | 0 | 0 | 0 | 10.5835 | 11.7972 | -3.6989 | -0.091258 | 0 | 0 | 0 | 0 | 0 | 0 | 0 | 0 | 0 | 0 | 0 | 0 | 0 | 0 | 0 | 0 | 0 | 0 | 0 | 0 | 137.5853 | 153.3632 | -48.086 | -1.1864 | 0 | 0 | 0 | 0 | 0 | 0 | 0
0.5416666666666672105May | Resource 1 | Sublap 1 | 13:00 | 2 | 105 | May | 14000 | 0 | 0 | 0 | 0 | 0 | 0 | 0 | 0 | 0 | 0 | 0 | 0 | 0 | 10.5835 | 11.7972 | -3.6989 | -0.091258 | 0 | 0 | 0 | 0 | 0 | 0 | 0 | 0 | 0 | 0 | 0 | 0 | 0 | 0 | 0 | 0 | 0 | 0 | 0 | 0 | 148.1687 | 165.1604 | -51.785 | -1.2776 | 0 | 0 | 0 | 0 | 0 | 0 | 0
0.5416666666666672105June | Resource 1 | Sublap 1 | 13:00 | 2 | 105 | June | 15000 | 0 | 0 | 0 | 0 | 0 | 0 | 0 | 0 | 0 | 0 | 0 | 0 | 0 | 10.5835 | 11.7972 | -3.6989 | -0.091258 | 0 | 0 | 0 | 0 | 0 | 0 | 0 | 0 | 0 | 0 | 0 | 0 | 0 | 0 | 0 | 0 | 0 | 0 | 0 | 0 | 158.7522 | 176.9576 | -55.4839 | -1.3689 | 0 | 0 | 0 | 0 | 0 | 0 | 0
0.5416666666666672105July | Resource 1 | Sublap 1 | 13:00 | 2 | 105 | July | 16000 | 0 | 0 | 0 | 0 | 0 | 0 | 0 | 0 | 0 | 0 | 0 | 0 | 0 | 10.5835 | 11.7972 | -3.6989 | -0.091258 | 0 | 0 | 0 | 0 | 0 | 0 | 0 | 0 | 0 | 0 | 0 | 0 | 0 | 0 | 0 | 0 | 0 | 0 | 0 | 0 | 169.3357 | 188.7547 | -59.1828 | -1.4601 | 0 | 0 | 0 | 0 | 0 | 0 | 0
0.5416666666666672105August | Resource 1 | Sublap 1 | 13:00 | 2 | 105 | August | 17000 | 0 | 0 | 0 | 0 | 0 | 0 | 0 | 0 | 0 | 0 | 0 | 0 | 0 | 10.5835 | 11.7972 | -3.6989 | -0.091258 | 0 | 0 | 0 | 0 | 0 | 0 | 0 | 0 | 0 | 0 | 0 | 0 | 0 | 0 | 0 | 0 | 0 | 0 | 0 | 0 | 179.9192 | 200.5519 | -62.8817 | -1.5514 | 0 | 0 | 0 | 0 | 0 | 0 | 0
0.5416666666666672105September | Resource 1 | Sublap 1 | 13:00 | 2 | 105 | September | 18000 | 0 | 0 | 0 | 0 | 0 | 0 | 0 | 0 | 0 | 0 | 0 | 0 | 0 | 10.5835 | 11.7972 | -3.6989 | -0.091258 | 0 | 0 | 0 | 0 | 0 | 0 | 0 | 0 | 0 | 0 | 0 | 0 | 0 | 0 | 0 | 0 | 0 | 0 | 0 | 0 | 190.5027 | 212.3491 | -66.5807 | -1.6426 | 0 | 0 | 0 | 0 | 0 | 0 | 0
0.5416666666666672105October | Resource 1 | Sublap 1 | 13:00 | 2 | 105 | October | 19000 | 0 | 0 | 0 | 0 | 0 | 0 | 0 | 0 | 0 | 0 | 0 | 0 | 0 | 10.5835 | 11.7972 | -3.6989 | -0.091258 | 0 | 0 | 0 | 0 | 0 | 0 | 0 | 0 | 0 | 0 | 0 | 0 | 0 | 0 | 0 | 0 | 0 | 0 | 0 | 0 | 201.0861 | 224.1463 | -70.2796 | -1.7339 | 0 | 0 | 0 | 0 | 0 | 0 | 0
0.5416666666666672105November | Resource 1 | Sublap 1 | 13:00 | 2 | 105 | November | 20000 | 0 | 0 | 0 | 0 | 0 | 0 | 0 | 0 | 0 | 0 | 0 | 0 | 0 | 10.5835 | 11.7972 | -3.6989 | -0.091258 | 0 | 0 | 0 | 0 | 0 | 0 | 0 | 0 | 0 | 0 | 0 | 0 | 0 | 0 | 0 | 0 | 0 | 0 | 0 | 0 | 211.6696 | 235.9434 | -73.9785 | -1.8252 | 0 | 0 | 0 | 0 | 0 | 0 | 0
0.5416666666666672105December | Resource 1 | Sublap 1 | 13:00 | 2 | 105 | December | 21000 | 0 | 0 | 0 | 0 | 0 | 0 | 0 | 0 | 0 | 0 | 0 | 0 | 0 | 10.5835 | 11.7972 | -3.6989 | -0.091258 | 0 | 0 | 0 | 0 | 0 | 0 | 0 | 0 | 0 | 0 | 0 | 0 | 0 | 0 | 0 | 0 | 0 | 0 | 0 | 0 | 222.2531 | 247.7406 | -77.6775 | -1.9164 | 0 | 0 | 0 | 0 | 0 | 0 | 0
0.5416666666666672106January | Resource 1 | Sublap 1 | 13:00 | 2 | 106 | January | 10000 | 0 | 0 | 0 | 0 | 0 | 0 | 0 | 0 | 0 | 0 | 0 | 0 | 0 | 10.0958 | 11.4209 | -3.5612 | -0.087866 | 0 | 0 | 0 | 0 | 0 | 0 | 0 | 0 | 0 | 0 | 0 | 0 | 0 | 0 | 0 | 0 | 0 | 0 | 0 | 0 | 100.9581 | 114.209 | -35.6123 | -0.87866 | 0 | 0 | 0 | 0 | 0 | 0 | 0
0.5416666666666672106February | Resource 1 | Sublap 1 | 13:00 | 2 | 106 | February | 11000 | 0 | 0 | 0 | 0 | 0 | 0 | 0 | 0 | 0 | 0 | 0 | 0 | 0 | 10.0958 | 11.4209 | -3.5612 | -0.087866 | 0 | 0 | 0 | 0 | 0 | 0 | 0 | 0 | 0 | 0 | 0 | 0 | 0 | 0 | 0 | 0 | 0 | 0 | 0 | 0 | 111.0539 | 125.6299 | -39.1735 | -0.96653 | 0 | 0 | 0 | 0 | 0 | 0 | 0
0.5416666666666672106March | Resource 1 | Sublap 1 | 13:00 | 2 | 106 | March | 12000 | 0 | 0 | 0 | 0 | 0 | 0 | 0 | 0 | 0 | 0 | 0 | 0 | 0 | 10.0958 | 11.4209 | -3.5612 | -0.087866 | 0 | 0 | 0 | 0 | 0 | 0 | 0 | 0 | 0 | 0 | 0 | 0 | 0 | 0 | 0 | 0 | 0 | 0 | 0 | 0 | 121.1497 | 137.0508 | -42.7347 | -1.0544 | 0 | 0 | 0 | 0 | 0 | 0 | 0
0.5416666666666672106April | Resource 1 | Sublap 1 | 13:00 | 2 | 106 | April | 13000 | 0 | 0 | 0 | 0 | 0 | 0 | 0 | 0 | 0 | 0 | 0 | 0 | 0 | 10.0958 | 11.4209 | -3.5612 | -0.087866 | 0 | 0 | 0 | 0 | 0 | 0 | 0 | 0 | 0 | 0 | 0 | 0 | 0 | 0 | 0 | 0 | 0 | 0 | 0 | 0 | 131.2455 | 148.4717 | -46.2959 | -1.1423 | 0 | 0 | 0 | 0 | 0 | 0 | 0
0.5416666666666672106May | Resource 1 | Sublap 1 | 13:00 | 2 | 106 | May | 14000 | 0 | 0 | 0 | 0 | 0 | 0 | 0 | 0 | 0 | 0 | 0 | 0 | 0 | 10.0958 | 11.4209 | -3.5612 | -0.087866 | 0 | 0 | 0 | 0 | 0 | 0 | 0 | 0 | 0 | 0 | 0 | 0 | 0 | 0 | 0 | 0 | 0 | 0 | 0 | 0 | 141.3413 | 159.8926 | -49.8572 | -1.2301 | 0 | 0 | 0 | 0 | 0 | 0 | 0
0.5416666666666672106June | Resource 1 | Sublap 1 | 13:00 | 2 | 106 | June | 15000 | 0 | 0 | 0 | 0 | 0 | 0 | 0 | 0 | 0 | 0 | 0 | 0 | 0 | 10.0958 | 11.4209 | -3.5612 | -0.087866 | 0 | 0 | 0 | 0 | 0 | 0 | 0 | 0 | 0 | 0 | 0 | 0 | 0 | 0 | 0 | 0 | 0 | 0 | 0 | 0 | 151.4371 | 171.3135 | -53.4184 | -1.318 | 0 | 0 | 0 | 0 | 0 | 0 | 0
0.5416666666666672106July | Resource 1 | Sublap 1 | 13:00 | 2 | 106 | July | 16000 | 0 | 0 | 0 | 0 | 0 | 0 | 0 | 0 | 0 | 0 | 0 | 0 | 0 | 10.0958 | 11.4209 | -3.5612 | -0.087866 | 0 | 0 | 0 | 0 | 0 | 0 | 0 | 0 | 0 | 0 | 0 | 0 | 0 | 0 | 0 | 0 | 0 | 0 | 0 | 0 | 161.5329 | 182.7344 | -56.9796 | -1.4059 | 0 | 0 | 0 | 0 | 0 | 0 | 0
0.5416666666666672106August | Resource 1 | Sublap 1 | 13:00 | 2 | 106 | August | 17000 | 0 | 0 | 0 | 0 | 0 | 0 | 0 | 0 | 0 | 0 | 0 | 0 | 0 | 10.0958 | 11.4209 | -3.5612 | -0.087866 | 0 | 0 | 0 | 0 | 0 | 0 | 0 | 0 | 0 | 0 | 0 | 0 | 0 | 0 | 0 | 0 | 0 | 0 | 0 | 0 | 171.6288 | 194.1553 | -60.5409 | -1.4937 | 0 | 0 | 0 | 0 | 0 | 0 | 0
0.5416666666666672106September | Resource 1 | Sublap 1 | 13:00 | 2 | 106 | September | 18000 | 0 | 0 | 0 | 0 | 0 | 0 | 0 | 0 | 0 | 0 | 0 | 0 | 0 | 10.0958 | 11.4209 | -3.5612 | -0.087866 | 0 | 0 | 0 | 0 | 0 | 0 | 0 | 0 | 0 | 0 | 0 | 0 | 0 | 0 | 0 | 0 | 0 | 0 | 0 | 0 | 181.7245 | 205.5762 | -64.1021 | -1.5816 | 0 | 0 | 0 | 0 | 0 | 0 | 0
0.5416666666666672106October | Resource 1 | Sublap 1 | 13:00 | 2 | 106 | October | 19000 | 0 | 0 | 0 | 0 | 0 | 0 | 0 | 0 | 0 | 0 | 0 | 0 | 0 | 10.0958 | 11.4209 | -3.5612 | -0.087866 | 0 | 0 | 0 | 0 | 0 | 0 | 0 | 0 | 0 | 0 | 0 | 0 | 0 | 0 | 0 | 0 | 0 | 0 | 0 | 0 | 191.8204 | 216.9971 | -67.6633 | -1.6695 | 0 | 0 | 0 | 0 | 0 | 0 | 0
0.5416666666666672106November | Resource 1 | Sublap 1 | 13:00 | 2 | 106 | November | 20000 | 0 | 0 | 0 | 0 | 0 | 0 | 0 | 0 | 0 | 0 | 0 | 0 | 0 | 10.0958 | 11.4209 | -3.5612 | -0.087866 | 0 | 0 | 0 | 0 | 0 | 0 | 0 | 0 | 0 | 0 | 0 | 0 | 0 | 0 | 0 | 0 | 0 | 0 | 0 | 0 | 201.9162 | 228.418 | -71.2245 | -1.7573 | 0 | 0 | 0 | 0 | 0 | 0 | 0
0.5416666666666672106December | Resource 1 | Sublap 1 | 13:00 | 2 | 106 | December | 21000 | 0 | 0 | 0 | 0 | 0 | 0 | 0 | 0 | 0 | 0 | 0 | 0 | 0 | 10.0958 | 11.4209 | -3.5612 | -0.087866 | 0 | 0 | 0 | 0 | 0 | 0 | 0 | 0 | 0 | 0 | 0 | 0 | 0 | 0 | 0 | 0 | 0 | 0 | 0 | 0 | 212.012 | 239.8389 | -74.7858 | -1.8452 | 0 | 0 | 0 | 0 | 0 | 0 | 0
0.5416666666666672107January | Resource 1 | Sublap 1 | 13:00 | 2 | 107 | January | 10000 | 0 | 0 | 0 | 0 | 0 | 0 | 0 | 0 | 0 | 0 | 0 | 0 | 0 | 11.9207 | 13.3743 | -4.17 | -0.10286 | 0 | 0 | 0 | 0 | 0 | 0 | 0 | 0 | 0 | 0 | 0 | 0 | 0 | 0 | 0 | 0 | 0 | 0 | 0 | 0 | 119.2067 | 133.7431 | -41.7001 | -1.0286 | 0 | 0 | 0 | 0 | 0 | 0 | 0
0.5416666666666672107February | Resource 1 | Sublap 1 | 13:00 | 2 | 107 | February | 11000 | 0 | 0 | 0 | 0 | 0 | 0 | 0 | 0 | 0 | 0 | 0 | 0 | 0 | 11.9207 | 13.3743 | -4.17 | -0.10286 | 0 | 0 | 0 | 0 | 0 | 0 | 0 | 0 | 0 | 0 | 0 | 0 | 0 | 0 | 0 | 0 | 0 | 0 | 0 | 0 | 131.1274 | 147.1174 | -45.8701 | -1.1315 | 0 | 0 | 0 | 0 | 0 | 0 | 0
0.5416666666666672107March | Resource 1 | Sublap 1 | 13:00 | 2 | 107 | March | 12000 | 0 | 0 | 0 | 0 | 0 | 0 | 0 | 0 | 0 | 0 | 0 | 0 | 0 | 11.9207 | 13.3743 | -4.17 | -0.10286 | 0 | 0 | 0 | 0 | 0 | 0 | 0 | 0 | 0 | 0 | 0 | 0 | 0 | 0 | 0 | 0 | 0 | 0 | 0 | 0 | 143.0481 | 160.4917 | -50.0401 | -1.2343 | 0 | 0 | 0 | 0 | 0 | 0 | 0
0.5416666666666672107April | Resource 1 | Sublap 1 | 13:00 | 2 | 107 | April | 13000 | 0 | 0 | 0 | 0 | 0 | 0 | 0 | 0 | 0 | 0 | 0 | 0 | 0 | 11.9207 | 13.3743 | -4.17 | -0.10286 | 0 | 0 | 0 | 0 | 0 | 0 | 0 | 0 | 0 | 0 | 0 | 0 | 0 | 0 | 0 | 0 | 0 | 0 | 0 | 0 | 154.9687 | 173.866 | -54.2101 | -1.3372 | 0 | 0 | 0 | 0 | 0 | 0 | 0
0.5416666666666672107May | Resource 1 | Sublap 1 | 13:00 | 2 | 107 | May | 14000 | 0 | 0 | 0 | 0 | 0 | 0 | 0 | 0 | 0 | 0 | 0 | 0 | 0 | 11.9207 | 13.3743 | -4.17 | -0.10286 | 0 | 0 | 0 | 0 | 0 | 0 | 0 | 0 | 0 | 0 | 0 | 0 | 0 | 0 | 0 | 0 | 0 | 0 | 0 | 0 | 166.8894 | 187.2403 | -58.3801 | -1.4401 | 0 | 0 | 0 | 0 | 0 | 0 | 0
0.5416666666666672107June | Resource 1 | Sublap 1 | 13:00 | 2 | 107 | June | 15000 | 0 | 0 | 0 | 0 | 0 | 0 | 0 | 0 | 0 | 0 | 0 | 0 | 0 | 11.9207 | 13.3743 | -4.17 | -0.10286 | 0 | 0 | 0 | 0 | 0 | 0 | 0 | 0 | 0 | 0 | 0 | 0 | 0 | 0 | 0 | 0 | 0 | 0 | 0 | 0 | 178.8101 | 200.6146 | -62.5501 | -1.5429 | 0 | 0 | 0 | 0 | 0 | 0 | 0
0.5416666666666672107July | Resource 1 | Sublap 1 | 13:00 | 2 | 107 | July | 16000 | 0 | 0 | 0 | 0 | 0 | 0 | 0 | 0 | 0 | 0 | 0 | 0 | 0 | 11.9207 | 13.3743 | -4.17 | -0.10286 | 0 | 0 | 0 | 0 | 0 | 0 | 0 | 0 | 0 | 0 | 0 | 0 | 0 | 0 | 0 | 0 | 0 | 0 | 0 | 0 | 190.7307 | 213.9889 | -66.7201 | -1.6458 | 0 | 0 | 0 | 0 | 0 | 0 | 0
0.5416666666666672107August | Resource 1 | Sublap 1 | 13:00 | 2 | 107 | August | 17000 | 0 | 0 | 0 | 0 | 0 | 0 | 0 | 0 | 0 | 0 | 0 | 0 | 0 | 11.9207 | 13.3743 | -4.17 | -0.10286 | 0 | 0 | 0 | 0 | 0 | 0 | 0 | 0 | 0 | 0 | 0 | 0 | 0 | 0 | 0 | 0 | 0 | 0 | 0 | 0 | 202.6514 | 227.3633 | -70.8901 | -1.7486 | 0 | 0 | 0 | 0 | 0 | 0 | 0
0.5416666666666672107September | Resource 1 | Sublap 1 | 13:00 | 2 | 107 | September | 18000 | 0 | 0 | 0 | 0 | 0 | 0 | 0 | 0 | 0 | 0 | 0 | 0 | 0 | 11.9207 | 13.3743 | -4.17 | -0.10286 | 0 | 0 | 0 | 0 | 0 | 0 | 0 | 0 | 0 | 0 | 0 | 0 | 0 | 0 | 0 | 0 | 0 | 0 | 0 | 0 | 214.5721 | 240.7376 | -75.0601 | -1.8515 | 0 | 0 | 0 | 0 | 0 | 0 | 0
0.5416666666666672107October | Resource 1 | Sublap 1 | 13:00 | 2 | 107 | October | 19000 | 0 | 0 | 0 | 0 | 0 | 0 | 0 | 0 | 0 | 0 | 0 | 0 | 0 | 11.9207 | 13.3743 | -4.17 | -0.10286 | 0 | 0 | 0 | 0 | 0 | 0 | 0 | 0 | 0 | 0 | 0 | 0 | 0 | 0 | 0 | 0 | 0 | 0 | 0 | 0 | 226.4928 | 254.1119 | -79.2301 | -1.9544 | 0 | 0 | 0 | 0 | 0 | 0 | 0
0.5416666666666672107November | Resource 1 | Sublap 1 | 13:00 | 2 | 107 | November | 20000 | 0 | 0 | 0 | 0 | 0 | 0 | 0 | 0 | 0 | 0 | 0 | 0 | 0 | 11.9207 | 13.3743 | -4.17 | -0.10286 | 0 | 0 | 0 | 0 | 0 | 0 | 0 | 0 | 0 | 0 | 0 | 0 | 0 | 0 | 0 | 0 | 0 | 0 | 0 | 0 | 238.4134 | 267.4862 | -83.4001 | -2.0572 | 0 | 0 | 0 | 0 | 0 | 0 | 0
0.5416666666666672107December | Resource 1 | Sublap 1 | 13:00 | 2 | 107 | December | 21000 | 0 | 0 | 0 | 0 | 0 | 0 | 0 | 0 | 0 | 0 | 0 | 0 | 0 | 11.9207 | 13.3743 | -4.17 | -0.10286 | 0 | 0 | 0 | 0 | 0 | 0 | 0 | 0 | 0 | 0 | 0 | 0 | 0 | 0 | 0 | 0 | 0 | 0 | 0 | 0 | 250.3341 | 280.8605 | -87.5701 | -2.1601 | 0 | 0 | 0 | 0 | 0 | 0 | 0
0.541666666666667371January | Resource 1 | Sublap 1 | 13:00 | 3 | 71 | January | 10000 | 0 | 0 | 0 | 0 | 0 | 0 | 0 | 0 | 0 | 0 | 0 | 0 | 0 | 0 | 0 | 0 | 0 | 0 | 0 | 0 | 0 | 0 | 0 | 0 | 0 | 0 | 0 | 0 | 0 | 0 | 0 | 0 | 0 | 0 | 0 | 0 | 0 | 0 | 0 | 0 | 0 | 0 | 0 | 0 | 0 | 0 | 0 | 0
0.541666666666667371February | Resource 1 | Sublap 1 | 13:00 | 3 | 71 | February | 11000 | 0 | 0 | 0 | 0 | 0 | 0 | 0 | 0 | 0 | 0 | 0 | 0 | 0 | 0 | 0 | 0 | 0 | 0 | 0 | 0 | 0 | 0 | 0 | 0 | 0 | 0 | 0 | 0 | 0 | 0 | 0 | 0 | 0 | 0 | 0 | 0 | 0 | 0 | 0 | 0 | 0 | 0 | 0 | 0 | 0 | 0 | 0 | 0
0.541666666666667371March | Resource 1 | Sublap 1 | 13:00 | 3 | 71 | March | 12000 | 0 | 0 | 0 | 0 | 0 | 0 | 0 | 0 | 0 | 0 | 0 | 0 | 0 | 0 | 0 | 0 | 0 | 0 | 0 | 0 | 0 | 0 | 0 | 0 | 0 | 0 | 0 | 0 | 0 | 0 | 0 | 0 | 0 | 0 | 0 | 0 | 0 | 0 | 0 | 0 | 0 | 0 | 0 | 0 | 0 | 0 | 0 | 0
0.541666666666667371April | Resource 1 | Sublap 1 | 13:00 | 3 | 71 | April | 13000 | 0 | 0 | 0 | 0 | 0 | 0 | 0 | 0 | 0 | 0 | 0 | 0 | 0 | 0 | 0 | 0 | 0 | 0 | 0 | 0 | 0 | 0 | 0 | 0 | 0 | 0 | 0 | 0 | 0 | 0 | 0 | 0 | 0 | 0 | 0 | 0 | 0 | 0 | 0 | 0 | 0 | 0 | 0 | 0 | 0 | 0 | 0 | 0
0.541666666666667371May | Resource 1 | Sublap 1 | 13:00 | 3 | 71 | May | 14000 | 0 | 0 | 0 | 0 | 0 | 0 | 0 | 0 | 0 | 0 | 0 | 0 | 0 | 0 | 0 | 0 | 0 | 0 | 0 | 0 | 0 | 0 | 0 | 0 | 0 | 0 | 0 | 0 | 0 | 0 | 0 | 0 | 0 | 0 | 0 | 0 | 0 | 0 | 0 | 0 | 0 | 0 | 0 | 0 | 0 | 0 | 0 | 0
0.541666666666667371June | Resource 1 | Sublap 1 | 13:00 | 3 | 71 | June | 15000 | 0 | 0 | 0 | 0 | 0 | 0 | 0 | 0 | 0 | 0 | 0 | 0 | 0 | 0 | 0 | 0 | 0 | 0 | 0 | 0 | 0 | 0 | 0 | 0 | 0 | 0 | 0 | 0 | 0 | 0 | 0 | 0 | 0 | 0 | 0 | 0 | 0 | 0 | 0 | 0 | 0 | 0 | 0 | 0 | 0 | 0 | 0 | 0
0.541666666666667371July | Resource 1 | Sublap 1 | 13:00 | 3 | 71 | July | 16000 | 0 | 0 | 0 | 0 | 0 | 0 | 0 | 0 | 0 | 0 | 0 | 0 | 0 | 0 | 0 | 0 | 0 | 0 | 0 | 0 | 0 | 0 | 0 | 0 | 0 | 0 | 0 | 0 | 0 | 0 | 0 | 0 | 0 | 0 | 0 | 0 | 0 | 0 | 0 | 0 | 0 | 0 | 0 | 0 | 0 | 0 | 0 | 0
0.541666666666667371August | Resource 1 | Sublap 1 | 13:00 | 3 | 71 | August | 17000 | 0 | 0 | 0 | 0 | 0 | 0 | 0 | 0 | 0 | 0 | 0 | 0 | 0 | 0 | 0 | 0 | 0 | 0 | 0 | 0 | 0 | 0 | 0 | 0 | 0 | 0 | 0 | 0 | 0 | 0 | 0 | 0 | 0 | 0 | 0 | 0 | 0 | 0 | 0 | 0 | 0 | 0 | 0 | 0 | 0 | 0 | 0 | 0
0.541666666666667371September | Resource 1 | Sublap 1 | 13:00 | 3 | 71 | September | 18000 | 0 | 0 | 0 | 0 | 0 | 0 | 0 | 0 | 0 | 0 | 0 | 0 | 0 | 0 | 0 | 0 | 0 | 0 | 0 | 0 | 0 | 0 | 0 | 0 | 0 | 0 | 0 | 0 | 0 | 0 | 0 | 0 | 0 | 0 | 0 | 0 | 0 | 0 | 0 | 0 | 0 | 0 | 0 | 0 | 0 | 0 | 0 | 0
0.541666666666667371October | Resource 1 | Sublap 1 | 13:00 | 3 | 71 | October | 19000 | 0 | 0 | 0 | 0 | 0 | 0 | 0 | 0 | 0 | 0 | 0 | 0 | 0 | 0 | 0 | 0 | 0 | 0 | 0 | 0 | 0 | 0 | 0 | 0 | 0 | 0 | 0 | 0 | 0 | 0 | 0 | 0 | 0 | 0 | 0 | 0 | 0 | 0 | 0 | 0 | 0 | 0 | 0 | 0 | 0 | 0 | 0 | 0
0.541666666666667371November | Resource 1 | Sublap 1 | 13:00 | 3 | 71 | November | 20000 | 0 | 0 | 0 | 0 | 0 | 0 | 0 | 0 | 0 | 0 | 0 | 0 | 0 | 0 | 0 | 0 | 0 | 0 | 0 | 0 | 0 | 0 | 0 | 0 | 0 | 0 | 0 | 0 | 0 | 0 | 0 | 0 | 0 | 0 | 0 | 0 | 0 | 0 | 0 | 0 | 0 | 0 | 0 | 0 | 0 | 0 | 0 | 0
0.541666666666667371December | Resource 1 | Sublap 1 | 13:00 | 3 | 71 | December | 21000 | 0 | 0 | 0 | 0 | 0 | 0 | 0 | 0 | 0 | 0 | 0 | 0 | 0 | 0 | 0 | 0 | 0 | 0 | 0 | 0 | 0 | 0 | 0 | 0 | 0 | 0 | 0 | 0 | 0 | 0 | 0 | 0 | 0 | 0 | 0 | 0 | 0 | 0 | 0 | 0 | 0 | 0 | 0 | 0 | 0 | 0 | 0 | 0
0.541666666666667372January | Resource 1 | Sublap 1 | 13:00 | 3 | 72 | January | 10000 | 0 | 0 | 0 | 0 | 0 | 0 | 0 | 0 | 0 | 0 | 0 | 0 | 0 | 0 | 0 | 0 | 0 | 0 | 0 | 0 | 0 | 0 | 0 | 0 | 0 | 0 | 0 | 0 | 0 | 0 | 0 | 0 | 0 | 0 | 0 | 0 | 0 | 0 | 0 | 0 | 0 | 0 | 0 | 0 | 0 | 0 | 0 | 0
0.541666666666667372February | Resource 1 | Sublap 1 | 13:00 | 3 | 72 | February | 11000 | 0 | 0 | 0 | 0 | 0 | 0 | 0 | 0 | 0 | 0 | 0 | 0 | 0 | 0 | 0 | 0 | 0 | 0 | 0 | 0 | 0 | 0 | 0 | 0 | 0 | 0 | 0 | 0 | 0 | 0 | 0 | 0 | 0 | 0 | 0 | 0 | 0 | 0 | 0 | 0 | 0 | 0 | 0 | 0 | 0 | 0 | 0 | 0
0.541666666666667372March | Resource 1 | Sublap 1 | 13:00 | 3 | 72 | March | 12000 | 0 | 0 | 0 | 0 | 0 | 0 | 0 | 0 | 0 | 0 | 0 | 0 | 0 | 0 | 0 | 0 | 0 | 0 | 0 | 0 | 0 | 0 | 0 | 0 | 0 | 0 | 0 | 0 | 0 | 0 | 0 | 0 | 0 | 0 | 0 | 0 | 0 | 0 | 0 | 0 | 0 | 0 | 0 | 0 | 0 | 0 | 0 | 0
0.541666666666667372April | Resource 1 | Sublap 1 | 13:00 | 3 | 72 | April | 13000 | 0 | 0 | 0 | 0 | 0 | 0 | 0 | 0 | 0 | 0 | 0 | 0 | 0 | 0 | 0 | 0 | 0 | 0 | 0 | 0 | 0 | 0 | 0 | 0 | 0 | 0 | 0 | 0 | 0 | 0 | 0 | 0 | 0 | 0 | 0 | 0 | 0 | 0 | 0 | 0 | 0 | 0 | 0 | 0 | 0 | 0 | 0 | 0
0.541666666666667372May | Resource 1 | Sublap 1 | 13:00 | 3 | 72 | May | 14000 | 0 | 0 | 0 | 0 | 0 | 0 | 0 | 0 | 0 | 0 | 0 | 0 | 0 | 0 | 0 | 0 | 0 | 0 | 0 | 0 | 0 | 0 | 0 | 0 | 0 | 0 | 0 | 0 | 0 | 0 | 0 | 0 | 0 | 0 | 0 | 0 | 0 | 0 | 0 | 0 | 0 | 0 | 0 | 0 | 0 | 0 | 0 | 0
0.541666666666667372June | Resource 1 | Sublap 1 | 13:00 | 3 | 72 | June | 15000 | 0 | 0 | 0 | 0 | 0 | 0 | 0 | 0 | 0 | 0 | 0 | 0 | 0 | 0 | 0 | 0 | 0 | 0 | 0 | 0 | 0 | 0 | 0 | 0 | 0 | 0 | 0 | 0 | 0 | 0 | 0 | 0 | 0 | 0 | 0 | 0 | 0 | 0 | 0 | 0 | 0 | 0 | 0 | 0 | 0 | 0 | 0 | 0
0.541666666666667372July | Resource 1 | Sublap 1 | 13:00 | 3 | 72 | July | 16000 | 0 | 0 | 0 | 0 | 0 | 0 | 0 | 0 | 0 | 0 | 0 | 0 | 0 | 0 | 0 | 0 | 0 | 0 | 0 | 0 | 0 | 0 | 0 | 0 | 0 | 0 | 0 | 0 | 0 | 0 | 0 | 0 | 0 | 0 | 0 | 0 | 0 | 0 | 0 | 0 | 0 | 0 | 0 | 0 | 0 | 0 | 0 | 0
0.541666666666667372August | Resource 1 | Sublap 1 | 13:00 | 3 | 72 | August | 17000 | 0 | 0 | 0 | 0 | 0 | 0 | 0 | 0 | 0 | 0 | 0 | 0 | 0 | 0 | 0 | 0 | 0 | 0 | 0 | 0 | 0 | 0 | 0 | 0 | 0 | 0 | 0 | 0 | 0 | 0 | 0 | 0 | 0 | 0 | 0 | 0 | 0 | 0 | 0 | 0 | 0 | 0 | 0 | 0 | 0 | 0 | 0 | 0
0.541666666666667372September | Resource 1 | Sublap 1 | 13:00 | 3 | 72 | September | 18000 | 0 | 0 | 0 | 0 | 0 | 0 | 0 | 0 | 0 | 0 | 0 | 0 | 0 | 0 | 0 | 0 | 0 | 0 | 0 | 0 | 0 | 0 | 0 | 0 | 0 | 0 | 0 | 0 | 0 | 0 | 0 | 0 | 0 | 0 | 0 | 0 | 0 | 0 | 0 | 0 | 0 | 0 | 0 | 0 | 0 | 0 | 0 | 0
0.541666666666667372October | Resource 1 | Sublap 1 | 13:00 | 3 | 72 | October | 19000 | 0 | 0 | 0 | 0 | 0 | 0 | 0 | 0 | 0 | 0 | 0 | 0 | 0 | 0 | 0 | 0 | 0 | 0 | 0 | 0 | 0 | 0 | 0 | 0 | 0 | 0 | 0 | 0 | 0 | 0 | 0 | 0 | 0 | 0 | 0 | 0 | 0 | 0 | 0 | 0 | 0 | 0 | 0 | 0 | 0 | 0 | 0 | 0
0.541666666666667372November | Resource 1 | Sublap 1 | 13:00 | 3 | 72 | November | 20000 | 0 | 0 | 0 | 0 | 0 | 0 | 0 | 0 | 0 | 0 | 0 | 0 | 0 | 0 | 0 | 0 | 0 | 0 | 0 | 0 | 0 | 0 | 0 | 0 | 0 | 0 | 0 | 0 | 0 | 0 | 0 | 0 | 0 | 0 | 0 | 0 | 0 | 0 | 0 | 0 | 0 | 0 | 0 | 0 | 0 | 0 | 0 | 0
0.541666666666667372December | Resource 1 | Sublap 1 | 13:00 | 3 | 72 | December | 21000 | 0 | 0 | 0 | 0 | 0 | 0 | 0 | 0 | 0 | 0 | 0 | 0 | 0 | 0 | 0 | 0 | 0 | 0 | 0 | 0 | 0 | 0 | 0 | 0 | 0 | 0 | 0 | 0 | 0 | 0 | 0 | 0 | 0 | 0 | 0 | 0 | 0 | 0 | 0 | 0 | 0 | 0 | 0 | 0 | 0 | 0 | 0 | 0
0.541666666666667373January | Resource 1 | Sublap 1 | 13:00 | 3 | 73 | January | 10000 | 0 | 0 | 0 | 0 | 0 | 0 | 0 | 0 | 0 | 0 | 0 | 0 | 0 | 0 | 0 | 0 | 0 | 0 | 0 | 0 | 0 | 0 | 0 | 0 | 0 | 0 | 0 | 0 | 0 | 0 | 0 | 0 | 0 | 0 | 0 | 0 | 0 | 0 | 0 | 0 | 0 | 0 | 0 | 0 | 0 | 0 | 0 | 0
0.541666666666667373February | Resource 1 | Sublap 1 | 13:00 | 3 | 73 | February | 11000 | 0 | 0 | 0 | 0 | 0 | 0 | 0 | 0 | 0 | 0 | 0 | 0 | 0 | 0 | 0 | 0 | 0 | 0 | 0 | 0 | 0 | 0 | 0 | 0 | 0 | 0 | 0 | 0 | 0 | 0 | 0 | 0 | 0 | 0 | 0 | 0 | 0 | 0 | 0 | 0 | 0 | 0 | 0 | 0 | 0 | 0 | 0 | 0
0.541666666666667373March | Resource 1 | Sublap 1 | 13:00 | 3 | 73 | March | 12000 | 0 | 0 | 0 | 0 | 0 | 0 | 0 | 0 | 0 | 0 | 0 | 0 | 0 | 0 | 0 | 0 | 0 | 0 | 0 | 0 | 0 | 0 | 0 | 0 | 0 | 0 | 0 | 0 | 0 | 0 | 0 | 0 | 0 | 0 | 0 | 0 | 0 | 0 | 0 | 0 | 0 | 0 | 0 | 0 | 0 | 0 | 0 | 0
0.541666666666667373April | Resource 1 | Sublap 1 | 13:00 | 3 | 73 | April | 13000 | 0 | 0 | 0 | 0 | 0 | 0 | 0 | 0 | 0 | 0 | 0 | 0 | 0 | 0 | 0 | 0 | 0 | 0 | 0 | 0 | 0 | 0 | 0 | 0 | 0 | 0 | 0 | 0 | 0 | 0 | 0 | 0 | 0 | 0 | 0 | 0 | 0 | 0 | 0 | 0 | 0 | 0 | 0 | 0 | 0 | 0 | 0 | 0
0.541666666666667373May | Resource 1 | Sublap 1 | 13:00 | 3 | 73 | May | 14000 | 0 | 0 | 0 | 0 | 0 | 0 | 0 | 0 | 0 | 0 | 0 | 0 | 0 | 0 | 0 | 0 | 0 | 0 | 0 | 0 | 0 | 0 | 0 | 0 | 0 | 0 | 0 | 0 | 0 | 0 | 0 | 0 | 0 | 0 | 0 | 0 | 0 | 0 | 0 | 0 | 0 | 0 | 0 | 0 | 0 | 0 | 0 | 0
0.541666666666667373June | Resource 1 | Sublap 1 | 13:00 | 3 | 73 | June | 15000 | 0 | 0 | 0 | 0 | 0 | 0 | 0 | 0 | 0 | 0 | 0 | 0 | 0 | 0 | 0 | 0 | 0 | 0 | 0 | 0 | 0 | 0 | 0 | 0 | 0 | 0 | 0 | 0 | 0 | 0 | 0 | 0 | 0 | 0 | 0 | 0 | 0 | 0 | 0 | 0 | 0 | 0 | 0 | 0 | 0 | 0 | 0 | 0
0.541666666666667373July | Resource 1 | Sublap 1 | 13:00 | 3 | 73 | July | 16000 | 0 | 0 | 0 | 0 | 0 | 0 | 0 | 0 | 0 | 0 | 0 | 0 | 0 | 0 | 0 | 0 | 0 | 0 | 0 | 0 | 0 | 0 | 0 | 0 | 0 | 0 | 0 | 0 | 0 | 0 | 0 | 0 | 0 | 0 | 0 | 0 | 0 | 0 | 0 | 0 | 0 | 0 | 0 | 0 | 0 | 0 | 0 | 0
0.541666666666667373August | Resource 1 | Sublap 1 | 13:00 | 3 | 73 | August | 17000 | 0 | 0 | 0 | 0 | 0 | 0 | 0 | 0 | 0 | 0 | 0 | 0 | 0 | 0 | 0 | 0 | 0 | 0 | 0 | 0 | 0 | 0 | 0 | 0 | 0 | 0 | 0 | 0 | 0 | 0 | 0 | 0 | 0 | 0 | 0 | 0 | 0 | 0 | 0 | 0 | 0 | 0 | 0 | 0 | 0 | 0 | 0 | 0
0.541666666666667373September | Resource 1 | Sublap 1 | 13:00 | 3 | 73 | September | 18000 | 0 | 0 | 0 | 0 | 0 | 0 | 0 | 0 | 0 | 0 | 0 | 0 | 0 | 0 | 0 | 0 | 0 | 0 | 0 | 0 | 0 | 0 | 0 | 0 | 0 | 0 | 0 | 0 | 0 | 0 | 0 | 0 | 0 | 0 | 0 | 0 | 0 | 0 | 0 | 0 | 0 | 0 | 0 | 0 | 0 | 0 | 0 | 0
0.541666666666667373October | Resource 1 | Sublap 1 | 13:00 | 3 | 73 | October | 19000 | 0 | 0 | 0 | 0 | 0 | 0 | 0 | 0 | 0 | 0 | 0 | 0 | 0 | 0 | 0 | 0 | 0 | 0 | 0 | 0 | 0 | 0 | 0 | 0 | 0 | 0 | 0 | 0 | 0 | 0 | 0 | 0 | 0 | 0 | 0 | 0 | 0 | 0 | 0 | 0 | 0 | 0 | 0 | 0 | 0 | 0 | 0 | 0
0.541666666666667373November | Resource 1 | Sublap 1 | 13:00 | 3 | 73 | November | 20000 | 0 | 0 | 0 | 0 | 0 | 0 | 0 | 0 | 0 | 0 | 0 | 0 | 0 | 0 | 0 | 0 | 0 | 0 | 0 | 0 | 0 | 0 | 0 | 0 | 0 | 0 | 0 | 0 | 0 | 0 | 0 | 0 | 0 | 0 | 0 | 0 | 0 | 0 | 0 | 0 | 0 | 0 | 0 | 0 | 0 | 0 | 0 | 0
0.541666666666667373December | Resource 1 | Sublap 1 | 13:00 | 3 | 73 | December | 21000 | 0 | 0 | 0 | 0 | 0 | 0 | 0 | 0 | 0 | 0 | 0 | 0 | 0 | 0 | 0 | 0 | 0 | 0 | 0 | 0 | 0 | 0 | 0 | 0 | 0 | 0 | 0 | 0 | 0 | 0 | 0 | 0 | 0 | 0 | 0 | 0 | 0 | 0 | 0 | 0 | 0 | 0 | 0 | 0 | 0 | 0 | 0 | 0
0.541666666666667374January | Resource 1 | Sublap 1 | 13:00 | 3 | 74 | January | 10000 | 0 | 0 | 0 | 0 | 0 | 0 | 0 | 0 | 0 | 0 | 0 | 0 | 0 | 0.30766 | 0.28585 | 0.23312 | -0.21511 | -0.0052755 | 0 | 0 | 0 | 0 | 0 | 0 | 0 | 0 | 0 | 0 | 0 | 0 | 0 | 0 | 0 | 0 | 0 | 0 | 0 | 3.0766 | 2.8585 | 2.3312 | -2.1511 | -0.052755 | 0 | 0 | 0 | 0 | 0 | 0
0.541666666666667374February | Resource 1 | Sublap 1 | 13:00 | 3 | 74 | February | 11000 | 0 | 0 | 0 | 0 | 0 | 0 | 0 | 0 | 0 | 0 | 0 | 0 | 0 | 0.30766 | 0.28585 | 0.23312 | -0.21511 | -0.0052755 | 0 | 0 | 0 | 0 | 0 | 0 | 0 | 0 | 0 | 0 | 0 | 0 | 0 | 0 | 0 | 0 | 0 | 0 | 0 | 3.3843 | 3.1443 | 2.5644 | -2.3662 | -0.058031 | 0 | 0 | 0 | 0 | 0 | 0
0.541666666666667374March | Resource 1 | Sublap 1 | 13:00 | 3 | 74 | March | 12000 | 0 | 0 | 0 | 0 | 0 | 0 | 0 | 0 | 0 | 0 | 0 | 0 | 0 | 0.30766 | 0.28585 | 0.23312 | -0.21511 | -0.0052755 | 0 | 0 | 0 | 0 | 0 | 0 | 0 | 0 | 0 | 0 | 0 | 0 | 0 | 0 | 0 | 0 | 0 | 0 | 0 | 3.6919 | 3.4301 | 2.7975 | -2.5813 | -0.063306 | 0 | 0 | 0 | 0 | 0 | 0
0.541666666666667374April | Resource 1 | Sublap 1 | 13:00 | 3 | 74 | April | 13000 | 0 | 0 | 0 | 0 | 0 | 0 | 0 | 0 | 0 | 0 | 0 | 0 | 0 | 0.30766 | 0.28585 | 0.23312 | -0.21511 | -0.0052755 | 0 | 0 | 0 | 0 | 0 | 0 | 0 | 0 | 0 | 0 | 0 | 0 | 0 | 0 | 0 | 0 | 0 | 0 | 0 | 3.9996 | 3.716 | 3.0306 | -2.7964 | -0.068582 | 0 | 0 | 0 | 0 | 0 | 0
0.541666666666667374May | Resource 1 | Sublap 1 | 13:00 | 3 | 74 | May | 14000 | 0 | 0 | 0 | 0 | 0 | 0 | 0 | 0 | 0 | 0 | 0 | 0 | 0 | 0.30766 | 0.28585 | 0.23312 | -0.21511 | -0.0052755 | 0 | 0 | 0 | 0 | 0 | 0 | 0 | 0 | 0 | 0 | 0 | 0 | 0 | 0 | 0 | 0 | 0 | 0 | 0 | 4.3073 | 4.0018 | 3.2637 | -3.0115 | -0.073857 | 0 | 0 | 0 | 0 | 0 | 0
0.541666666666667374June | Resource 1 | Sublap 1 | 13:00 | 3 | 74 | June | 15000 | 0 | 0 | 0 | 0 | 0 | 0 | 0 | 0 | 0 | 0 | 0 | 0 | 0 | 0.30766 | 0.28585 | 0.23312 | -0.21511 | -0.0052755 | 0 | 0 | 0 | 0 | 0 | 0 | 0 | 0 | 0 | 0 | 0 | 0 | 0 | 0 | 0 | 0 | 0 | 0 | 0 | 4.6149 | 4.2877 | 3.4969 | -3.2266 | -0.079133 | 0 | 0 | 0 | 0 | 0 | 0
0.541666666666667374July | Resource 1 | Sublap 1 | 13:00 | 3 | 74 | July | 16000 | 0 | 0 | 0 | 0 | 0 | 0 | 0 | 0 | 0 | 0 | 0 | 0 | 0 | 0.30766 | 0.28585 | 0.23312 | -0.21511 | -0.0052755 | 0 | 0 | 0 | 0 | 0 | 0 | 0 | 0 | 0 | 0 | 0 | 0 | 0 | 0 | 0 | 0 | 0 | 0 | 0 | 4.9226 | 4.5735 | 3.73 | -3.4418 | -0.084408 | 0 | 0 | 0 | 0 | 0 | 0
0.541666666666667374August | Resource 1 | Sublap 1 | 13:00 | 3 | 74 | August | 17000 | 0 | 0 | 0 | 0 | 0 | 0 | 0 | 0 | 0 | 0 | 0 | 0 | 0 | 0.30766 | 0.28585 | 0.23312 | -0.21511 | -0.0052755 | 0 | 0 | 0 | 0 | 0 | 0 | 0 | 0 | 0 | 0 | 0 | 0 | 0 | 0 | 0 | 0 | 0 | 0 | 0 | 5.2303 | 4.8594 | 3.9631 | -3.6569 | -0.089684 | 0 | 0 | 0 | 0 | 0 | 0
0.541666666666667374September | Resource 1 | Sublap 1 | 13:00 | 3 | 74 | September | 18000 | 0 | 0 | 0 | 0 | 0 | 0 | 0 | 0 | 0 | 0 | 0 | 0 | 0 | 0.30766 | 0.28585 | 0.23312 | -0.21511 | -0.0052755 | 0 | 0 | 0 | 0 | 0 | 0 | 0 | 0 | 0 | 0 | 0 | 0 | 0 | 0 | 0 | 0 | 0 | 0 | 0 | 5.5379 | 5.1452 | 4.1962 | -3.872 | -0.09496 | 0 | 0 | 0 | 0 | 0 | 0
0.541666666666667374October | Resource 1 | Sublap 1 | 13:00 | 3 | 74 | October | 19000 | 0 | 0 | 0 | 0 | 0 | 0 | 0 | 0 | 0 | 0 | 0 | 0 | 0 | 0.30766 | 0.28585 | 0.23312 | -0.21511 | -0.0052755 | 0 | 0 | 0 | 0 | 0 | 0 | 0 | 0 | 0 | 0 | 0 | 0 | 0 | 0 | 0 | 0 | 0 | 0 | 0 | 5.8456 | 5.4311 | 4.4294 | -4.0871 | -0.10024 | 0 | 0 | 0 | 0 | 0 | 0
0.541666666666667374November | Resource 1 | Sublap 1 | 13:00 | 3 | 74 | November | 20000 | 0 | 0 | 0 | 0 | 0 | 0 | 0 | 0 | 0 | 0 | 0 | 0 | 0 | 0.30766 | 0.28585 | 0.23312 | -0.21511 | -0.0052755 | 0 | 0 | 0 | 0 | 0 | 0 | 0 | 0 | 0 | 0 | 0 | 0 | 0 | 0 | 0 | 0 | 0 | 0 | 0 | 6.1532 | 5.7169 | 4.6625 | -4.3022 | -0.10551 | 0 | 0 | 0 | 0 | 0 | 0
0.541666666666667374December | Resource 1 | Sublap 1 | 13:00 | 3 | 74 | December | 21000 | 0 | 0 | 0 | 0 | 0 | 0 | 0 | 0 | 0 | 0 | 0 | 0 | 0 | 0.30766 | 0.28585 | 0.23312 | -0.21511 | -0.0052755 | 0 | 0 | 0 | 0 | 0 | 0 | 0 | 0 | 0 | 0 | 0 | 0 | 0 | 0 | 0 | 0 | 0 | 0 | 0 | 6.4609 | 6.0028 | 4.8956 | -4.5173 | -0.11079 | 0 | 0 | 0 | 0 | 0 | 0
0.541666666666667375January | Resource 1 | Sublap 1 | 13:00 | 3 | 75 | January | 10000 | 0 | 0 | 0 | 0 | 0 | 0 | 0 | 0 | 0 | 0 | 0 | 0 | 0 | 0.18271 | 0.17041 | 0.14045 | -0.12136 | -0.0029763 | 0 | 0 | 0 | 0 | 0 | 0 | 0 | 0 | 0 | 0 | 0 | 0 | 0 | 0 | 0 | 0 | 0 | 0 | 0 | 1.8271 | 1.7041 | 1.4045 | -1.2136 | -0.029763 | 0 | 0 | 0 | 0 | 0 | 0
0.541666666666667375February | Resource 1 | Sublap 1 | 13:00 | 3 | 75 | February | 11000 | 0 | 0 | 0 | 0 | 0 | 0 | 0 | 0 | 0 | 0 | 0 | 0 | 0 | 0.18271 | 0.17041 | 0.14045 | -0.12136 | -0.0029763 | 0 | 0 | 0 | 0 | 0 | 0 | 0 | 0 | 0 | 0 | 0 | 0 | 0 | 0 | 0 | 0 | 0 | 0 | 0 | 2.0099 | 1.8745 | 1.5449 | -1.3349 | -0.032739 | 0 | 0 | 0 | 0 | 0 | 0
0.541666666666667375March | Resource 1 | Sublap 1 | 13:00 | 3 | 75 | March | 12000 | 0 | 0 | 0 | 0 | 0 | 0 | 0 | 0 | 0 | 0 | 0 | 0 | 0 | 0.18271 | 0.17041 | 0.14045 | -0.12136 | -0.0029763 | 0 | 0 | 0 | 0 | 0 | 0 | 0 | 0 | 0 | 0 | 0 | 0 | 0 | 0 | 0 | 0 | 0 | 0 | 0 | 2.1926 | 2.0449 | 1.6854 | -1.4563 | -0.035715 | 0 | 0 | 0 | 0 | 0 | 0
0.541666666666667375April | Resource 1 | Sublap 1 | 13:00 | 3 | 75 | April | 13000 | 0 | 0 | 0 | 0 | 0 | 0 | 0 | 0 | 0 | 0 | 0 | 0 | 0 | 0.18271 | 0.17041 | 0.14045 | -0.12136 | -0.0029763 | 0 | 0 | 0 | 0 | 0 | 0 | 0 | 0 | 0 | 0 | 0 | 0 | 0 | 0 | 0 | 0 | 0 | 0 | 0 | 2.3753 | 2.2153 | 1.8258 | -1.5777 | -0.038692 | 0 | 0 | 0 | 0 | 0 | 0
0.541666666666667375May | Resource 1 | Sublap 1 | 13:00 | 3 | 75 | May | 14000 | 0 | 0 | 0 | 0 | 0 | 0 | 0 | 0 | 0 | 0 | 0 | 0 | 0 | 0.18271 | 0.17041 | 0.14045 | -0.12136 | -0.0029763 | 0 | 0 | 0 | 0 | 0 | 0 | 0 | 0 | 0 | 0 | 0 | 0 | 0 | 0 | 0 | 0 | 0 | 0 | 0 | 2.558 | 2.3857 | 1.9663 | -1.699 | -0.041668 | 0 | 0 | 0 | 0 | 0 | 0
0.541666666666667375June | Resource 1 | Sublap 1 | 13:00 | 3 | 75 | June | 15000 | 0 | 0 | 0 | 0 | 0 | 0 | 0 | 0 | 0 | 0 | 0 | 0 | 0 | 0.18271 | 0.17041 | 0.14045 | -0.12136 | -0.0029763 | 0 | 0 | 0 | 0 | 0 | 0 | 0 | 0 | 0 | 0 | 0 | 0 | 0 | 0 | 0 | 0 | 0 | 0 | 0 | 2.7407 | 2.5561 | 2.1067 | -1.8204 | -0.044644 | 0 | 0 | 0 | 0 | 0 | 0
0.541666666666667375July | Resource 1 | Sublap 1 | 13:00 | 3 | 75 | July | 16000 | 0 | 0 | 0 | 0 | 0 | 0 | 0 | 0 | 0 | 0 | 0 | 0 | 0 | 0.18271 | 0.17041 | 0.14045 | -0.12136 | -0.0029763 | 0 | 0 | 0 | 0 | 0 | 0 | 0 | 0 | 0 | 0 | 0 | 0 | 0 | 0 | 0 | 0 | 0 | 0 | 0 | 2.9234 | 2.7265 | 2.2472 | -1.9417 | -0.047621 | 0 | 0 | 0 | 0 | 0 | 0
0.541666666666667375August | Resource 1 | Sublap 1 | 13:00 | 3 | 75 | August | 17000 | 0 | 0 | 0 | 0 | 0 | 0 | 0 | 0 | 0 | 0 | 0 | 0 | 0 | 0.18271 | 0.17041 | 0.14045 | -0.12136 | -0.0029763 | 0 | 0 | 0 | 0 | 0 | 0 | 0 | 0 | 0 | 0 | 0 | 0 | 0 | 0 | 0 | 0 | 0 | 0 | 0 | 3.1061 | 2.897 | 2.3876 | -2.0631 | -0.050597 | 0 | 0 | 0 | 0 | 0 | 0
0.541666666666667375September | Resource 1 | Sublap 1 | 13:00 | 3 | 75 | September | 18000 | 0 | 0 | 0 | 0 | 0 | 0 | 0 | 0 | 0 | 0 | 0 | 0 | 0 | 0.18271 | 0.17041 | 0.14045 | -0.12136 | -0.0029763 | 0 | 0 | 0 | 0 | 0 | 0 | 0 | 0 | 0 | 0 | 0 | 0 | 0 | 0 | 0 | 0 | 0 | 0 | 0 | 3.2889 | 3.0674 | 2.5281 | -2.1844 | -0.053573 | 0 | 0 | 0 | 0 | 0 | 0
0.541666666666667375October | Resource 1 | Sublap 1 | 13:00 | 3 | 75 | October | 19000 | 0 | 0 | 0 | 0 | 0 | 0 | 0 | 0 | 0 | 0 | 0 | 0 | 0 | 0.18271 | 0.17041 | 0.14045 | -0.12136 | -0.0029763 | 0 | 0 | 0 | 0 | 0 | 0 | 0 | 0 | 0 | 0 | 0 | 0 | 0 | 0 | 0 | 0 | 0 | 0 | 0 | 3.4716 | 3.2378 | 2.6685 | -2.3058 | -0.05655 | 0 | 0 | 0 | 0 | 0 | 0
0.541666666666667375November | Resource 1 | Sublap 1 | 13:00 | 3 | 75 | November | 20000 | 0 | 0 | 0 | 0 | 0 | 0 | 0 | 0 | 0 | 0 | 0 | 0 | 0 | 0.18271 | 0.17041 | 0.14045 | -0.12136 | -0.0029763 | 0 | 0 | 0 | 0 | 0 | 0 | 0 | 0 | 0 | 0 | 0 | 0 | 0 | 0 | 0 | 0 | 0 | 0 | 0 | 3.6543 | 3.4082 | 2.809 | -2.4272 | -0.059526 | 0 | 0 | 0 | 0 | 0 | 0
0.541666666666667375December | Resource 1 | Sublap 1 | 13:00 | 3 | 75 | December | 21000 | 0 | 0 | 0 | 0 | 0 | 0 | 0 | 0 | 0 | 0 | 0 | 0 | 0 | 0.18271 | 0.17041 | 0.14045 | -0.12136 | -0.0029763 | 0 | 0 | 0 | 0 | 0 | 0 | 0 | 0 | 0 | 0 | 0 | 0 | 0 | 0 | 0 | 0 | 0 | 0 | 0 | 3.837 | 3.5786 | 2.9494 | -2.5485 | -0.062502 | 0 | 0 | 0 | 0 | 0 | 0
0.541666666666667376January | Resource 1 | Sublap 1 | 13:00 | 3 | 76 | January | 10000 | 0 | 0 | 0 | 0 | 0 | 0 | 0 | 0 | 0 | 0 | 0 | 0 | 0 | 0.65026 | 0.61538 | 0.5116 | -0.40222 | -0.0098643 | 0 | 0 | 0 | 0 | 0 | 0 | 0 | 0 | 0 | 0 | 0 | 0 | 0 | 0 | 0 | 0 | 0 | 0 | 0 | 6.5026 | 6.1538 | 5.116 | -4.0222 | -0.098643 | 0 | 0 | 0 | 0 | 0 | 0
0.541666666666667376February | Resource 1 | Sublap 1 | 13:00 | 3 | 76 | February | 11000 | 0 | 0 | 0 | 0 | 0 | 0 | 0 | 0 | 0 | 0 | 0 | 0 | 0 | 0.65026 | 0.61538 | 0.5116 | -0.40222 | -0.0098643 | 0 | 0 | 0 | 0 | 0 | 0 | 0 | 0 | 0 | 0 | 0 | 0 | 0 | 0 | 0 | 0 | 0 | 0 | 0 | 7.1529 | 6.7692 | 5.6276 | -4.4244 | -0.10851 | 0 | 0 | 0 | 0 | 0 | 0
0.541666666666667376March | Resource 1 | Sublap 1 | 13:00 | 3 | 76 | March | 12000 | 0 | 0 | 0 | 0 | 0 | 0 | 0 | 0 | 0 | 0 | 0 | 0 | 0 | 0.65026 | 0.61538 | 0.5116 | -0.40222 | -0.0098643 | 0 | 0 | 0 | 0 | 0 | 0 | 0 | 0 | 0 | 0 | 0 | 0 | 0 | 0 | 0 | 0 | 0 | 0 | 0 | 7.8032 | 7.3846 | 6.1392 | -4.8266 | -0.11837 | 0 | 0 | 0 | 0 | 0 | 0
0.541666666666667376April | Resource 1 | Sublap 1 | 13:00 | 3 | 76 | April | 13000 | 0 | 0 | 0 | 0 | 0 | 0 | 0 | 0 | 0 | 0 | 0 | 0 | 0 | 0.65026 | 0.61538 | 0.5116 | -0.40222 | -0.0098643 | 0 | 0 | 0 | 0 | 0 | 0 | 0 | 0 | 0 | 0 | 0 | 0 | 0 | 0 | 0 | 0 | 0 | 0 | 0 | 8.4534 | 8 | 6.6508 | -5.2288 | -0.12824 | 0 | 0 | 0 | 0 | 0 | 0
0.541666666666667376May | Resource 1 | Sublap 1 | 13:00 | 3 | 76 | May | 14000 | 0 | 0 | 0 | 0 | 0 | 0 | 0 | 0 | 0 | 0 | 0 | 0 | 0 | 0.65026 | 0.61538 | 0.5116 | -0.40222 | -0.0098643 | 0 | 0 | 0 | 0 | 0 | 0 | 0 | 0 | 0 | 0 | 0 | 0 | 0 | 0 | 0 | 0 | 0 | 0 | 0 | 9.1037 | 8.6154 | 7.1624 | -5.631 | -0.1381 | 0 | 0 | 0 | 0 | 0 | 0
0.541666666666667376June | Resource 1 | Sublap 1 | 13:00 | 3 | 76 | June | 15000 | 0 | 0 | 0 | 0 | 0 | 0 | 0 | 0 | 0 | 0 | 0 | 0 | 0 | 0.65026 | 0.61538 | 0.5116 | -0.40222 | -0.0098643 | 0 | 0 | 0 | 0 | 0 | 0 | 0 | 0 | 0 | 0 | 0 | 0 | 0 | 0 | 0 | 0 | 0 | 0 | 0 | 9.7539 | 9.2308 | 7.6739 | -6.0332 | -0.14796 | 0 | 0 | 0 | 0 | 0 | 0
0.541666666666667376July | Resource 1 | Sublap 1 | 13:00 | 3 | 76 | July | 16000 | 0 | 0 | 0 | 0 | 0 | 0 | 0 | 0 | 0 | 0 | 0 | 0 | 0 | 0.65026 | 0.61538 | 0.5116 | -0.40222 | -0.0098643 | 0 | 0 | 0 | 0 | 0 | 0 | 0 | 0 | 0 | 0 | 0 | 0 | 0 | 0 | 0 | 0 | 0 | 0 | 0 | 10.4042 | 9.8461 | 8.1855 | -6.4355 | -0.15783 | 0 | 0 | 0 | 0 | 0 | 0
0.541666666666667376August | Resource 1 | Sublap 1 | 13:00 | 3 | 76 | August | 17000 | 0 | 0 | 0 | 0 | 0 | 0 | 0 | 0 | 0 | 0 | 0 | 0 | 0 | 0.65026 | 0.61538 | 0.5116 | -0.40222 | -0.0098643 | 0 | 0 | 0 | 0 | 0 | 0 | 0 | 0 | 0 | 0 | 0 | 0 | 0 | 0 | 0 | 0 | 0 | 0 | 0 | 11.0545 | 10.4615 | 8.6971 | -6.8377 | -0.16769 | 0 | 0 | 0 | 0 | 0 | 0
0.541666666666667376September | Resource 1 | Sublap 1 | 13:00 | 3 | 76 | September | 18000 | 0 | 0 | 0 | 0 | 0 | 0 | 0 | 0 | 0 | 0 | 0 | 0 | 0 | 0.65026 | 0.61538 | 0.5116 | -0.40222 | -0.0098643 | 0 | 0 | 0 | 0 | 0 | 0 | 0 | 0 | 0 | 0 | 0 | 0 | 0 | 0 | 0 | 0 | 0 | 0 | 0 | 11.7047 | 11.0769 | 9.2087 | -7.2399 | -0.17756 | 0 | 0 | 0 | 0 | 0 | 0
0.541666666666667376October | Resource 1 | Sublap 1 | 13:00 | 3 | 76 | October | 19000 | 0 | 0 | 0 | 0 | 0 | 0 | 0 | 0 | 0 | 0 | 0 | 0 | 0 | 0.65026 | 0.61538 | 0.5116 | -0.40222 | -0.0098643 | 0 | 0 | 0 | 0 | 0 | 0 | 0 | 0 | 0 | 0 | 0 | 0 | 0 | 0 | 0 | 0 | 0 | 0 | 0 | 12.355 | 11.6923 | 9.7203 | -7.6421 | -0.18742 | 0 | 0 | 0 | 0 | 0 | 0
0.541666666666667376November | Resource 1 | Sublap 1 | 13:00 | 3 | 76 | November | 20000 | 0 | 0 | 0 | 0 | 0 | 0 | 0 | 0 | 0 | 0 | 0 | 0 | 0 | 0.65026 | 0.61538 | 0.5116 | -0.40222 | -0.0098643 | 0 | 0 | 0 | 0 | 0 | 0 | 0 | 0 | 0 | 0 | 0 | 0 | 0 | 0 | 0 | 0 | 0 | 0 | 0 | 13.0053 | 12.3077 | 10.2319 | -8.0443 | -0.19729 | 0 | 0 | 0 | 0 | 0 | 0
0.541666666666667376December | Resource 1 | Sublap 1 | 13:00 | 3 | 76 | December | 21000 | 0 | 0 | 0 | 0 | 0 | 0 | 0 | 0 | 0 | 0 | 0 | 0 | 0 | 0.65026 | 0.61538 | 0.5116 | -0.40222 | -0.0098643 | 0 | 0 | 0 | 0 | 0 | 0 | 0 | 0 | 0 | 0 | 0 | 0 | 0 | 0 | 0 | 0 | 0 | 0 | 0 | 13.6555 | 12.923 | 10.7435 | -8.4465 | -0.20715 | 0 | 0 | 0 | 0 | 0 | 0
0.541666666666667377January | Resource 1 | Sublap 1 | 13:00 | 3 | 77 | January | 10000 | 0 | 0 | 0 | 0 | 0 | 0 | 0 | 0 | 0 | 0 | 0 | 0 | 0 | 1.08 | 1.0499 | 0.88765 | -0.62309 | -0.015235 | 0 | 0 | 0 | 0 | 0 | 0 | 0 | 0 | 0 | 0 | 0 | 0 | 0 | 0 | 0 | 0 | 0 | 0 | 0 | 10.8003 | 10.4986 | 8.8765 | -6.2309 | -0.15235 | 0 | 0 | 0 | 0 | 0 | 0
0.541666666666667377February | Resource 1 | Sublap 1 | 13:00 | 3 | 77 | February | 11000 | 0 | 0 | 0 | 0 | 0 | 0 | 0 | 0 | 0 | 0 | 0 | 0 | 0 | 1.08 | 1.0499 | 0.88765 | -0.62309 | -0.015235 | 0 | 0 | 0 | 0 | 0 | 0 | 0 | 0 | 0 | 0 | 0 | 0 | 0 | 0 | 0 | 0 | 0 | 0 | 0 | 11.8803 | 11.5485 | 9.7642 | -6.854 | -0.16759 | 0 | 0 | 0 | 0 | 0 | 0
0.541666666666667377March | Resource 1 | Sublap 1 | 13:00 | 3 | 77 | March | 12000 | 0 | 0 | 0 | 0 | 0 | 0 | 0 | 0 | 0 | 0 | 0 | 0 | 0 | 1.08 | 1.0499 | 0.88765 | -0.62309 | -0.015235 | 0 | 0 | 0 | 0 | 0 | 0 | 0 | 0 | 0 | 0 | 0 | 0 | 0 | 0 | 0 | 0 | 0 | 0 | 0 | 12.9603 | 12.5983 | 10.6518 | -7.4771 | -0.18282 | 0 | 0 | 0 | 0 | 0 | 0
0.541666666666667377April | Resource 1 | Sublap 1 | 13:00 | 3 | 77 | April | 13000 | 0 | 0 | 0 | 0 | 0 | 0 | 0 | 0 | 0 | 0 | 0 | 0 | 0 | 1.08 | 1.0499 | 0.88765 | -0.62309 | -0.015235 | 0 | 0 | 0 | 0 | 0 | 0 | 0 | 0 | 0 | 0 | 0 | 0 | 0 | 0 | 0 | 0 | 0 | 0 | 0 | 14.0404 | 13.6482 | 11.5395 | -8.1002 | -0.19806 | 0 | 0 | 0 | 0 | 0 | 0
0.541666666666667377May | Resource 1 | Sublap 1 | 13:00 | 3 | 77 | May | 14000 | 0 | 0 | 0 | 0 | 0 | 0 | 0 | 0 | 0 | 0 | 0 | 0 | 0 | 1.08 | 1.0499 | 0.88765 | -0.62309 | -0.015235 | 0 | 0 | 0 | 0 | 0 | 0 | 0 | 0 | 0 | 0 | 0 | 0 | 0 | 0 | 0 | 0 | 0 | 0 | 0 | 15.1204 | 14.698 | 12.4271 | -8.7233 | -0.21329 | 0 | 0 | 0 | 0 | 0 | 0
0.541666666666667377June | Resource 1 | Sublap 1 | 13:00 | 3 | 77 | June | 15000 | 0 | 0 | 0 | 0 | 0 | 0 | 0 | 0 | 0 | 0 | 0 | 0 | 0 | 1.08 | 1.0499 | 0.88765 | -0.62309 | -0.015235 | 0 | 0 | 0 | 0 | 0 | 0 | 0 | 0 | 0 | 0 | 0 | 0 | 0 | 0 | 0 | 0 | 0 | 0 | 0 | 16.2004 | 15.7479 | 13.3148 | -9.3464 | -0.22853 | 0 | 0 | 0 | 0 | 0 | 0
0.541666666666667377July | Resource 1 | Sublap 1 | 13:00 | 3 | 77 | July | 16000 | 0 | 0 | 0 | 0 | 0 | 0 | 0 | 0 | 0 | 0 | 0 | 0 | 0 | 1.08 | 1.0499 | 0.88765 | -0.62309 | -0.015235 | 0 | 0 | 0 | 0 | 0 | 0 | 0 | 0 | 0 | 0 | 0 | 0 | 0 | 0 | 0 | 0 | 0 | 0 | 0 | 17.2804 | 16.7978 | 14.2024 | -9.9695 | -0.24376 | 0 | 0 | 0 | 0 | 0 | 0
0.541666666666667377August | Resource 1 | Sublap 1 | 13:00 | 3 | 77 | August | 17000 | 0 | 0 | 0 | 0 | 0 | 0 | 0 | 0 | 0 | 0 | 0 | 0 | 0 | 1.08 | 1.0499 | 0.88765 | -0.62309 | -0.015235 | 0 | 0 | 0 | 0 | 0 | 0 | 0 | 0 | 0 | 0 | 0 | 0 | 0 | 0 | 0 | 0 | 0 | 0 | 0 | 18.3605 | 17.8476 | 15.0901 | -10.5926 | -0.259 | 0 | 0 | 0 | 0 | 0 | 0
0.541666666666667377September | Resource 1 | Sublap 1 | 13:00 | 3 | 77 | September | 18000 | 0 | 0 | 0 | 0 | 0 | 0 | 0 | 0 | 0 | 0 | 0 | 0 | 0 | 1.08 | 1.0499 | 0.88765 | -0.62309 | -0.015235 | 0 | 0 | 0 | 0 | 0 | 0 | 0 | 0 | 0 | 0 | 0 | 0 | 0 | 0 | 0 | 0 | 0 | 0 | 0 | 19.4405 | 18.8975 | 15.9778 | -11.2157 | -0.27423 | 0 | 0 | 0 | 0 | 0 | 0
0.541666666666667377October | Resource 1 | Sublap 1 | 13:00 | 3 | 77 | October | 19000 | 0 | 0 | 0 | 0 | 0 | 0 | 0 | 0 | 0 | 0 | 0 | 0 | 0 | 1.08 | 1.0499 | 0.88765 | -0.62309 | -0.015235 | 0 | 0 | 0 | 0 | 0 | 0 | 0 | 0 | 0 | 0 | 0 | 0 | 0 | 0 | 0 | 0 | 0 | 0 | 0 | 20.5205 | 19.9473 | 16.8654 | -11.8388 | -0.28947 | 0 | 0 | 0 | 0 | 0 | 0
0.541666666666667377November | Resource 1 | Sublap 1 | 13:00 | 3 | 77 | November | 20000 | 0 | 0 | 0 | 0 | 0 | 0 | 0 | 0 | 0 | 0 | 0 | 0 | 0 | 1.08 | 1.0499 | 0.88765 | -0.62309 | -0.015235 | 0 | 0 | 0 | 0 | 0 | 0 | 0 | 0 | 0 | 0 | 0 | 0 | 0 | 0 | 0 | 0 | 0 | 0 | 0 | 21.6006 | 20.9972 | 17.7531 | -12.4619 | -0.30471 | 0 | 0 | 0 | 0 | 0 | 0
0.541666666666667377December | Resource 1 | Sublap 1 | 13:00 | 3 | 77 | December | 21000 | 0 | 0 | 0 | 0 | 0 | 0 | 0 | 0 | 0 | 0 | 0 | 0 | 0 | 1.08 | 1.0499 | 0.88765 | -0.62309 | -0.015235 | 0 | 0 | 0 | 0 | 0 | 0 | 0 | 0 | 0 | 0 | 0 | 0 | 0 | 0 | 0 | 0 | 0 | 0 | 0 | 22.6806 | 22.047 | 18.6407 | -13.085 | -0.31994 | 0 | 0 | 0 | 0 | 0 | 0
0.541666666666667378January | Resource 1 | Sublap 1 | 13:00 | 3 | 78 | January | 10000 | 0 | 0 | 0 | 0 | 0 | 0 | 0 | 0 | 0 | 0 | 0 | 0 | 0 | 1.1437 | 1.1051 | 0.95134 | -0.64052 | -0.015657 | 0 | 0 | 0 | 0 | 0 | 0 | 0 | 0 | 0 | 0 | 0 | 0 | 0 | 0 | 0 | 0 | 0 | 0 | 0 | 11.437 | 11.0511 | 9.5134 | -6.4052 | -0.15657 | 0 | 0 | 0 | 0 | 0 | 0
0.541666666666667378February | Resource 1 | Sublap 1 | 13:00 | 3 | 78 | February | 11000 | 0 | 0 | 0 | 0 | 0 | 0 | 0 | 0 | 0 | 0 | 0 | 0 | 0 | 1.1437 | 1.1051 | 0.95134 | -0.64052 | -0.015657 | 0 | 0 | 0 | 0 | 0 | 0 | 0 | 0 | 0 | 0 | 0 | 0 | 0 | 0 | 0 | 0 | 0 | 0 | 0 | 12.5807 | 12.1562 | 10.4648 | -7.0458 | -0.17222 | 0 | 0 | 0 | 0 | 0 | 0
0.541666666666667378March | Resource 1 | Sublap 1 | 13:00 | 3 | 78 | March | 12000 | 0 | 0 | 0 | 0 | 0 | 0 | 0 | 0 | 0 | 0 | 0 | 0 | 0 | 1.1437 | 1.1051 | 0.95134 | -0.64052 | -0.015657 | 0 | 0 | 0 | 0 | 0 | 0 | 0 | 0 | 0 | 0 | 0 | 0 | 0 | 0 | 0 | 0 | 0 | 0 | 0 | 13.7243 | 13.2613 | 11.4161 | -7.6863 | -0.18788 | 0 | 0 | 0 | 0 | 0 | 0
0.541666666666667378April | Resource 1 | Sublap 1 | 13:00 | 3 | 78 | April | 13000 | 0 | 0 | 0 | 0 | 0 | 0 | 0 | 0 | 0 | 0 | 0 | 0 | 0 | 1.1437 | 1.1051 | 0.95134 | -0.64052 | -0.015657 | 0 | 0 | 0 | 0 | 0 | 0 | 0 | 0 | 0 | 0 | 0 | 0 | 0 | 0 | 0 | 0 | 0 | 0 | 0 | 14.8681 | 14.3664 | 12.3674 | -8.3268 | -0.20354 | 0 | 0 | 0 | 0 | 0 | 0
0.541666666666667378May | Resource 1 | Sublap 1 | 13:00 | 3 | 78 | May | 14000 | 0 | 0 | 0 | 0 | 0 | 0 | 0 | 0 | 0 | 0 | 0 | 0 | 0 | 1.1437 | 1.1051 | 0.95134 | -0.64052 | -0.015657 | 0 | 0 | 0 | 0 | 0 | 0 | 0 | 0 | 0 | 0 | 0 | 0 | 0 | 0 | 0 | 0 | 0 | 0 | 0 | 16.0117 | 15.4715 | 13.3188 | -8.9673 | -0.21919 | 0 | 0 | 0 | 0 | 0 | 0
0.541666666666667378June | Resource 1 | Sublap 1 | 13:00 | 3 | 78 | June | 15000 | 0 | 0 | 0 | 0 | 0 | 0 | 0 | 0 | 0 | 0 | 0 | 0 | 0 | 1.1437 | 1.1051 | 0.95134 | -0.64052 | -0.015657 | 0 | 0 | 0 | 0 | 0 | 0 | 0 | 0 | 0 | 0 | 0 | 0 | 0 | 0 | 0 | 0 | 0 | 0 | 0 | 17.1554 | 16.5766 | 14.2701 | -9.6078 | -0.23485 | 0 | 0 | 0 | 0 | 0 | 0
0.541666666666667378July | Resource 1 | Sublap 1 | 13:00 | 3 | 78 | July | 16000 | 0 | 0 | 0 | 0 | 0 | 0 | 0 | 0 | 0 | 0 | 0 | 0 | 0 | 1.1437 | 1.1051 | 0.95134 | -0.64052 | -0.015657 | 0 | 0 | 0 | 0 | 0 | 0 | 0 | 0 | 0 | 0 | 0 | 0 | 0 | 0 | 0 | 0 | 0 | 0 | 0 | 18.2991 | 17.6817 | 15.2215 | -10.2484 | -0.25051 | 0 | 0 | 0 | 0 | 0 | 0
0.541666666666667378August | Resource 1 | Sublap 1 | 13:00 | 3 | 78 | August | 17000 | 0 | 0 | 0 | 0 | 0 | 0 | 0 | 0 | 0 | 0 | 0 | 0 | 0 | 1.1437 | 1.1051 | 0.95134 | -0.64052 | -0.015657 | 0 | 0 | 0 | 0 | 0 | 0 | 0 | 0 | 0 | 0 | 0 | 0 | 0 | 0 | 0 | 0 | 0 | 0 | 0 | 19.4428 | 18.7868 | 16.1728 | -10.8889 | -0.26616 | 0 | 0 | 0 | 0 | 0 | 0
0.541666666666667378September | Resource 1 | Sublap 1 | 13:00 | 3 | 78 | September | 18000 | 0 | 0 | 0 | 0 | 0 | 0 | 0 | 0 | 0 | 0 | 0 | 0 | 0 | 1.1437 | 1.1051 | 0.95134 | -0.64052 | -0.015657 | 0 | 0 | 0 | 0 | 0 | 0 | 0 | 0 | 0 | 0 | 0 | 0 | 0 | 0 | 0 | 0 | 0 | 0 | 0 | 20.5865 | 19.8919 | 17.1241 | -11.5294 | -0.28182 | 0 | 0 | 0 | 0 | 0 | 0
0.541666666666667378October | Resource 1 | Sublap 1 | 13:00 | 3 | 78 | October | 19000 | 0 | 0 | 0 | 0 | 0 | 0 | 0 | 0 | 0 | 0 | 0 | 0 | 0 | 1.1437 | 1.1051 | 0.95134 | -0.64052 | -0.015657 | 0 | 0 | 0 | 0 | 0 | 0 | 0 | 0 | 0 | 0 | 0 | 0 | 0 | 0 | 0 | 0 | 0 | 0 | 0 | 21.7302 | 20.997 | 18.0755 | -12.1699 | -0.29748 | 0 | 0 | 0 | 0 | 0 | 0
0.541666666666667378November | Resource 1 | Sublap 1 | 13:00 | 3 | 78 | November | 20000 | 0 | 0 | 0 | 0 | 0 | 0 | 0 | 0 | 0 | 0 | 0 | 0 | 0 | 1.1437 | 1.1051 | 0.95134 | -0.64052 | -0.015657 | 0 | 0 | 0 | 0 | 0 | 0 | 0 | 0 | 0 | 0 | 0 | 0 | 0 | 0 | 0 | 0 | 0 | 0 | 0 | 22.8739 | 22.1021 | 19.0268 | -12.8105 | -0.31313 | 0 | 0 | 0 | 0 | 0 | 0
0.541666666666667378December | Resource 1 | Sublap 1 | 13:00 | 3 | 78 | December | 21000 | 0 | 0 | 0 | 0 | 0 | 0 | 0 | 0 | 0 | 0 | 0 | 0 | 0 | 1.1437 | 1.1051 | 0.95134 | -0.64052 | -0.015657 | 0 | 0 | 0 | 0 | 0 | 0 | 0 | 0 | 0 | 0 | 0 | 0 | 0 | 0 | 0 | 0 | 0 | 0 | 0 | 24.0176 | 23.2072 | 19.9781 | -13.451 | -0.32879 | 0 | 0 | 0 | 0 | 0 | 0
0.541666666666667379January | Resource 1 | Sublap 1 | 13:00 | 3 | 79 | January | 10000 | 0 | 0 | 0 | 0 | 0 | 0 | 0 | 0 | 0 | 0 | 0 | 0 | 0 | 1.3576 | 1.3292 | 1.1466 | -0.71142 | -0.017371 | 0 | 0 | 0 | 0 | 0 | 0 | 0 | 0 | 0 | 0 | 0 | 0 | 0 | 0 | 0 | 0 | 0 | 0 | 0 | 13.5764 | 13.2917 | 11.4663 | -7.1142 | -0.17371 | 0 | 0 | 0 | 0 | 0 | 0
0.541666666666667379February | Resource 1 | Sublap 1 | 13:00 | 3 | 79 | February | 11000 | 0 | 0 | 0 | 0 | 0 | 0 | 0 | 0 | 0 | 0 | 0 | 0 | 0 | 1.3576 | 1.3292 | 1.1466 | -0.71142 | -0.017371 | 0 | 0 | 0 | 0 | 0 | 0 | 0 | 0 | 0 | 0 | 0 | 0 | 0 | 0 | 0 | 0 | 0 | 0 | 0 | 14.9341 | 14.6209 | 12.6129 | -7.8257 | -0.19108 | 0 | 0 | 0 | 0 | 0 | 0
0.541666666666667379March | Resource 1 | Sublap 1 | 13:00 | 3 | 79 | March | 12000 | 0 | 0 | 0 | 0 | 0 | 0 | 0 | 0 | 0 | 0 | 0 | 0 | 0 | 1.3576 | 1.3292 | 1.1466 | -0.71142 | -0.017371 | 0 | 0 | 0 | 0 | 0 | 0 | 0 | 0 | 0 | 0 | 0 | 0 | 0 | 0 | 0 | 0 | 0 | 0 | 0 | 16.2917 | 15.9501 | 13.7595 | -8.5371 | -0.20845 | 0 | 0 | 0 | 0 | 0 | 0
0.541666666666667379April | Resource 1 | Sublap 1 | 13:00 | 3 | 79 | April | 13000 | 0 | 0 | 0 | 0 | 0 | 0 | 0 | 0 | 0 | 0 | 0 | 0 | 0 | 1.3576 | 1.3292 | 1.1466 | -0.71142 | -0.017371 | 0 | 0 | 0 | 0 | 0 | 0 | 0 | 0 | 0 | 0 | 0 | 0 | 0 | 0 | 0 | 0 | 0 | 0 | 0 | 17.6494 | 17.2793 | 14.9062 | -9.2485 | -0.22582 | 0 | 0 | 0 | 0 | 0 | 0
0.541666666666667379May | Resource 1 | Sublap 1 | 13:00 | 3 | 79 | May | 14000 | 0 | 0 | 0 | 0 | 0 | 0 | 0 | 0 | 0 | 0 | 0 | 0 | 0 | 1.3576 | 1.3292 | 1.1466 | -0.71142 | -0.017371 | 0 | 0 | 0 | 0 | 0 | 0 | 0 | 0 | 0 | 0 | 0 | 0 | 0 | 0 | 0 | 0 | 0 | 0 | 0 | 19.007 | 18.6084 | 16.0528 | -9.9599 | -0.24319 | 0 | 0 | 0 | 0 | 0 | 0
0.541666666666667379June | Resource 1 | Sublap 1 | 13:00 | 3 | 79 | June | 15000 | 0 | 0 | 0 | 0 | 0 | 0 | 0 | 0 | 0 | 0 | 0 | 0 | 0 | 1.3576 | 1.3292 | 1.1466 | -0.71142 | -0.017371 | 0 | 0 | 0 | 0 | 0 | 0 | 0 | 0 | 0 | 0 | 0 | 0 | 0 | 0 | 0 | 0 | 0 | 0 | 0 | 20.3647 | 19.9376 | 17.1994 | -10.6714 | -0.26056 | 0 | 0 | 0 | 0 | 0 | 0
0.541666666666667379July | Resource 1 | Sublap 1 | 13:00 | 3 | 79 | July | 16000 | 0 | 0 | 0 | 0 | 0 | 0 | 0 | 0 | 0 | 0 | 0 | 0 | 0 | 1.3576 | 1.3292 | 1.1466 | -0.71142 | -0.017371 | 0 | 0 | 0 | 0 | 0 | 0 | 0 | 0 | 0 | 0 | 0 | 0 | 0 | 0 | 0 | 0 | 0 | 0 | 0 | 21.7223 | 21.2668 | 18.346 | -11.3828 | -0.27793 | 0 | 0 | 0 | 0 | 0 | 0
0.541666666666667379August | Resource 1 | Sublap 1 | 13:00 | 3 | 79 | August | 17000 | 0 | 0 | 0 | 0 | 0 | 0 | 0 | 0 | 0 | 0 | 0 | 0 | 0 | 1.3576 | 1.3292 | 1.1466 | -0.71142 | -0.017371 | 0 | 0 | 0 | 0 | 0 | 0 | 0 | 0 | 0 | 0 | 0 | 0 | 0 | 0 | 0 | 0 | 0 | 0 | 0 | 23.08 | 22.596 | 19.4927 | -12.0942 | -0.2953 | 0 | 0 | 0 | 0 | 0 | 0
0.541666666666667379September | Resource 1 | Sublap 1 | 13:00 | 3 | 79 | September | 18000 | 0 | 0 | 0 | 0 | 0 | 0 | 0 | 0 | 0 | 0 | 0 | 0 | 0 | 1.3576 | 1.3292 | 1.1466 | -0.71142 | -0.017371 | 0 | 0 | 0 | 0 | 0 | 0 | 0 | 0 | 0 | 0 | 0 | 0 | 0 | 0 | 0 | 0 | 0 | 0 | 0 | 24.4376 | 23.9251 | 20.6393 | -12.8056 | -0.31267 | 0 | 0 | 0 | 0 | 0 | 0
0.541666666666667379October | Resource 1 | Sublap 1 | 13:00 | 3 | 79 | October | 19000 | 0 | 0 | 0 | 0 | 0 | 0 | 0 | 0 | 0 | 0 | 0 | 0 | 0 | 1.3576 | 1.3292 | 1.1466 | -0.71142 | -0.017371 | 0 | 0 | 0 | 0 | 0 | 0 | 0 | 0 | 0 | 0 | 0 | 0 | 0 | 0 | 0 | 0 | 0 | 0 | 0 | 25.7953 | 25.2543 | 21.7859 | -13.5171 | -0.33004 | 0 | 0 | 0 | 0 | 0 | 0
0.541666666666667379November | Resource 1 | Sublap 1 | 13:00 | 3 | 79 | November | 20000 | 0 | 0 | 0 | 0 | 0 | 0 | 0 | 0 | 0 | 0 | 0 | 0 | 0 | 1.3576 | 1.3292 | 1.1466 | -0.71142 | -0.017371 | 0 | 0 | 0 | 0 | 0 | 0 | 0 | 0 | 0 | 0 | 0 | 0 | 0 | 0 | 0 | 0 | 0 | 0 | 0 | 27.1529 | 26.5835 | 22.9326 | -14.2285 | -0.34741 | 0 | 0 | 0 | 0 | 0 | 0
0.541666666666667379December | Resource 1 | Sublap 1 | 13:00 | 3 | 79 | December | 21000 | 0 | 0 | 0 | 0 | 0 | 0 | 0 | 0 | 0 | 0 | 0 | 0 | 0 | 1.3576 | 1.3292 | 1.1466 | -0.71142 | -0.017371 | 0 | 0 | 0 | 0 | 0 | 0 | 0 | 0 | 0 | 0 | 0 | 0 | 0 | 0 | 0 | 0 | 0 | 0 | 0 | 28.5105 | 27.9127 | 24.0792 | -14.9399 | -0.36478 | 0 | 0 | 0 | 0 | 0 | 0
0.541666666666667380January | Resource 1 | Sublap 1 | 13:00 | 3 | 80 | January | 10000 | 0 | 0 | 0 | 0 | 0 | 0 | 0 | 0 | 0 | 0 | 0 | 0 | 0 | 1.7268 | 1.6583 | 1.4603 | -0.87496 | -0.021324 | 0 | 0 | 0 | 0 | 0 | 0 | 0 | 0 | 0 | 0 | 0 | 0 | 0 | 0 | 0 | 0 | 0 | 0 | 0 | 17.2684 | 16.5831 | 14.6027 | -8.7496 | -0.21324 | 0 | 0 | 0 | 0 | 0 | 0
0.541666666666667380February | Resource 1 | Sublap 1 | 13:00 | 3 | 80 | February | 11000 | 0 | 0 | 0 | 0 | 0 | 0 | 0 | 0 | 0 | 0 | 0 | 0 | 0 | 1.7268 | 1.6583 | 1.4603 | -0.87496 | -0.021324 | 0 | 0 | 0 | 0 | 0 | 0 | 0 | 0 | 0 | 0 | 0 | 0 | 0 | 0 | 0 | 0 | 0 | 0 | 0 | 18.9952 | 18.2414 | 16.0629 | -9.6246 | -0.23457 | 0 | 0 | 0 | 0 | 0 | 0
0.541666666666667380March | Resource 1 | Sublap 1 | 13:00 | 3 | 80 | March | 12000 | 0 | 0 | 0 | 0 | 0 | 0 | 0 | 0 | 0 | 0 | 0 | 0 | 0 | 1.7268 | 1.6583 | 1.4603 | -0.87496 | -0.021324 | 0 | 0 | 0 | 0 | 0 | 0 | 0 | 0 | 0 | 0 | 0 | 0 | 0 | 0 | 0 | 0 | 0 | 0 | 0 | 20.7221 | 19.8997 | 17.5232 | -10.4996 | -0.25589 | 0 | 0 | 0 | 0 | 0 | 0
0.541666666666667380April | Resource 1 | Sublap 1 | 13:00 | 3 | 80 | April | 13000 | 0 | 0 | 0 | 0 | 0 | 0 | 0 | 0 | 0 | 0 | 0 | 0 | 0 | 1.7268 | 1.6583 | 1.4603 | -0.87496 | -0.021324 | 0 | 0 | 0 | 0 | 0 | 0 | 0 | 0 | 0 | 0 | 0 | 0 | 0 | 0 | 0 | 0 | 0 | 0 | 0 | 22.4489 | 21.5581 | 18.9834 | -11.3745 | -0.27722 | 0 | 0 | 0 | 0 | 0 | 0
0.541666666666667380May | Resource 1 | Sublap 1 | 13:00 | 3 | 80 | May | 14000 | 0 | 0 | 0 | 0 | 0 | 0 | 0 | 0 | 0 | 0 | 0 | 0 | 0 | 1.7268 | 1.6583 | 1.4603 | -0.87496 | -0.021324 | 0 | 0 | 0 | 0 | 0 | 0 | 0 | 0 | 0 | 0 | 0 | 0 | 0 | 0 | 0 | 0 | 0 | 0 | 0 | 24.1758 | 23.2164 | 20.4437 | -12.2495 | -0.29854 | 0 | 0 | 0 | 0 | 0 | 0
0.541666666666667380June | Resource 1 | Sublap 1 | 13:00 | 3 | 80 | June | 15000 | 0 | 0 | 0 | 0 | 0 | 0 | 0 | 0 | 0 | 0 | 0 | 0 | 0 | 1.7268 | 1.6583 | 1.4603 | -0.87496 | -0.021324 | 0 | 0 | 0 | 0 | 0 | 0 | 0 | 0 | 0 | 0 | 0 | 0 | 0 | 0 | 0 | 0 | 0 | 0 | 0 | 25.9026 | 24.8747 | 21.904 | -13.1245 | -0.31986 | 0 | 0 | 0 | 0 | 0 | 0
0.541666666666667380July | Resource 1 | Sublap 1 | 13:00 | 3 | 80 | July | 16000 | 0 | 0 | 0 | 0 | 0 | 0 | 0 | 0 | 0 | 0 | 0 | 0 | 0 | 1.7268 | 1.6583 | 1.4603 | -0.87496 | -0.021324 | 0 | 0 | 0 | 0 | 0 | 0 | 0 | 0 | 0 | 0 | 0 | 0 | 0 | 0 | 0 | 0 | 0 | 0 | 0 | 27.6294 | 26.533 | 23.3642 | -13.9994 | -0.34119 | 0 | 0 | 0 | 0 | 0 | 0
0.541666666666667380August | Resource 1 | Sublap 1 | 13:00 | 3 | 80 | August | 17000 | 0 | 0 | 0 | 0 | 0 | 0 | 0 | 0 | 0 | 0 | 0 | 0 | 0 | 1.7268 | 1.6583 | 1.4603 | -0.87496 | -0.021324 | 0 | 0 | 0 | 0 | 0 | 0 | 0 | 0 | 0 | 0 | 0 | 0 | 0 | 0 | 0 | 0 | 0 | 0 | 0 | 29.3563 | 28.1913 | 24.8245 | -14.8744 | -0.36251 | 0 | 0 | 0 | 0 | 0 | 0
0.541666666666667380September | Resource 1 | Sublap 1 | 13:00 | 3 | 80 | September | 18000 | 0 | 0 | 0 | 0 | 0 | 0 | 0 | 0 | 0 | 0 | 0 | 0 | 0 | 1.7268 | 1.6583 | 1.4603 | -0.87496 | -0.021324 | 0 | 0 | 0 | 0 | 0 | 0 | 0 | 0 | 0 | 0 | 0 | 0 | 0 | 0 | 0 | 0 | 0 | 0 | 0 | 31.0831 | 29.8496 | 26.2848 | -15.7493 | -0.38384 | 0 | 0 | 0 | 0 | 0 | 0
0.541666666666667380October | Resource 1 | Sublap 1 | 13:00 | 3 | 80 | October | 19000 | 0 | 0 | 0 | 0 | 0 | 0 | 0 | 0 | 0 | 0 | 0 | 0 | 0 | 1.7268 | 1.6583 | 1.4603 | -0.87496 | -0.021324 | 0 | 0 | 0 | 0 | 0 | 0 | 0 | 0 | 0 | 0 | 0 | 0 | 0 | 0 | 0 | 0 | 0 | 0 | 0 | 32.81 | 31.5079 | 27.745 | -16.6243 | -0.40516 | 0 | 0 | 0 | 0 | 0 | 0
0.541666666666667380November | Resource 1 | Sublap 1 | 13:00 | 3 | 80 | November | 20000 | 0 | 0 | 0 | 0 | 0 | 0 | 0 | 0 | 0 | 0 | 0 | 0 | 0 | 1.7268 | 1.6583 | 1.4603 | -0.87496 | -0.021324 | 0 | 0 | 0 | 0 | 0 | 0 | 0 | 0 | 0 | 0 | 0 | 0 | 0 | 0 | 0 | 0 | 0 | 0 | 0 | 34.5368 | 33.1662 | 29.2053 | -17.4993 | -0.42649 | 0 | 0 | 0 | 0 | 0 | 0
0.541666666666667380December | Resource 1 | Sublap 1 | 13:00 | 3 | 80 | December | 21000 | 0 | 0 | 0 | 0 | 0 | 0 | 0 | 0 | 0 | 0 | 0 | 0 | 0 | 1.7268 | 1.6583 | 1.4603 | -0.87496 | -0.021324 | 0 | 0 | 0 | 0 | 0 | 0 | 0 | 0 | 0 | 0 | 0 | 0 | 0 | 0 | 0 | 0 | 0 | 0 | 0 | 36.2636 | 34.8245 | 30.6656 | -18.3742 | -0.44781 | 0 | 0 | 0 | 0 | 0 | 0
0.541666666666667381January | Resource 1 | Sublap 1 | 13:00 | 3 | 81 | January | 10000 | 0 | 0 | 0 | 0 | 0 | 0 | 0 | 0 | 0 | 0 | 0 | 0 | 0 | 2.2276 | 2.1958 | 1.9788 | -1.0832 | -0.026358 | 0 | 0 | 0 | 0 | 0 | 0 | 0 | 0 | 0 | 0 | 0 | 0 | 0 | 0 | 0 | 0 | 0 | 0 | 0 | 22.2757 | 21.9576 | 19.7882 | -10.8319 | -0.26358 | 0 | 0 | 0 | 0 | 0 | 0
0.541666666666667381February | Resource 1 | Sublap 1 | 13:00 | 3 | 81 | February | 11000 | 0 | 0 | 0 | 0 | 0 | 0 | 0 | 0 | 0 | 0 | 0 | 0 | 0 | 2.2276 | 2.1958 | 1.9788 | -1.0832 | -0.026358 | 0 | 0 | 0 | 0 | 0 | 0 | 0 | 0 | 0 | 0 | 0 | 0 | 0 | 0 | 0 | 0 | 0 | 0 | 0 | 24.5033 | 24.1533 | 21.767 | -11.9151 | -0.28994 | 0 | 0 | 0 | 0 | 0 | 0
0.541666666666667381March | Resource 1 | Sublap 1 | 13:00 | 3 | 81 | March | 12000 | 0 | 0 | 0 | 0 | 0 | 0 | 0 | 0 | 0 | 0 | 0 | 0 | 0 | 2.2276 | 2.1958 | 1.9788 | -1.0832 | -0.026358 | 0 | 0 | 0 | 0 | 0 | 0 | 0 | 0 | 0 | 0 | 0 | 0 | 0 | 0 | 0 | 0 | 0 | 0 | 0 | 26.7308 | 26.3491 | 23.7458 | -12.9983 | -0.3163 | 0 | 0 | 0 | 0 | 0 | 0
0.541666666666667381April | Resource 1 | Sublap 1 | 13:00 | 3 | 81 | April | 13000 | 0 | 0 | 0 | 0 | 0 | 0 | 0 | 0 | 0 | 0 | 0 | 0 | 0 | 2.2276 | 2.1958 | 1.9788 | -1.0832 | -0.026358 | 0 | 0 | 0 | 0 | 0 | 0 | 0 | 0 | 0 | 0 | 0 | 0 | 0 | 0 | 0 | 0 | 0 | 0 | 0 | 28.9584 | 28.5449 | 25.7246 | -14.0815 | -0.34266 | 0 | 0 | 0 | 0 | 0 | 0
0.541666666666667381May | Resource 1 | Sublap 1 | 13:00 | 3 | 81 | May | 14000 | 0 | 0 | 0 | 0 | 0 | 0 | 0 | 0 | 0 | 0 | 0 | 0 | 0 | 2.2276 | 2.1958 | 1.9788 | -1.0832 | -0.026358 | 0 | 0 | 0 | 0 | 0 | 0 | 0 | 0 | 0 | 0 | 0 | 0 | 0 | 0 | 0 | 0 | 0 | 0 | 0 | 31.186 | 30.7406 | 27.7034 | -15.1647 | -0.36902 | 0 | 0 | 0 | 0 | 0 | 0
0.541666666666667381June | Resource 1 | Sublap 1 | 13:00 | 3 | 81 | June | 15000 | 0 | 0 | 0 | 0 | 0 | 0 | 0 | 0 | 0 | 0 | 0 | 0 | 0 | 2.2276 | 2.1958 | 1.9788 | -1.0832 | -0.026358 | 0 | 0 | 0 | 0 | 0 | 0 | 0 | 0 | 0 | 0 | 0 | 0 | 0 | 0 | 0 | 0 | 0 | 0 | 0 | 33.4136 | 32.9364 | 29.6823 | -16.2479 | -0.39537 | 0 | 0 | 0 | 0 | 0 | 0
0.541666666666667381July | Resource 1 | Sublap 1 | 13:00 | 3 | 81 | July | 16000 | 0 | 0 | 0 | 0 | 0 | 0 | 0 | 0 | 0 | 0 | 0 | 0 | 0 | 2.2276 | 2.1958 | 1.9788 | -1.0832 | -0.026358 | 0 | 0 | 0 | 0 | 0 | 0 | 0 | 0 | 0 | 0 | 0 | 0 | 0 | 0 | 0 | 0 | 0 | 0 | 0 | 35.6411 | 35.1322 | 31.6611 | -17.3311 | -0.42173 | 0 | 0 | 0 | 0 | 0 | 0
0.541666666666667381August | Resource 1 | Sublap 1 | 13:00 | 3 | 81 | August | 17000 | 0 | 0 | 0 | 0 | 0 | 0 | 0 | 0 | 0 | 0 | 0 | 0 | 0 | 2.2276 | 2.1958 | 1.9788 | -1.0832 | -0.026358 | 0 | 0 | 0 | 0 | 0 | 0 | 0 | 0 | 0 | 0 | 0 | 0 | 0 | 0 | 0 | 0 | 0 | 0 | 0 | 37.8687 | 37.3279 | 33.6399 | -18.4143 | -0.44809 | 0 | 0 | 0 | 0 | 0 | 0
0.541666666666667381September | Resource 1 | Sublap 1 | 13:00 | 3 | 81 | September | 18000 | 0 | 0 | 0 | 0 | 0 | 0 | 0 | 0 | 0 | 0 | 0 | 0 | 0 | 2.2276 | 2.1958 | 1.9788 | -1.0832 | -0.026358 | 0 | 0 | 0 | 0 | 0 | 0 | 0 | 0 | 0 | 0 | 0 | 0 | 0 | 0 | 0 | 0 | 0 | 0 | 0 | 40.0963 | 39.5237 | 35.6187 | -19.4975 | -0.47445 | 0 | 0 | 0 | 0 | 0 | 0
0.541666666666667381October | Resource 1 | Sublap 1 | 13:00 | 3 | 81 | October | 19000 | 0 | 0 | 0 | 0 | 0 | 0 | 0 | 0 | 0 | 0 | 0 | 0 | 0 | 2.2276 | 2.1958 | 1.9788 | -1.0832 | -0.026358 | 0 | 0 | 0 | 0 | 0 | 0 | 0 | 0 | 0 | 0 | 0 | 0 | 0 | 0 | 0 | 0 | 0 | 0 | 0 | 42.3238 | 41.7194 | 37.5975 | -20.5807 | -0.50081 | 0 | 0 | 0 | 0 | 0 | 0
0.541666666666667381November | Resource 1 | Sublap 1 | 13:00 | 3 | 81 | November | 20000 | 0 | 0 | 0 | 0 | 0 | 0 | 0 | 0 | 0 | 0 | 0 | 0 | 0 | 2.2276 | 2.1958 | 1.9788 | -1.0832 | -0.026358 | 0 | 0 | 0 | 0 | 0 | 0 | 0 | 0 | 0 | 0 | 0 | 0 | 0 | 0 | 0 | 0 | 0 | 0 | 0 | 44.5514 | 43.9152 | 39.5763 | -21.6639 | -0.52717 | 0 | 0 | 0 | 0 | 0 | 0
0.541666666666667381December | Resource 1 | Sublap 1 | 13:00 | 3 | 81 | December | 21000 | 0 | 0 | 0 | 0 | 0 | 0 | 0 | 0 | 0 | 0 | 0 | 0 | 0 | 2.2276 | 2.1958 | 1.9788 | -1.0832 | -0.026358 | 0 | 0 | 0 | 0 | 0 | 0 | 0 | 0 | 0 | 0 | 0 | 0 | 0 | 0 | 0 | 0 | 0 | 0 | 0 | 46.779 | 46.111 | 41.5552 | -22.7471 | -0.55352 | 0 | 0 | 0 | 0 | 0 | 0
0.541666666666667382January | Resource 1 | Sublap 1 | 13:00 | 3 | 82 | January | 10000 | 0 | 0 | 0 | 0 | 0 | 0 | 0 | 0 | 0 | 0 | 0 | 0 | 0 | 2.4158 | 2.4473 | 2.1867 | -1.1283 | -0.02745 | 0 | 0 | 0 | 0 | 0 | 0 | 0 | 0 | 0 | 0 | 0 | 0 | 0 | 0 | 0 | 0 | 0 | 0 | 0 | 24.1578 | 24.473 | 21.8669 | -11.2834 | -0.2745 | 0 | 0 | 0 | 0 | 0 | 0
0.541666666666667382February | Resource 1 | Sublap 1 | 13:00 | 3 | 82 | February | 11000 | 0 | 0 | 0 | 0 | 0 | 0 | 0 | 0 | 0 | 0 | 0 | 0 | 0 | 2.4158 | 2.4473 | 2.1867 | -1.1283 | -0.02745 | 0 | 0 | 0 | 0 | 0 | 0 | 0 | 0 | 0 | 0 | 0 | 0 | 0 | 0 | 0 | 0 | 0 | 0 | 0 | 26.5736 | 26.9203 | 24.0536 | -12.4117 | -0.30195 | 0 | 0 | 0 | 0 | 0 | 0
0.541666666666667382March | Resource 1 | Sublap 1 | 13:00 | 3 | 82 | March | 12000 | 0 | 0 | 0 | 0 | 0 | 0 | 0 | 0 | 0 | 0 | 0 | 0 | 0 | 2.4158 | 2.4473 | 2.1867 | -1.1283 | -0.02745 | 0 | 0 | 0 | 0 | 0 | 0 | 0 | 0 | 0 | 0 | 0 | 0 | 0 | 0 | 0 | 0 | 0 | 0 | 0 | 28.9894 | 29.3676 | 26.2403 | -13.5401 | -0.3294 | 0 | 0 | 0 | 0 | 0 | 0
0.541666666666667382April | Resource 1 | Sublap 1 | 13:00 | 3 | 82 | April | 13000 | 0 | 0 | 0 | 0 | 0 | 0 | 0 | 0 | 0 | 0 | 0 | 0 | 0 | 2.4158 | 2.4473 | 2.1867 | -1.1283 | -0.02745 | 0 | 0 | 0 | 0 | 0 | 0 | 0 | 0 | 0 | 0 | 0 | 0 | 0 | 0 | 0 | 0 | 0 | 0 | 0 | 31.4051 | 31.8149 | 28.427 | -14.6684 | -0.35685 | 0 | 0 | 0 | 0 | 0 | 0
0.541666666666667382May | Resource 1 | Sublap 1 | 13:00 | 3 | 82 | May | 14000 | 0 | 0 | 0 | 0 | 0 | 0 | 0 | 0 | 0 | 0 | 0 | 0 | 0 | 2.4158 | 2.4473 | 2.1867 | -1.1283 | -0.02745 | 0 | 0 | 0 | 0 | 0 | 0 | 0 | 0 | 0 | 0 | 0 | 0 | 0 | 0 | 0 | 0 | 0 | 0 | 0 | 33.8209 | 34.2622 | 30.6137 | -15.7967 | -0.3843 | 0 | 0 | 0 | 0 | 0 | 0
0.541666666666667382June | Resource 1 | Sublap 1 | 13:00 | 3 | 82 | June | 15000 | 0 | 0 | 0 | 0 | 0 | 0 | 0 | 0 | 0 | 0 | 0 | 0 | 0 | 2.4158 | 2.4473 | 2.1867 | -1.1283 | -0.02745 | 0 | 0 | 0 | 0 | 0 | 0 | 0 | 0 | 0 | 0 | 0 | 0 | 0 | 0 | 0 | 0 | 0 | 0 | 0 | 36.2367 | 36.7095 | 32.8004 | -16.9251 | -0.41175 | 0 | 0 | 0 | 0 | 0 | 0
0.541666666666667382July | Resource 1 | Sublap 1 | 13:00 | 3 | 82 | July | 16000 | 0 | 0 | 0 | 0 | 0 | 0 | 0 | 0 | 0 | 0 | 0 | 0 | 0 | 2.4158 | 2.4473 | 2.1867 | -1.1283 | -0.02745 | 0 | 0 | 0 | 0 | 0 | 0 | 0 | 0 | 0 | 0 | 0 | 0 | 0 | 0 | 0 | 0 | 0 | 0 | 0 | 38.6525 | 39.1568 | 34.9871 | -18.0534 | -0.4392 | 0 | 0 | 0 | 0 | 0 | 0
0.541666666666667382August | Resource 1 | Sublap 1 | 13:00 | 3 | 82 | August | 17000 | 0 | 0 | 0 | 0 | 0 | 0 | 0 | 0 | 0 | 0 | 0 | 0 | 0 | 2.4158 | 2.4473 | 2.1867 | -1.1283 | -0.02745 | 0 | 0 | 0 | 0 | 0 | 0 | 0 | 0 | 0 | 0 | 0 | 0 | 0 | 0 | 0 | 0 | 0 | 0 | 0 | 41.0682 | 41.6041 | 37.1738 | -19.1818 | -0.46664 | 0 | 0 | 0 | 0 | 0 | 0
0.541666666666667382September | Resource 1 | Sublap 1 | 13:00 | 3 | 82 | September | 18000 | 0 | 0 | 0 | 0 | 0 | 0 | 0 | 0 | 0 | 0 | 0 | 0 | 0 | 2.4158 | 2.4473 | 2.1867 | -1.1283 | -0.02745 | 0 | 0 | 0 | 0 | 0 | 0 | 0 | 0 | 0 | 0 | 0 | 0 | 0 | 0 | 0 | 0 | 0 | 0 | 0 | 43.484 | 44.0514 | 39.3605 | -20.3101 | -0.49409 | 0 | 0 | 0 | 0 | 0 | 0
0.541666666666667382October | Resource 1 | Sublap 1 | 13:00 | 3 | 82 | October | 19000 | 0 | 0 | 0 | 0 | 0 | 0 | 0 | 0 | 0 | 0 | 0 | 0 | 0 | 2.4158 | 2.4473 | 2.1867 | -1.1283 | -0.02745 | 0 | 0 | 0 | 0 | 0 | 0 | 0 | 0 | 0 | 0 | 0 | 0 | 0 | 0 | 0 | 0 | 0 | 0 | 0 | 45.8998 | 46.4987 | 41.5471 | -21.4384 | -0.52154 | 0 | 0 | 0 | 0 | 0 | 0
0.541666666666667382November | Resource 1 | Sublap 1 | 13:00 | 3 | 82 | November | 20000 | 0 | 0 | 0 | 0 | 0 | 0 | 0 | 0 | 0 | 0 | 0 | 0 | 0 | 2.4158 | 2.4473 | 2.1867 | -1.1283 | -0.02745 | 0 | 0 | 0 | 0 | 0 | 0 | 0 | 0 | 0 | 0 | 0 | 0 | 0 | 0 | 0 | 0 | 0 | 0 | 0 | 48.3156 | 48.946 | 43.7338 | -22.5668 | -0.54899 | 0 | 0 | 0 | 0 | 0 | 0
0.541666666666667382December | Resource 1 | Sublap 1 | 13:00 | 3 | 82 | December | 21000 | 0 | 0 | 0 | 0 | 0 | 0 | 0 | 0 | 0 | 0 | 0 | 0 | 0 | 2.4158 | 2.4473 | 2.1867 | -1.1283 | -0.02745 | 0 | 0 | 0 | 0 | 0 | 0 | 0 | 0 | 0 | 0 | 0 | 0 | 0 | 0 | 0 | 0 | 0 | 0 | 0 | 50.7314 | 51.3933 | 45.9205 | -23.6951 | -0.57644 | 0 | 0 | 0 | 0 | 0 | 0
0.541666666666667383January | Resource 1 | Sublap 1 | 13:00 | 3 | 83 | January | 10000 | 0 | 0 | 0 | 0 | 0 | 0 | 0 | 0 | 0 | 0 | 0 | 0 | 0 | 2.8621 | 2.8016 | 2.5378 | -1.2763 | -0.031026 | 0 | 0 | 0 | 0 | 0 | 0 | 0 | 0 | 0 | 0 | 0 | 0 | 0 | 0 | 0 | 0 | 0 | 0 | 0 | 28.6212 | 28.0158 | 25.3784 | -12.7627 | -0.31026 | 0 | 0 | 0 | 0 | 0 | 0
0.541666666666667383February | Resource 1 | Sublap 1 | 13:00 | 3 | 83 | February | 11000 | 0 | 0 | 0 | 0 | 0 | 0 | 0 | 0 | 0 | 0 | 0 | 0 | 0 | 2.8621 | 2.8016 | 2.5378 | -1.2763 | -0.031026 | 0 | 0 | 0 | 0 | 0 | 0 | 0 | 0 | 0 | 0 | 0 | 0 | 0 | 0 | 0 | 0 | 0 | 0 | 0 | 31.4834 | 30.8174 | 27.9163 | -14.039 | -0.34129 | 0 | 0 | 0 | 0 | 0 | 0
0.541666666666667383March | Resource 1 | Sublap 1 | 13:00 | 3 | 83 | March | 12000 | 0 | 0 | 0 | 0 | 0 | 0 | 0 | 0 | 0 | 0 | 0 | 0 | 0 | 2.8621 | 2.8016 | 2.5378 | -1.2763 | -0.031026 | 0 | 0 | 0 | 0 | 0 | 0 | 0 | 0 | 0 | 0 | 0 | 0 | 0 | 0 | 0 | 0 | 0 | 0 | 0 | 34.3455 | 33.6189 | 30.4541 | -15.3153 | -0.37231 | 0 | 0 | 0 | 0 | 0 | 0
0.541666666666667383April | Resource 1 | Sublap 1 | 13:00 | 3 | 83 | April | 13000 | 0 | 0 | 0 | 0 | 0 | 0 | 0 | 0 | 0 | 0 | 0 | 0 | 0 | 2.8621 | 2.8016 | 2.5378 | -1.2763 | -0.031026 | 0 | 0 | 0 | 0 | 0 | 0 | 0 | 0 | 0 | 0 | 0 | 0 | 0 | 0 | 0 | 0 | 0 | 0 | 0 | 37.2076 | 36.4205 | 32.992 | -16.5916 | -0.40334 | 0 | 0 | 0 | 0 | 0 | 0
0.541666666666667383May | Resource 1 | Sublap 1 | 13:00 | 3 | 83 | May | 14000 | 0 | 0 | 0 | 0 | 0 | 0 | 0 | 0 | 0 | 0 | 0 | 0 | 0 | 2.8621 | 2.8016 | 2.5378 | -1.2763 | -0.031026 | 0 | 0 | 0 | 0 | 0 | 0 | 0 | 0 | 0 | 0 | 0 | 0 | 0 | 0 | 0 | 0 | 0 | 0 | 0 | 40.0697 | 39.2221 | 35.5298 | -17.8678 | -0.43436 | 0 | 0 | 0 | 0 | 0 | 0
0.541666666666667383June | Resource 1 | Sublap 1 | 13:00 | 3 | 83 | June | 15000 | 0 | 0 | 0 | 0 | 0 | 0 | 0 | 0 | 0 | 0 | 0 | 0 | 0 | 2.8621 | 2.8016 | 2.5378 | -1.2763 | -0.031026 | 0 | 0 | 0 | 0 | 0 | 0 | 0 | 0 | 0 | 0 | 0 | 0 | 0 | 0 | 0 | 0 | 0 | 0 | 0 | 42.9318 | 42.0237 | 38.0677 | -19.1441 | -0.46539 | 0 | 0 | 0 | 0 | 0 | 0
0.541666666666667383July | Resource 1 | Sublap 1 | 13:00 | 3 | 83 | July | 16000 | 0 | 0 | 0 | 0 | 0 | 0 | 0 | 0 | 0 | 0 | 0 | 0 | 0 | 2.8621 | 2.8016 | 2.5378 | -1.2763 | -0.031026 | 0 | 0 | 0 | 0 | 0 | 0 | 0 | 0 | 0 | 0 | 0 | 0 | 0 | 0 | 0 | 0 | 0 | 0 | 0 | 45.794 | 44.8253 | 40.6055 | -20.4204 | -0.49642 | 0 | 0 | 0 | 0 | 0 | 0
0.541666666666667383August | Resource 1 | Sublap 1 | 13:00 | 3 | 83 | August | 17000 | 0 | 0 | 0 | 0 | 0 | 0 | 0 | 0 | 0 | 0 | 0 | 0 | 0 | 2.8621 | 2.8016 | 2.5378 | -1.2763 | -0.031026 | 0 | 0 | 0 | 0 | 0 | 0 | 0 | 0 | 0 | 0 | 0 | 0 | 0 | 0 | 0 | 0 | 0 | 0 | 0 | 48.6561 | 47.6268 | 43.1434 | -21.6967 | -0.52744 | 0 | 0 | 0 | 0 | 0 | 0
0.541666666666667383September | Resource 1 | Sublap 1 | 13:00 | 3 | 83 | September | 18000 | 0 | 0 | 0 | 0 | 0 | 0 | 0 | 0 | 0 | 0 | 0 | 0 | 0 | 2.8621 | 2.8016 | 2.5378 | -1.2763 | -0.031026 | 0 | 0 | 0 | 0 | 0 | 0 | 0 | 0 | 0 | 0 | 0 | 0 | 0 | 0 | 0 | 0 | 0 | 0 | 0 | 51.5182 | 50.4284 | 45.6812 | -22.9729 | -0.55847 | 0 | 0 | 0 | 0 | 0 | 0
0.541666666666667383October | Resource 1 | Sublap 1 | 13:00 | 3 | 83 | October | 19000 | 0 | 0 | 0 | 0 | 0 | 0 | 0 | 0 | 0 | 0 | 0 | 0 | 0 | 2.8621 | 2.8016 | 2.5378 | -1.2763 | -0.031026 | 0 | 0 | 0 | 0 | 0 | 0 | 0 | 0 | 0 | 0 | 0 | 0 | 0 | 0 | 0 | 0 | 0 | 0 | 0 | 54.3803 | 53.23 | 48.219 | -24.2492 | -0.5895 | 0 | 0 | 0 | 0 | 0 | 0
0.541666666666667383November | Resource 1 | Sublap 1 | 13:00 | 3 | 83 | November | 20000 | 0 | 0 | 0 | 0 | 0 | 0 | 0 | 0 | 0 | 0 | 0 | 0 | 0 | 2.8621 | 2.8016 | 2.5378 | -1.2763 | -0.031026 | 0 | 0 | 0 | 0 | 0 | 0 | 0 | 0 | 0 | 0 | 0 | 0 | 0 | 0 | 0 | 0 | 0 | 0 | 0 | 57.2425 | 56.0316 | 50.7569 | -25.5255 | -0.62052 | 0 | 0 | 0 | 0 | 0 | 0
0.541666666666667383December | Resource 1 | Sublap 1 | 13:00 | 3 | 83 | December | 21000 | 0 | 0 | 0 | 0 | 0 | 0 | 0 | 0 | 0 | 0 | 0 | 0 | 0 | 2.8621 | 2.8016 | 2.5378 | -1.2763 | -0.031026 | 0 | 0 | 0 | 0 | 0 | 0 | 0 | 0 | 0 | 0 | 0 | 0 | 0 | 0 | 0 | 0 | 0 | 0 | 0 | 60.1046 | 58.8332 | 53.2947 | -26.8018 | -0.65155 | 0 | 0 | 0 | 0 | 0 | 0
0.541666666666667384January | Resource 1 | Sublap 1 | 13:00 | 3 | 84 | January | 10000 | 0 | 0 | 0 | 0 | 0 | 0 | 0 | 0 | 0 | 0 | 0 | 0 | 0 | 3.108 | 3.0581 | 2.8307 | -1.3322 | -0.032378 | 0 | 0 | 0 | 0 | 0 | 0 | 0 | 0 | 0 | 0 | 0 | 0 | 0 | 0 | 0 | 0 | 0 | 0 | 0 | 31.0802 | 30.5809 | 28.3074 | -13.3222 | -0.32378 | 0 | 0 | 0 | 0 | 0 | 0
0.541666666666667384February | Resource 1 | Sublap 1 | 13:00 | 3 | 84 | February | 11000 | 0 | 0 | 0 | 0 | 0 | 0 | 0 | 0 | 0 | 0 | 0 | 0 | 0 | 3.108 | 3.0581 | 2.8307 | -1.3322 | -0.032378 | 0 | 0 | 0 | 0 | 0 | 0 | 0 | 0 | 0 | 0 | 0 | 0 | 0 | 0 | 0 | 0 | 0 | 0 | 0 | 34.1882 | 33.639 | 31.1381 | -14.6544 | -0.35616 | 0 | 0 | 0 | 0 | 0 | 0
0.541666666666667384March | Resource 1 | Sublap 1 | 13:00 | 3 | 84 | March | 12000 | 0 | 0 | 0 | 0 | 0 | 0 | 0 | 0 | 0 | 0 | 0 | 0 | 0 | 3.108 | 3.0581 | 2.8307 | -1.3322 | -0.032378 | 0 | 0 | 0 | 0 | 0 | 0 | 0 | 0 | 0 | 0 | 0 | 0 | 0 | 0 | 0 | 0 | 0 | 0 | 0 | 37.2962 | 36.6971 | 33.9688 | -15.9866 | -0.38854 | 0 | 0 | 0 | 0 | 0 | 0
0.541666666666667384April | Resource 1 | Sublap 1 | 13:00 | 3 | 84 | April | 13000 | 0 | 0 | 0 | 0 | 0 | 0 | 0 | 0 | 0 | 0 | 0 | 0 | 0 | 3.108 | 3.0581 | 2.8307 | -1.3322 | -0.032378 | 0 | 0 | 0 | 0 | 0 | 0 | 0 | 0 | 0 | 0 | 0 | 0 | 0 | 0 | 0 | 0 | 0 | 0 | 0 | 40.4042 | 39.7552 | 36.7996 | -17.3188 | -0.42092 | 0 | 0 | 0 | 0 | 0 | 0
0.541666666666667384May | Resource 1 | Sublap 1 | 13:00 | 3 | 84 | May | 14000 | 0 | 0 | 0 | 0 | 0 | 0 | 0 | 0 | 0 | 0 | 0 | 0 | 0 | 3.108 | 3.0581 | 2.8307 | -1.3322 | -0.032378 | 0 | 0 | 0 | 0 | 0 | 0 | 0 | 0 | 0 | 0 | 0 | 0 | 0 | 0 | 0 | 0 | 0 | 0 | 0 | 43.5122 | 42.8133 | 39.6303 | -18.651 | -0.4533 | 0 | 0 | 0 | 0 | 0 | 0
0.541666666666667384June | Resource 1 | Sublap 1 | 13:00 | 3 | 84 | June | 15000 | 0 | 0 | 0 | 0 | 0 | 0 | 0 | 0 | 0 | 0 | 0 | 0 | 0 | 3.108 | 3.0581 | 2.8307 | -1.3322 | -0.032378 | 0 | 0 | 0 | 0 | 0 | 0 | 0 | 0 | 0 | 0 | 0 | 0 | 0 | 0 | 0 | 0 | 0 | 0 | 0 | 46.6202 | 45.8713 | 42.461 | -19.9833 | -0.48568 | 0 | 0 | 0 | 0 | 0 | 0
0.541666666666667384July | Resource 1 | Sublap 1 | 13:00 | 3 | 84 | July | 16000 | 0 | 0 | 0 | 0 | 0 | 0 | 0 | 0 | 0 | 0 | 0 | 0 | 0 | 3.108 | 3.0581 | 2.8307 | -1.3322 | -0.032378 | 0 | 0 | 0 | 0 | 0 | 0 | 0 | 0 | 0 | 0 | 0 | 0 | 0 | 0 | 0 | 0 | 0 | 0 | 0 | 49.7283 | 48.9294 | 45.2918 | -21.3155 | -0.51806 | 0 | 0 | 0 | 0 | 0 | 0
0.541666666666667384August | Resource 1 | Sublap 1 | 13:00 | 3 | 84 | August | 17000 | 0 | 0 | 0 | 0 | 0 | 0 | 0 | 0 | 0 | 0 | 0 | 0 | 0 | 3.108 | 3.0581 | 2.8307 | -1.3322 | -0.032378 | 0 | 0 | 0 | 0 | 0 | 0 | 0 | 0 | 0 | 0 | 0 | 0 | 0 | 0 | 0 | 0 | 0 | 0 | 0 | 52.8363 | 51.9875 | 48.1225 | -22.6477 | -0.55043 | 0 | 0 | 0 | 0 | 0 | 0
0.541666666666667384September | Resource 1 | Sublap 1 | 13:00 | 3 | 84 | September | 18000 | 0 | 0 | 0 | 0 | 0 | 0 | 0 | 0 | 0 | 0 | 0 | 0 | 0 | 3.108 | 3.0581 | 2.8307 | -1.3322 | -0.032378 | 0 | 0 | 0 | 0 | 0 | 0 | 0 | 0 | 0 | 0 | 0 | 0 | 0 | 0 | 0 | 0 | 0 | 0 | 0 | 55.9443 | 55.0456 | 50.9532 | -23.9799 | -0.58281 | 0 | 0 | 0 | 0 | 0 | 0
0.541666666666667384October | Resource 1 | Sublap 1 | 13:00 | 3 | 84 | October | 19000 | 0 | 0 | 0 | 0 | 0 | 0 | 0 | 0 | 0 | 0 | 0 | 0 | 0 | 3.108 | 3.0581 | 2.8307 | -1.3322 | -0.032378 | 0 | 0 | 0 | 0 | 0 | 0 | 0 | 0 | 0 | 0 | 0 | 0 | 0 | 0 | 0 | 0 | 0 | 0 | 0 | 59.0523 | 58.1037 | 53.784 | -25.3121 | -0.61519 | 0 | 0 | 0 | 0 | 0 | 0
0.541666666666667384November | Resource 1 | Sublap 1 | 13:00 | 3 | 84 | November | 20000 | 0 | 0 | 0 | 0 | 0 | 0 | 0 | 0 | 0 | 0 | 0 | 0 | 0 | 3.108 | 3.0581 | 2.8307 | -1.3322 | -0.032378 | 0 | 0 | 0 | 0 | 0 | 0 | 0 | 0 | 0 | 0 | 0 | 0 | 0 | 0 | 0 | 0 | 0 | 0 | 0 | 62.1603 | 61.1618 | 56.6147 | -26.6443 | -0.64757 | 0 | 0 | 0 | 0 | 0 | 0
0.541666666666667384December | Resource 1 | Sublap 1 | 13:00 | 3 | 84 | December | 21000 | 0 | 0 | 0 | 0 | 0 | 0 | 0 | 0 | 0 | 0 | 0 | 0 | 0 | 3.108 | 3.0581 | 2.8307 | -1.3322 | -0.032378 | 0 | 0 | 0 | 0 | 0 | 0 | 0 | 0 | 0 | 0 | 0 | 0 | 0 | 0 | 0 | 0 | 0 | 0 | 0 | 65.2683 | 64.2199 | 59.4455 | -27.9766 | -0.67995 | 0 | 0 | 0 | 0 | 0 | 0
0.541666666666667385January | Resource 1 | Sublap 1 | 13:00 | 3 | 85 | January | 10000 | 0 | 0 | 0 | 0 | 0 | 0 | 0 | 0 | 0 | 0 | 0 | 0 | 0 | 4.0387 | 4.0626 | 3.7947 | -1.6645 | -0.040412 | 0 | 0 | 0 | 0 | 0 | 0 | 0 | 0 | 0 | 0 | 0 | 0 | 0 | 0 | 0 | 0 | 0 | 0 | 0 | 40.3874 | 40.6256 | 37.9472 | -16.645 | -0.40411 | 0 | 0 | 0 | 0 | 0 | 0
0.541666666666667385February | Resource 1 | Sublap 1 | 13:00 | 3 | 85 | February | 11000 | 0 | 0 | 0 | 0 | 0 | 0 | 0 | 0 | 0 | 0 | 0 | 0 | 0 | 4.0387 | 4.0626 | 3.7947 | -1.6645 | -0.040412 | 0 | 0 | 0 | 0 | 0 | 0 | 0 | 0 | 0 | 0 | 0 | 0 | 0 | 0 | 0 | 0 | 0 | 0 | 0 | 44.4262 | 44.6882 | 41.7419 | -18.3095 | -0.44453 | 0 | 0 | 0 | 0 | 0 | 0
0.541666666666667385March | Resource 1 | Sublap 1 | 13:00 | 3 | 85 | March | 12000 | 0 | 0 | 0 | 0 | 0 | 0 | 0 | 0 | 0 | 0 | 0 | 0 | 0 | 4.0387 | 4.0626 | 3.7947 | -1.6645 | -0.040412 | 0 | 0 | 0 | 0 | 0 | 0 | 0 | 0 | 0 | 0 | 0 | 0 | 0 | 0 | 0 | 0 | 0 | 0 | 0 | 48.4649 | 48.7508 | 45.5366 | -19.974 | -0.48494 | 0 | 0 | 0 | 0 | 0 | 0
0.541666666666667385April | Resource 1 | Sublap 1 | 13:00 | 3 | 85 | April | 13000 | 0 | 0 | 0 | 0 | 0 | 0 | 0 | 0 | 0 | 0 | 0 | 0 | 0 | 4.0387 | 4.0626 | 3.7947 | -1.6645 | -0.040412 | 0 | 0 | 0 | 0 | 0 | 0 | 0 | 0 | 0 | 0 | 0 | 0 | 0 | 0 | 0 | 0 | 0 | 0 | 0 | 52.5036 | 52.8133 | 49.3314 | -21.6385 | -0.52535 | 0 | 0 | 0 | 0 | 0 | 0
0.541666666666667385May | Resource 1 | Sublap 1 | 13:00 | 3 | 85 | May | 14000 | 0 | 0 | 0 | 0 | 0 | 0 | 0 | 0 | 0 | 0 | 0 | 0 | 0 | 4.0387 | 4.0626 | 3.7947 | -1.6645 | -0.040412 | 0 | 0 | 0 | 0 | 0 | 0 | 0 | 0 | 0 | 0 | 0 | 0 | 0 | 0 | 0 | 0 | 0 | 0 | 0 | 56.5424 | 56.8759 | 53.1261 | -23.303 | -0.56576 | 0 | 0 | 0 | 0 | 0 | 0
0.541666666666667385June | Resource 1 | Sublap 1 | 13:00 | 3 | 85 | June | 15000 | 0 | 0 | 0 | 0 | 0 | 0 | 0 | 0 | 0 | 0 | 0 | 0 | 0 | 4.0387 | 4.0626 | 3.7947 | -1.6645 | -0.040412 | 0 | 0 | 0 | 0 | 0 | 0 | 0 | 0 | 0 | 0 | 0 | 0 | 0 | 0 | 0 | 0 | 0 | 0 | 0 | 60.5811 | 60.9384 | 56.9208 | -24.9675 | -0.60617 | 0 | 0 | 0 | 0 | 0 | 0
0.541666666666667385July | Resource 1 | Sublap 1 | 13:00 | 3 | 85 | July | 16000 | 0 | 0 | 0 | 0 | 0 | 0 | 0 | 0 | 0 | 0 | 0 | 0 | 0 | 4.0387 | 4.0626 | 3.7947 | -1.6645 | -0.040412 | 0 | 0 | 0 | 0 | 0 | 0 | 0 | 0 | 0 | 0 | 0 | 0 | 0 | 0 | 0 | 0 | 0 | 0 | 0 | 64.6199 | 65.001 | 60.7155 | -26.632 | -0.64658 | 0 | 0 | 0 | 0 | 0 | 0
0.541666666666667385August | Resource 1 | Sublap 1 | 13:00 | 3 | 85 | August | 17000 | 0 | 0 | 0 | 0 | 0 | 0 | 0 | 0 | 0 | 0 | 0 | 0 | 0 | 4.0387 | 4.0626 | 3.7947 | -1.6645 | -0.040412 | 0 | 0 | 0 | 0 | 0 | 0 | 0 | 0 | 0 | 0 | 0 | 0 | 0 | 0 | 0 | 0 | 0 | 0 | 0 | 68.6586 | 69.0636 | 64.5102 | -28.2965 | -0.687 | 0 | 0 | 0 | 0 | 0 | 0
0.541666666666667385September | Resource 1 | Sublap 1 | 13:00 | 3 | 85 | September | 18000 | 0 | 0 | 0 | 0 | 0 | 0 | 0 | 0 | 0 | 0 | 0 | 0 | 0 | 4.0387 | 4.0626 | 3.7947 | -1.6645 | -0.040412 | 0 | 0 | 0 | 0 | 0 | 0 | 0 | 0 | 0 | 0 | 0 | 0 | 0 | 0 | 0 | 0 | 0 | 0 | 0 | 72.6974 | 73.1261 | 68.305 | -29.961 | -0.72741 | 0 | 0 | 0 | 0 | 0 | 0
0.541666666666667385October | Resource 1 | Sublap 1 | 13:00 | 3 | 85 | October | 19000 | 0 | 0 | 0 | 0 | 0 | 0 | 0 | 0 | 0 | 0 | 0 | 0 | 0 | 4.0387 | 4.0626 | 3.7947 | -1.6645 | -0.040412 | 0 | 0 | 0 | 0 | 0 | 0 | 0 | 0 | 0 | 0 | 0 | 0 | 0 | 0 | 0 | 0 | 0 | 0 | 0 | 76.7361 | 77.1887 | 72.0997 | -31.6255 | -0.76782 | 0 | 0 | 0 | 0 | 0 | 0
0.541666666666667385November | Resource 1 | Sublap 1 | 13:00 | 3 | 85 | November | 20000 | 0 | 0 | 0 | 0 | 0 | 0 | 0 | 0 | 0 | 0 | 0 | 0 | 0 | 4.0387 | 4.0626 | 3.7947 | -1.6645 | -0.040412 | 0 | 0 | 0 | 0 | 0 | 0 | 0 | 0 | 0 | 0 | 0 | 0 | 0 | 0 | 0 | 0 | 0 | 0 | 0 | 80.7748 | 81.2513 | 75.8944 | -33.29 | -0.80823 | 0 | 0 | 0 | 0 | 0 | 0
0.541666666666667385December | Resource 1 | Sublap 1 | 13:00 | 3 | 85 | December | 21000 | 0 | 0 | 0 | 0 | 0 | 0 | 0 | 0 | 0 | 0 | 0 | 0 | 0 | 4.0387 | 4.0626 | 3.7947 | -1.6645 | -0.040412 | 0 | 0 | 0 | 0 | 0 | 0 | 0 | 0 | 0 | 0 | 0 | 0 | 0 | 0 | 0 | 0 | 0 | 0 | 0 | 84.8136 | 85.3138 | 79.6891 | -34.9545 | -0.84864 | 0 | 0 | 0 | 0 | 0 | 0
0.541666666666667386January | Resource 1 | Sublap 1 | 13:00 | 3 | 86 | January | 10000 | 0 | 0 | 0 | 0 | 0 | 0 | 0 | 0 | 0 | 0 | 0 | 0 | 0 | 3.6937 | 3.6769 | 3.3564 | -1.5053 | -0.036562 | 0 | 0 | 0 | 0 | 0 | 0 | 0 | 0 | 0 | 0 | 0 | 0 | 0 | 0 | 0 | 0 | 0 | 0 | 0 | 36.9373 | 36.7686 | 33.564 | -15.0525 | -0.36562 | 0 | 0 | 0 | 0 | 0 | 0
0.541666666666667386February | Resource 1 | Sublap 1 | 13:00 | 3 | 86 | February | 11000 | 0 | 0 | 0 | 0 | 0 | 0 | 0 | 0 | 0 | 0 | 0 | 0 | 0 | 3.6937 | 3.6769 | 3.3564 | -1.5053 | -0.036562 | 0 | 0 | 0 | 0 | 0 | 0 | 0 | 0 | 0 | 0 | 0 | 0 | 0 | 0 | 0 | 0 | 0 | 0 | 0 | 40.631 | 40.4454 | 36.9204 | -16.5578 | -0.40218 | 0 | 0 | 0 | 0 | 0 | 0
0.541666666666667386March | Resource 1 | Sublap 1 | 13:00 | 3 | 86 | March | 12000 | 0 | 0 | 0 | 0 | 0 | 0 | 0 | 0 | 0 | 0 | 0 | 0 | 0 | 3.6937 | 3.6769 | 3.3564 | -1.5053 | -0.036562 | 0 | 0 | 0 | 0 | 0 | 0 | 0 | 0 | 0 | 0 | 0 | 0 | 0 | 0 | 0 | 0 | 0 | 0 | 0 | 44.3248 | 44.1223 | 40.2768 | -18.063 | -0.43874 | 0 | 0 | 0 | 0 | 0 | 0
0.541666666666667386April | Resource 1 | Sublap 1 | 13:00 | 3 | 86 | April | 13000 | 0 | 0 | 0 | 0 | 0 | 0 | 0 | 0 | 0 | 0 | 0 | 0 | 0 | 3.6937 | 3.6769 | 3.3564 | -1.5053 | -0.036562 | 0 | 0 | 0 | 0 | 0 | 0 | 0 | 0 | 0 | 0 | 0 | 0 | 0 | 0 | 0 | 0 | 0 | 0 | 0 | 48.0185 | 47.7991 | 43.6332 | -19.5683 | -0.4753 | 0 | 0 | 0 | 0 | 0 | 0
0.541666666666667386May | Resource 1 | Sublap 1 | 13:00 | 3 | 86 | May | 14000 | 0 | 0 | 0 | 0 | 0 | 0 | 0 | 0 | 0 | 0 | 0 | 0 | 0 | 3.6937 | 3.6769 | 3.3564 | -1.5053 | -0.036562 | 0 | 0 | 0 | 0 | 0 | 0 | 0 | 0 | 0 | 0 | 0 | 0 | 0 | 0 | 0 | 0 | 0 | 0 | 0 | 51.7122 | 51.476 | 46.9896 | -21.0735 | -0.51186 | 0 | 0 | 0 | 0 | 0 | 0
0.541666666666667386June | Resource 1 | Sublap 1 | 13:00 | 3 | 86 | June | 15000 | 0 | 0 | 0 | 0 | 0 | 0 | 0 | 0 | 0 | 0 | 0 | 0 | 0 | 3.6937 | 3.6769 | 3.3564 | -1.5053 | -0.036562 | 0 | 0 | 0 | 0 | 0 | 0 | 0 | 0 | 0 | 0 | 0 | 0 | 0 | 0 | 0 | 0 | 0 | 0 | 0 | 55.406 | 55.1529 | 50.346 | -22.5788 | -0.54843 | 0 | 0 | 0 | 0 | 0 | 0
0.541666666666667386July | Resource 1 | Sublap 1 | 13:00 | 3 | 86 | July | 16000 | 0 | 0 | 0 | 0 | 0 | 0 | 0 | 0 | 0 | 0 | 0 | 0 | 0 | 3.6937 | 3.6769 | 3.3564 | -1.5053 | -0.036562 | 0 | 0 | 0 | 0 | 0 | 0 | 0 | 0 | 0 | 0 | 0 | 0 | 0 | 0 | 0 | 0 | 0 | 0 | 0 | 59.0997 | 58.8297 | 53.7024 | -24.084 | -0.58499 | 0 | 0 | 0 | 0 | 0 | 0
0.541666666666667386August | Resource 1 | Sublap 1 | 13:00 | 3 | 86 | August | 17000 | 0 | 0 | 0 | 0 | 0 | 0 | 0 | 0 | 0 | 0 | 0 | 0 | 0 | 3.6937 | 3.6769 | 3.3564 | -1.5053 | -0.036562 | 0 | 0 | 0 | 0 | 0 | 0 | 0 | 0 | 0 | 0 | 0 | 0 | 0 | 0 | 0 | 0 | 0 | 0 | 0 | 62.7934 | 62.5066 | 57.0588 | -25.5893 | -0.62155 | 0 | 0 | 0 | 0 | 0 | 0
0.541666666666667386September | Resource 1 | Sublap 1 | 13:00 | 3 | 86 | September | 18000 | 0 | 0 | 0 | 0 | 0 | 0 | 0 | 0 | 0 | 0 | 0 | 0 | 0 | 3.6937 | 3.6769 | 3.3564 | -1.5053 | -0.036562 | 0 | 0 | 0 | 0 | 0 | 0 | 0 | 0 | 0 | 0 | 0 | 0 | 0 | 0 | 0 | 0 | 0 | 0 | 0 | 66.4872 | 66.1834 | 60.4152 | -27.0945 | -0.65811 | 0 | 0 | 0 | 0 | 0 | 0
0.541666666666667386October | Resource 1 | Sublap 1 | 13:00 | 3 | 86 | October | 19000 | 0 | 0 | 0 | 0 | 0 | 0 | 0 | 0 | 0 | 0 | 0 | 0 | 0 | 3.6937 | 3.6769 | 3.3564 | -1.5053 | -0.036562 | 0 | 0 | 0 | 0 | 0 | 0 | 0 | 0 | 0 | 0 | 0 | 0 | 0 | 0 | 0 | 0 | 0 | 0 | 0 | 70.1809 | 69.8603 | 63.7716 | -28.5998 | -0.69467 | 0 | 0 | 0 | 0 | 0 | 0
0.541666666666667386November | Resource 1 | Sublap 1 | 13:00 | 3 | 86 | November | 20000 | 0 | 0 | 0 | 0 | 0 | 0 | 0 | 0 | 0 | 0 | 0 | 0 | 0 | 3.6937 | 3.6769 | 3.3564 | -1.5053 | -0.036562 | 0 | 0 | 0 | 0 | 0 | 0 | 0 | 0 | 0 | 0 | 0 | 0 | 0 | 0 | 0 | 0 | 0 | 0 | 0 | 73.8746 | 73.5372 | 67.128 | -30.105 | -0.73123 | 0 | 0 | 0 | 0 | 0 | 0
0.541666666666667386December | Resource 1 | Sublap 1 | 13:00 | 3 | 86 | December | 21000 | 0 | 0 | 0 | 0 | 0 | 0 | 0 | 0 | 0 | 0 | 0 | 0 | 0 | 3.6937 | 3.6769 | 3.3564 | -1.5053 | -0.036562 | 0 | 0 | 0 | 0 | 0 | 0 | 0 | 0 | 0 | 0 | 0 | 0 | 0 | 0 | 0 | 0 | 0 | 0 | 0 | 77.5683 | 77.214 | 70.4844 | -31.6103 | -0.7678 | 0 | 0 | 0 | 0 | 0 | 0
0.541666666666667387January | Resource 1 | Sublap 1 | 13:00 | 3 | 87 | January | 10000 | 0 | 0 | 0 | 0 | 0 | 0 | 0 | 0 | 0 | 0 | 0 | 0 | 0 | 4.054 | 4.1 | 3.8415 | -1.5781 | -0.038322 | 0 | 0 | 0 | 0 | 0 | 0 | 0 | 0 | 0 | 0 | 0 | 0 | 0 | 0 | 0 | 0 | 0 | 0 | 0 | 40.5397 | 40.9998 | 38.4153 | -15.7806 | -0.38322 | 0 | 0 | 0 | 0 | 0 | 0
0.541666666666667387February | Resource 1 | Sublap 1 | 13:00 | 3 | 87 | February | 11000 | 0 | 0 | 0 | 0 | 0 | 0 | 0 | 0 | 0 | 0 | 0 | 0 | 0 | 4.054 | 4.1 | 3.8415 | -1.5781 | -0.038322 | 0 | 0 | 0 | 0 | 0 | 0 | 0 | 0 | 0 | 0 | 0 | 0 | 0 | 0 | 0 | 0 | 0 | 0 | 0 | 44.5937 | 45.0997 | 42.2569 | -17.3587 | -0.42154 | 0 | 0 | 0 | 0 | 0 | 0
0.541666666666667387March | Resource 1 | Sublap 1 | 13:00 | 3 | 87 | March | 12000 | 0 | 0 | 0 | 0 | 0 | 0 | 0 | 0 | 0 | 0 | 0 | 0 | 0 | 4.054 | 4.1 | 3.8415 | -1.5781 | -0.038322 | 0 | 0 | 0 | 0 | 0 | 0 | 0 | 0 | 0 | 0 | 0 | 0 | 0 | 0 | 0 | 0 | 0 | 0 | 0 | 48.6477 | 49.1997 | 46.0984 | -18.9367 | -0.45986 | 0 | 0 | 0 | 0 | 0 | 0
0.541666666666667387April | Resource 1 | Sublap 1 | 13:00 | 3 | 87 | April | 13000 | 0 | 0 | 0 | 0 | 0 | 0 | 0 | 0 | 0 | 0 | 0 | 0 | 0 | 4.054 | 4.1 | 3.8415 | -1.5781 | -0.038322 | 0 | 0 | 0 | 0 | 0 | 0 | 0 | 0 | 0 | 0 | 0 | 0 | 0 | 0 | 0 | 0 | 0 | 0 | 0 | 52.7017 | 53.2997 | 49.94 | -20.5148 | -0.49818 | 0 | 0 | 0 | 0 | 0 | 0
0.541666666666667387May | Resource 1 | Sublap 1 | 13:00 | 3 | 87 | May | 14000 | 0 | 0 | 0 | 0 | 0 | 0 | 0 | 0 | 0 | 0 | 0 | 0 | 0 | 4.054 | 4.1 | 3.8415 | -1.5781 | -0.038322 | 0 | 0 | 0 | 0 | 0 | 0 | 0 | 0 | 0 | 0 | 0 | 0 | 0 | 0 | 0 | 0 | 0 | 0 | 0 | 56.7557 | 57.3997 | 53.7815 | -22.0928 | -0.53651 | 0 | 0 | 0 | 0 | 0 | 0
0.541666666666667387June | Resource 1 | Sublap 1 | 13:00 | 3 | 87 | June | 15000 | 0 | 0 | 0 | 0 | 0 | 0 | 0 | 0 | 0 | 0 | 0 | 0 | 0 | 4.054 | 4.1 | 3.8415 | -1.5781 | -0.038322 | 0 | 0 | 0 | 0 | 0 | 0 | 0 | 0 | 0 | 0 | 0 | 0 | 0 | 0 | 0 | 0 | 0 | 0 | 0 | 60.8096 | 61.4997 | 57.623 | -23.6709 | -0.57483 | 0 | 0 | 0 | 0 | 0 | 0
0.541666666666667387July | Resource 1 | Sublap 1 | 13:00 | 3 | 87 | July | 16000 | 0 | 0 | 0 | 0 | 0 | 0 | 0 | 0 | 0 | 0 | 0 | 0 | 0 | 4.054 | 4.1 | 3.8415 | -1.5781 | -0.038322 | 0 | 0 | 0 | 0 | 0 | 0 | 0 | 0 | 0 | 0 | 0 | 0 | 0 | 0 | 0 | 0 | 0 | 0 | 0 | 64.8636 | 65.5996 | 61.4646 | -25.249 | -0.61315 | 0 | 0 | 0 | 0 | 0 | 0
0.541666666666667387August | Resource 1 | Sublap 1 | 13:00 | 3 | 87 | August | 17000 | 0 | 0 | 0 | 0 | 0 | 0 | 0 | 0 | 0 | 0 | 0 | 0 | 0 | 4.054 | 4.1 | 3.8415 | -1.5781 | -0.038322 | 0 | 0 | 0 | 0 | 0 | 0 | 0 | 0 | 0 | 0 | 0 | 0 | 0 | 0 | 0 | 0 | 0 | 0 | 0 | 68.9176 | 69.6996 | 65.3061 | -26.827 | -0.65147 | 0 | 0 | 0 | 0 | 0 | 0
0.541666666666667387September | Resource 1 | Sublap 1 | 13:00 | 3 | 87 | September | 18000 | 0 | 0 | 0 | 0 | 0 | 0 | 0 | 0 | 0 | 0 | 0 | 0 | 0 | 4.054 | 4.1 | 3.8415 | -1.5781 | -0.038322 | 0 | 0 | 0 | 0 | 0 | 0 | 0 | 0 | 0 | 0 | 0 | 0 | 0 | 0 | 0 | 0 | 0 | 0 | 0 | 72.9715 | 73.7996 | 69.1476 | -28.4051 | -0.68979 | 0 | 0 | 0 | 0 | 0 | 0
0.541666666666667387October | Resource 1 | Sublap 1 | 13:00 | 3 | 87 | October | 19000 | 0 | 0 | 0 | 0 | 0 | 0 | 0 | 0 | 0 | 0 | 0 | 0 | 0 | 4.054 | 4.1 | 3.8415 | -1.5781 | -0.038322 | 0 | 0 | 0 | 0 | 0 | 0 | 0 | 0 | 0 | 0 | 0 | 0 | 0 | 0 | 0 | 0 | 0 | 0 | 0 | 77.0255 | 77.8996 | 72.9891 | -29.9831 | -0.72811 | 0 | 0 | 0 | 0 | 0 | 0
0.541666666666667387November | Resource 1 | Sublap 1 | 13:00 | 3 | 87 | November | 20000 | 0 | 0 | 0 | 0 | 0 | 0 | 0 | 0 | 0 | 0 | 0 | 0 | 0 | 4.054 | 4.1 | 3.8415 | -1.5781 | -0.038322 | 0 | 0 | 0 | 0 | 0 | 0 | 0 | 0 | 0 | 0 | 0 | 0 | 0 | 0 | 0 | 0 | 0 | 0 | 0 | 81.0795 | 81.9995 | 76.8307 | -31.5612 | -0.76644 | 0 | 0 | 0 | 0 | 0 | 0
0.541666666666667387December | Resource 1 | Sublap 1 | 13:00 | 3 | 87 | December | 21000 | 0 | 0 | 0 | 0 | 0 | 0 | 0 | 0 | 0 | 0 | 0 | 0 | 0 | 4.054 | 4.1 | 3.8415 | -1.5781 | -0.038322 | 0 | 0 | 0 | 0 | 0 | 0 | 0 | 0 | 0 | 0 | 0 | 0 | 0 | 0 | 0 | 0 | 0 | 0 | 0 | 85.1335 | 86.0995 | 80.6722 | -33.1393 | -0.80476 | 0 | 0 | 0 | 0 | 0 | 0
0.541666666666667388January | Resource 1 | Sublap 1 | 13:00 | 3 | 88 | January | 10000 | 0 | 0 | 0 | 0 | 0 | 0 | 0 | 0 | 0 | 0 | 0 | 0 | 0 | 4.486 | 4.6481 | 4.3203 | -1.7354 | -0.042126 | 0 | 0 | 0 | 0 | 0 | 0 | 0 | 0 | 0 | 0 | 0 | 0 | 0 | 0 | 0 | 0 | 0 | 0 | 0 | 44.8598 | 46.4809 | 43.2034 | -17.3543 | -0.42126 | 0 | 0 | 0 | 0 | 0 | 0
0.541666666666667388February | Resource 1 | Sublap 1 | 13:00 | 3 | 88 | February | 11000 | 0 | 0 | 0 | 0 | 0 | 0 | 0 | 0 | 0 | 0 | 0 | 0 | 0 | 4.486 | 4.6481 | 4.3203 | -1.7354 | -0.042126 | 0 | 0 | 0 | 0 | 0 | 0 | 0 | 0 | 0 | 0 | 0 | 0 | 0 | 0 | 0 | 0 | 0 | 0 | 0 | 49.3458 | 51.129 | 47.5237 | -19.0898 | -0.46339 | 0 | 0 | 0 | 0 | 0 | 0
0.541666666666667388March | Resource 1 | Sublap 1 | 13:00 | 3 | 88 | March | 12000 | 0 | 0 | 0 | 0 | 0 | 0 | 0 | 0 | 0 | 0 | 0 | 0 | 0 | 4.486 | 4.6481 | 4.3203 | -1.7354 | -0.042126 | 0 | 0 | 0 | 0 | 0 | 0 | 0 | 0 | 0 | 0 | 0 | 0 | 0 | 0 | 0 | 0 | 0 | 0 | 0 | 53.8318 | 55.7771 | 51.8441 | -20.8252 | -0.50552 | 0 | 0 | 0 | 0 | 0 | 0
0.541666666666667388April | Resource 1 | Sublap 1 | 13:00 | 3 | 88 | April | 13000 | 0 | 0 | 0 | 0 | 0 | 0 | 0 | 0 | 0 | 0 | 0 | 0 | 0 | 4.486 | 4.6481 | 4.3203 | -1.7354 | -0.042126 | 0 | 0 | 0 | 0 | 0 | 0 | 0 | 0 | 0 | 0 | 0 | 0 | 0 | 0 | 0 | 0 | 0 | 0 | 0 | 58.3177 | 60.4252 | 56.1644 | -22.5606 | -0.54764 | 0 | 0 | 0 | 0 | 0 | 0
0.541666666666667388May | Resource 1 | Sublap 1 | 13:00 | 3 | 88 | May | 14000 | 0 | 0 | 0 | 0 | 0 | 0 | 0 | 0 | 0 | 0 | 0 | 0 | 0 | 4.486 | 4.6481 | 4.3203 | -1.7354 | -0.042126 | 0 | 0 | 0 | 0 | 0 | 0 | 0 | 0 | 0 | 0 | 0 | 0 | 0 | 0 | 0 | 0 | 0 | 0 | 0 | 62.8037 | 65.0733 | 60.4847 | -24.2961 | -0.58977 | 0 | 0 | 0 | 0 | 0 | 0
0.541666666666667388June | Resource 1 | Sublap 1 | 13:00 | 3 | 88 | June | 15000 | 0 | 0 | 0 | 0 | 0 | 0 | 0 | 0 | 0 | 0 | 0 | 0 | 0 | 4.486 | 4.6481 | 4.3203 | -1.7354 | -0.042126 | 0 | 0 | 0 | 0 | 0 | 0 | 0 | 0 | 0 | 0 | 0 | 0 | 0 | 0 | 0 | 0 | 0 | 0 | 0 | 67.2897 | 69.7214 | 64.8051 | -26.0315 | -0.6319 | 0 | 0 | 0 | 0 | 0 | 0
0.541666666666667388July | Resource 1 | Sublap 1 | 13:00 | 3 | 88 | July | 16000 | 0 | 0 | 0 | 0 | 0 | 0 | 0 | 0 | 0 | 0 | 0 | 0 | 0 | 4.486 | 4.6481 | 4.3203 | -1.7354 | -0.042126 | 0 | 0 | 0 | 0 | 0 | 0 | 0 | 0 | 0 | 0 | 0 | 0 | 0 | 0 | 0 | 0 | 0 | 0 | 0 | 71.7757 | 74.3695 | 69.1254 | -27.7669 | -0.67402 | 0 | 0 | 0 | 0 | 0 | 0
0.541666666666667388August | Resource 1 | Sublap 1 | 13:00 | 3 | 88 | August | 17000 | 0 | 0 | 0 | 0 | 0 | 0 | 0 | 0 | 0 | 0 | 0 | 0 | 0 | 4.486 | 4.6481 | 4.3203 | -1.7354 | -0.042126 | 0 | 0 | 0 | 0 | 0 | 0 | 0 | 0 | 0 | 0 | 0 | 0 | 0 | 0 | 0 | 0 | 0 | 0 | 0 | 76.2617 | 79.0175 | 73.4458 | -29.5024 | -0.71615 | 0 | 0 | 0 | 0 | 0 | 0
0.541666666666667388September | Resource 1 | Sublap 1 | 13:00 | 3 | 88 | September | 18000 | 0 | 0 | 0 | 0 | 0 | 0 | 0 | 0 | 0 | 0 | 0 | 0 | 0 | 4.486 | 4.6481 | 4.3203 | -1.7354 | -0.042126 | 0 | 0 | 0 | 0 | 0 | 0 | 0 | 0 | 0 | 0 | 0 | 0 | 0 | 0 | 0 | 0 | 0 | 0 | 0 | 80.7476 | 83.6656 | 77.7661 | -31.2378 | -0.75827 | 0 | 0 | 0 | 0 | 0 | 0
0.541666666666667388October | Resource 1 | Sublap 1 | 13:00 | 3 | 88 | October | 19000 | 0 | 0 | 0 | 0 | 0 | 0 | 0 | 0 | 0 | 0 | 0 | 0 | 0 | 4.486 | 4.6481 | 4.3203 | -1.7354 | -0.042126 | 0 | 0 | 0 | 0 | 0 | 0 | 0 | 0 | 0 | 0 | 0 | 0 | 0 | 0 | 0 | 0 | 0 | 0 | 0 | 85.2336 | 88.3137 | 82.0864 | -32.9732 | -0.8004 | 0 | 0 | 0 | 0 | 0 | 0
0.541666666666667388November | Resource 1 | Sublap 1 | 13:00 | 3 | 88 | November | 20000 | 0 | 0 | 0 | 0 | 0 | 0 | 0 | 0 | 0 | 0 | 0 | 0 | 0 | 4.486 | 4.6481 | 4.3203 | -1.7354 | -0.042126 | 0 | 0 | 0 | 0 | 0 | 0 | 0 | 0 | 0 | 0 | 0 | 0 | 0 | 0 | 0 | 0 | 0 | 0 | 0 | 89.7196 | 92.9618 | 86.4068 | -34.7087 | -0.84253 | 0 | 0 | 0 | 0 | 0 | 0
0.541666666666667388December | Resource 1 | Sublap 1 | 13:00 | 3 | 88 | December | 21000 | 0 | 0 | 0 | 0 | 0 | 0 | 0 | 0 | 0 | 0 | 0 | 0 | 0 | 4.486 | 4.6481 | 4.3203 | -1.7354 | -0.042126 | 0 | 0 | 0 | 0 | 0 | 0 | 0 | 0 | 0 | 0 | 0 | 0 | 0 | 0 | 0 | 0 | 0 | 0 | 0 | 94.2056 | 97.6099 | 90.7271 | -36.4441 | -0.88465 | 0 | 0 | 0 | 0 | 0 | 0
0.541666666666667389January | Resource 1 | Sublap 1 | 13:00 | 3 | 89 | January | 10000 | 0 | 0 | 0 | 0 | 0 | 0 | 0 | 0 | 0 | 0 | 0 | 0 | 0 | 4.5599 | 4.5781 | 4.3432 | -1.6887 | -0.040995 | 0 | 0 | 0 | 0 | 0 | 0 | 0 | 0 | 0 | 0 | 0 | 0 | 0 | 0 | 0 | 0 | 0 | 0 | 0 | 45.5994 | 45.7808 | 43.4318 | -16.8865 | -0.40995 | 0 | 0 | 0 | 0 | 0 | 0
0.541666666666667389February | Resource 1 | Sublap 1 | 13:00 | 3 | 89 | February | 11000 | 0 | 0 | 0 | 0 | 0 | 0 | 0 | 0 | 0 | 0 | 0 | 0 | 0 | 4.5599 | 4.5781 | 4.3432 | -1.6887 | -0.040995 | 0 | 0 | 0 | 0 | 0 | 0 | 0 | 0 | 0 | 0 | 0 | 0 | 0 | 0 | 0 | 0 | 0 | 0 | 0 | 50.1594 | 50.3588 | 47.775 | -18.5752 | -0.45095 | 0 | 0 | 0 | 0 | 0 | 0
0.541666666666667389March | Resource 1 | Sublap 1 | 13:00 | 3 | 89 | March | 12000 | 0 | 0 | 0 | 0 | 0 | 0 | 0 | 0 | 0 | 0 | 0 | 0 | 0 | 4.5599 | 4.5781 | 4.3432 | -1.6887 | -0.040995 | 0 | 0 | 0 | 0 | 0 | 0 | 0 | 0 | 0 | 0 | 0 | 0 | 0 | 0 | 0 | 0 | 0 | 0 | 0 | 54.7193 | 54.9369 | 52.1182 | -20.2638 | -0.49194 | 0 | 0 | 0 | 0 | 0 | 0
0.541666666666667389April | Resource 1 | Sublap 1 | 13:00 | 3 | 89 | April | 13000 | 0 | 0 | 0 | 0 | 0 | 0 | 0 | 0 | 0 | 0 | 0 | 0 | 0 | 4.5599 | 4.5781 | 4.3432 | -1.6887 | -0.040995 | 0 | 0 | 0 | 0 | 0 | 0 | 0 | 0 | 0 | 0 | 0 | 0 | 0 | 0 | 0 | 0 | 0 | 0 | 0 | 59.2792 | 59.515 | 56.4614 | -21.9525 | -0.53294 | 0 | 0 | 0 | 0 | 0 | 0
0.541666666666667389May | Resource 1 | Sublap 1 | 13:00 | 3 | 89 | May | 14000 | 0 | 0 | 0 | 0 | 0 | 0 | 0 | 0 | 0 | 0 | 0 | 0 | 0 | 4.5599 | 4.5781 | 4.3432 | -1.6887 | -0.040995 | 0 | 0 | 0 | 0 | 0 | 0 | 0 | 0 | 0 | 0 | 0 | 0 | 0 | 0 | 0 | 0 | 0 | 0 | 0 | 63.8392 | 64.0931 | 60.8046 | -23.6411 | -0.57394 | 0 | 0 | 0 | 0 | 0 | 0
0.541666666666667389June | Resource 1 | Sublap 1 | 13:00 | 3 | 89 | June | 15000 | 0 | 0 | 0 | 0 | 0 | 0 | 0 | 0 | 0 | 0 | 0 | 0 | 0 | 4.5599 | 4.5781 | 4.3432 | -1.6887 | -0.040995 | 0 | 0 | 0 | 0 | 0 | 0 | 0 | 0 | 0 | 0 | 0 | 0 | 0 | 0 | 0 | 0 | 0 | 0 | 0 | 68.3991 | 68.6711 | 65.1478 | -25.3298 | -0.61493 | 0 | 0 | 0 | 0 | 0 | 0
0.541666666666667389July | Resource 1 | Sublap 1 | 13:00 | 3 | 89 | July | 16000 | 0 | 0 | 0 | 0 | 0 | 0 | 0 | 0 | 0 | 0 | 0 | 0 | 0 | 4.5599 | 4.5781 | 4.3432 | -1.6887 | -0.040995 | 0 | 0 | 0 | 0 | 0 | 0 | 0 | 0 | 0 | 0 | 0 | 0 | 0 | 0 | 0 | 0 | 0 | 0 | 0 | 72.9591 | 73.2492 | 69.4909 | -27.0184 | -0.65593 | 0 | 0 | 0 | 0 | 0 | 0
0.541666666666667389August | Resource 1 | Sublap 1 | 13:00 | 3 | 89 | August | 17000 | 0 | 0 | 0 | 0 | 0 | 0 | 0 | 0 | 0 | 0 | 0 | 0 | 0 | 4.5599 | 4.5781 | 4.3432 | -1.6887 | -0.040995 | 0 | 0 | 0 | 0 | 0 | 0 | 0 | 0 | 0 | 0 | 0 | 0 | 0 | 0 | 0 | 0 | 0 | 0 | 0 | 77.519 | 77.8273 | 73.8341 | -28.7071 | -0.69692 | 0 | 0 | 0 | 0 | 0 | 0
0.541666666666667389September | Resource 1 | Sublap 1 | 13:00 | 3 | 89 | September | 18000 | 0 | 0 | 0 | 0 | 0 | 0 | 0 | 0 | 0 | 0 | 0 | 0 | 0 | 4.5599 | 4.5781 | 4.3432 | -1.6887 | -0.040995 | 0 | 0 | 0 | 0 | 0 | 0 | 0 | 0 | 0 | 0 | 0 | 0 | 0 | 0 | 0 | 0 | 0 | 0 | 0 | 82.0789 | 82.4054 | 78.1773 | -30.3957 | -0.73792 | 0 | 0 | 0 | 0 | 0 | 0
0.541666666666667389October | Resource 1 | Sublap 1 | 13:00 | 3 | 89 | October | 19000 | 0 | 0 | 0 | 0 | 0 | 0 | 0 | 0 | 0 | 0 | 0 | 0 | 0 | 4.5599 | 4.5781 | 4.3432 | -1.6887 | -0.040995 | 0 | 0 | 0 | 0 | 0 | 0 | 0 | 0 | 0 | 0 | 0 | 0 | 0 | 0 | 0 | 0 | 0 | 0 | 0 | 86.6389 | 86.9834 | 82.5205 | -32.0844 | -0.77891 | 0 | 0 | 0 | 0 | 0 | 0
0.541666666666667389November | Resource 1 | Sublap 1 | 13:00 | 3 | 89 | November | 20000 | 0 | 0 | 0 | 0 | 0 | 0 | 0 | 0 | 0 | 0 | 0 | 0 | 0 | 4.5599 | 4.5781 | 4.3432 | -1.6887 | -0.040995 | 0 | 0 | 0 | 0 | 0 | 0 | 0 | 0 | 0 | 0 | 0 | 0 | 0 | 0 | 0 | 0 | 0 | 0 | 0 | 91.1988 | 91.5615 | 86.8637 | -33.773 | -0.81991 | 0 | 0 | 0 | 0 | 0 | 0
0.541666666666667389December | Resource 1 | Sublap 1 | 13:00 | 3 | 89 | December | 21000 | 0 | 0 | 0 | 0 | 0 | 0 | 0 | 0 | 0 | 0 | 0 | 0 | 0 | 4.5599 | 4.5781 | 4.3432 | -1.6887 | -0.040995 | 0 | 0 | 0 | 0 | 0 | 0 | 0 | 0 | 0 | 0 | 0 | 0 | 0 | 0 | 0 | 0 | 0 | 0 | 0 | 95.7588 | 96.1396 | 91.2069 | -35.4617 | -0.8609 | 0 | 0 | 0 | 0 | 0 | 0
0.541666666666667390January | Resource 1 | Sublap 1 | 13:00 | 3 | 90 | January | 10000 | 0 | 0 | 0 | 0 | 0 | 0 | 0 | 0 | 0 | 0 | 0 | 0 | 0 | 5.3674 | 5.4257 | 5.0518 | -1.91 | -0.046347 | 0 | 0 | 0 | 0 | 0 | 0 | 0 | 0 | 0 | 0 | 0 | 0 | 0 | 0 | 0 | 0 | 0 | 0 | 0 | 53.6738 | 54.2569 | 50.5178 | -19.1 | -0.46347 | 0 | 0 | 0 | 0 | 0 | 0
0.541666666666667390February | Resource 1 | Sublap 1 | 13:00 | 3 | 90 | February | 11000 | 0 | 0 | 0 | 0 | 0 | 0 | 0 | 0 | 0 | 0 | 0 | 0 | 0 | 5.3674 | 5.4257 | 5.0518 | -1.91 | -0.046347 | 0 | 0 | 0 | 0 | 0 | 0 | 0 | 0 | 0 | 0 | 0 | 0 | 0 | 0 | 0 | 0 | 0 | 0 | 0 | 59.0412 | 59.6825 | 55.5695 | -21.01 | -0.50981 | 0 | 0 | 0 | 0 | 0 | 0
0.541666666666667390March | Resource 1 | Sublap 1 | 13:00 | 3 | 90 | March | 12000 | 0 | 0 | 0 | 0 | 0 | 0 | 0 | 0 | 0 | 0 | 0 | 0 | 0 | 5.3674 | 5.4257 | 5.0518 | -1.91 | -0.046347 | 0 | 0 | 0 | 0 | 0 | 0 | 0 | 0 | 0 | 0 | 0 | 0 | 0 | 0 | 0 | 0 | 0 | 0 | 0 | 64.4086 | 65.1082 | 60.6213 | -22.92 | -0.55616 | 0 | 0 | 0 | 0 | 0 | 0
0.541666666666667390April | Resource 1 | Sublap 1 | 13:00 | 3 | 90 | April | 13000 | 0 | 0 | 0 | 0 | 0 | 0 | 0 | 0 | 0 | 0 | 0 | 0 | 0 | 5.3674 | 5.4257 | 5.0518 | -1.91 | -0.046347 | 0 | 0 | 0 | 0 | 0 | 0 | 0 | 0 | 0 | 0 | 0 | 0 | 0 | 0 | 0 | 0 | 0 | 0 | 0 | 69.776 | 70.5339 | 65.6731 | -24.8301 | -0.60251 | 0 | 0 | 0 | 0 | 0 | 0
0.541666666666667390May | Resource 1 | Sublap 1 | 13:00 | 3 | 90 | May | 14000 | 0 | 0 | 0 | 0 | 0 | 0 | 0 | 0 | 0 | 0 | 0 | 0 | 0 | 5.3674 | 5.4257 | 5.0518 | -1.91 | -0.046347 | 0 | 0 | 0 | 0 | 0 | 0 | 0 | 0 | 0 | 0 | 0 | 0 | 0 | 0 | 0 | 0 | 0 | 0 | 0 | 75.1433 | 75.9596 | 70.7249 | -26.7401 | -0.64885 | 0 | 0 | 0 | 0 | 0 | 0
0.541666666666667390June | Resource 1 | Sublap 1 | 13:00 | 3 | 90 | June | 15000 | 0 | 0 | 0 | 0 | 0 | 0 | 0 | 0 | 0 | 0 | 0 | 0 | 0 | 5.3674 | 5.4257 | 5.0518 | -1.91 | -0.046347 | 0 | 0 | 0 | 0 | 0 | 0 | 0 | 0 | 0 | 0 | 0 | 0 | 0 | 0 | 0 | 0 | 0 | 0 | 0 | 80.5107 | 81.3853 | 75.7766 | -28.6501 | -0.6952 | 0 | 0 | 0 | 0 | 0 | 0
0.541666666666667390July | Resource 1 | Sublap 1 | 13:00 | 3 | 90 | July | 16000 | 0 | 0 | 0 | 0 | 0 | 0 | 0 | 0 | 0 | 0 | 0 | 0 | 0 | 5.3674 | 5.4257 | 5.0518 | -1.91 | -0.046347 | 0 | 0 | 0 | 0 | 0 | 0 | 0 | 0 | 0 | 0 | 0 | 0 | 0 | 0 | 0 | 0 | 0 | 0 | 0 | 85.8781 | 86.811 | 80.8284 | -30.5601 | -0.74155 | 0 | 0 | 0 | 0 | 0 | 0
0.541666666666667390August | Resource 1 | Sublap 1 | 13:00 | 3 | 90 | August | 17000 | 0 | 0 | 0 | 0 | 0 | 0 | 0 | 0 | 0 | 0 | 0 | 0 | 0 | 5.3674 | 5.4257 | 5.0518 | -1.91 | -0.046347 | 0 | 0 | 0 | 0 | 0 | 0 | 0 | 0 | 0 | 0 | 0 | 0 | 0 | 0 | 0 | 0 | 0 | 0 | 0 | 91.2455 | 92.2367 | 85.8802 | -32.4701 | -0.78789 | 0 | 0 | 0 | 0 | 0 | 0
0.541666666666667390September | Resource 1 | Sublap 1 | 13:00 | 3 | 90 | September | 18000 | 0 | 0 | 0 | 0 | 0 | 0 | 0 | 0 | 0 | 0 | 0 | 0 | 0 | 5.3674 | 5.4257 | 5.0518 | -1.91 | -0.046347 | 0 | 0 | 0 | 0 | 0 | 0 | 0 | 0 | 0 | 0 | 0 | 0 | 0 | 0 | 0 | 0 | 0 | 0 | 0 | 96.6129 | 97.6624 | 90.932 | -34.3801 | -0.83424 | 0 | 0 | 0 | 0 | 0 | 0
0.541666666666667390October | Resource 1 | Sublap 1 | 13:00 | 3 | 90 | October | 19000 | 0 | 0 | 0 | 0 | 0 | 0 | 0 | 0 | 0 | 0 | 0 | 0 | 0 | 5.3674 | 5.4257 | 5.0518 | -1.91 | -0.046347 | 0 | 0 | 0 | 0 | 0 | 0 | 0 | 0 | 0 | 0 | 0 | 0 | 0 | 0 | 0 | 0 | 0 | 0 | 0 | 101.9803 | 103.088 | 95.9838 | -36.2901 | -0.88059 | 0 | 0 | 0 | 0 | 0 | 0
0.541666666666667390November | Resource 1 | Sublap 1 | 13:00 | 3 | 90 | November | 20000 | 0 | 0 | 0 | 0 | 0 | 0 | 0 | 0 | 0 | 0 | 0 | 0 | 0 | 5.3674 | 5.4257 | 5.0518 | -1.91 | -0.046347 | 0 | 0 | 0 | 0 | 0 | 0 | 0 | 0 | 0 | 0 | 0 | 0 | 0 | 0 | 0 | 0 | 0 | 0 | 0 | 107.3476 | 108.5137 | 101.0355 | -38.2001 | -0.92693 | 0 | 0 | 0 | 0 | 0 | 0
0.541666666666667390December | Resource 1 | Sublap 1 | 13:00 | 3 | 90 | December | 21000 | 0 | 0 | 0 | 0 | 0 | 0 | 0 | 0 | 0 | 0 | 0 | 0 | 0 | 5.3674 | 5.4257 | 5.0518 | -1.91 | -0.046347 | 0 | 0 | 0 | 0 | 0 | 0 | 0 | 0 | 0 | 0 | 0 | 0 | 0 | 0 | 0 | 0 | 0 | 0 | 0 | 112.715 | 113.9394 | 106.0873 | -40.1101 | -0.97328 | 0 | 0 | 0 | 0 | 0 | 0
0.541666666666667391January | Resource 1 | Sublap 1 | 13:00 | 3 | 91 | January | 10000 | 0 | 0 | 0 | 0 | 0 | 0 | 0 | 0 | 0 | 0 | 0 | 0 | 0 | 6.2018 | 6.381 | 6.1138 | -2.1524 | -0.052207 | 0 | 0 | 0 | 0 | 0 | 0 | 0 | 0 | 0 | 0 | 0 | 0 | 0 | 0 | 0 | 0 | 0 | 0 | 0 | 62.018 | 63.8104 | 61.1382 | -21.5242 | -0.52207 | 0 | 0 | 0 | 0 | 0 | 0
0.541666666666667391February | Resource 1 | Sublap 1 | 13:00 | 3 | 91 | February | 11000 | 0 | 0 | 0 | 0 | 0 | 0 | 0 | 0 | 0 | 0 | 0 | 0 | 0 | 6.2018 | 6.381 | 6.1138 | -2.1524 | -0.052207 | 0 | 0 | 0 | 0 | 0 | 0 | 0 | 0 | 0 | 0 | 0 | 0 | 0 | 0 | 0 | 0 | 0 | 0 | 0 | 68.2198 | 70.1915 | 67.252 | -23.6766 | -0.57428 | 0 | 0 | 0 | 0 | 0 | 0
0.541666666666667391March | Resource 1 | Sublap 1 | 13:00 | 3 | 91 | March | 12000 | 0 | 0 | 0 | 0 | 0 | 0 | 0 | 0 | 0 | 0 | 0 | 0 | 0 | 6.2018 | 6.381 | 6.1138 | -2.1524 | -0.052207 | 0 | 0 | 0 | 0 | 0 | 0 | 0 | 0 | 0 | 0 | 0 | 0 | 0 | 0 | 0 | 0 | 0 | 0 | 0 | 74.4216 | 76.5725 | 73.3659 | -25.8291 | -0.62649 | 0 | 0 | 0 | 0 | 0 | 0
0.541666666666667391April | Resource 1 | Sublap 1 | 13:00 | 3 | 91 | April | 13000 | 0 | 0 | 0 | 0 | 0 | 0 | 0 | 0 | 0 | 0 | 0 | 0 | 0 | 6.2018 | 6.381 | 6.1138 | -2.1524 | -0.052207 | 0 | 0 | 0 | 0 | 0 | 0 | 0 | 0 | 0 | 0 | 0 | 0 | 0 | 0 | 0 | 0 | 0 | 0 | 0 | 80.6234 | 82.9536 | 79.4797 | -27.9815 | -0.67869 | 0 | 0 | 0 | 0 | 0 | 0
0.541666666666667391May | Resource 1 | Sublap 1 | 13:00 | 3 | 91 | May | 14000 | 0 | 0 | 0 | 0 | 0 | 0 | 0 | 0 | 0 | 0 | 0 | 0 | 0 | 6.2018 | 6.381 | 6.1138 | -2.1524 | -0.052207 | 0 | 0 | 0 | 0 | 0 | 0 | 0 | 0 | 0 | 0 | 0 | 0 | 0 | 0 | 0 | 0 | 0 | 0 | 0 | 86.8252 | 89.3346 | 85.5935 | -30.1339 | -0.7309 | 0 | 0 | 0 | 0 | 0 | 0
0.541666666666667391June | Resource 1 | Sublap 1 | 13:00 | 3 | 91 | June | 15000 | 0 | 0 | 0 | 0 | 0 | 0 | 0 | 0 | 0 | 0 | 0 | 0 | 0 | 6.2018 | 6.381 | 6.1138 | -2.1524 | -0.052207 | 0 | 0 | 0 | 0 | 0 | 0 | 0 | 0 | 0 | 0 | 0 | 0 | 0 | 0 | 0 | 0 | 0 | 0 | 0 | 93.0269 | 95.7157 | 91.7073 | -32.2863 | -0.78311 | 0 | 0 | 0 | 0 | 0 | 0
0.541666666666667391July | Resource 1 | Sublap 1 | 13:00 | 3 | 91 | July | 16000 | 0 | 0 | 0 | 0 | 0 | 0 | 0 | 0 | 0 | 0 | 0 | 0 | 0 | 6.2018 | 6.381 | 6.1138 | -2.1524 | -0.052207 | 0 | 0 | 0 | 0 | 0 | 0 | 0 | 0 | 0 | 0 | 0 | 0 | 0 | 0 | 0 | 0 | 0 | 0 | 0 | 99.2288 | 102.0967 | 97.8211 | -34.4388 | -0.83532 | 0 | 0 | 0 | 0 | 0 | 0
0.541666666666667391August | Resource 1 | Sublap 1 | 13:00 | 3 | 91 | August | 17000 | 0 | 0 | 0 | 0 | 0 | 0 | 0 | 0 | 0 | 0 | 0 | 0 | 0 | 6.2018 | 6.381 | 6.1138 | -2.1524 | -0.052207 | 0 | 0 | 0 | 0 | 0 | 0 | 0 | 0 | 0 | 0 | 0 | 0 | 0 | 0 | 0 | 0 | 0 | 0 | 0 | 105.4305 | 108.4777 | 103.935 | -36.5912 | -0.88752 | 0 | 0 | 0 | 0 | 0 | 0
0.541666666666667391September | Resource 1 | Sublap 1 | 13:00 | 3 | 91 | September | 18000 | 0 | 0 | 0 | 0 | 0 | 0 | 0 | 0 | 0 | 0 | 0 | 0 | 0 | 6.2018 | 6.381 | 6.1138 | -2.1524 | -0.052207 | 0 | 0 | 0 | 0 | 0 | 0 | 0 | 0 | 0 | 0 | 0 | 0 | 0 | 0 | 0 | 0 | 0 | 0 | 0 | 111.6323 | 114.8588 | 110.0488 | -38.7436 | -0.93973 | 0 | 0 | 0 | 0 | 0 | 0
0.541666666666667391October | Resource 1 | Sublap 1 | 13:00 | 3 | 91 | October | 19000 | 0 | 0 | 0 | 0 | 0 | 0 | 0 | 0 | 0 | 0 | 0 | 0 | 0 | 6.2018 | 6.381 | 6.1138 | -2.1524 | -0.052207 | 0 | 0 | 0 | 0 | 0 | 0 | 0 | 0 | 0 | 0 | 0 | 0 | 0 | 0 | 0 | 0 | 0 | 0 | 0 | 117.8341 | 121.2398 | 116.1626 | -40.896 | -0.99194 | 0 | 0 | 0 | 0 | 0 | 0
0.541666666666667391November | Resource 1 | Sublap 1 | 13:00 | 3 | 91 | November | 20000 | 0 | 0 | 0 | 0 | 0 | 0 | 0 | 0 | 0 | 0 | 0 | 0 | 0 | 6.2018 | 6.381 | 6.1138 | -2.1524 | -0.052207 | 0 | 0 | 0 | 0 | 0 | 0 | 0 | 0 | 0 | 0 | 0 | 0 | 0 | 0 | 0 | 0 | 0 | 0 | 0 | 124.0359 | 127.6209 | 122.2764 | -43.0485 | -1.0441 | 0 | 0 | 0 | 0 | 0 | 0
0.541666666666667391December | Resource 1 | Sublap 1 | 13:00 | 3 | 91 | December | 21000 | 0 | 0 | 0 | 0 | 0 | 0 | 0 | 0 | 0 | 0 | 0 | 0 | 0 | 6.2018 | 6.381 | 6.1138 | -2.1524 | -0.052207 | 0 | 0 | 0 | 0 | 0 | 0 | 0 | 0 | 0 | 0 | 0 | 0 | 0 | 0 | 0 | 0 | 0 | 0 | 0 | 130.2377 | 134.0019 | 128.3903 | -45.2009 | -1.0964 | 0 | 0 | 0 | 0 | 0 | 0
0.541666666666667392January | Resource 1 | Sublap 1 | 13:00 | 3 | 92 | January | 10000 | 0 | 0 | 0 | 0 | 0 | 0 | 0 | 0 | 0 | 0 | 0 | 0 | 0 | 6.4264 | 6.9121 | 6.6416 | -2.2128 | -0.053668 | 0 | 0 | 0 | 0 | 0 | 0 | 0 | 0 | 0 | 0 | 0 | 0 | 0 | 0 | 0 | 0 | 0 | 0 | 0 | 64.2635 | 69.1207 | 66.4157 | -22.1284 | -0.53668 | 0 | 0 | 0 | 0 | 0 | 0
0.541666666666667392February | Resource 1 | Sublap 1 | 13:00 | 3 | 92 | February | 11000 | 0 | 0 | 0 | 0 | 0 | 0 | 0 | 0 | 0 | 0 | 0 | 0 | 0 | 6.4264 | 6.9121 | 6.6416 | -2.2128 | -0.053668 | 0 | 0 | 0 | 0 | 0 | 0 | 0 | 0 | 0 | 0 | 0 | 0 | 0 | 0 | 0 | 0 | 0 | 0 | 0 | 70.6899 | 76.0328 | 73.0573 | -24.3412 | -0.59035 | 0 | 0 | 0 | 0 | 0 | 0
0.541666666666667392March | Resource 1 | Sublap 1 | 13:00 | 3 | 92 | March | 12000 | 0 | 0 | 0 | 0 | 0 | 0 | 0 | 0 | 0 | 0 | 0 | 0 | 0 | 6.4264 | 6.9121 | 6.6416 | -2.2128 | -0.053668 | 0 | 0 | 0 | 0 | 0 | 0 | 0 | 0 | 0 | 0 | 0 | 0 | 0 | 0 | 0 | 0 | 0 | 0 | 0 | 77.1162 | 82.9449 | 79.6988 | -26.5541 | -0.64401 | 0 | 0 | 0 | 0 | 0 | 0
0.541666666666667392April | Resource 1 | Sublap 1 | 13:00 | 3 | 92 | April | 13000 | 0 | 0 | 0 | 0 | 0 | 0 | 0 | 0 | 0 | 0 | 0 | 0 | 0 | 6.4264 | 6.9121 | 6.6416 | -2.2128 | -0.053668 | 0 | 0 | 0 | 0 | 0 | 0 | 0 | 0 | 0 | 0 | 0 | 0 | 0 | 0 | 0 | 0 | 0 | 0 | 0 | 83.5426 | 89.8569 | 86.3404 | -28.7669 | -0.69768 | 0 | 0 | 0 | 0 | 0 | 0
0.541666666666667392May | Resource 1 | Sublap 1 | 13:00 | 3 | 92 | May | 14000 | 0 | 0 | 0 | 0 | 0 | 0 | 0 | 0 | 0 | 0 | 0 | 0 | 0 | 6.4264 | 6.9121 | 6.6416 | -2.2128 | -0.053668 | 0 | 0 | 0 | 0 | 0 | 0 | 0 | 0 | 0 | 0 | 0 | 0 | 0 | 0 | 0 | 0 | 0 | 0 | 0 | 89.969 | 96.769 | 92.982 | -30.9798 | -0.75135 | 0 | 0 | 0 | 0 | 0 | 0
0.541666666666667392June | Resource 1 | Sublap 1 | 13:00 | 3 | 92 | June | 15000 | 0 | 0 | 0 | 0 | 0 | 0 | 0 | 0 | 0 | 0 | 0 | 0 | 0 | 6.4264 | 6.9121 | 6.6416 | -2.2128 | -0.053668 | 0 | 0 | 0 | 0 | 0 | 0 | 0 | 0 | 0 | 0 | 0 | 0 | 0 | 0 | 0 | 0 | 0 | 0 | 0 | 96.3953 | 103.6811 | 99.6236 | -33.1926 | -0.80502 | 0 | 0 | 0 | 0 | 0 | 0
0.541666666666667392July | Resource 1 | Sublap 1 | 13:00 | 3 | 92 | July | 16000 | 0 | 0 | 0 | 0 | 0 | 0 | 0 | 0 | 0 | 0 | 0 | 0 | 0 | 6.4264 | 6.9121 | 6.6416 | -2.2128 | -0.053668 | 0 | 0 | 0 | 0 | 0 | 0 | 0 | 0 | 0 | 0 | 0 | 0 | 0 | 0 | 0 | 0 | 0 | 0 | 0 | 102.8217 | 110.5931 | 106.2651 | -35.4055 | -0.85869 | 0 | 0 | 0 | 0 | 0 | 0
0.541666666666667392August | Resource 1 | Sublap 1 | 13:00 | 3 | 92 | August | 17000 | 0 | 0 | 0 | 0 | 0 | 0 | 0 | 0 | 0 | 0 | 0 | 0 | 0 | 6.4264 | 6.9121 | 6.6416 | -2.2128 | -0.053668 | 0 | 0 | 0 | 0 | 0 | 0 | 0 | 0 | 0 | 0 | 0 | 0 | 0 | 0 | 0 | 0 | 0 | 0 | 0 | 109.248 | 117.5052 | 112.9067 | -37.6183 | -0.91235 | 0 | 0 | 0 | 0 | 0 | 0
0.541666666666667392September | Resource 1 | Sublap 1 | 13:00 | 3 | 92 | September | 18000 | 0 | 0 | 0 | 0 | 0 | 0 | 0 | 0 | 0 | 0 | 0 | 0 | 0 | 6.4264 | 6.9121 | 6.6416 | -2.2128 | -0.053668 | 0 | 0 | 0 | 0 | 0 | 0 | 0 | 0 | 0 | 0 | 0 | 0 | 0 | 0 | 0 | 0 | 0 | 0 | 0 | 115.6744 | 124.4173 | 119.5483 | -39.8311 | -0.96602 | 0 | 0 | 0 | 0 | 0 | 0
0.541666666666667392October | Resource 1 | Sublap 1 | 13:00 | 3 | 92 | October | 19000 | 0 | 0 | 0 | 0 | 0 | 0 | 0 | 0 | 0 | 0 | 0 | 0 | 0 | 6.4264 | 6.9121 | 6.6416 | -2.2128 | -0.053668 | 0 | 0 | 0 | 0 | 0 | 0 | 0 | 0 | 0 | 0 | 0 | 0 | 0 | 0 | 0 | 0 | 0 | 0 | 0 | 122.1007 | 131.3293 | 126.1898 | -42.044 | -1.0197 | 0 | 0 | 0 | 0 | 0 | 0
0.541666666666667392November | Resource 1 | Sublap 1 | 13:00 | 3 | 92 | November | 20000 | 0 | 0 | 0 | 0 | 0 | 0 | 0 | 0 | 0 | 0 | 0 | 0 | 0 | 6.4264 | 6.9121 | 6.6416 | -2.2128 | -0.053668 | 0 | 0 | 0 | 0 | 0 | 0 | 0 | 0 | 0 | 0 | 0 | 0 | 0 | 0 | 0 | 0 | 0 | 0 | 0 | 128.5271 | 138.2414 | 132.8314 | -44.2568 | -1.0734 | 0 | 0 | 0 | 0 | 0 | 0
0.541666666666667392December | Resource 1 | Sublap 1 | 13:00 | 3 | 92 | December | 21000 | 0 | 0 | 0 | 0 | 0 | 0 | 0 | 0 | 0 | 0 | 0 | 0 | 0 | 6.4264 | 6.9121 | 6.6416 | -2.2128 | -0.053668 | 0 | 0 | 0 | 0 | 0 | 0 | 0 | 0 | 0 | 0 | 0 | 0 | 0 | 0 | 0 | 0 | 0 | 0 | 0 | 134.9534 | 145.1535 | 139.473 | -46.4697 | -1.127 | 0 | 0 | 0 | 0 | 0 | 0
0.541666666666667393January | Resource 1 | Sublap 1 | 13:00 | 3 | 93 | January | 10000 | 0 | 0 | 0 | 0 | 0 | 0 | 0 | 0 | 0 | 0 | 0 | 0 | 0 | 6.8946 | 7.4329 | 6.7965 | -2.3703 | -0.057474 | 0 | 0 | 0 | 0 | 0 | 0 | 0 | 0 | 0 | 0 | 0 | 0 | 0 | 0 | 0 | 0 | 0 | 0 | 0 | 68.9461 | 74.329 | 67.9649 | -23.703 | -0.57474 | 0 | 0 | 0 | 0 | 0 | 0
0.541666666666667393February | Resource 1 | Sublap 1 | 13:00 | 3 | 93 | February | 11000 | 0 | 0 | 0 | 0 | 0 | 0 | 0 | 0 | 0 | 0 | 0 | 0 | 0 | 6.8946 | 7.4329 | 6.7965 | -2.3703 | -0.057474 | 0 | 0 | 0 | 0 | 0 | 0 | 0 | 0 | 0 | 0 | 0 | 0 | 0 | 0 | 0 | 0 | 0 | 0 | 0 | 75.8407 | 81.762 | 74.7614 | -26.0733 | -0.63222 | 0 | 0 | 0 | 0 | 0 | 0
0.541666666666667393March | Resource 1 | Sublap 1 | 13:00 | 3 | 93 | March | 12000 | 0 | 0 | 0 | 0 | 0 | 0 | 0 | 0 | 0 | 0 | 0 | 0 | 0 | 6.8946 | 7.4329 | 6.7965 | -2.3703 | -0.057474 | 0 | 0 | 0 | 0 | 0 | 0 | 0 | 0 | 0 | 0 | 0 | 0 | 0 | 0 | 0 | 0 | 0 | 0 | 0 | 82.7353 | 89.1949 | 81.5579 | -28.4436 | -0.68969 | 0 | 0 | 0 | 0 | 0 | 0
0.541666666666667393April | Resource 1 | Sublap 1 | 13:00 | 3 | 93 | April | 13000 | 0 | 0 | 0 | 0 | 0 | 0 | 0 | 0 | 0 | 0 | 0 | 0 | 0 | 6.8946 | 7.4329 | 6.7965 | -2.3703 | -0.057474 | 0 | 0 | 0 | 0 | 0 | 0 | 0 | 0 | 0 | 0 | 0 | 0 | 0 | 0 | 0 | 0 | 0 | 0 | 0 | 89.6299 | 96.6278 | 88.3544 | -30.8139 | -0.74717 | 0 | 0 | 0 | 0 | 0 | 0
0.541666666666667393May | Resource 1 | Sublap 1 | 13:00 | 3 | 93 | May | 14000 | 0 | 0 | 0 | 0 | 0 | 0 | 0 | 0 | 0 | 0 | 0 | 0 | 0 | 6.8946 | 7.4329 | 6.7965 | -2.3703 | -0.057474 | 0 | 0 | 0 | 0 | 0 | 0 | 0 | 0 | 0 | 0 | 0 | 0 | 0 | 0 | 0 | 0 | 0 | 0 | 0 | 96.5245 | 104.0607 | 95.1509 | -33.1842 | -0.80464 | 0 | 0 | 0 | 0 | 0 | 0
0.541666666666667393June | Resource 1 | Sublap 1 | 13:00 | 3 | 93 | June | 15000 | 0 | 0 | 0 | 0 | 0 | 0 | 0 | 0 | 0 | 0 | 0 | 0 | 0 | 6.8946 | 7.4329 | 6.7965 | -2.3703 | -0.057474 | 0 | 0 | 0 | 0 | 0 | 0 | 0 | 0 | 0 | 0 | 0 | 0 | 0 | 0 | 0 | 0 | 0 | 0 | 0 | 103.4191 | 111.4936 | 101.9474 | -35.5545 | -0.86212 | 0 | 0 | 0 | 0 | 0 | 0
0.541666666666667393July | Resource 1 | Sublap 1 | 13:00 | 3 | 93 | July | 16000 | 0 | 0 | 0 | 0 | 0 | 0 | 0 | 0 | 0 | 0 | 0 | 0 | 0 | 6.8946 | 7.4329 | 6.7965 | -2.3703 | -0.057474 | 0 | 0 | 0 | 0 | 0 | 0 | 0 | 0 | 0 | 0 | 0 | 0 | 0 | 0 | 0 | 0 | 0 | 0 | 0 | 110.3138 | 118.9265 | 108.7439 | -37.9248 | -0.91959 | 0 | 0 | 0 | 0 | 0 | 0
0.541666666666667393August | Resource 1 | Sublap 1 | 13:00 | 3 | 93 | August | 17000 | 0 | 0 | 0 | 0 | 0 | 0 | 0 | 0 | 0 | 0 | 0 | 0 | 0 | 6.8946 | 7.4329 | 6.7965 | -2.3703 | -0.057474 | 0 | 0 | 0 | 0 | 0 | 0 | 0 | 0 | 0 | 0 | 0 | 0 | 0 | 0 | 0 | 0 | 0 | 0 | 0 | 117.2084 | 126.3594 | 115.5404 | -40.2951 | -0.97707 | 0 | 0 | 0 | 0 | 0 | 0
0.541666666666667393September | Resource 1 | Sublap 1 | 13:00 | 3 | 93 | September | 18000 | 0 | 0 | 0 | 0 | 0 | 0 | 0 | 0 | 0 | 0 | 0 | 0 | 0 | 6.8946 | 7.4329 | 6.7965 | -2.3703 | -0.057474 | 0 | 0 | 0 | 0 | 0 | 0 | 0 | 0 | 0 | 0 | 0 | 0 | 0 | 0 | 0 | 0 | 0 | 0 | 0 | 124.103 | 133.7923 | 122.3369 | -42.6654 | -1.0345 | 0 | 0 | 0 | 0 | 0 | 0
0.541666666666667393October | Resource 1 | Sublap 1 | 13:00 | 3 | 93 | October | 19000 | 0 | 0 | 0 | 0 | 0 | 0 | 0 | 0 | 0 | 0 | 0 | 0 | 0 | 6.8946 | 7.4329 | 6.7965 | -2.3703 | -0.057474 | 0 | 0 | 0 | 0 | 0 | 0 | 0 | 0 | 0 | 0 | 0 | 0 | 0 | 0 | 0 | 0 | 0 | 0 | 0 | 130.9976 | 141.2252 | 129.1334 | -45.0357 | -1.092 | 0 | 0 | 0 | 0 | 0 | 0
0.541666666666667393November | Resource 1 | Sublap 1 | 13:00 | 3 | 93 | November | 20000 | 0 | 0 | 0 | 0 | 0 | 0 | 0 | 0 | 0 | 0 | 0 | 0 | 0 | 6.8946 | 7.4329 | 6.7965 | -2.3703 | -0.057474 | 0 | 0 | 0 | 0 | 0 | 0 | 0 | 0 | 0 | 0 | 0 | 0 | 0 | 0 | 0 | 0 | 0 | 0 | 0 | 137.8922 | 148.6581 | 135.9299 | -47.406 | -1.1495 | 0 | 0 | 0 | 0 | 0 | 0
0.541666666666667393December | Resource 1 | Sublap 1 | 13:00 | 3 | 93 | December | 21000 | 0 | 0 | 0 | 0 | 0 | 0 | 0 | 0 | 0 | 0 | 0 | 0 | 0 | 6.8946 | 7.4329 | 6.7965 | -2.3703 | -0.057474 | 0 | 0 | 0 | 0 | 0 | 0 | 0 | 0 | 0 | 0 | 0 | 0 | 0 | 0 | 0 | 0 | 0 | 0 | 0 | 144.7868 | 156.091 | 142.7263 | -49.7763 | -1.207 | 0 | 0 | 0 | 0 | 0 | 0
0.541666666666667394January | Resource 1 | Sublap 1 | 13:00 | 3 | 94 | January | 10000 | 0 | 0 | 0 | 0 | 0 | 0 | 0 | 0 | 0 | 0 | 0 | 0 | 0 | 6.9082 | 7.4103 | 6.8182 | -2.3732 | -0.057545 | 0 | 0 | 0 | 0 | 0 | 0 | 0 | 0 | 0 | 0 | 0 | 0 | 0 | 0 | 0 | 0 | 0 | 0 | 0 | 69.0818 | 74.1031 | 68.1821 | -23.7323 | -0.57545 | 0 | 0 | 0 | 0 | 0 | 0
0.541666666666667394February | Resource 1 | Sublap 1 | 13:00 | 3 | 94 | February | 11000 | 0 | 0 | 0 | 0 | 0 | 0 | 0 | 0 | 0 | 0 | 0 | 0 | 0 | 6.9082 | 7.4103 | 6.8182 | -2.3732 | -0.057545 | 0 | 0 | 0 | 0 | 0 | 0 | 0 | 0 | 0 | 0 | 0 | 0 | 0 | 0 | 0 | 0 | 0 | 0 | 0 | 75.9899 | 81.5134 | 75.0003 | -26.1056 | -0.633 | 0 | 0 | 0 | 0 | 0 | 0
0.541666666666667394March | Resource 1 | Sublap 1 | 13:00 | 3 | 94 | March | 12000 | 0 | 0 | 0 | 0 | 0 | 0 | 0 | 0 | 0 | 0 | 0 | 0 | 0 | 6.9082 | 7.4103 | 6.8182 | -2.3732 | -0.057545 | 0 | 0 | 0 | 0 | 0 | 0 | 0 | 0 | 0 | 0 | 0 | 0 | 0 | 0 | 0 | 0 | 0 | 0 | 0 | 82.8981 | 88.9237 | 81.8186 | -28.4788 | -0.69054 | 0 | 0 | 0 | 0 | 0 | 0
0.541666666666667394April | Resource 1 | Sublap 1 | 13:00 | 3 | 94 | April | 13000 | 0 | 0 | 0 | 0 | 0 | 0 | 0 | 0 | 0 | 0 | 0 | 0 | 0 | 6.9082 | 7.4103 | 6.8182 | -2.3732 | -0.057545 | 0 | 0 | 0 | 0 | 0 | 0 | 0 | 0 | 0 | 0 | 0 | 0 | 0 | 0 | 0 | 0 | 0 | 0 | 0 | 89.8063 | 96.334 | 88.6368 | -30.852 | -0.74809 | 0 | 0 | 0 | 0 | 0 | 0
0.541666666666667394May | Resource 1 | Sublap 1 | 13:00 | 3 | 94 | May | 14000 | 0 | 0 | 0 | 0 | 0 | 0 | 0 | 0 | 0 | 0 | 0 | 0 | 0 | 6.9082 | 7.4103 | 6.8182 | -2.3732 | -0.057545 | 0 | 0 | 0 | 0 | 0 | 0 | 0 | 0 | 0 | 0 | 0 | 0 | 0 | 0 | 0 | 0 | 0 | 0 | 0 | 96.7145 | 103.7443 | 95.455 | -33.2253 | -0.80564 | 0 | 0 | 0 | 0 | 0 | 0
0.541666666666667394June | Resource 1 | Sublap 1 | 13:00 | 3 | 94 | June | 15000 | 0 | 0 | 0 | 0 | 0 | 0 | 0 | 0 | 0 | 0 | 0 | 0 | 0 | 6.9082 | 7.4103 | 6.8182 | -2.3732 | -0.057545 | 0 | 0 | 0 | 0 | 0 | 0 | 0 | 0 | 0 | 0 | 0 | 0 | 0 | 0 | 0 | 0 | 0 | 0 | 0 | 103.6227 | 111.1546 | 102.2732 | -35.5985 | -0.86318 | 0 | 0 | 0 | 0 | 0 | 0
0.541666666666667394July | Resource 1 | Sublap 1 | 13:00 | 3 | 94 | July | 16000 | 0 | 0 | 0 | 0 | 0 | 0 | 0 | 0 | 0 | 0 | 0 | 0 | 0 | 6.9082 | 7.4103 | 6.8182 | -2.3732 | -0.057545 | 0 | 0 | 0 | 0 | 0 | 0 | 0 | 0 | 0 | 0 | 0 | 0 | 0 | 0 | 0 | 0 | 0 | 0 | 0 | 110.5308 | 118.5649 | 109.0914 | -37.9717 | -0.92073 | 0 | 0 | 0 | 0 | 0 | 0
0.541666666666667394August | Resource 1 | Sublap 1 | 13:00 | 3 | 94 | August | 17000 | 0 | 0 | 0 | 0 | 0 | 0 | 0 | 0 | 0 | 0 | 0 | 0 | 0 | 6.9082 | 7.4103 | 6.8182 | -2.3732 | -0.057545 | 0 | 0 | 0 | 0 | 0 | 0 | 0 | 0 | 0 | 0 | 0 | 0 | 0 | 0 | 0 | 0 | 0 | 0 | 0 | 117.439 | 125.9752 | 115.9096 | -40.345 | -0.97827 | 0 | 0 | 0 | 0 | 0 | 0
0.541666666666667394September | Resource 1 | Sublap 1 | 13:00 | 3 | 94 | September | 18000 | 0 | 0 | 0 | 0 | 0 | 0 | 0 | 0 | 0 | 0 | 0 | 0 | 0 | 6.9082 | 7.4103 | 6.8182 | -2.3732 | -0.057545 | 0 | 0 | 0 | 0 | 0 | 0 | 0 | 0 | 0 | 0 | 0 | 0 | 0 | 0 | 0 | 0 | 0 | 0 | 0 | 124.3472 | 133.3855 | 122.7279 | -42.7182 | -1.0358 | 0 | 0 | 0 | 0 | 0 | 0
0.541666666666667394October | Resource 1 | Sublap 1 | 13:00 | 3 | 94 | October | 19000 | 0 | 0 | 0 | 0 | 0 | 0 | 0 | 0 | 0 | 0 | 0 | 0 | 0 | 6.9082 | 7.4103 | 6.8182 | -2.3732 | -0.057545 | 0 | 0 | 0 | 0 | 0 | 0 | 0 | 0 | 0 | 0 | 0 | 0 | 0 | 0 | 0 | 0 | 0 | 0 | 0 | 131.2554 | 140.7958 | 129.5461 | -45.0914 | -1.0934 | 0 | 0 | 0 | 0 | 0 | 0
0.541666666666667394November | Resource 1 | Sublap 1 | 13:00 | 3 | 94 | November | 20000 | 0 | 0 | 0 | 0 | 0 | 0 | 0 | 0 | 0 | 0 | 0 | 0 | 0 | 6.9082 | 7.4103 | 6.8182 | -2.3732 | -0.057545 | 0 | 0 | 0 | 0 | 0 | 0 | 0 | 0 | 0 | 0 | 0 | 0 | 0 | 0 | 0 | 0 | 0 | 0 | 0 | 138.1635 | 148.2061 | 136.3643 | -47.4647 | -1.1509 | 0 | 0 | 0 | 0 | 0 | 0
0.541666666666667394December | Resource 1 | Sublap 1 | 13:00 | 3 | 94 | December | 21000 | 0 | 0 | 0 | 0 | 0 | 0 | 0 | 0 | 0 | 0 | 0 | 0 | 0 | 6.9082 | 7.4103 | 6.8182 | -2.3732 | -0.057545 | 0 | 0 | 0 | 0 | 0 | 0 | 0 | 0 | 0 | 0 | 0 | 0 | 0 | 0 | 0 | 0 | 0 | 0 | 0 | 145.0717 | 155.6164 | 143.1825 | -49.8379 | -1.2085 | 0 | 0 | 0 | 0 | 0 | 0
0.541666666666667395January | Resource 1 | Sublap 1 | 13:00 | 3 | 95 | January | 10000 | 0 | 0 | 0 | 0 | 0 | 0 | 0 | 0 | 0 | 0 | 0 | 0 | 0 | 9.1233 | 10.1512 | 10.3851 | -3.1015 | -0.075151 | 0 | 0 | 0 | 0 | 0 | 0 | 0 | 0 | 0 | 0 | 0 | 0 | 0 | 0 | 0 | 0 | 0 | 0 | 0 | 91.2331 | 101.512 | 103.8512 | -31.0148 | -0.75151 | 0 | 0 | 0 | 0 | 0 | 0
0.541666666666667395February | Resource 1 | Sublap 1 | 13:00 | 3 | 95 | February | 11000 | 0 | 0 | 0 | 0 | 0 | 0 | 0 | 0 | 0 | 0 | 0 | 0 | 0 | 9.1233 | 10.1512 | 10.3851 | -3.1015 | -0.075151 | 0 | 0 | 0 | 0 | 0 | 0 | 0 | 0 | 0 | 0 | 0 | 0 | 0 | 0 | 0 | 0 | 0 | 0 | 0 | 100.3564 | 111.6632 | 114.2363 | -34.1162 | -0.82666 | 0 | 0 | 0 | 0 | 0 | 0
0.541666666666667395March | Resource 1 | Sublap 1 | 13:00 | 3 | 95 | March | 12000 | 0 | 0 | 0 | 0 | 0 | 0 | 0 | 0 | 0 | 0 | 0 | 0 | 0 | 9.1233 | 10.1512 | 10.3851 | -3.1015 | -0.075151 | 0 | 0 | 0 | 0 | 0 | 0 | 0 | 0 | 0 | 0 | 0 | 0 | 0 | 0 | 0 | 0 | 0 | 0 | 0 | 109.4797 | 121.8143 | 124.6214 | -37.2177 | -0.90181 | 0 | 0 | 0 | 0 | 0 | 0
0.541666666666667395April | Resource 1 | Sublap 1 | 13:00 | 3 | 95 | April | 13000 | 0 | 0 | 0 | 0 | 0 | 0 | 0 | 0 | 0 | 0 | 0 | 0 | 0 | 9.1233 | 10.1512 | 10.3851 | -3.1015 | -0.075151 | 0 | 0 | 0 | 0 | 0 | 0 | 0 | 0 | 0 | 0 | 0 | 0 | 0 | 0 | 0 | 0 | 0 | 0 | 0 | 118.603 | 131.9655 | 135.0065 | -40.3192 | -0.97696 | 0 | 0 | 0 | 0 | 0 | 0
0.541666666666667395May | Resource 1 | Sublap 1 | 13:00 | 3 | 95 | May | 14000 | 0 | 0 | 0 | 0 | 0 | 0 | 0 | 0 | 0 | 0 | 0 | 0 | 0 | 9.1233 | 10.1512 | 10.3851 | -3.1015 | -0.075151 | 0 | 0 | 0 | 0 | 0 | 0 | 0 | 0 | 0 | 0 | 0 | 0 | 0 | 0 | 0 | 0 | 0 | 0 | 0 | 127.7263 | 142.1167 | 145.3916 | -43.4207 | -1.0521 | 0 | 0 | 0 | 0 | 0 | 0
0.541666666666667395June | Resource 1 | Sublap 1 | 13:00 | 3 | 95 | June | 15000 | 0 | 0 | 0 | 0 | 0 | 0 | 0 | 0 | 0 | 0 | 0 | 0 | 0 | 9.1233 | 10.1512 | 10.3851 | -3.1015 | -0.075151 | 0 | 0 | 0 | 0 | 0 | 0 | 0 | 0 | 0 | 0 | 0 | 0 | 0 | 0 | 0 | 0 | 0 | 0 | 0 | 136.8497 | 152.2679 | 155.7768 | -46.5221 | -1.1273 | 0 | 0 | 0 | 0 | 0 | 0
0.541666666666667395July | Resource 1 | Sublap 1 | 13:00 | 3 | 95 | July | 16000 | 0 | 0 | 0 | 0 | 0 | 0 | 0 | 0 | 0 | 0 | 0 | 0 | 0 | 9.1233 | 10.1512 | 10.3851 | -3.1015 | -0.075151 | 0 | 0 | 0 | 0 | 0 | 0 | 0 | 0 | 0 | 0 | 0 | 0 | 0 | 0 | 0 | 0 | 0 | 0 | 0 | 145.973 | 162.4191 | 166.1619 | -49.6236 | -1.2024 | 0 | 0 | 0 | 0 | 0 | 0
0.541666666666667395August | Resource 1 | Sublap 1 | 13:00 | 3 | 95 | August | 17000 | 0 | 0 | 0 | 0 | 0 | 0 | 0 | 0 | 0 | 0 | 0 | 0 | 0 | 9.1233 | 10.1512 | 10.3851 | -3.1015 | -0.075151 | 0 | 0 | 0 | 0 | 0 | 0 | 0 | 0 | 0 | 0 | 0 | 0 | 0 | 0 | 0 | 0 | 0 | 0 | 0 | 155.0963 | 172.5703 | 176.547 | -52.7251 | -1.2776 | 0 | 0 | 0 | 0 | 0 | 0
0.541666666666667395September | Resource 1 | Sublap 1 | 13:00 | 3 | 95 | September | 18000 | 0 | 0 | 0 | 0 | 0 | 0 | 0 | 0 | 0 | 0 | 0 | 0 | 0 | 9.1233 | 10.1512 | 10.3851 | -3.1015 | -0.075151 | 0 | 0 | 0 | 0 | 0 | 0 | 0 | 0 | 0 | 0 | 0 | 0 | 0 | 0 | 0 | 0 | 0 | 0 | 0 | 164.2196 | 182.7215 | 186.9321 | -55.8266 | -1.3527 | 0 | 0 | 0 | 0 | 0 | 0
0.541666666666667395October | Resource 1 | Sublap 1 | 13:00 | 3 | 95 | October | 19000 | 0 | 0 | 0 | 0 | 0 | 0 | 0 | 0 | 0 | 0 | 0 | 0 | 0 | 9.1233 | 10.1512 | 10.3851 | -3.1015 | -0.075151 | 0 | 0 | 0 | 0 | 0 | 0 | 0 | 0 | 0 | 0 | 0 | 0 | 0 | 0 | 0 | 0 | 0 | 0 | 0 | 173.3429 | 192.8727 | 197.3172 | -58.928 | -1.4279 | 0 | 0 | 0 | 0 | 0 | 0
0.541666666666667395November | Resource 1 | Sublap 1 | 13:00 | 3 | 95 | November | 20000 | 0 | 0 | 0 | 0 | 0 | 0 | 0 | 0 | 0 | 0 | 0 | 0 | 0 | 9.1233 | 10.1512 | 10.3851 | -3.1015 | -0.075151 | 0 | 0 | 0 | 0 | 0 | 0 | 0 | 0 | 0 | 0 | 0 | 0 | 0 | 0 | 0 | 0 | 0 | 0 | 0 | 182.4662 | 203.0239 | 207.7024 | -62.0295 | -1.503 | 0 | 0 | 0 | 0 | 0 | 0
0.541666666666667395December | Resource 1 | Sublap 1 | 13:00 | 3 | 95 | December | 21000 | 0 | 0 | 0 | 0 | 0 | 0 | 0 | 0 | 0 | 0 | 0 | 0 | 0 | 9.1233 | 10.1512 | 10.3851 | -3.1015 | -0.075151 | 0 | 0 | 0 | 0 | 0 | 0 | 0 | 0 | 0 | 0 | 0 | 0 | 0 | 0 | 0 | 0 | 0 | 0 | 0 | 191.5895 | 213.1751 | 218.0875 | -65.131 | -1.5782 | 0 | 0 | 0 | 0 | 0 | 0
0.541666666666667396January | Resource 1 | Sublap 1 | 13:00 | 3 | 96 | January | 10000 | 0 | 0 | 0 | 0 | 0 | 0 | 0 | 0 | 0 | 0 | 0 | 0 | 0 | 8.1226 | 9.0323 | 9.2638 | -2.7608 | -0.066916 | 0 | 0 | 0 | 0 | 0 | 0 | 0 | 0 | 0 | 0 | 0 | 0 | 0 | 0 | 0 | 0 | 0 | 0 | 0 | 81.226 | 90.3231 | 92.6381 | -27.6084 | -0.66916 | 0 | 0 | 0 | 0 | 0 | 0
0.541666666666667396February | Resource 1 | Sublap 1 | 13:00 | 3 | 96 | February | 11000 | 0 | 0 | 0 | 0 | 0 | 0 | 0 | 0 | 0 | 0 | 0 | 0 | 0 | 8.1226 | 9.0323 | 9.2638 | -2.7608 | -0.066916 | 0 | 0 | 0 | 0 | 0 | 0 | 0 | 0 | 0 | 0 | 0 | 0 | 0 | 0 | 0 | 0 | 0 | 0 | 0 | 89.3486 | 99.3554 | 101.902 | -30.3693 | -0.73608 | 0 | 0 | 0 | 0 | 0 | 0
0.541666666666667396March | Resource 1 | Sublap 1 | 13:00 | 3 | 96 | March | 12000 | 0 | 0 | 0 | 0 | 0 | 0 | 0 | 0 | 0 | 0 | 0 | 0 | 0 | 8.1226 | 9.0323 | 9.2638 | -2.7608 | -0.066916 | 0 | 0 | 0 | 0 | 0 | 0 | 0 | 0 | 0 | 0 | 0 | 0 | 0 | 0 | 0 | 0 | 0 | 0 | 0 | 97.4712 | 108.3877 | 111.1658 | -33.1301 | -0.80299 | 0 | 0 | 0 | 0 | 0 | 0
0.541666666666667396April | Resource 1 | Sublap 1 | 13:00 | 3 | 96 | April | 13000 | 0 | 0 | 0 | 0 | 0 | 0 | 0 | 0 | 0 | 0 | 0 | 0 | 0 | 8.1226 | 9.0323 | 9.2638 | -2.7608 | -0.066916 | 0 | 0 | 0 | 0 | 0 | 0 | 0 | 0 | 0 | 0 | 0 | 0 | 0 | 0 | 0 | 0 | 0 | 0 | 0 | 105.5938 | 117.42 | 120.4296 | -35.891 | -0.86991 | 0 | 0 | 0 | 0 | 0 | 0
0.541666666666667396May | Resource 1 | Sublap 1 | 13:00 | 3 | 96 | May | 14000 | 0 | 0 | 0 | 0 | 0 | 0 | 0 | 0 | 0 | 0 | 0 | 0 | 0 | 8.1226 | 9.0323 | 9.2638 | -2.7608 | -0.066916 | 0 | 0 | 0 | 0 | 0 | 0 | 0 | 0 | 0 | 0 | 0 | 0 | 0 | 0 | 0 | 0 | 0 | 0 | 0 | 113.7165 | 126.4524 | 129.6934 | -38.6518 | -0.93682 | 0 | 0 | 0 | 0 | 0 | 0
0.541666666666667396June | Resource 1 | Sublap 1 | 13:00 | 3 | 96 | June | 15000 | 0 | 0 | 0 | 0 | 0 | 0 | 0 | 0 | 0 | 0 | 0 | 0 | 0 | 8.1226 | 9.0323 | 9.2638 | -2.7608 | -0.066916 | 0 | 0 | 0 | 0 | 0 | 0 | 0 | 0 | 0 | 0 | 0 | 0 | 0 | 0 | 0 | 0 | 0 | 0 | 0 | 121.8391 | 135.4847 | 138.9572 | -41.4126 | -1.0037 | 0 | 0 | 0 | 0 | 0 | 0
0.541666666666667396July | Resource 1 | Sublap 1 | 13:00 | 3 | 96 | July | 16000 | 0 | 0 | 0 | 0 | 0 | 0 | 0 | 0 | 0 | 0 | 0 | 0 | 0 | 8.1226 | 9.0323 | 9.2638 | -2.7608 | -0.066916 | 0 | 0 | 0 | 0 | 0 | 0 | 0 | 0 | 0 | 0 | 0 | 0 | 0 | 0 | 0 | 0 | 0 | 0 | 0 | 129.9617 | 144.517 | 148.221 | -44.1735 | -1.0707 | 0 | 0 | 0 | 0 | 0 | 0
0.541666666666667396August | Resource 1 | Sublap 1 | 13:00 | 3 | 96 | August | 17000 | 0 | 0 | 0 | 0 | 0 | 0 | 0 | 0 | 0 | 0 | 0 | 0 | 0 | 8.1226 | 9.0323 | 9.2638 | -2.7608 | -0.066916 | 0 | 0 | 0 | 0 | 0 | 0 | 0 | 0 | 0 | 0 | 0 | 0 | 0 | 0 | 0 | 0 | 0 | 0 | 0 | 138.0843 | 153.5493 | 157.4849 | -46.9343 | -1.1376 | 0 | 0 | 0 | 0 | 0 | 0
0.541666666666667396September | Resource 1 | Sublap 1 | 13:00 | 3 | 96 | September | 18000 | 0 | 0 | 0 | 0 | 0 | 0 | 0 | 0 | 0 | 0 | 0 | 0 | 0 | 8.1226 | 9.0323 | 9.2638 | -2.7608 | -0.066916 | 0 | 0 | 0 | 0 | 0 | 0 | 0 | 0 | 0 | 0 | 0 | 0 | 0 | 0 | 0 | 0 | 0 | 0 | 0 | 146.2069 | 162.5816 | 166.7487 | -49.6952 | -1.2045 | 0 | 0 | 0 | 0 | 0 | 0
0.541666666666667396October | Resource 1 | Sublap 1 | 13:00 | 3 | 96 | October | 19000 | 0 | 0 | 0 | 0 | 0 | 0 | 0 | 0 | 0 | 0 | 0 | 0 | 0 | 8.1226 | 9.0323 | 9.2638 | -2.7608 | -0.066916 | 0 | 0 | 0 | 0 | 0 | 0 | 0 | 0 | 0 | 0 | 0 | 0 | 0 | 0 | 0 | 0 | 0 | 0 | 0 | 154.3295 | 171.6139 | 176.0125 | -52.456 | -1.2714 | 0 | 0 | 0 | 0 | 0 | 0
0.541666666666667396November | Resource 1 | Sublap 1 | 13:00 | 3 | 96 | November | 20000 | 0 | 0 | 0 | 0 | 0 | 0 | 0 | 0 | 0 | 0 | 0 | 0 | 0 | 8.1226 | 9.0323 | 9.2638 | -2.7608 | -0.066916 | 0 | 0 | 0 | 0 | 0 | 0 | 0 | 0 | 0 | 0 | 0 | 0 | 0 | 0 | 0 | 0 | 0 | 0 | 0 | 162.4521 | 180.6462 | 185.2763 | -55.2169 | -1.3383 | 0 | 0 | 0 | 0 | 0 | 0
0.541666666666667396December | Resource 1 | Sublap 1 | 13:00 | 3 | 96 | December | 21000 | 0 | 0 | 0 | 0 | 0 | 0 | 0 | 0 | 0 | 0 | 0 | 0 | 0 | 8.1226 | 9.0323 | 9.2638 | -2.7608 | -0.066916 | 0 | 0 | 0 | 0 | 0 | 0 | 0 | 0 | 0 | 0 | 0 | 0 | 0 | 0 | 0 | 0 | 0 | 0 | 0 | 170.5747 | 189.6785 | 194.5401 | -57.9777 | -1.4052 | 0 | 0 | 0 | 0 | 0 | 0
0.541666666666667397January | Resource 1 | Sublap 1 | 13:00 | 3 | 97 | January | 10000 | 0 | 0 | 0 | 0 | 0 | 0 | 0 | 0 | 0 | 0 | 0 | 0 | 0 | 7.5618 | 8.4167 | 8.4433 | -2.5636 | -0.062147 | 0 | 0 | 0 | 0 | 0 | 0 | 0 | 0 | 0 | 0 | 0 | 0 | 0 | 0 | 0 | 0 | 0 | 0 | 0 | 75.6176 | 84.1674 | 84.4333 | -25.6358 | -0.62147 | 0 | 0 | 0 | 0 | 0 | 0
0.541666666666667397February | Resource 1 | Sublap 1 | 13:00 | 3 | 97 | February | 11000 | 0 | 0 | 0 | 0 | 0 | 0 | 0 | 0 | 0 | 0 | 0 | 0 | 0 | 7.5618 | 8.4167 | 8.4433 | -2.5636 | -0.062147 | 0 | 0 | 0 | 0 | 0 | 0 | 0 | 0 | 0 | 0 | 0 | 0 | 0 | 0 | 0 | 0 | 0 | 0 | 0 | 83.1794 | 92.5842 | 92.8766 | -28.1993 | -0.68362 | 0 | 0 | 0 | 0 | 0 | 0
0.541666666666667397March | Resource 1 | Sublap 1 | 13:00 | 3 | 97 | March | 12000 | 0 | 0 | 0 | 0 | 0 | 0 | 0 | 0 | 0 | 0 | 0 | 0 | 0 | 7.5618 | 8.4167 | 8.4433 | -2.5636 | -0.062147 | 0 | 0 | 0 | 0 | 0 | 0 | 0 | 0 | 0 | 0 | 0 | 0 | 0 | 0 | 0 | 0 | 0 | 0 | 0 | 90.7411 | 101.0009 | 101.3199 | -30.7629 | -0.74576 | 0 | 0 | 0 | 0 | 0 | 0
0.541666666666667397April | Resource 1 | Sublap 1 | 13:00 | 3 | 97 | April | 13000 | 0 | 0 | 0 | 0 | 0 | 0 | 0 | 0 | 0 | 0 | 0 | 0 | 0 | 7.5618 | 8.4167 | 8.4433 | -2.5636 | -0.062147 | 0 | 0 | 0 | 0 | 0 | 0 | 0 | 0 | 0 | 0 | 0 | 0 | 0 | 0 | 0 | 0 | 0 | 0 | 0 | 98.3029 | 109.4177 | 109.7632 | -33.3265 | -0.80791 | 0 | 0 | 0 | 0 | 0 | 0
0.541666666666667397May | Resource 1 | Sublap 1 | 13:00 | 3 | 97 | May | 14000 | 0 | 0 | 0 | 0 | 0 | 0 | 0 | 0 | 0 | 0 | 0 | 0 | 0 | 7.5618 | 8.4167 | 8.4433 | -2.5636 | -0.062147 | 0 | 0 | 0 | 0 | 0 | 0 | 0 | 0 | 0 | 0 | 0 | 0 | 0 | 0 | 0 | 0 | 0 | 0 | 0 | 105.8646 | 117.8344 | 118.2066 | -35.8901 | -0.87006 | 0 | 0 | 0 | 0 | 0 | 0
0.541666666666667397June | Resource 1 | Sublap 1 | 13:00 | 3 | 97 | June | 15000 | 0 | 0 | 0 | 0 | 0 | 0 | 0 | 0 | 0 | 0 | 0 | 0 | 0 | 7.5618 | 8.4167 | 8.4433 | -2.5636 | -0.062147 | 0 | 0 | 0 | 0 | 0 | 0 | 0 | 0 | 0 | 0 | 0 | 0 | 0 | 0 | 0 | 0 | 0 | 0 | 0 | 113.4264 | 126.2512 | 126.6499 | -38.4537 | -0.9322 | 0 | 0 | 0 | 0 | 0 | 0
0.541666666666667397July | Resource 1 | Sublap 1 | 13:00 | 3 | 97 | July | 16000 | 0 | 0 | 0 | 0 | 0 | 0 | 0 | 0 | 0 | 0 | 0 | 0 | 0 | 7.5618 | 8.4167 | 8.4433 | -2.5636 | -0.062147 | 0 | 0 | 0 | 0 | 0 | 0 | 0 | 0 | 0 | 0 | 0 | 0 | 0 | 0 | 0 | 0 | 0 | 0 | 0 | 120.9882 | 134.6679 | 135.0932 | -41.0172 | -0.99435 | 0 | 0 | 0 | 0 | 0 | 0
0.541666666666667397August | Resource 1 | Sublap 1 | 13:00 | 3 | 97 | August | 17000 | 0 | 0 | 0 | 0 | 0 | 0 | 0 | 0 | 0 | 0 | 0 | 0 | 0 | 7.5618 | 8.4167 | 8.4433 | -2.5636 | -0.062147 | 0 | 0 | 0 | 0 | 0 | 0 | 0 | 0 | 0 | 0 | 0 | 0 | 0 | 0 | 0 | 0 | 0 | 0 | 0 | 128.5499 | 143.0846 | 143.5365 | -43.5808 | -1.0565 | 0 | 0 | 0 | 0 | 0 | 0
0.541666666666667397September | Resource 1 | Sublap 1 | 13:00 | 3 | 97 | September | 18000 | 0 | 0 | 0 | 0 | 0 | 0 | 0 | 0 | 0 | 0 | 0 | 0 | 0 | 7.5618 | 8.4167 | 8.4433 | -2.5636 | -0.062147 | 0 | 0 | 0 | 0 | 0 | 0 | 0 | 0 | 0 | 0 | 0 | 0 | 0 | 0 | 0 | 0 | 0 | 0 | 0 | 136.1117 | 151.5014 | 151.9799 | -46.1444 | -1.1186 | 0 | 0 | 0 | 0 | 0 | 0
0.541666666666667397October | Resource 1 | Sublap 1 | 13:00 | 3 | 97 | October | 19000 | 0 | 0 | 0 | 0 | 0 | 0 | 0 | 0 | 0 | 0 | 0 | 0 | 0 | 7.5618 | 8.4167 | 8.4433 | -2.5636 | -0.062147 | 0 | 0 | 0 | 0 | 0 | 0 | 0 | 0 | 0 | 0 | 0 | 0 | 0 | 0 | 0 | 0 | 0 | 0 | 0 | 143.6734 | 159.9181 | 160.4232 | -48.708 | -1.1808 | 0 | 0 | 0 | 0 | 0 | 0
0.541666666666667397November | Resource 1 | Sublap 1 | 13:00 | 3 | 97 | November | 20000 | 0 | 0 | 0 | 0 | 0 | 0 | 0 | 0 | 0 | 0 | 0 | 0 | 0 | 7.5618 | 8.4167 | 8.4433 | -2.5636 | -0.062147 | 0 | 0 | 0 | 0 | 0 | 0 | 0 | 0 | 0 | 0 | 0 | 0 | 0 | 0 | 0 | 0 | 0 | 0 | 0 | 151.2352 | 168.3349 | 168.8665 | -51.2715 | -1.2429 | 0 | 0 | 0 | 0 | 0 | 0
0.541666666666667397December | Resource 1 | Sublap 1 | 13:00 | 3 | 97 | December | 21000 | 0 | 0 | 0 | 0 | 0 | 0 | 0 | 0 | 0 | 0 | 0 | 0 | 0 | 7.5618 | 8.4167 | 8.4433 | -2.5636 | -0.062147 | 0 | 0 | 0 | 0 | 0 | 0 | 0 | 0 | 0 | 0 | 0 | 0 | 0 | 0 | 0 | 0 | 0 | 0 | 0 | 158.797 | 176.7516 | 177.3098 | -53.8351 | -1.3051 | 0 | 0 | 0 | 0 | 0 | 0
0.541666666666667398January | Resource 1 | Sublap 1 | 13:00 | 3 | 98 | January | 10000 | 0 | 0 | 0 | 0 | 0 | 0 | 0 | 0 | 0 | 0 | 0 | 0 | 0 | 8.6495 | 9.6128 | 10.2361 | -2.9311 | -0.071032 | 0 | 0 | 0 | 0 | 0 | 0 | 0 | 0 | 0 | 0 | 0 | 0 | 0 | 0 | 0 | 0 | 0 | 0 | 0 | 86.4949 | 96.1276 | 102.3612 | -29.3111 | -0.71032 | 0 | 0 | 0 | 0 | 0 | 0
0.541666666666667398February | Resource 1 | Sublap 1 | 13:00 | 3 | 98 | February | 11000 | 0 | 0 | 0 | 0 | 0 | 0 | 0 | 0 | 0 | 0 | 0 | 0 | 0 | 8.6495 | 9.6128 | 10.2361 | -2.9311 | -0.071032 | 0 | 0 | 0 | 0 | 0 | 0 | 0 | 0 | 0 | 0 | 0 | 0 | 0 | 0 | 0 | 0 | 0 | 0 | 0 | 95.1444 | 105.7403 | 112.5973 | -32.2422 | -0.78135 | 0 | 0 | 0 | 0 | 0 | 0
0.541666666666667398March | Resource 1 | Sublap 1 | 13:00 | 3 | 98 | March | 12000 | 0 | 0 | 0 | 0 | 0 | 0 | 0 | 0 | 0 | 0 | 0 | 0 | 0 | 8.6495 | 9.6128 | 10.2361 | -2.9311 | -0.071032 | 0 | 0 | 0 | 0 | 0 | 0 | 0 | 0 | 0 | 0 | 0 | 0 | 0 | 0 | 0 | 0 | 0 | 0 | 0 | 103.7939 | 115.3531 | 122.8334 | -35.1733 | -0.85239 | 0 | 0 | 0 | 0 | 0 | 0
0.541666666666667398April | Resource 1 | Sublap 1 | 13:00 | 3 | 98 | April | 13000 | 0 | 0 | 0 | 0 | 0 | 0 | 0 | 0 | 0 | 0 | 0 | 0 | 0 | 8.6495 | 9.6128 | 10.2361 | -2.9311 | -0.071032 | 0 | 0 | 0 | 0 | 0 | 0 | 0 | 0 | 0 | 0 | 0 | 0 | 0 | 0 | 0 | 0 | 0 | 0 | 0 | 112.4434 | 124.9658 | 133.0695 | -38.1044 | -0.92342 | 0 | 0 | 0 | 0 | 0 | 0
0.541666666666667398May | Resource 1 | Sublap 1 | 13:00 | 3 | 98 | May | 14000 | 0 | 0 | 0 | 0 | 0 | 0 | 0 | 0 | 0 | 0 | 0 | 0 | 0 | 8.6495 | 9.6128 | 10.2361 | -2.9311 | -0.071032 | 0 | 0 | 0 | 0 | 0 | 0 | 0 | 0 | 0 | 0 | 0 | 0 | 0 | 0 | 0 | 0 | 0 | 0 | 0 | 121.0929 | 134.5786 | 143.3056 | -41.0356 | -0.99445 | 0 | 0 | 0 | 0 | 0 | 0
0.541666666666667398June | Resource 1 | Sublap 1 | 13:00 | 3 | 98 | June | 15000 | 0 | 0 | 0 | 0 | 0 | 0 | 0 | 0 | 0 | 0 | 0 | 0 | 0 | 8.6495 | 9.6128 | 10.2361 | -2.9311 | -0.071032 | 0 | 0 | 0 | 0 | 0 | 0 | 0 | 0 | 0 | 0 | 0 | 0 | 0 | 0 | 0 | 0 | 0 | 0 | 0 | 129.7424 | 144.1913 | 153.5417 | -43.9667 | -1.0655 | 0 | 0 | 0 | 0 | 0 | 0
0.541666666666667398July | Resource 1 | Sublap 1 | 13:00 | 3 | 98 | July | 16000 | 0 | 0 | 0 | 0 | 0 | 0 | 0 | 0 | 0 | 0 | 0 | 0 | 0 | 8.6495 | 9.6128 | 10.2361 | -2.9311 | -0.071032 | 0 | 0 | 0 | 0 | 0 | 0 | 0 | 0 | 0 | 0 | 0 | 0 | 0 | 0 | 0 | 0 | 0 | 0 | 0 | 138.3919 | 153.8041 | 163.7778 | -46.8978 | -1.1365 | 0 | 0 | 0 | 0 | 0 | 0
0.541666666666667398August | Resource 1 | Sublap 1 | 13:00 | 3 | 98 | August | 17000 | 0 | 0 | 0 | 0 | 0 | 0 | 0 | 0 | 0 | 0 | 0 | 0 | 0 | 8.6495 | 9.6128 | 10.2361 | -2.9311 | -0.071032 | 0 | 0 | 0 | 0 | 0 | 0 | 0 | 0 | 0 | 0 | 0 | 0 | 0 | 0 | 0 | 0 | 0 | 0 | 0 | 147.0414 | 163.4168 | 174.014 | -49.8289 | -1.2075 | 0 | 0 | 0 | 0 | 0 | 0
0.541666666666667398September | Resource 1 | Sublap 1 | 13:00 | 3 | 98 | September | 18000 | 0 | 0 | 0 | 0 | 0 | 0 | 0 | 0 | 0 | 0 | 0 | 0 | 0 | 8.6495 | 9.6128 | 10.2361 | -2.9311 | -0.071032 | 0 | 0 | 0 | 0 | 0 | 0 | 0 | 0 | 0 | 0 | 0 | 0 | 0 | 0 | 0 | 0 | 0 | 0 | 0 | 155.6909 | 173.0296 | 184.2501 | -52.76 | -1.2786 | 0 | 0 | 0 | 0 | 0 | 0
0.541666666666667398October | Resource 1 | Sublap 1 | 13:00 | 3 | 98 | October | 19000 | 0 | 0 | 0 | 0 | 0 | 0 | 0 | 0 | 0 | 0 | 0 | 0 | 0 | 8.6495 | 9.6128 | 10.2361 | -2.9311 | -0.071032 | 0 | 0 | 0 | 0 | 0 | 0 | 0 | 0 | 0 | 0 | 0 | 0 | 0 | 0 | 0 | 0 | 0 | 0 | 0 | 164.3404 | 182.6423 | 194.4862 | -55.6911 | -1.3496 | 0 | 0 | 0 | 0 | 0 | 0
0.541666666666667398November | Resource 1 | Sublap 1 | 13:00 | 3 | 98 | November | 20000 | 0 | 0 | 0 | 0 | 0 | 0 | 0 | 0 | 0 | 0 | 0 | 0 | 0 | 8.6495 | 9.6128 | 10.2361 | -2.9311 | -0.071032 | 0 | 0 | 0 | 0 | 0 | 0 | 0 | 0 | 0 | 0 | 0 | 0 | 0 | 0 | 0 | 0 | 0 | 0 | 0 | 172.9899 | 192.2551 | 204.7223 | -58.6222 | -1.4206 | 0 | 0 | 0 | 0 | 0 | 0
0.541666666666667398December | Resource 1 | Sublap 1 | 13:00 | 3 | 98 | December | 21000 | 0 | 0 | 0 | 0 | 0 | 0 | 0 | 0 | 0 | 0 | 0 | 0 | 0 | 8.6495 | 9.6128 | 10.2361 | -2.9311 | -0.071032 | 0 | 0 | 0 | 0 | 0 | 0 | 0 | 0 | 0 | 0 | 0 | 0 | 0 | 0 | 0 | 0 | 0 | 0 | 0 | 181.6394 | 201.8679 | 214.9584 | -61.5533 | -1.4917 | 0 | 0 | 0 | 0 | 0 | 0
0.541666666666667399January | Resource 1 | Sublap 1 | 13:00 | 3 | 99 | January | 10000 | 0 | 0 | 0 | 0 | 0 | 0 | 0 | 0 | 0 | 0 | 0 | 0 | 0 | 8.5709 | 9.5161 | 10.0014 | -2.8991 | -0.070257 | 0 | 0 | 0 | 0 | 0 | 0 | 0 | 0 | 0 | 0 | 0 | 0 | 0 | 0 | 0 | 0 | 0 | 0 | 0 | 85.7085 | 95.1606 | 100.0143 | -28.9905 | -0.70257 | 0 | 0 | 0 | 0 | 0 | 0
0.541666666666667399February | Resource 1 | Sublap 1 | 13:00 | 3 | 99 | February | 11000 | 0 | 0 | 0 | 0 | 0 | 0 | 0 | 0 | 0 | 0 | 0 | 0 | 0 | 8.5709 | 9.5161 | 10.0014 | -2.8991 | -0.070257 | 0 | 0 | 0 | 0 | 0 | 0 | 0 | 0 | 0 | 0 | 0 | 0 | 0 | 0 | 0 | 0 | 0 | 0 | 0 | 94.2793 | 104.6767 | 110.0157 | -31.8896 | -0.77283 | 0 | 0 | 0 | 0 | 0 | 0
0.541666666666667399March | Resource 1 | Sublap 1 | 13:00 | 3 | 99 | March | 12000 | 0 | 0 | 0 | 0 | 0 | 0 | 0 | 0 | 0 | 0 | 0 | 0 | 0 | 8.5709 | 9.5161 | 10.0014 | -2.8991 | -0.070257 | 0 | 0 | 0 | 0 | 0 | 0 | 0 | 0 | 0 | 0 | 0 | 0 | 0 | 0 | 0 | 0 | 0 | 0 | 0 | 102.8502 | 114.1927 | 120.0172 | -34.7886 | -0.84309 | 0 | 0 | 0 | 0 | 0 | 0
0.541666666666667399April | Resource 1 | Sublap 1 | 13:00 | 3 | 99 | April | 13000 | 0 | 0 | 0 | 0 | 0 | 0 | 0 | 0 | 0 | 0 | 0 | 0 | 0 | 8.5709 | 9.5161 | 10.0014 | -2.8991 | -0.070257 | 0 | 0 | 0 | 0 | 0 | 0 | 0 | 0 | 0 | 0 | 0 | 0 | 0 | 0 | 0 | 0 | 0 | 0 | 0 | 111.4211 | 123.7088 | 130.0186 | -37.6877 | -0.91334 | 0 | 0 | 0 | 0 | 0 | 0
0.541666666666667399May | Resource 1 | Sublap 1 | 13:00 | 3 | 99 | May | 14000 | 0 | 0 | 0 | 0 | 0 | 0 | 0 | 0 | 0 | 0 | 0 | 0 | 0 | 8.5709 | 9.5161 | 10.0014 | -2.8991 | -0.070257 | 0 | 0 | 0 | 0 | 0 | 0 | 0 | 0 | 0 | 0 | 0 | 0 | 0 | 0 | 0 | 0 | 0 | 0 | 0 | 119.9919 | 133.2248 | 140.02 | -40.5867 | -0.9836 | 0 | 0 | 0 | 0 | 0 | 0
0.541666666666667399June | Resource 1 | Sublap 1 | 13:00 | 3 | 99 | June | 15000 | 0 | 0 | 0 | 0 | 0 | 0 | 0 | 0 | 0 | 0 | 0 | 0 | 0 | 8.5709 | 9.5161 | 10.0014 | -2.8991 | -0.070257 | 0 | 0 | 0 | 0 | 0 | 0 | 0 | 0 | 0 | 0 | 0 | 0 | 0 | 0 | 0 | 0 | 0 | 0 | 0 | 128.5627 | 142.7409 | 150.0215 | -43.4858 | -1.0539 | 0 | 0 | 0 | 0 | 0 | 0
0.541666666666667399July | Resource 1 | Sublap 1 | 13:00 | 3 | 99 | July | 16000 | 0 | 0 | 0 | 0 | 0 | 0 | 0 | 0 | 0 | 0 | 0 | 0 | 0 | 8.5709 | 9.5161 | 10.0014 | -2.8991 | -0.070257 | 0 | 0 | 0 | 0 | 0 | 0 | 0 | 0 | 0 | 0 | 0 | 0 | 0 | 0 | 0 | 0 | 0 | 0 | 0 | 137.1336 | 152.257 | 160.0229 | -46.3848 | -1.1241 | 0 | 0 | 0 | 0 | 0 | 0
0.541666666666667399August | Resource 1 | Sublap 1 | 13:00 | 3 | 99 | August | 17000 | 0 | 0 | 0 | 0 | 0 | 0 | 0 | 0 | 0 | 0 | 0 | 0 | 0 | 8.5709 | 9.5161 | 10.0014 | -2.8991 | -0.070257 | 0 | 0 | 0 | 0 | 0 | 0 | 0 | 0 | 0 | 0 | 0 | 0 | 0 | 0 | 0 | 0 | 0 | 0 | 0 | 145.7045 | 161.773 | 170.0243 | -49.2839 | -1.1944 | 0 | 0 | 0 | 0 | 0 | 0
0.541666666666667399September | Resource 1 | Sublap 1 | 13:00 | 3 | 99 | September | 18000 | 0 | 0 | 0 | 0 | 0 | 0 | 0 | 0 | 0 | 0 | 0 | 0 | 0 | 8.5709 | 9.5161 | 10.0014 | -2.8991 | -0.070257 | 0 | 0 | 0 | 0 | 0 | 0 | 0 | 0 | 0 | 0 | 0 | 0 | 0 | 0 | 0 | 0 | 0 | 0 | 0 | 154.2753 | 171.2891 | 180.0258 | -52.1829 | -1.2646 | 0 | 0 | 0 | 0 | 0 | 0
0.541666666666667399October | Resource 1 | Sublap 1 | 13:00 | 3 | 99 | October | 19000 | 0 | 0 | 0 | 0 | 0 | 0 | 0 | 0 | 0 | 0 | 0 | 0 | 0 | 8.5709 | 9.5161 | 10.0014 | -2.8991 | -0.070257 | 0 | 0 | 0 | 0 | 0 | 0 | 0 | 0 | 0 | 0 | 0 | 0 | 0 | 0 | 0 | 0 | 0 | 0 | 0 | 162.8461 | 180.8051 | 190.0272 | -55.082 | -1.3349 | 0 | 0 | 0 | 0 | 0 | 0
0.541666666666667399November | Resource 1 | Sublap 1 | 13:00 | 3 | 99 | November | 20000 | 0 | 0 | 0 | 0 | 0 | 0 | 0 | 0 | 0 | 0 | 0 | 0 | 0 | 8.5709 | 9.5161 | 10.0014 | -2.8991 | -0.070257 | 0 | 0 | 0 | 0 | 0 | 0 | 0 | 0 | 0 | 0 | 0 | 0 | 0 | 0 | 0 | 0 | 0 | 0 | 0 | 171.417 | 190.3212 | 200.0286 | -57.981 | -1.4051 | 0 | 0 | 0 | 0 | 0 | 0
0.541666666666667399December | Resource 1 | Sublap 1 | 13:00 | 3 | 99 | December | 21000 | 0 | 0 | 0 | 0 | 0 | 0 | 0 | 0 | 0 | 0 | 0 | 0 | 0 | 8.5709 | 9.5161 | 10.0014 | -2.8991 | -0.070257 | 0 | 0 | 0 | 0 | 0 | 0 | 0 | 0 | 0 | 0 | 0 | 0 | 0 | 0 | 0 | 0 | 0 | 0 | 0 | 179.9879 | 199.8372 | 210.03 | -60.8801 | -1.4754 | 0 | 0 | 0 | 0 | 0 | 0
0.5416666666666673100January | Resource 1 | Sublap 1 | 13:00 | 3 | 100 | January | 10000 | 0 | 0 | 0 | 0 | 0 | 0 | 0 | 0 | 0 | 0 | 0 | 0 | 0 | 9.8711 | 10.992 | 11.0476 | -3.356 | -0.081304 | 0 | 0 | 0 | 0 | 0 | 0 | 0 | 0 | 0 | 0 | 0 | 0 | 0 | 0 | 0 | 0 | 0 | 0 | 0 | 98.7109 | 109.9196 | 110.4758 | -33.5601 | -0.81304 | 0 | 0 | 0 | 0 | 0 | 0
0.5416666666666673100February | Resource 1 | Sublap 1 | 13:00 | 3 | 100 | February | 11000 | 0 | 0 | 0 | 0 | 0 | 0 | 0 | 0 | 0 | 0 | 0 | 0 | 0 | 9.8711 | 10.992 | 11.0476 | -3.356 | -0.081304 | 0 | 0 | 0 | 0 | 0 | 0 | 0 | 0 | 0 | 0 | 0 | 0 | 0 | 0 | 0 | 0 | 0 | 0 | 0 | 108.582 | 120.9115 | 121.5234 | -36.9162 | -0.89435 | 0 | 0 | 0 | 0 | 0 | 0
0.5416666666666673100March | Resource 1 | Sublap 1 | 13:00 | 3 | 100 | March | 12000 | 0 | 0 | 0 | 0 | 0 | 0 | 0 | 0 | 0 | 0 | 0 | 0 | 0 | 9.8711 | 10.992 | 11.0476 | -3.356 | -0.081304 | 0 | 0 | 0 | 0 | 0 | 0 | 0 | 0 | 0 | 0 | 0 | 0 | 0 | 0 | 0 | 0 | 0 | 0 | 0 | 118.4531 | 131.9035 | 132.571 | -40.2722 | -0.97565 | 0 | 0 | 0 | 0 | 0 | 0
0.5416666666666673100April | Resource 1 | Sublap 1 | 13:00 | 3 | 100 | April | 13000 | 0 | 0 | 0 | 0 | 0 | 0 | 0 | 0 | 0 | 0 | 0 | 0 | 0 | 9.8711 | 10.992 | 11.0476 | -3.356 | -0.081304 | 0 | 0 | 0 | 0 | 0 | 0 | 0 | 0 | 0 | 0 | 0 | 0 | 0 | 0 | 0 | 0 | 0 | 0 | 0 | 128.3242 | 142.8955 | 143.6185 | -43.6282 | -1.057 | 0 | 0 | 0 | 0 | 0 | 0
0.5416666666666673100May | Resource 1 | Sublap 1 | 13:00 | 3 | 100 | May | 14000 | 0 | 0 | 0 | 0 | 0 | 0 | 0 | 0 | 0 | 0 | 0 | 0 | 0 | 9.8711 | 10.992 | 11.0476 | -3.356 | -0.081304 | 0 | 0 | 0 | 0 | 0 | 0 | 0 | 0 | 0 | 0 | 0 | 0 | 0 | 0 | 0 | 0 | 0 | 0 | 0 | 138.1953 | 153.8874 | 154.6661 | -46.9842 | -1.1383 | 0 | 0 | 0 | 0 | 0 | 0
0.5416666666666673100June | Resource 1 | Sublap 1 | 13:00 | 3 | 100 | June | 15000 | 0 | 0 | 0 | 0 | 0 | 0 | 0 | 0 | 0 | 0 | 0 | 0 | 0 | 9.8711 | 10.992 | 11.0476 | -3.356 | -0.081304 | 0 | 0 | 0 | 0 | 0 | 0 | 0 | 0 | 0 | 0 | 0 | 0 | 0 | 0 | 0 | 0 | 0 | 0 | 0 | 148.0664 | 164.8794 | 165.7137 | -50.3402 | -1.2196 | 0 | 0 | 0 | 0 | 0 | 0
0.5416666666666673100July | Resource 1 | Sublap 1 | 13:00 | 3 | 100 | July | 16000 | 0 | 0 | 0 | 0 | 0 | 0 | 0 | 0 | 0 | 0 | 0 | 0 | 0 | 9.8711 | 10.992 | 11.0476 | -3.356 | -0.081304 | 0 | 0 | 0 | 0 | 0 | 0 | 0 | 0 | 0 | 0 | 0 | 0 | 0 | 0 | 0 | 0 | 0 | 0 | 0 | 157.9375 | 175.8713 | 176.7613 | -53.6962 | -1.3009 | 0 | 0 | 0 | 0 | 0 | 0
0.5416666666666673100August | Resource 1 | Sublap 1 | 13:00 | 3 | 100 | August | 17000 | 0 | 0 | 0 | 0 | 0 | 0 | 0 | 0 | 0 | 0 | 0 | 0 | 0 | 9.8711 | 10.992 | 11.0476 | -3.356 | -0.081304 | 0 | 0 | 0 | 0 | 0 | 0 | 0 | 0 | 0 | 0 | 0 | 0 | 0 | 0 | 0 | 0 | 0 | 0 | 0 | 167.8086 | 186.8633 | 187.8089 | -57.0522 | -1.3822 | 0 | 0 | 0 | 0 | 0 | 0
0.5416666666666673100September | Resource 1 | Sublap 1 | 13:00 | 3 | 100 | September | 18000 | 0 | 0 | 0 | 0 | 0 | 0 | 0 | 0 | 0 | 0 | 0 | 0 | 0 | 9.8711 | 10.992 | 11.0476 | -3.356 | -0.081304 | 0 | 0 | 0 | 0 | 0 | 0 | 0 | 0 | 0 | 0 | 0 | 0 | 0 | 0 | 0 | 0 | 0 | 0 | 0 | 177.6797 | 197.8552 | 198.8564 | -60.4083 | -1.4635 | 0 | 0 | 0 | 0 | 0 | 0
0.5416666666666673100October | Resource 1 | Sublap 1 | 13:00 | 3 | 100 | October | 19000 | 0 | 0 | 0 | 0 | 0 | 0 | 0 | 0 | 0 | 0 | 0 | 0 | 0 | 9.8711 | 10.992 | 11.0476 | -3.356 | -0.081304 | 0 | 0 | 0 | 0 | 0 | 0 | 0 | 0 | 0 | 0 | 0 | 0 | 0 | 0 | 0 | 0 | 0 | 0 | 0 | 187.5507 | 208.8472 | 209.904 | -63.7643 | -1.5448 | 0 | 0 | 0 | 0 | 0 | 0
0.5416666666666673100November | Resource 1 | Sublap 1 | 13:00 | 3 | 100 | November | 20000 | 0 | 0 | 0 | 0 | 0 | 0 | 0 | 0 | 0 | 0 | 0 | 0 | 0 | 9.8711 | 10.992 | 11.0476 | -3.356 | -0.081304 | 0 | 0 | 0 | 0 | 0 | 0 | 0 | 0 | 0 | 0 | 0 | 0 | 0 | 0 | 0 | 0 | 0 | 0 | 0 | 197.4218 | 219.8392 | 220.9516 | -67.1203 | -1.6261 | 0 | 0 | 0 | 0 | 0 | 0
0.5416666666666673100December | Resource 1 | Sublap 1 | 13:00 | 3 | 100 | December | 21000 | 0 | 0 | 0 | 0 | 0 | 0 | 0 | 0 | 0 | 0 | 0 | 0 | 0 | 9.8711 | 10.992 | 11.0476 | -3.356 | -0.081304 | 0 | 0 | 0 | 0 | 0 | 0 | 0 | 0 | 0 | 0 | 0 | 0 | 0 | 0 | 0 | 0 | 0 | 0 | 0 | 207.2929 | 230.8311 | 231.9992 | -70.4763 | -1.7074 | 0 | 0 | 0 | 0 | 0 | 0
0.5416666666666673101January | Resource 1 | Sublap 1 | 13:00 | 3 | 101 | January | 10000 | 0 | 0 | 0 | 0 | 0 | 0 | 0 | 0 | 0 | 0 | 0 | 0 | 0 | 8.5926 | 9.5768 | 10.1981 | -2.8763 | -0.069707 | 0 | 0 | 0 | 0 | 0 | 0 | 0 | 0 | 0 | 0 | 0 | 0 | 0 | 0 | 0 | 0 | 0 | 0 | 0 | 85.9262 | 95.7679 | 101.9807 | -28.7627 | -0.69706 | 0 | 0 | 0 | 0 | 0 | 0
0.5416666666666673101February | Resource 1 | Sublap 1 | 13:00 | 3 | 101 | February | 11000 | 0 | 0 | 0 | 0 | 0 | 0 | 0 | 0 | 0 | 0 | 0 | 0 | 0 | 8.5926 | 9.5768 | 10.1981 | -2.8763 | -0.069707 | 0 | 0 | 0 | 0 | 0 | 0 | 0 | 0 | 0 | 0 | 0 | 0 | 0 | 0 | 0 | 0 | 0 | 0 | 0 | 94.5188 | 105.3447 | 112.1788 | -31.639 | -0.76677 | 0 | 0 | 0 | 0 | 0 | 0
0.5416666666666673101March | Resource 1 | Sublap 1 | 13:00 | 3 | 101 | March | 12000 | 0 | 0 | 0 | 0 | 0 | 0 | 0 | 0 | 0 | 0 | 0 | 0 | 0 | 8.5926 | 9.5768 | 10.1981 | -2.8763 | -0.069707 | 0 | 0 | 0 | 0 | 0 | 0 | 0 | 0 | 0 | 0 | 0 | 0 | 0 | 0 | 0 | 0 | 0 | 0 | 0 | 103.1114 | 114.9215 | 122.3768 | -34.5153 | -0.83648 | 0 | 0 | 0 | 0 | 0 | 0
0.5416666666666673101April | Resource 1 | Sublap 1 | 13:00 | 3 | 101 | April | 13000 | 0 | 0 | 0 | 0 | 0 | 0 | 0 | 0 | 0 | 0 | 0 | 0 | 0 | 8.5926 | 9.5768 | 10.1981 | -2.8763 | -0.069707 | 0 | 0 | 0 | 0 | 0 | 0 | 0 | 0 | 0 | 0 | 0 | 0 | 0 | 0 | 0 | 0 | 0 | 0 | 0 | 111.704 | 124.4983 | 132.5749 | -37.3916 | -0.90618 | 0 | 0 | 0 | 0 | 0 | 0
0.5416666666666673101May | Resource 1 | Sublap 1 | 13:00 | 3 | 101 | May | 14000 | 0 | 0 | 0 | 0 | 0 | 0 | 0 | 0 | 0 | 0 | 0 | 0 | 0 | 8.5926 | 9.5768 | 10.1981 | -2.8763 | -0.069707 | 0 | 0 | 0 | 0 | 0 | 0 | 0 | 0 | 0 | 0 | 0 | 0 | 0 | 0 | 0 | 0 | 0 | 0 | 0 | 120.2966 | 134.0751 | 142.773 | -40.2678 | -0.97589 | 0 | 0 | 0 | 0 | 0 | 0
0.5416666666666673101June | Resource 1 | Sublap 1 | 13:00 | 3 | 101 | June | 15000 | 0 | 0 | 0 | 0 | 0 | 0 | 0 | 0 | 0 | 0 | 0 | 0 | 0 | 8.5926 | 9.5768 | 10.1981 | -2.8763 | -0.069707 | 0 | 0 | 0 | 0 | 0 | 0 | 0 | 0 | 0 | 0 | 0 | 0 | 0 | 0 | 0 | 0 | 0 | 0 | 0 | 128.8892 | 143.6518 | 152.9711 | -43.1441 | -1.0456 | 0 | 0 | 0 | 0 | 0 | 0
0.5416666666666673101July | Resource 1 | Sublap 1 | 13:00 | 3 | 101 | July | 16000 | 0 | 0 | 0 | 0 | 0 | 0 | 0 | 0 | 0 | 0 | 0 | 0 | 0 | 8.5926 | 9.5768 | 10.1981 | -2.8763 | -0.069707 | 0 | 0 | 0 | 0 | 0 | 0 | 0 | 0 | 0 | 0 | 0 | 0 | 0 | 0 | 0 | 0 | 0 | 0 | 0 | 137.4818 | 153.2286 | 163.1691 | -46.0204 | -1.1153 | 0 | 0 | 0 | 0 | 0 | 0
0.5416666666666673101August | Resource 1 | Sublap 1 | 13:00 | 3 | 101 | August | 17000 | 0 | 0 | 0 | 0 | 0 | 0 | 0 | 0 | 0 | 0 | 0 | 0 | 0 | 8.5926 | 9.5768 | 10.1981 | -2.8763 | -0.069707 | 0 | 0 | 0 | 0 | 0 | 0 | 0 | 0 | 0 | 0 | 0 | 0 | 0 | 0 | 0 | 0 | 0 | 0 | 0 | 146.0745 | 162.8054 | 173.3672 | -48.8966 | -1.185 | 0 | 0 | 0 | 0 | 0 | 0
0.5416666666666673101September | Resource 1 | Sublap 1 | 13:00 | 3 | 101 | September | 18000 | 0 | 0 | 0 | 0 | 0 | 0 | 0 | 0 | 0 | 0 | 0 | 0 | 0 | 8.5926 | 9.5768 | 10.1981 | -2.8763 | -0.069707 | 0 | 0 | 0 | 0 | 0 | 0 | 0 | 0 | 0 | 0 | 0 | 0 | 0 | 0 | 0 | 0 | 0 | 0 | 0 | 154.6671 | 172.3822 | 183.5653 | -51.7729 | -1.2547 | 0 | 0 | 0 | 0 | 0 | 0
0.5416666666666673101October | Resource 1 | Sublap 1 | 13:00 | 3 | 101 | October | 19000 | 0 | 0 | 0 | 0 | 0 | 0 | 0 | 0 | 0 | 0 | 0 | 0 | 0 | 8.5926 | 9.5768 | 10.1981 | -2.8763 | -0.069707 | 0 | 0 | 0 | 0 | 0 | 0 | 0 | 0 | 0 | 0 | 0 | 0 | 0 | 0 | 0 | 0 | 0 | 0 | 0 | 163.2597 | 181.959 | 193.7633 | -54.6492 | -1.3244 | 0 | 0 | 0 | 0 | 0 | 0
0.5416666666666673101November | Resource 1 | Sublap 1 | 13:00 | 3 | 101 | November | 20000 | 0 | 0 | 0 | 0 | 0 | 0 | 0 | 0 | 0 | 0 | 0 | 0 | 0 | 8.5926 | 9.5768 | 10.1981 | -2.8763 | -0.069707 | 0 | 0 | 0 | 0 | 0 | 0 | 0 | 0 | 0 | 0 | 0 | 0 | 0 | 0 | 0 | 0 | 0 | 0 | 0 | 171.8523 | 191.5358 | 203.9614 | -57.5255 | -1.3941 | 0 | 0 | 0 | 0 | 0 | 0
0.5416666666666673101December | Resource 1 | Sublap 1 | 13:00 | 3 | 101 | December | 21000 | 0 | 0 | 0 | 0 | 0 | 0 | 0 | 0 | 0 | 0 | 0 | 0 | 0 | 8.5926 | 9.5768 | 10.1981 | -2.8763 | -0.069707 | 0 | 0 | 0 | 0 | 0 | 0 | 0 | 0 | 0 | 0 | 0 | 0 | 0 | 0 | 0 | 0 | 0 | 0 | 0 | 180.4449 | 201.1126 | 214.1595 | -60.4017 | -1.4638 | 0 | 0 | 0 | 0 | 0 | 0
0.5416666666666673102January | Resource 1 | Sublap 1 | 13:00 | 3 | 102 | January | 10000 | 0 | 0 | 0 | 0 | 0 | 0 | 0 | 0 | 0 | 0 | 0 | 0 | 0 | 11.0215 | 12.3557 | 13.2529 | -3.6666 | -0.088814 | 0 | 0 | 0 | 0 | 0 | 0 | 0 | 0 | 0 | 0 | 0 | 0 | 0 | 0 | 0 | 0 | 0 | 0 | 0 | 110.2148 | 123.5565 | 132.5293 | -36.6664 | -0.88814 | 0 | 0 | 0 | 0 | 0 | 0
0.5416666666666673102February | Resource 1 | Sublap 1 | 13:00 | 3 | 102 | February | 11000 | 0 | 0 | 0 | 0 | 0 | 0 | 0 | 0 | 0 | 0 | 0 | 0 | 0 | 11.0215 | 12.3557 | 13.2529 | -3.6666 | -0.088814 | 0 | 0 | 0 | 0 | 0 | 0 | 0 | 0 | 0 | 0 | 0 | 0 | 0 | 0 | 0 | 0 | 0 | 0 | 0 | 121.2363 | 135.9121 | 145.7822 | -40.333 | -0.97695 | 0 | 0 | 0 | 0 | 0 | 0
0.5416666666666673102March | Resource 1 | Sublap 1 | 13:00 | 3 | 102 | March | 12000 | 0 | 0 | 0 | 0 | 0 | 0 | 0 | 0 | 0 | 0 | 0 | 0 | 0 | 11.0215 | 12.3557 | 13.2529 | -3.6666 | -0.088814 | 0 | 0 | 0 | 0 | 0 | 0 | 0 | 0 | 0 | 0 | 0 | 0 | 0 | 0 | 0 | 0 | 0 | 0 | 0 | 132.2578 | 148.2677 | 159.0351 | -43.9997 | -1.0658 | 0 | 0 | 0 | 0 | 0 | 0
0.5416666666666673102April | Resource 1 | Sublap 1 | 13:00 | 3 | 102 | April | 13000 | 0 | 0 | 0 | 0 | 0 | 0 | 0 | 0 | 0 | 0 | 0 | 0 | 0 | 11.0215 | 12.3557 | 13.2529 | -3.6666 | -0.088814 | 0 | 0 | 0 | 0 | 0 | 0 | 0 | 0 | 0 | 0 | 0 | 0 | 0 | 0 | 0 | 0 | 0 | 0 | 0 | 143.2793 | 160.6234 | 172.288 | -47.6663 | -1.1546 | 0 | 0 | 0 | 0 | 0 | 0
0.5416666666666673102May | Resource 1 | Sublap 1 | 13:00 | 3 | 102 | May | 14000 | 0 | 0 | 0 | 0 | 0 | 0 | 0 | 0 | 0 | 0 | 0 | 0 | 0 | 11.0215 | 12.3557 | 13.2529 | -3.6666 | -0.088814 | 0 | 0 | 0 | 0 | 0 | 0 | 0 | 0 | 0 | 0 | 0 | 0 | 0 | 0 | 0 | 0 | 0 | 0 | 0 | 154.3008 | 172.979 | 185.541 | -51.3329 | -1.2434 | 0 | 0 | 0 | 0 | 0 | 0
0.5416666666666673102June | Resource 1 | Sublap 1 | 13:00 | 3 | 102 | June | 15000 | 0 | 0 | 0 | 0 | 0 | 0 | 0 | 0 | 0 | 0 | 0 | 0 | 0 | 11.0215 | 12.3557 | 13.2529 | -3.6666 | -0.088814 | 0 | 0 | 0 | 0 | 0 | 0 | 0 | 0 | 0 | 0 | 0 | 0 | 0 | 0 | 0 | 0 | 0 | 0 | 0 | 165.3223 | 185.3347 | 198.7939 | -54.9996 | -1.3322 | 0 | 0 | 0 | 0 | 0 | 0
0.5416666666666673102July | Resource 1 | Sublap 1 | 13:00 | 3 | 102 | July | 16000 | 0 | 0 | 0 | 0 | 0 | 0 | 0 | 0 | 0 | 0 | 0 | 0 | 0 | 11.0215 | 12.3557 | 13.2529 | -3.6666 | -0.088814 | 0 | 0 | 0 | 0 | 0 | 0 | 0 | 0 | 0 | 0 | 0 | 0 | 0 | 0 | 0 | 0 | 0 | 0 | 0 | 176.3437 | 197.6903 | 212.0468 | -58.6662 | -1.421 | 0 | 0 | 0 | 0 | 0 | 0
0.5416666666666673102August | Resource 1 | Sublap 1 | 13:00 | 3 | 102 | August | 17000 | 0 | 0 | 0 | 0 | 0 | 0 | 0 | 0 | 0 | 0 | 0 | 0 | 0 | 11.0215 | 12.3557 | 13.2529 | -3.6666 | -0.088814 | 0 | 0 | 0 | 0 | 0 | 0 | 0 | 0 | 0 | 0 | 0 | 0 | 0 | 0 | 0 | 0 | 0 | 0 | 0 | 187.3652 | 210.046 | 225.2997 | -62.3329 | -1.5098 | 0 | 0 | 0 | 0 | 0 | 0
0.5416666666666673102September | Resource 1 | Sublap 1 | 13:00 | 3 | 102 | September | 18000 | 0 | 0 | 0 | 0 | 0 | 0 | 0 | 0 | 0 | 0 | 0 | 0 | 0 | 11.0215 | 12.3557 | 13.2529 | -3.6666 | -0.088814 | 0 | 0 | 0 | 0 | 0 | 0 | 0 | 0 | 0 | 0 | 0 | 0 | 0 | 0 | 0 | 0 | 0 | 0 | 0 | 198.3867 | 222.4016 | 238.5526 | -65.9995 | -1.5986 | 0 | 0 | 0 | 0 | 0 | 0
0.5416666666666673102October | Resource 1 | Sublap 1 | 13:00 | 3 | 102 | October | 19000 | 0 | 0 | 0 | 0 | 0 | 0 | 0 | 0 | 0 | 0 | 0 | 0 | 0 | 11.0215 | 12.3557 | 13.2529 | -3.6666 | -0.088814 | 0 | 0 | 0 | 0 | 0 | 0 | 0 | 0 | 0 | 0 | 0 | 0 | 0 | 0 | 0 | 0 | 0 | 0 | 0 | 209.4082 | 234.7573 | 251.8056 | -69.6661 | -1.6875 | 0 | 0 | 0 | 0 | 0 | 0
0.5416666666666673102November | Resource 1 | Sublap 1 | 13:00 | 3 | 102 | November | 20000 | 0 | 0 | 0 | 0 | 0 | 0 | 0 | 0 | 0 | 0 | 0 | 0 | 0 | 11.0215 | 12.3557 | 13.2529 | -3.6666 | -0.088814 | 0 | 0 | 0 | 0 | 0 | 0 | 0 | 0 | 0 | 0 | 0 | 0 | 0 | 0 | 0 | 0 | 0 | 0 | 0 | 220.4297 | 247.1129 | 265.0585 | -73.3328 | -1.7763 | 0 | 0 | 0 | 0 | 0 | 0
0.5416666666666673102December | Resource 1 | Sublap 1 | 13:00 | 3 | 102 | December | 21000 | 0 | 0 | 0 | 0 | 0 | 0 | 0 | 0 | 0 | 0 | 0 | 0 | 0 | 11.0215 | 12.3557 | 13.2529 | -3.6666 | -0.088814 | 0 | 0 | 0 | 0 | 0 | 0 | 0 | 0 | 0 | 0 | 0 | 0 | 0 | 0 | 0 | 0 | 0 | 0 | 0 | 231.4511 | 259.4686 | 278.3114 | -76.9994 | -1.8651 | 0 | 0 | 0 | 0 | 0 | 0
0.5416666666666673103January | Resource 1 | Sublap 1 | 13:00 | 3 | 103 | January | 10000 | 0 | 0 | 0 | 0 | 0 | 0 | 0 | 0 | 0 | 0 | 0 | 0 | 0 | 11.5381 | 12.8618 | 13.7426 | -3.8461 | -0.093153 | 0 | 0 | 0 | 0 | 0 | 0 | 0 | 0 | 0 | 0 | 0 | 0 | 0 | 0 | 0 | 0 | 0 | 0 | 0 | 115.3807 | 128.6183 | 137.4258 | -38.4611 | -0.93153 | 0 | 0 | 0 | 0 | 0 | 0
0.5416666666666673103February | Resource 1 | Sublap 1 | 13:00 | 3 | 103 | February | 11000 | 0 | 0 | 0 | 0 | 0 | 0 | 0 | 0 | 0 | 0 | 0 | 0 | 0 | 11.5381 | 12.8618 | 13.7426 | -3.8461 | -0.093153 | 0 | 0 | 0 | 0 | 0 | 0 | 0 | 0 | 0 | 0 | 0 | 0 | 0 | 0 | 0 | 0 | 0 | 0 | 0 | 126.9187 | 141.4801 | 151.1684 | -42.3072 | -1.0247 | 0 | 0 | 0 | 0 | 0 | 0
0.5416666666666673103March | Resource 1 | Sublap 1 | 13:00 | 3 | 103 | March | 12000 | 0 | 0 | 0 | 0 | 0 | 0 | 0 | 0 | 0 | 0 | 0 | 0 | 0 | 11.5381 | 12.8618 | 13.7426 | -3.8461 | -0.093153 | 0 | 0 | 0 | 0 | 0 | 0 | 0 | 0 | 0 | 0 | 0 | 0 | 0 | 0 | 0 | 0 | 0 | 0 | 0 | 138.4568 | 154.342 | 164.9109 | -46.1533 | -1.1178 | 0 | 0 | 0 | 0 | 0 | 0
0.5416666666666673103April | Resource 1 | Sublap 1 | 13:00 | 3 | 103 | April | 13000 | 0 | 0 | 0 | 0 | 0 | 0 | 0 | 0 | 0 | 0 | 0 | 0 | 0 | 11.5381 | 12.8618 | 13.7426 | -3.8461 | -0.093153 | 0 | 0 | 0 | 0 | 0 | 0 | 0 | 0 | 0 | 0 | 0 | 0 | 0 | 0 | 0 | 0 | 0 | 0 | 0 | 149.9948 | 167.2038 | 178.6535 | -49.9994 | -1.211 | 0 | 0 | 0 | 0 | 0 | 0
0.5416666666666673103May | Resource 1 | Sublap 1 | 13:00 | 3 | 103 | May | 14000 | 0 | 0 | 0 | 0 | 0 | 0 | 0 | 0 | 0 | 0 | 0 | 0 | 0 | 11.5381 | 12.8618 | 13.7426 | -3.8461 | -0.093153 | 0 | 0 | 0 | 0 | 0 | 0 | 0 | 0 | 0 | 0 | 0 | 0 | 0 | 0 | 0 | 0 | 0 | 0 | 0 | 161.5329 | 180.0656 | 192.3961 | -53.8456 | -1.3041 | 0 | 0 | 0 | 0 | 0 | 0
0.5416666666666673103June | Resource 1 | Sublap 1 | 13:00 | 3 | 103 | June | 15000 | 0 | 0 | 0 | 0 | 0 | 0 | 0 | 0 | 0 | 0 | 0 | 0 | 0 | 11.5381 | 12.8618 | 13.7426 | -3.8461 | -0.093153 | 0 | 0 | 0 | 0 | 0 | 0 | 0 | 0 | 0 | 0 | 0 | 0 | 0 | 0 | 0 | 0 | 0 | 0 | 0 | 173.071 | 192.9275 | 206.1387 | -57.6917 | -1.3973 | 0 | 0 | 0 | 0 | 0 | 0
0.5416666666666673103July | Resource 1 | Sublap 1 | 13:00 | 3 | 103 | July | 16000 | 0 | 0 | 0 | 0 | 0 | 0 | 0 | 0 | 0 | 0 | 0 | 0 | 0 | 11.5381 | 12.8618 | 13.7426 | -3.8461 | -0.093153 | 0 | 0 | 0 | 0 | 0 | 0 | 0 | 0 | 0 | 0 | 0 | 0 | 0 | 0 | 0 | 0 | 0 | 0 | 0 | 184.609 | 205.7893 | 219.8813 | -61.5378 | -1.4904 | 0 | 0 | 0 | 0 | 0 | 0
0.5416666666666673103August | Resource 1 | Sublap 1 | 13:00 | 3 | 103 | August | 17000 | 0 | 0 | 0 | 0 | 0 | 0 | 0 | 0 | 0 | 0 | 0 | 0 | 0 | 11.5381 | 12.8618 | 13.7426 | -3.8461 | -0.093153 | 0 | 0 | 0 | 0 | 0 | 0 | 0 | 0 | 0 | 0 | 0 | 0 | 0 | 0 | 0 | 0 | 0 | 0 | 0 | 196.1471 | 218.6512 | 233.6239 | -65.3839 | -1.5836 | 0 | 0 | 0 | 0 | 0 | 0
0.5416666666666673103September | Resource 1 | Sublap 1 | 13:00 | 3 | 103 | September | 18000 | 0 | 0 | 0 | 0 | 0 | 0 | 0 | 0 | 0 | 0 | 0 | 0 | 0 | 11.5381 | 12.8618 | 13.7426 | -3.8461 | -0.093153 | 0 | 0 | 0 | 0 | 0 | 0 | 0 | 0 | 0 | 0 | 0 | 0 | 0 | 0 | 0 | 0 | 0 | 0 | 0 | 207.6852 | 231.513 | 247.3664 | -69.23 | -1.6767 | 0 | 0 | 0 | 0 | 0 | 0
0.5416666666666673103October | Resource 1 | Sublap 1 | 13:00 | 3 | 103 | October | 19000 | 0 | 0 | 0 | 0 | 0 | 0 | 0 | 0 | 0 | 0 | 0 | 0 | 0 | 11.5381 | 12.8618 | 13.7426 | -3.8461 | -0.093153 | 0 | 0 | 0 | 0 | 0 | 0 | 0 | 0 | 0 | 0 | 0 | 0 | 0 | 0 | 0 | 0 | 0 | 0 | 0 | 219.2232 | 244.3748 | 261.109 | -73.0761 | -1.7699 | 0 | 0 | 0 | 0 | 0 | 0
0.5416666666666673103November | Resource 1 | Sublap 1 | 13:00 | 3 | 103 | November | 20000 | 0 | 0 | 0 | 0 | 0 | 0 | 0 | 0 | 0 | 0 | 0 | 0 | 0 | 11.5381 | 12.8618 | 13.7426 | -3.8461 | -0.093153 | 0 | 0 | 0 | 0 | 0 | 0 | 0 | 0 | 0 | 0 | 0 | 0 | 0 | 0 | 0 | 0 | 0 | 0 | 0 | 230.7613 | 257.2366 | 274.8516 | -76.9222 | -1.8631 | 0 | 0 | 0 | 0 | 0 | 0
0.5416666666666673103December | Resource 1 | Sublap 1 | 13:00 | 3 | 103 | December | 21000 | 0 | 0 | 0 | 0 | 0 | 0 | 0 | 0 | 0 | 0 | 0 | 0 | 0 | 11.5381 | 12.8618 | 13.7426 | -3.8461 | -0.093153 | 0 | 0 | 0 | 0 | 0 | 0 | 0 | 0 | 0 | 0 | 0 | 0 | 0 | 0 | 0 | 0 | 0 | 0 | 0 | 242.2994 | 270.0985 | 288.5942 | -80.7683 | -1.9562 | 0 | 0 | 0 | 0 | 0 | 0
0.5416666666666673104January | Resource 1 | Sublap 1 | 13:00 | 3 | 104 | January | 10000 | 0 | 0 | 0 | 0 | 0 | 0 | 0 | 0 | 0 | 0 | 0 | 0 | 0 | 12.419 | 13.7982 | 14.8138 | -4.1464 | -0.10041 | 0 | 0 | 0 | 0 | 0 | 0 | 0 | 0 | 0 | 0 | 0 | 0 | 0 | 0 | 0 | 0 | 0 | 0 | 0 | 124.1901 | 137.9822 | 148.1382 | -41.4638 | -1.0041 | 0 | 0 | 0 | 0 | 0 | 0
0.5416666666666673104February | Resource 1 | Sublap 1 | 13:00 | 3 | 104 | February | 11000 | 0 | 0 | 0 | 0 | 0 | 0 | 0 | 0 | 0 | 0 | 0 | 0 | 0 | 12.419 | 13.7982 | 14.8138 | -4.1464 | -0.10041 | 0 | 0 | 0 | 0 | 0 | 0 | 0 | 0 | 0 | 0 | 0 | 0 | 0 | 0 | 0 | 0 | 0 | 0 | 0 | 136.6091 | 151.7804 | 162.952 | -45.6102 | -1.1045 | 0 | 0 | 0 | 0 | 0 | 0
0.5416666666666673104March | Resource 1 | Sublap 1 | 13:00 | 3 | 104 | March | 12000 | 0 | 0 | 0 | 0 | 0 | 0 | 0 | 0 | 0 | 0 | 0 | 0 | 0 | 12.419 | 13.7982 | 14.8138 | -4.1464 | -0.10041 | 0 | 0 | 0 | 0 | 0 | 0 | 0 | 0 | 0 | 0 | 0 | 0 | 0 | 0 | 0 | 0 | 0 | 0 | 0 | 149.0281 | 165.5786 | 177.7659 | -49.7566 | -1.2049 | 0 | 0 | 0 | 0 | 0 | 0
0.5416666666666673104April | Resource 1 | Sublap 1 | 13:00 | 3 | 104 | April | 13000 | 0 | 0 | 0 | 0 | 0 | 0 | 0 | 0 | 0 | 0 | 0 | 0 | 0 | 12.419 | 13.7982 | 14.8138 | -4.1464 | -0.10041 | 0 | 0 | 0 | 0 | 0 | 0 | 0 | 0 | 0 | 0 | 0 | 0 | 0 | 0 | 0 | 0 | 0 | 0 | 0 | 161.4471 | 179.3768 | 192.5797 | -53.903 | -1.3054 | 0 | 0 | 0 | 0 | 0 | 0
0.5416666666666673104May | Resource 1 | Sublap 1 | 13:00 | 3 | 104 | May | 14000 | 0 | 0 | 0 | 0 | 0 | 0 | 0 | 0 | 0 | 0 | 0 | 0 | 0 | 12.419 | 13.7982 | 14.8138 | -4.1464 | -0.10041 | 0 | 0 | 0 | 0 | 0 | 0 | 0 | 0 | 0 | 0 | 0 | 0 | 0 | 0 | 0 | 0 | 0 | 0 | 0 | 173.8661 | 193.175 | 207.3935 | -58.0493 | -1.4058 | 0 | 0 | 0 | 0 | 0 | 0
0.5416666666666673104June | Resource 1 | Sublap 1 | 13:00 | 3 | 104 | June | 15000 | 0 | 0 | 0 | 0 | 0 | 0 | 0 | 0 | 0 | 0 | 0 | 0 | 0 | 12.419 | 13.7982 | 14.8138 | -4.1464 | -0.10041 | 0 | 0 | 0 | 0 | 0 | 0 | 0 | 0 | 0 | 0 | 0 | 0 | 0 | 0 | 0 | 0 | 0 | 0 | 0 | 186.2852 | 206.9733 | 222.2073 | -62.1957 | -1.5062 | 0 | 0 | 0 | 0 | 0 | 0
0.5416666666666673104July | Resource 1 | Sublap 1 | 13:00 | 3 | 104 | July | 16000 | 0 | 0 | 0 | 0 | 0 | 0 | 0 | 0 | 0 | 0 | 0 | 0 | 0 | 12.419 | 13.7982 | 14.8138 | -4.1464 | -0.10041 | 0 | 0 | 0 | 0 | 0 | 0 | 0 | 0 | 0 | 0 | 0 | 0 | 0 | 0 | 0 | 0 | 0 | 0 | 0 | 198.7042 | 220.7715 | 237.0211 | -66.3421 | -1.6066 | 0 | 0 | 0 | 0 | 0 | 0
0.5416666666666673104August | Resource 1 | Sublap 1 | 13:00 | 3 | 104 | August | 17000 | 0 | 0 | 0 | 0 | 0 | 0 | 0 | 0 | 0 | 0 | 0 | 0 | 0 | 12.419 | 13.7982 | 14.8138 | -4.1464 | -0.10041 | 0 | 0 | 0 | 0 | 0 | 0 | 0 | 0 | 0 | 0 | 0 | 0 | 0 | 0 | 0 | 0 | 0 | 0 | 0 | 211.1232 | 234.5697 | 251.835 | -70.4885 | -1.707 | 0 | 0 | 0 | 0 | 0 | 0
0.5416666666666673104September | Resource 1 | Sublap 1 | 13:00 | 3 | 104 | September | 18000 | 0 | 0 | 0 | 0 | 0 | 0 | 0 | 0 | 0 | 0 | 0 | 0 | 0 | 12.419 | 13.7982 | 14.8138 | -4.1464 | -0.10041 | 0 | 0 | 0 | 0 | 0 | 0 | 0 | 0 | 0 | 0 | 0 | 0 | 0 | 0 | 0 | 0 | 0 | 0 | 0 | 223.5422 | 248.3679 | 266.6488 | -74.6349 | -1.8074 | 0 | 0 | 0 | 0 | 0 | 0
0.5416666666666673104October | Resource 1 | Sublap 1 | 13:00 | 3 | 104 | October | 19000 | 0 | 0 | 0 | 0 | 0 | 0 | 0 | 0 | 0 | 0 | 0 | 0 | 0 | 12.419 | 13.7982 | 14.8138 | -4.1464 | -0.10041 | 0 | 0 | 0 | 0 | 0 | 0 | 0 | 0 | 0 | 0 | 0 | 0 | 0 | 0 | 0 | 0 | 0 | 0 | 0 | 235.9612 | 262.1661 | 281.4626 | -78.7812 | -1.9078 | 0 | 0 | 0 | 0 | 0 | 0
0.5416666666666673104November | Resource 1 | Sublap 1 | 13:00 | 3 | 104 | November | 20000 | 0 | 0 | 0 | 0 | 0 | 0 | 0 | 0 | 0 | 0 | 0 | 0 | 0 | 12.419 | 13.7982 | 14.8138 | -4.1464 | -0.10041 | 0 | 0 | 0 | 0 | 0 | 0 | 0 | 0 | 0 | 0 | 0 | 0 | 0 | 0 | 0 | 0 | 0 | 0 | 0 | 248.3802 | 275.9643 | 296.2764 | -82.9276 | -2.0082 | 0 | 0 | 0 | 0 | 0 | 0
0.5416666666666673104December | Resource 1 | Sublap 1 | 13:00 | 3 | 104 | December | 21000 | 0 | 0 | 0 | 0 | 0 | 0 | 0 | 0 | 0 | 0 | 0 | 0 | 0 | 12.419 | 13.7982 | 14.8138 | -4.1464 | -0.10041 | 0 | 0 | 0 | 0 | 0 | 0 | 0 | 0 | 0 | 0 | 0 | 0 | 0 | 0 | 0 | 0 | 0 | 0 | 0 | 260.7992 | 289.7625 | 311.0902 | -87.074 | -2.1086 | 0 | 0 | 0 | 0 | 0 | 0
0.5416666666666673105January | Resource 1 | Sublap 1 | 13:00 | 3 | 105 | January | 10000 | 0 | 0 | 0 | 0 | 0 | 0 | 0 | 0 | 0 | 0 | 0 | 0 | 0 | 10.5835 | 11.7972 | 12.6058 | -3.5217 | -0.085309 | 0 | 0 | 0 | 0 | 0 | 0 | 0 | 0 | 0 | 0 | 0 | 0 | 0 | 0 | 0 | 0 | 0 | 0 | 0 | 105.8348 | 117.9717 | 126.0582 | -35.2168 | -0.85309 | 0 | 0 | 0 | 0 | 0 | 0
0.5416666666666673105February | Resource 1 | Sublap 1 | 13:00 | 3 | 105 | February | 11000 | 0 | 0 | 0 | 0 | 0 | 0 | 0 | 0 | 0 | 0 | 0 | 0 | 0 | 10.5835 | 11.7972 | 12.6058 | -3.5217 | -0.085309 | 0 | 0 | 0 | 0 | 0 | 0 | 0 | 0 | 0 | 0 | 0 | 0 | 0 | 0 | 0 | 0 | 0 | 0 | 0 | 116.4183 | 129.7689 | 138.664 | -38.7385 | -0.9384 | 0 | 0 | 0 | 0 | 0 | 0
0.5416666666666673105March | Resource 1 | Sublap 1 | 13:00 | 3 | 105 | March | 12000 | 0 | 0 | 0 | 0 | 0 | 0 | 0 | 0 | 0 | 0 | 0 | 0 | 0 | 10.5835 | 11.7972 | 12.6058 | -3.5217 | -0.085309 | 0 | 0 | 0 | 0 | 0 | 0 | 0 | 0 | 0 | 0 | 0 | 0 | 0 | 0 | 0 | 0 | 0 | 0 | 0 | 127.0018 | 141.5661 | 151.2698 | -42.2602 | -1.0237 | 0 | 0 | 0 | 0 | 0 | 0
0.5416666666666673105April | Resource 1 | Sublap 1 | 13:00 | 3 | 105 | April | 13000 | 0 | 0 | 0 | 0 | 0 | 0 | 0 | 0 | 0 | 0 | 0 | 0 | 0 | 10.5835 | 11.7972 | 12.6058 | -3.5217 | -0.085309 | 0 | 0 | 0 | 0 | 0 | 0 | 0 | 0 | 0 | 0 | 0 | 0 | 0 | 0 | 0 | 0 | 0 | 0 | 0 | 137.5853 | 153.3632 | 163.8756 | -45.7818 | -1.109 | 0 | 0 | 0 | 0 | 0 | 0
0.5416666666666673105May | Resource 1 | Sublap 1 | 13:00 | 3 | 105 | May | 14000 | 0 | 0 | 0 | 0 | 0 | 0 | 0 | 0 | 0 | 0 | 0 | 0 | 0 | 10.5835 | 11.7972 | 12.6058 | -3.5217 | -0.085309 | 0 | 0 | 0 | 0 | 0 | 0 | 0 | 0 | 0 | 0 | 0 | 0 | 0 | 0 | 0 | 0 | 0 | 0 | 0 | 148.1687 | 165.1604 | 176.4814 | -49.3035 | -1.1943 | 0 | 0 | 0 | 0 | 0 | 0
0.5416666666666673105June | Resource 1 | Sublap 1 | 13:00 | 3 | 105 | June | 15000 | 0 | 0 | 0 | 0 | 0 | 0 | 0 | 0 | 0 | 0 | 0 | 0 | 0 | 10.5835 | 11.7972 | 12.6058 | -3.5217 | -0.085309 | 0 | 0 | 0 | 0 | 0 | 0 | 0 | 0 | 0 | 0 | 0 | 0 | 0 | 0 | 0 | 0 | 0 | 0 | 0 | 158.7522 | 176.9576 | 189.0872 | -52.8252 | -1.2796 | 0 | 0 | 0 | 0 | 0 | 0
0.5416666666666673105July | Resource 1 | Sublap 1 | 13:00 | 3 | 105 | July | 16000 | 0 | 0 | 0 | 0 | 0 | 0 | 0 | 0 | 0 | 0 | 0 | 0 | 0 | 10.5835 | 11.7972 | 12.6058 | -3.5217 | -0.085309 | 0 | 0 | 0 | 0 | 0 | 0 | 0 | 0 | 0 | 0 | 0 | 0 | 0 | 0 | 0 | 0 | 0 | 0 | 0 | 169.3357 | 188.7547 | 201.6931 | -56.3469 | -1.365 | 0 | 0 | 0 | 0 | 0 | 0
0.5416666666666673105August | Resource 1 | Sublap 1 | 13:00 | 3 | 105 | August | 17000 | 0 | 0 | 0 | 0 | 0 | 0 | 0 | 0 | 0 | 0 | 0 | 0 | 0 | 10.5835 | 11.7972 | 12.6058 | -3.5217 | -0.085309 | 0 | 0 | 0 | 0 | 0 | 0 | 0 | 0 | 0 | 0 | 0 | 0 | 0 | 0 | 0 | 0 | 0 | 0 | 0 | 179.9192 | 200.5519 | 214.2989 | -59.8686 | -1.4503 | 0 | 0 | 0 | 0 | 0 | 0
0.5416666666666673105September | Resource 1 | Sublap 1 | 13:00 | 3 | 105 | September | 18000 | 0 | 0 | 0 | 0 | 0 | 0 | 0 | 0 | 0 | 0 | 0 | 0 | 0 | 10.5835 | 11.7972 | 12.6058 | -3.5217 | -0.085309 | 0 | 0 | 0 | 0 | 0 | 0 | 0 | 0 | 0 | 0 | 0 | 0 | 0 | 0 | 0 | 0 | 0 | 0 | 0 | 190.5027 | 212.3491 | 226.9047 | -63.3903 | -1.5356 | 0 | 0 | 0 | 0 | 0 | 0
0.5416666666666673105October | Resource 1 | Sublap 1 | 13:00 | 3 | 105 | October | 19000 | 0 | 0 | 0 | 0 | 0 | 0 | 0 | 0 | 0 | 0 | 0 | 0 | 0 | 10.5835 | 11.7972 | 12.6058 | -3.5217 | -0.085309 | 0 | 0 | 0 | 0 | 0 | 0 | 0 | 0 | 0 | 0 | 0 | 0 | 0 | 0 | 0 | 0 | 0 | 0 | 0 | 201.0861 | 224.1463 | 239.5105 | -66.9119 | -1.6209 | 0 | 0 | 0 | 0 | 0 | 0
0.5416666666666673105November | Resource 1 | Sublap 1 | 13:00 | 3 | 105 | November | 20000 | 0 | 0 | 0 | 0 | 0 | 0 | 0 | 0 | 0 | 0 | 0 | 0 | 0 | 10.5835 | 11.7972 | 12.6058 | -3.5217 | -0.085309 | 0 | 0 | 0 | 0 | 0 | 0 | 0 | 0 | 0 | 0 | 0 | 0 | 0 | 0 | 0 | 0 | 0 | 0 | 0 | 211.6696 | 235.9434 | 252.1163 | -70.4336 | -1.7062 | 0 | 0 | 0 | 0 | 0 | 0
0.5416666666666673105December | Resource 1 | Sublap 1 | 13:00 | 3 | 105 | December | 21000 | 0 | 0 | 0 | 0 | 0 | 0 | 0 | 0 | 0 | 0 | 0 | 0 | 0 | 10.5835 | 11.7972 | 12.6058 | -3.5217 | -0.085309 | 0 | 0 | 0 | 0 | 0 | 0 | 0 | 0 | 0 | 0 | 0 | 0 | 0 | 0 | 0 | 0 | 0 | 0 | 0 | 222.2531 | 247.7406 | 264.7222 | -73.9553 | -1.7915 | 0 | 0 | 0 | 0 | 0 | 0
0.5416666666666673106January | Resource 1 | Sublap 1 | 13:00 | 3 | 106 | January | 10000 | 0 | 0 | 0 | 0 | 0 | 0 | 0 | 0 | 0 | 0 | 0 | 0 | 0 | 10.0958 | 11.4209 | 12.3078 | -3.3905 | -0.082139 | 0 | 0 | 0 | 0 | 0 | 0 | 0 | 0 | 0 | 0 | 0 | 0 | 0 | 0 | 0 | 0 | 0 | 0 | 0 | 100.9581 | 114.209 | 123.0781 | -33.9053 | -0.82139 | 0 | 0 | 0 | 0 | 0 | 0
0.5416666666666673106February | Resource 1 | Sublap 1 | 13:00 | 3 | 106 | February | 11000 | 0 | 0 | 0 | 0 | 0 | 0 | 0 | 0 | 0 | 0 | 0 | 0 | 0 | 10.0958 | 11.4209 | 12.3078 | -3.3905 | -0.082139 | 0 | 0 | 0 | 0 | 0 | 0 | 0 | 0 | 0 | 0 | 0 | 0 | 0 | 0 | 0 | 0 | 0 | 0 | 0 | 111.0539 | 125.6299 | 135.3859 | -37.2958 | -0.90353 | 0 | 0 | 0 | 0 | 0 | 0
0.5416666666666673106March | Resource 1 | Sublap 1 | 13:00 | 3 | 106 | March | 12000 | 0 | 0 | 0 | 0 | 0 | 0 | 0 | 0 | 0 | 0 | 0 | 0 | 0 | 10.0958 | 11.4209 | 12.3078 | -3.3905 | -0.082139 | 0 | 0 | 0 | 0 | 0 | 0 | 0 | 0 | 0 | 0 | 0 | 0 | 0 | 0 | 0 | 0 | 0 | 0 | 0 | 121.1497 | 137.0508 | 147.6937 | -40.6863 | -0.98567 | 0 | 0 | 0 | 0 | 0 | 0
0.5416666666666673106April | Resource 1 | Sublap 1 | 13:00 | 3 | 106 | April | 13000 | 0 | 0 | 0 | 0 | 0 | 0 | 0 | 0 | 0 | 0 | 0 | 0 | 0 | 10.0958 | 11.4209 | 12.3078 | -3.3905 | -0.082139 | 0 | 0 | 0 | 0 | 0 | 0 | 0 | 0 | 0 | 0 | 0 | 0 | 0 | 0 | 0 | 0 | 0 | 0 | 0 | 131.2455 | 148.4717 | 160.0015 | -44.0769 | -1.0678 | 0 | 0 | 0 | 0 | 0 | 0
0.5416666666666673106May | Resource 1 | Sublap 1 | 13:00 | 3 | 106 | May | 14000 | 0 | 0 | 0 | 0 | 0 | 0 | 0 | 0 | 0 | 0 | 0 | 0 | 0 | 10.0958 | 11.4209 | 12.3078 | -3.3905 | -0.082139 | 0 | 0 | 0 | 0 | 0 | 0 | 0 | 0 | 0 | 0 | 0 | 0 | 0 | 0 | 0 | 0 | 0 | 0 | 0 | 141.3413 | 159.8926 | 172.3093 | -47.4674 | -1.1499 | 0 | 0 | 0 | 0 | 0 | 0
0.5416666666666673106June | Resource 1 | Sublap 1 | 13:00 | 3 | 106 | June | 15000 | 0 | 0 | 0 | 0 | 0 | 0 | 0 | 0 | 0 | 0 | 0 | 0 | 0 | 10.0958 | 11.4209 | 12.3078 | -3.3905 | -0.082139 | 0 | 0 | 0 | 0 | 0 | 0 | 0 | 0 | 0 | 0 | 0 | 0 | 0 | 0 | 0 | 0 | 0 | 0 | 0 | 151.4371 | 171.3135 | 184.6171 | -50.8579 | -1.2321 | 0 | 0 | 0 | 0 | 0 | 0
0.5416666666666673106July | Resource 1 | Sublap 1 | 13:00 | 3 | 106 | July | 16000 | 0 | 0 | 0 | 0 | 0 | 0 | 0 | 0 | 0 | 0 | 0 | 0 | 0 | 10.0958 | 11.4209 | 12.3078 | -3.3905 | -0.082139 | 0 | 0 | 0 | 0 | 0 | 0 | 0 | 0 | 0 | 0 | 0 | 0 | 0 | 0 | 0 | 0 | 0 | 0 | 0 | 161.5329 | 182.7344 | 196.9249 | -54.2485 | -1.3142 | 0 | 0 | 0 | 0 | 0 | 0
0.5416666666666673106August | Resource 1 | Sublap 1 | 13:00 | 3 | 106 | August | 17000 | 0 | 0 | 0 | 0 | 0 | 0 | 0 | 0 | 0 | 0 | 0 | 0 | 0 | 10.0958 | 11.4209 | 12.3078 | -3.3905 | -0.082139 | 0 | 0 | 0 | 0 | 0 | 0 | 0 | 0 | 0 | 0 | 0 | 0 | 0 | 0 | 0 | 0 | 0 | 0 | 0 | 171.6288 | 194.1553 | 209.2327 | -57.639 | -1.3964 | 0 | 0 | 0 | 0 | 0 | 0
0.5416666666666673106September | Resource 1 | Sublap 1 | 13:00 | 3 | 106 | September | 18000 | 0 | 0 | 0 | 0 | 0 | 0 | 0 | 0 | 0 | 0 | 0 | 0 | 0 | 10.0958 | 11.4209 | 12.3078 | -3.3905 | -0.082139 | 0 | 0 | 0 | 0 | 0 | 0 | 0 | 0 | 0 | 0 | 0 | 0 | 0 | 0 | 0 | 0 | 0 | 0 | 0 | 181.7245 | 205.5762 | 221.5405 | -61.0295 | -1.4785 | 0 | 0 | 0 | 0 | 0 | 0
0.5416666666666673106October | Resource 1 | Sublap 1 | 13:00 | 3 | 106 | October | 19000 | 0 | 0 | 0 | 0 | 0 | 0 | 0 | 0 | 0 | 0 | 0 | 0 | 0 | 10.0958 | 11.4209 | 12.3078 | -3.3905 | -0.082139 | 0 | 0 | 0 | 0 | 0 | 0 | 0 | 0 | 0 | 0 | 0 | 0 | 0 | 0 | 0 | 0 | 0 | 0 | 0 | 191.8204 | 216.9971 | 233.8484 | -64.42 | -1.5606 | 0 | 0 | 0 | 0 | 0 | 0
0.5416666666666673106November | Resource 1 | Sublap 1 | 13:00 | 3 | 106 | November | 20000 | 0 | 0 | 0 | 0 | 0 | 0 | 0 | 0 | 0 | 0 | 0 | 0 | 0 | 10.0958 | 11.4209 | 12.3078 | -3.3905 | -0.082139 | 0 | 0 | 0 | 0 | 0 | 0 | 0 | 0 | 0 | 0 | 0 | 0 | 0 | 0 | 0 | 0 | 0 | 0 | 0 | 201.9162 | 228.418 | 246.1562 | -67.8106 | -1.6428 | 0 | 0 | 0 | 0 | 0 | 0
0.5416666666666673106December | Resource 1 | Sublap 1 | 13:00 | 3 | 106 | December | 21000 | 0 | 0 | 0 | 0 | 0 | 0 | 0 | 0 | 0 | 0 | 0 | 0 | 0 | 10.0958 | 11.4209 | 12.3078 | -3.3905 | -0.082139 | 0 | 0 | 0 | 0 | 0 | 0 | 0 | 0 | 0 | 0 | 0 | 0 | 0 | 0 | 0 | 0 | 0 | 0 | 0 | 212.012 | 239.8389 | 258.464 | -71.2011 | -1.7249 | 0 | 0 | 0 | 0 | 0 | 0
0.5416666666666673107January | Resource 1 | Sublap 1 | 13:00 | 3 | 107 | January | 10000 | 0 | 0 | 0 | 0 | 0 | 0 | 0 | 0 | 0 | 0 | 0 | 0 | 0 | 11.9207 | 13.3743 | 14.3023 | -3.9704 | -0.096156 | 0 | 0 | 0 | 0 | 0 | 0 | 0 | 0 | 0 | 0 | 0 | 0 | 0 | 0 | 0 | 0 | 0 | 0 | 0 | 119.2067 | 133.7431 | 143.0231 | -39.7036 | -0.96156 | 0 | 0 | 0 | 0 | 0 | 0
0.5416666666666673107February | Resource 1 | Sublap 1 | 13:00 | 3 | 107 | February | 11000 | 0 | 0 | 0 | 0 | 0 | 0 | 0 | 0 | 0 | 0 | 0 | 0 | 0 | 11.9207 | 13.3743 | 14.3023 | -3.9704 | -0.096156 | 0 | 0 | 0 | 0 | 0 | 0 | 0 | 0 | 0 | 0 | 0 | 0 | 0 | 0 | 0 | 0 | 0 | 0 | 0 | 131.1274 | 147.1174 | 157.3254 | -43.674 | -1.0577 | 0 | 0 | 0 | 0 | 0 | 0
0.5416666666666673107March | Resource 1 | Sublap 1 | 13:00 | 3 | 107 | March | 12000 | 0 | 0 | 0 | 0 | 0 | 0 | 0 | 0 | 0 | 0 | 0 | 0 | 0 | 11.9207 | 13.3743 | 14.3023 | -3.9704 | -0.096156 | 0 | 0 | 0 | 0 | 0 | 0 | 0 | 0 | 0 | 0 | 0 | 0 | 0 | 0 | 0 | 0 | 0 | 0 | 0 | 143.0481 | 160.4917 | 171.6277 | -47.6443 | -1.1539 | 0 | 0 | 0 | 0 | 0 | 0
0.5416666666666673107April | Resource 1 | Sublap 1 | 13:00 | 3 | 107 | April | 13000 | 0 | 0 | 0 | 0 | 0 | 0 | 0 | 0 | 0 | 0 | 0 | 0 | 0 | 11.9207 | 13.3743 | 14.3023 | -3.9704 | -0.096156 | 0 | 0 | 0 | 0 | 0 | 0 | 0 | 0 | 0 | 0 | 0 | 0 | 0 | 0 | 0 | 0 | 0 | 0 | 0 | 154.9687 | 173.866 | 185.93 | -51.6147 | -1.25 | 0 | 0 | 0 | 0 | 0 | 0
0.5416666666666673107May | Resource 1 | Sublap 1 | 13:00 | 3 | 107 | May | 14000 | 0 | 0 | 0 | 0 | 0 | 0 | 0 | 0 | 0 | 0 | 0 | 0 | 0 | 11.9207 | 13.3743 | 14.3023 | -3.9704 | -0.096156 | 0 | 0 | 0 | 0 | 0 | 0 | 0 | 0 | 0 | 0 | 0 | 0 | 0 | 0 | 0 | 0 | 0 | 0 | 0 | 166.8894 | 187.2403 | 200.2323 | -55.5851 | -1.3462 | 0 | 0 | 0 | 0 | 0 | 0
0.5416666666666673107June | Resource 1 | Sublap 1 | 13:00 | 3 | 107 | June | 15000 | 0 | 0 | 0 | 0 | 0 | 0 | 0 | 0 | 0 | 0 | 0 | 0 | 0 | 11.9207 | 13.3743 | 14.3023 | -3.9704 | -0.096156 | 0 | 0 | 0 | 0 | 0 | 0 | 0 | 0 | 0 | 0 | 0 | 0 | 0 | 0 | 0 | 0 | 0 | 0 | 0 | 178.8101 | 200.6146 | 214.5346 | -59.5554 | -1.4423 | 0 | 0 | 0 | 0 | 0 | 0
0.5416666666666673107July | Resource 1 | Sublap 1 | 13:00 | 3 | 107 | July | 16000 | 0 | 0 | 0 | 0 | 0 | 0 | 0 | 0 | 0 | 0 | 0 | 0 | 0 | 11.9207 | 13.3743 | 14.3023 | -3.9704 | -0.096156 | 0 | 0 | 0 | 0 | 0 | 0 | 0 | 0 | 0 | 0 | 0 | 0 | 0 | 0 | 0 | 0 | 0 | 0 | 0 | 190.7307 | 213.9889 | 228.8369 | -63.5258 | -1.5385 | 0 | 0 | 0 | 0 | 0 | 0
0.5416666666666673107August | Resource 1 | Sublap 1 | 13:00 | 3 | 107 | August | 17000 | 0 | 0 | 0 | 0 | 0 | 0 | 0 | 0 | 0 | 0 | 0 | 0 | 0 | 11.9207 | 13.3743 | 14.3023 | -3.9704 | -0.096156 | 0 | 0 | 0 | 0 | 0 | 0 | 0 | 0 | 0 | 0 | 0 | 0 | 0 | 0 | 0 | 0 | 0 | 0 | 0 | 202.6514 | 227.3633 | 243.1393 | -67.4961 | -1.6347 | 0 | 0 | 0 | 0 | 0 | 0
0.5416666666666673107September | Resource 1 | Sublap 1 | 13:00 | 3 | 107 | September | 18000 | 0 | 0 | 0 | 0 | 0 | 0 | 0 | 0 | 0 | 0 | 0 | 0 | 0 | 11.9207 | 13.3743 | 14.3023 | -3.9704 | -0.096156 | 0 | 0 | 0 | 0 | 0 | 0 | 0 | 0 | 0 | 0 | 0 | 0 | 0 | 0 | 0 | 0 | 0 | 0 | 0 | 214.5721 | 240.7376 | 257.4416 | -71.4665 | -1.7308 | 0 | 0 | 0 | 0 | 0 | 0
0.5416666666666673107October | Resource 1 | Sublap 1 | 13:00 | 3 | 107 | October | 19000 | 0 | 0 | 0 | 0 | 0 | 0 | 0 | 0 | 0 | 0 | 0 | 0 | 0 | 11.9207 | 13.3743 | 14.3023 | -3.9704 | -0.096156 | 0 | 0 | 0 | 0 | 0 | 0 | 0 | 0 | 0 | 0 | 0 | 0 | 0 | 0 | 0 | 0 | 0 | 0 | 0 | 226.4928 | 254.1119 | 271.7439 | -75.4369 | -1.827 | 0 | 0 | 0 | 0 | 0 | 0
0.5416666666666673107November | Resource 1 | Sublap 1 | 13:00 | 3 | 107 | November | 20000 | 0 | 0 | 0 | 0 | 0 | 0 | 0 | 0 | 0 | 0 | 0 | 0 | 0 | 11.9207 | 13.3743 | 14.3023 | -3.9704 | -0.096156 | 0 | 0 | 0 | 0 | 0 | 0 | 0 | 0 | 0 | 0 | 0 | 0 | 0 | 0 | 0 | 0 | 0 | 0 | 0 | 238.4134 | 267.4862 | 286.0462 | -79.4072 | -1.9231 | 0 | 0 | 0 | 0 | 0 | 0
0.5416666666666673107December | Resource 1 | Sublap 1 | 13:00 | 3 | 107 | December | 21000 | 0 | 0 | 0 | 0 | 0 | 0 | 0 | 0 | 0 | 0 | 0 | 0 | 0 | 11.9207 | 13.3743 | 14.3023 | -3.9704 | -0.096156 | 0 | 0 | 0 | 0 | 0 | 0 | 0 | 0 | 0 | 0 | 0 | 0 | 0 | 0 | 0 | 0 | 0 | 0 | 0 | 250.3341 | 280.8605 | 300.3485 | -83.3776 | -2.0193 | 0 | 0 | 0 | 0 | 0 | 0
0.541666666666667471January | Resource 1 | Sublap 1 | 13:00 | 4 | 71 | January | 10000 | 0 | 0 | 0 | 0 | 0 | 0 | 0 | 0 | 0 | 0 | 0 | 0 | 0 | 0 | 0 | 0 | 0 | 0 | 0 | 0 | 0 | 0 | 0 | 0 | 0 | 0 | 0 | 0 | 0 | 0 | 0 | 0 | 0 | 0 | 0 | 0 | 0 | 0 | 0 | 0 | 0 | 0 | 0 | 0 | 0 | 0 | 0 | 0
0.541666666666667471February | Resource 1 | Sublap 1 | 13:00 | 4 | 71 | February | 11000 | 0 | 0 | 0 | 0 | 0 | 0 | 0 | 0 | 0 | 0 | 0 | 0 | 0 | 0 | 0 | 0 | 0 | 0 | 0 | 0 | 0 | 0 | 0 | 0 | 0 | 0 | 0 | 0 | 0 | 0 | 0 | 0 | 0 | 0 | 0 | 0 | 0 | 0 | 0 | 0 | 0 | 0 | 0 | 0 | 0 | 0 | 0 | 0
0.541666666666667471March | Resource 1 | Sublap 1 | 13:00 | 4 | 71 | March | 12000 | 0 | 0 | 0 | 0 | 0 | 0 | 0 | 0 | 0 | 0 | 0 | 0 | 0 | 0 | 0 | 0 | 0 | 0 | 0 | 0 | 0 | 0 | 0 | 0 | 0 | 0 | 0 | 0 | 0 | 0 | 0 | 0 | 0 | 0 | 0 | 0 | 0 | 0 | 0 | 0 | 0 | 0 | 0 | 0 | 0 | 0 | 0 | 0
0.541666666666667471April | Resource 1 | Sublap 1 | 13:00 | 4 | 71 | April | 13000 | 0 | 0 | 0 | 0 | 0 | 0 | 0 | 0 | 0 | 0 | 0 | 0 | 0 | 0 | 0 | 0 | 0 | 0 | 0 | 0 | 0 | 0 | 0 | 0 | 0 | 0 | 0 | 0 | 0 | 0 | 0 | 0 | 0 | 0 | 0 | 0 | 0 | 0 | 0 | 0 | 0 | 0 | 0 | 0 | 0 | 0 | 0 | 0
0.541666666666667471May | Resource 1 | Sublap 1 | 13:00 | 4 | 71 | May | 14000 | 0 | 0 | 0 | 0 | 0 | 0 | 0 | 0 | 0 | 0 | 0 | 0 | 0 | 0 | 0 | 0 | 0 | 0 | 0 | 0 | 0 | 0 | 0 | 0 | 0 | 0 | 0 | 0 | 0 | 0 | 0 | 0 | 0 | 0 | 0 | 0 | 0 | 0 | 0 | 0 | 0 | 0 | 0 | 0 | 0 | 0 | 0 | 0
0.541666666666667471June | Resource 1 | Sublap 1 | 13:00 | 4 | 71 | June | 15000 | 0 | 0 | 0 | 0 | 0 | 0 | 0 | 0 | 0 | 0 | 0 | 0 | 0 | 0 | 0 | 0 | 0 | 0 | 0 | 0 | 0 | 0 | 0 | 0 | 0 | 0 | 0 | 0 | 0 | 0 | 0 | 0 | 0 | 0 | 0 | 0 | 0 | 0 | 0 | 0 | 0 | 0 | 0 | 0 | 0 | 0 | 0 | 0
0.541666666666667471July | Resource 1 | Sublap 1 | 13:00 | 4 | 71 | July | 16000 | 0 | 0 | 0 | 0 | 0 | 0 | 0 | 0 | 0 | 0 | 0 | 0 | 0 | 0 | 0 | 0 | 0 | 0 | 0 | 0 | 0 | 0 | 0 | 0 | 0 | 0 | 0 | 0 | 0 | 0 | 0 | 0 | 0 | 0 | 0 | 0 | 0 | 0 | 0 | 0 | 0 | 0 | 0 | 0 | 0 | 0 | 0 | 0
0.541666666666667471August | Resource 1 | Sublap 1 | 13:00 | 4 | 71 | August | 17000 | 0 | 0 | 0 | 0 | 0 | 0 | 0 | 0 | 0 | 0 | 0 | 0 | 0 | 0 | 0 | 0 | 0 | 0 | 0 | 0 | 0 | 0 | 0 | 0 | 0 | 0 | 0 | 0 | 0 | 0 | 0 | 0 | 0 | 0 | 0 | 0 | 0 | 0 | 0 | 0 | 0 | 0 | 0 | 0 | 0 | 0 | 0 | 0
0.541666666666667471September | Resource 1 | Sublap 1 | 13:00 | 4 | 71 | September | 18000 | 0 | 0 | 0 | 0 | 0 | 0 | 0 | 0 | 0 | 0 | 0 | 0 | 0 | 0 | 0 | 0 | 0 | 0 | 0 | 0 | 0 | 0 | 0 | 0 | 0 | 0 | 0 | 0 | 0 | 0 | 0 | 0 | 0 | 0 | 0 | 0 | 0 | 0 | 0 | 0 | 0 | 0 | 0 | 0 | 0 | 0 | 0 | 0
0.541666666666667471October | Resource 1 | Sublap 1 | 13:00 | 4 | 71 | October | 19000 | 0 | 0 | 0 | 0 | 0 | 0 | 0 | 0 | 0 | 0 | 0 | 0 | 0 | 0 | 0 | 0 | 0 | 0 | 0 | 0 | 0 | 0 | 0 | 0 | 0 | 0 | 0 | 0 | 0 | 0 | 0 | 0 | 0 | 0 | 0 | 0 | 0 | 0 | 0 | 0 | 0 | 0 | 0 | 0 | 0 | 0 | 0 | 0
0.541666666666667471November | Resource 1 | Sublap 1 | 13:00 | 4 | 71 | November | 20000 | 0 | 0 | 0 | 0 | 0 | 0 | 0 | 0 | 0 | 0 | 0 | 0 | 0 | 0 | 0 | 0 | 0 | 0 | 0 | 0 | 0 | 0 | 0 | 0 | 0 | 0 | 0 | 0 | 0 | 0 | 0 | 0 | 0 | 0 | 0 | 0 | 0 | 0 | 0 | 0 | 0 | 0 | 0 | 0 | 0 | 0 | 0 | 0
0.541666666666667471December | Resource 1 | Sublap 1 | 13:00 | 4 | 71 | December | 21000 | 0 | 0 | 0 | 0 | 0 | 0 | 0 | 0 | 0 | 0 | 0 | 0 | 0 | 0 | 0 | 0 | 0 | 0 | 0 | 0 | 0 | 0 | 0 | 0 | 0 | 0 | 0 | 0 | 0 | 0 | 0 | 0 | 0 | 0 | 0 | 0 | 0 | 0 | 0 | 0 | 0 | 0 | 0 | 0 | 0 | 0 | 0 | 0
0.541666666666667472January | Resource 1 | Sublap 1 | 13:00 | 4 | 72 | January | 10000 | 0 | 0 | 0 | 0 | 0 | 0 | 0 | 0 | 0 | 0 | 0 | 0 | 0 | 0 | 0 | 0 | 0 | 0 | 0 | 0 | 0 | 0 | 0 | 0 | 0 | 0 | 0 | 0 | 0 | 0 | 0 | 0 | 0 | 0 | 0 | 0 | 0 | 0 | 0 | 0 | 0 | 0 | 0 | 0 | 0 | 0 | 0 | 0
0.541666666666667472February | Resource 1 | Sublap 1 | 13:00 | 4 | 72 | February | 11000 | 0 | 0 | 0 | 0 | 0 | 0 | 0 | 0 | 0 | 0 | 0 | 0 | 0 | 0 | 0 | 0 | 0 | 0 | 0 | 0 | 0 | 0 | 0 | 0 | 0 | 0 | 0 | 0 | 0 | 0 | 0 | 0 | 0 | 0 | 0 | 0 | 0 | 0 | 0 | 0 | 0 | 0 | 0 | 0 | 0 | 0 | 0 | 0
0.541666666666667472March | Resource 1 | Sublap 1 | 13:00 | 4 | 72 | March | 12000 | 0 | 0 | 0 | 0 | 0 | 0 | 0 | 0 | 0 | 0 | 0 | 0 | 0 | 0 | 0 | 0 | 0 | 0 | 0 | 0 | 0 | 0 | 0 | 0 | 0 | 0 | 0 | 0 | 0 | 0 | 0 | 0 | 0 | 0 | 0 | 0 | 0 | 0 | 0 | 0 | 0 | 0 | 0 | 0 | 0 | 0 | 0 | 0
0.541666666666667472April | Resource 1 | Sublap 1 | 13:00 | 4 | 72 | April | 13000 | 0 | 0 | 0 | 0 | 0 | 0 | 0 | 0 | 0 | 0 | 0 | 0 | 0 | 0 | 0 | 0 | 0 | 0 | 0 | 0 | 0 | 0 | 0 | 0 | 0 | 0 | 0 | 0 | 0 | 0 | 0 | 0 | 0 | 0 | 0 | 0 | 0 | 0 | 0 | 0 | 0 | 0 | 0 | 0 | 0 | 0 | 0 | 0
0.541666666666667472May | Resource 1 | Sublap 1 | 13:00 | 4 | 72 | May | 14000 | 0 | 0 | 0 | 0 | 0 | 0 | 0 | 0 | 0 | 0 | 0 | 0 | 0 | 0 | 0 | 0 | 0 | 0 | 0 | 0 | 0 | 0 | 0 | 0 | 0 | 0 | 0 | 0 | 0 | 0 | 0 | 0 | 0 | 0 | 0 | 0 | 0 | 0 | 0 | 0 | 0 | 0 | 0 | 0 | 0 | 0 | 0 | 0
0.541666666666667472June | Resource 1 | Sublap 1 | 13:00 | 4 | 72 | June | 15000 | 0 | 0 | 0 | 0 | 0 | 0 | 0 | 0 | 0 | 0 | 0 | 0 | 0 | 0 | 0 | 0 | 0 | 0 | 0 | 0 | 0 | 0 | 0 | 0 | 0 | 0 | 0 | 0 | 0 | 0 | 0 | 0 | 0 | 0 | 0 | 0 | 0 | 0 | 0 | 0 | 0 | 0 | 0 | 0 | 0 | 0 | 0 | 0
0.541666666666667472July | Resource 1 | Sublap 1 | 13:00 | 4 | 72 | July | 16000 | 0 | 0 | 0 | 0 | 0 | 0 | 0 | 0 | 0 | 0 | 0 | 0 | 0 | 0 | 0 | 0 | 0 | 0 | 0 | 0 | 0 | 0 | 0 | 0 | 0 | 0 | 0 | 0 | 0 | 0 | 0 | 0 | 0 | 0 | 0 | 0 | 0 | 0 | 0 | 0 | 0 | 0 | 0 | 0 | 0 | 0 | 0 | 0
0.541666666666667472August | Resource 1 | Sublap 1 | 13:00 | 4 | 72 | August | 17000 | 0 | 0 | 0 | 0 | 0 | 0 | 0 | 0 | 0 | 0 | 0 | 0 | 0 | 0 | 0 | 0 | 0 | 0 | 0 | 0 | 0 | 0 | 0 | 0 | 0 | 0 | 0 | 0 | 0 | 0 | 0 | 0 | 0 | 0 | 0 | 0 | 0 | 0 | 0 | 0 | 0 | 0 | 0 | 0 | 0 | 0 | 0 | 0
0.541666666666667472September | Resource 1 | Sublap 1 | 13:00 | 4 | 72 | September | 18000 | 0 | 0 | 0 | 0 | 0 | 0 | 0 | 0 | 0 | 0 | 0 | 0 | 0 | 0 | 0 | 0 | 0 | 0 | 0 | 0 | 0 | 0 | 0 | 0 | 0 | 0 | 0 | 0 | 0 | 0 | 0 | 0 | 0 | 0 | 0 | 0 | 0 | 0 | 0 | 0 | 0 | 0 | 0 | 0 | 0 | 0 | 0 | 0
0.541666666666667472October | Resource 1 | Sublap 1 | 13:00 | 4 | 72 | October | 19000 | 0 | 0 | 0 | 0 | 0 | 0 | 0 | 0 | 0 | 0 | 0 | 0 | 0 | 0 | 0 | 0 | 0 | 0 | 0 | 0 | 0 | 0 | 0 | 0 | 0 | 0 | 0 | 0 | 0 | 0 | 0 | 0 | 0 | 0 | 0 | 0 | 0 | 0 | 0 | 0 | 0 | 0 | 0 | 0 | 0 | 0 | 0 | 0
0.541666666666667472November | Resource 1 | Sublap 1 | 13:00 | 4 | 72 | November | 20000 | 0 | 0 | 0 | 0 | 0 | 0 | 0 | 0 | 0 | 0 | 0 | 0 | 0 | 0 | 0 | 0 | 0 | 0 | 0 | 0 | 0 | 0 | 0 | 0 | 0 | 0 | 0 | 0 | 0 | 0 | 0 | 0 | 0 | 0 | 0 | 0 | 0 | 0 | 0 | 0 | 0 | 0 | 0 | 0 | 0 | 0 | 0 | 0
0.541666666666667472December | Resource 1 | Sublap 1 | 13:00 | 4 | 72 | December | 21000 | 0 | 0 | 0 | 0 | 0 | 0 | 0 | 0 | 0 | 0 | 0 | 0 | 0 | 0 | 0 | 0 | 0 | 0 | 0 | 0 | 0 | 0 | 0 | 0 | 0 | 0 | 0 | 0 | 0 | 0 | 0 | 0 | 0 | 0 | 0 | 0 | 0 | 0 | 0 | 0 | 0 | 0 | 0 | 0 | 0 | 0 | 0 | 0
0.541666666666667473January | Resource 1 | Sublap 1 | 13:00 | 4 | 73 | January | 10000 | 0 | 0 | 0 | 0 | 0 | 0 | 0 | 0 | 0 | 0 | 0 | 0 | 0 | 0 | 0 | 0 | 0 | 0 | 0 | 0 | 0 | 0 | 0 | 0 | 0 | 0 | 0 | 0 | 0 | 0 | 0 | 0 | 0 | 0 | 0 | 0 | 0 | 0 | 0 | 0 | 0 | 0 | 0 | 0 | 0 | 0 | 0 | 0
0.541666666666667473February | Resource 1 | Sublap 1 | 13:00 | 4 | 73 | February | 11000 | 0 | 0 | 0 | 0 | 0 | 0 | 0 | 0 | 0 | 0 | 0 | 0 | 0 | 0 | 0 | 0 | 0 | 0 | 0 | 0 | 0 | 0 | 0 | 0 | 0 | 0 | 0 | 0 | 0 | 0 | 0 | 0 | 0 | 0 | 0 | 0 | 0 | 0 | 0 | 0 | 0 | 0 | 0 | 0 | 0 | 0 | 0 | 0
0.541666666666667473March | Resource 1 | Sublap 1 | 13:00 | 4 | 73 | March | 12000 | 0 | 0 | 0 | 0 | 0 | 0 | 0 | 0 | 0 | 0 | 0 | 0 | 0 | 0 | 0 | 0 | 0 | 0 | 0 | 0 | 0 | 0 | 0 | 0 | 0 | 0 | 0 | 0 | 0 | 0 | 0 | 0 | 0 | 0 | 0 | 0 | 0 | 0 | 0 | 0 | 0 | 0 | 0 | 0 | 0 | 0 | 0 | 0
0.541666666666667473April | Resource 1 | Sublap 1 | 13:00 | 4 | 73 | April | 13000 | 0 | 0 | 0 | 0 | 0 | 0 | 0 | 0 | 0 | 0 | 0 | 0 | 0 | 0 | 0 | 0 | 0 | 0 | 0 | 0 | 0 | 0 | 0 | 0 | 0 | 0 | 0 | 0 | 0 | 0 | 0 | 0 | 0 | 0 | 0 | 0 | 0 | 0 | 0 | 0 | 0 | 0 | 0 | 0 | 0 | 0 | 0 | 0
0.541666666666667473May | Resource 1 | Sublap 1 | 13:00 | 4 | 73 | May | 14000 | 0 | 0 | 0 | 0 | 0 | 0 | 0 | 0 | 0 | 0 | 0 | 0 | 0 | 0 | 0 | 0 | 0 | 0 | 0 | 0 | 0 | 0 | 0 | 0 | 0 | 0 | 0 | 0 | 0 | 0 | 0 | 0 | 0 | 0 | 0 | 0 | 0 | 0 | 0 | 0 | 0 | 0 | 0 | 0 | 0 | 0 | 0 | 0
0.541666666666667473June | Resource 1 | Sublap 1 | 13:00 | 4 | 73 | June | 15000 | 0 | 0 | 0 | 0 | 0 | 0 | 0 | 0 | 0 | 0 | 0 | 0 | 0 | 0 | 0 | 0 | 0 | 0 | 0 | 0 | 0 | 0 | 0 | 0 | 0 | 0 | 0 | 0 | 0 | 0 | 0 | 0 | 0 | 0 | 0 | 0 | 0 | 0 | 0 | 0 | 0 | 0 | 0 | 0 | 0 | 0 | 0 | 0
0.541666666666667473July | Resource 1 | Sublap 1 | 13:00 | 4 | 73 | July | 16000 | 0 | 0 | 0 | 0 | 0 | 0 | 0 | 0 | 0 | 0 | 0 | 0 | 0 | 0 | 0 | 0 | 0 | 0 | 0 | 0 | 0 | 0 | 0 | 0 | 0 | 0 | 0 | 0 | 0 | 0 | 0 | 0 | 0 | 0 | 0 | 0 | 0 | 0 | 0 | 0 | 0 | 0 | 0 | 0 | 0 | 0 | 0 | 0
0.541666666666667473August | Resource 1 | Sublap 1 | 13:00 | 4 | 73 | August | 17000 | 0 | 0 | 0 | 0 | 0 | 0 | 0 | 0 | 0 | 0 | 0 | 0 | 0 | 0 | 0 | 0 | 0 | 0 | 0 | 0 | 0 | 0 | 0 | 0 | 0 | 0 | 0 | 0 | 0 | 0 | 0 | 0 | 0 | 0 | 0 | 0 | 0 | 0 | 0 | 0 | 0 | 0 | 0 | 0 | 0 | 0 | 0 | 0
0.541666666666667473September | Resource 1 | Sublap 1 | 13:00 | 4 | 73 | September | 18000 | 0 | 0 | 0 | 0 | 0 | 0 | 0 | 0 | 0 | 0 | 0 | 0 | 0 | 0 | 0 | 0 | 0 | 0 | 0 | 0 | 0 | 0 | 0 | 0 | 0 | 0 | 0 | 0 | 0 | 0 | 0 | 0 | 0 | 0 | 0 | 0 | 0 | 0 | 0 | 0 | 0 | 0 | 0 | 0 | 0 | 0 | 0 | 0
0.541666666666667473October | Resource 1 | Sublap 1 | 13:00 | 4 | 73 | October | 19000 | 0 | 0 | 0 | 0 | 0 | 0 | 0 | 0 | 0 | 0 | 0 | 0 | 0 | 0 | 0 | 0 | 0 | 0 | 0 | 0 | 0 | 0 | 0 | 0 | 0 | 0 | 0 | 0 | 0 | 0 | 0 | 0 | 0 | 0 | 0 | 0 | 0 | 0 | 0 | 0 | 0 | 0 | 0 | 0 | 0 | 0 | 0 | 0
0.541666666666667473November | Resource 1 | Sublap 1 | 13:00 | 4 | 73 | November | 20000 | 0 | 0 | 0 | 0 | 0 | 0 | 0 | 0 | 0 | 0 | 0 | 0 | 0 | 0 | 0 | 0 | 0 | 0 | 0 | 0 | 0 | 0 | 0 | 0 | 0 | 0 | 0 | 0 | 0 | 0 | 0 | 0 | 0 | 0 | 0 | 0 | 0 | 0 | 0 | 0 | 0 | 0 | 0 | 0 | 0 | 0 | 0 | 0
0.541666666666667473December | Resource 1 | Sublap 1 | 13:00 | 4 | 73 | December | 21000 | 0 | 0 | 0 | 0 | 0 | 0 | 0 | 0 | 0 | 0 | 0 | 0 | 0 | 0 | 0 | 0 | 0 | 0 | 0 | 0 | 0 | 0 | 0 | 0 | 0 | 0 | 0 | 0 | 0 | 0 | 0 | 0 | 0 | 0 | 0 | 0 | 0 | 0 | 0 | 0 | 0 | 0 | 0 | 0 | 0 | 0 | 0 | 0
0.541666666666667474January | Resource 1 | Sublap 1 | 13:00 | 4 | 74 | January | 10000 | 0 | 0 | 0 | 0 | 0 | 0 | 0 | 0 | 0 | 0 | 0 | 0 | 0 | 0.30766 | 0.28585 | 0.23312 | 0.17056 | -0.20991 | -0.0044985 | 0 | 0 | 0 | 0 | 0 | 0 | 0 | 0 | 0 | 0 | 0 | 0 | 0 | 0 | 0 | 0 | 0 | 0 | 3.0766 | 2.8585 | 2.3312 | 1.7056 | -2.0991 | -0.044985 | 0 | 0 | 0 | 0 | 0
0.541666666666667474February | Resource 1 | Sublap 1 | 13:00 | 4 | 74 | February | 11000 | 0 | 0 | 0 | 0 | 0 | 0 | 0 | 0 | 0 | 0 | 0 | 0 | 0 | 0.30766 | 0.28585 | 0.23312 | 0.17056 | -0.20991 | -0.0044985 | 0 | 0 | 0 | 0 | 0 | 0 | 0 | 0 | 0 | 0 | 0 | 0 | 0 | 0 | 0 | 0 | 0 | 0 | 3.3843 | 3.1443 | 2.5644 | 1.8762 | -2.3091 | -0.049484 | 0 | 0 | 0 | 0 | 0
0.541666666666667474March | Resource 1 | Sublap 1 | 13:00 | 4 | 74 | March | 12000 | 0 | 0 | 0 | 0 | 0 | 0 | 0 | 0 | 0 | 0 | 0 | 0 | 0 | 0.30766 | 0.28585 | 0.23312 | 0.17056 | -0.20991 | -0.0044985 | 0 | 0 | 0 | 0 | 0 | 0 | 0 | 0 | 0 | 0 | 0 | 0 | 0 | 0 | 0 | 0 | 0 | 0 | 3.6919 | 3.4301 | 2.7975 | 2.0467 | -2.519 | -0.053982 | 0 | 0 | 0 | 0 | 0
0.541666666666667474April | Resource 1 | Sublap 1 | 13:00 | 4 | 74 | April | 13000 | 0 | 0 | 0 | 0 | 0 | 0 | 0 | 0 | 0 | 0 | 0 | 0 | 0 | 0.30766 | 0.28585 | 0.23312 | 0.17056 | -0.20991 | -0.0044985 | 0 | 0 | 0 | 0 | 0 | 0 | 0 | 0 | 0 | 0 | 0 | 0 | 0 | 0 | 0 | 0 | 0 | 0 | 3.9996 | 3.716 | 3.0306 | 2.2173 | -2.7289 | -0.058481 | 0 | 0 | 0 | 0 | 0
0.541666666666667474May | Resource 1 | Sublap 1 | 13:00 | 4 | 74 | May | 14000 | 0 | 0 | 0 | 0 | 0 | 0 | 0 | 0 | 0 | 0 | 0 | 0 | 0 | 0.30766 | 0.28585 | 0.23312 | 0.17056 | -0.20991 | -0.0044985 | 0 | 0 | 0 | 0 | 0 | 0 | 0 | 0 | 0 | 0 | 0 | 0 | 0 | 0 | 0 | 0 | 0 | 0 | 4.3073 | 4.0018 | 3.2637 | 2.3879 | -2.9388 | -0.062979 | 0 | 0 | 0 | 0 | 0
0.541666666666667474June | Resource 1 | Sublap 1 | 13:00 | 4 | 74 | June | 15000 | 0 | 0 | 0 | 0 | 0 | 0 | 0 | 0 | 0 | 0 | 0 | 0 | 0 | 0.30766 | 0.28585 | 0.23312 | 0.17056 | -0.20991 | -0.0044985 | 0 | 0 | 0 | 0 | 0 | 0 | 0 | 0 | 0 | 0 | 0 | 0 | 0 | 0 | 0 | 0 | 0 | 0 | 4.6149 | 4.2877 | 3.4969 | 2.5584 | -3.1487 | -0.067478 | 0 | 0 | 0 | 0 | 0
0.541666666666667474July | Resource 1 | Sublap 1 | 13:00 | 4 | 74 | July | 16000 | 0 | 0 | 0 | 0 | 0 | 0 | 0 | 0 | 0 | 0 | 0 | 0 | 0 | 0.30766 | 0.28585 | 0.23312 | 0.17056 | -0.20991 | -0.0044985 | 0 | 0 | 0 | 0 | 0 | 0 | 0 | 0 | 0 | 0 | 0 | 0 | 0 | 0 | 0 | 0 | 0 | 0 | 4.9226 | 4.5735 | 3.73 | 2.729 | -3.3586 | -0.071976 | 0 | 0 | 0 | 0 | 0
0.541666666666667474August | Resource 1 | Sublap 1 | 13:00 | 4 | 74 | August | 17000 | 0 | 0 | 0 | 0 | 0 | 0 | 0 | 0 | 0 | 0 | 0 | 0 | 0 | 0.30766 | 0.28585 | 0.23312 | 0.17056 | -0.20991 | -0.0044985 | 0 | 0 | 0 | 0 | 0 | 0 | 0 | 0 | 0 | 0 | 0 | 0 | 0 | 0 | 0 | 0 | 0 | 0 | 5.2303 | 4.8594 | 3.9631 | 2.8996 | -3.5685 | -0.076475 | 0 | 0 | 0 | 0 | 0
0.541666666666667474September | Resource 1 | Sublap 1 | 13:00 | 4 | 74 | September | 18000 | 0 | 0 | 0 | 0 | 0 | 0 | 0 | 0 | 0 | 0 | 0 | 0 | 0 | 0.30766 | 0.28585 | 0.23312 | 0.17056 | -0.20991 | -0.0044985 | 0 | 0 | 0 | 0 | 0 | 0 | 0 | 0 | 0 | 0 | 0 | 0 | 0 | 0 | 0 | 0 | 0 | 0 | 5.5379 | 5.1452 | 4.1962 | 3.0701 | -3.7785 | -0.080973 | 0 | 0 | 0 | 0 | 0
0.541666666666667474October | Resource 1 | Sublap 1 | 13:00 | 4 | 74 | October | 19000 | 0 | 0 | 0 | 0 | 0 | 0 | 0 | 0 | 0 | 0 | 0 | 0 | 0 | 0.30766 | 0.28585 | 0.23312 | 0.17056 | -0.20991 | -0.0044985 | 0 | 0 | 0 | 0 | 0 | 0 | 0 | 0 | 0 | 0 | 0 | 0 | 0 | 0 | 0 | 0 | 0 | 0 | 5.8456 | 5.4311 | 4.4294 | 3.2407 | -3.9884 | -0.085472 | 0 | 0 | 0 | 0 | 0
0.541666666666667474November | Resource 1 | Sublap 1 | 13:00 | 4 | 74 | November | 20000 | 0 | 0 | 0 | 0 | 0 | 0 | 0 | 0 | 0 | 0 | 0 | 0 | 0 | 0.30766 | 0.28585 | 0.23312 | 0.17056 | -0.20991 | -0.0044985 | 0 | 0 | 0 | 0 | 0 | 0 | 0 | 0 | 0 | 0 | 0 | 0 | 0 | 0 | 0 | 0 | 0 | 0 | 6.1532 | 5.7169 | 4.6625 | 3.4112 | -4.1983 | -0.08997 | 0 | 0 | 0 | 0 | 0
0.541666666666667474December | Resource 1 | Sublap 1 | 13:00 | 4 | 74 | December | 21000 | 0 | 0 | 0 | 0 | 0 | 0 | 0 | 0 | 0 | 0 | 0 | 0 | 0 | 0.30766 | 0.28585 | 0.23312 | 0.17056 | -0.20991 | -0.0044985 | 0 | 0 | 0 | 0 | 0 | 0 | 0 | 0 | 0 | 0 | 0 | 0 | 0 | 0 | 0 | 0 | 0 | 0 | 6.4609 | 6.0028 | 4.8956 | 3.5818 | -4.4082 | -0.094469 | 0 | 0 | 0 | 0 | 0
0.541666666666667475January | Resource 1 | Sublap 1 | 13:00 | 4 | 75 | January | 10000 | 0 | 0 | 0 | 0 | 0 | 0 | 0 | 0 | 0 | 0 | 0 | 0 | 0 | 0.18271 | 0.17041 | 0.14045 | 0.096226 | -0.11843 | -0.0025379 | 0 | 0 | 0 | 0 | 0 | 0 | 0 | 0 | 0 | 0 | 0 | 0 | 0 | 0 | 0 | 0 | 0 | 0 | 1.8271 | 1.7041 | 1.4045 | 0.96226 | -1.1843 | -0.025379 | 0 | 0 | 0 | 0 | 0
0.541666666666667475February | Resource 1 | Sublap 1 | 13:00 | 4 | 75 | February | 11000 | 0 | 0 | 0 | 0 | 0 | 0 | 0 | 0 | 0 | 0 | 0 | 0 | 0 | 0.18271 | 0.17041 | 0.14045 | 0.096226 | -0.11843 | -0.0025379 | 0 | 0 | 0 | 0 | 0 | 0 | 0 | 0 | 0 | 0 | 0 | 0 | 0 | 0 | 0 | 0 | 0 | 0 | 2.0099 | 1.8745 | 1.5449 | 1.0585 | -1.3027 | -0.027917 | 0 | 0 | 0 | 0 | 0
0.541666666666667475March | Resource 1 | Sublap 1 | 13:00 | 4 | 75 | March | 12000 | 0 | 0 | 0 | 0 | 0 | 0 | 0 | 0 | 0 | 0 | 0 | 0 | 0 | 0.18271 | 0.17041 | 0.14045 | 0.096226 | -0.11843 | -0.0025379 | 0 | 0 | 0 | 0 | 0 | 0 | 0 | 0 | 0 | 0 | 0 | 0 | 0 | 0 | 0 | 0 | 0 | 0 | 2.1926 | 2.0449 | 1.6854 | 1.1547 | -1.4211 | -0.030455 | 0 | 0 | 0 | 0 | 0
0.541666666666667475April | Resource 1 | Sublap 1 | 13:00 | 4 | 75 | April | 13000 | 0 | 0 | 0 | 0 | 0 | 0 | 0 | 0 | 0 | 0 | 0 | 0 | 0 | 0.18271 | 0.17041 | 0.14045 | 0.096226 | -0.11843 | -0.0025379 | 0 | 0 | 0 | 0 | 0 | 0 | 0 | 0 | 0 | 0 | 0 | 0 | 0 | 0 | 0 | 0 | 0 | 0 | 2.3753 | 2.2153 | 1.8258 | 1.2509 | -1.5395 | -0.032993 | 0 | 0 | 0 | 0 | 0
0.541666666666667475May | Resource 1 | Sublap 1 | 13:00 | 4 | 75 | May | 14000 | 0 | 0 | 0 | 0 | 0 | 0 | 0 | 0 | 0 | 0 | 0 | 0 | 0 | 0.18271 | 0.17041 | 0.14045 | 0.096226 | -0.11843 | -0.0025379 | 0 | 0 | 0 | 0 | 0 | 0 | 0 | 0 | 0 | 0 | 0 | 0 | 0 | 0 | 0 | 0 | 0 | 0 | 2.558 | 2.3857 | 1.9663 | 1.3472 | -1.658 | -0.035531 | 0 | 0 | 0 | 0 | 0
0.541666666666667475June | Resource 1 | Sublap 1 | 13:00 | 4 | 75 | June | 15000 | 0 | 0 | 0 | 0 | 0 | 0 | 0 | 0 | 0 | 0 | 0 | 0 | 0 | 0.18271 | 0.17041 | 0.14045 | 0.096226 | -0.11843 | -0.0025379 | 0 | 0 | 0 | 0 | 0 | 0 | 0 | 0 | 0 | 0 | 0 | 0 | 0 | 0 | 0 | 0 | 0 | 0 | 2.7407 | 2.5561 | 2.1067 | 1.4434 | -1.7764 | -0.038069 | 0 | 0 | 0 | 0 | 0
0.541666666666667475July | Resource 1 | Sublap 1 | 13:00 | 4 | 75 | July | 16000 | 0 | 0 | 0 | 0 | 0 | 0 | 0 | 0 | 0 | 0 | 0 | 0 | 0 | 0.18271 | 0.17041 | 0.14045 | 0.096226 | -0.11843 | -0.0025379 | 0 | 0 | 0 | 0 | 0 | 0 | 0 | 0 | 0 | 0 | 0 | 0 | 0 | 0 | 0 | 0 | 0 | 0 | 2.9234 | 2.7265 | 2.2472 | 1.5396 | -1.8948 | -0.040607 | 0 | 0 | 0 | 0 | 0
0.541666666666667475August | Resource 1 | Sublap 1 | 13:00 | 4 | 75 | August | 17000 | 0 | 0 | 0 | 0 | 0 | 0 | 0 | 0 | 0 | 0 | 0 | 0 | 0 | 0.18271 | 0.17041 | 0.14045 | 0.096226 | -0.11843 | -0.0025379 | 0 | 0 | 0 | 0 | 0 | 0 | 0 | 0 | 0 | 0 | 0 | 0 | 0 | 0 | 0 | 0 | 0 | 0 | 3.1061 | 2.897 | 2.3876 | 1.6358 | -2.0133 | -0.043145 | 0 | 0 | 0 | 0 | 0
0.541666666666667475September | Resource 1 | Sublap 1 | 13:00 | 4 | 75 | September | 18000 | 0 | 0 | 0 | 0 | 0 | 0 | 0 | 0 | 0 | 0 | 0 | 0 | 0 | 0.18271 | 0.17041 | 0.14045 | 0.096226 | -0.11843 | -0.0025379 | 0 | 0 | 0 | 0 | 0 | 0 | 0 | 0 | 0 | 0 | 0 | 0 | 0 | 0 | 0 | 0 | 0 | 0 | 3.2889 | 3.0674 | 2.5281 | 1.7321 | -2.1317 | -0.045683 | 0 | 0 | 0 | 0 | 0
0.541666666666667475October | Resource 1 | Sublap 1 | 13:00 | 4 | 75 | October | 19000 | 0 | 0 | 0 | 0 | 0 | 0 | 0 | 0 | 0 | 0 | 0 | 0 | 0 | 0.18271 | 0.17041 | 0.14045 | 0.096226 | -0.11843 | -0.0025379 | 0 | 0 | 0 | 0 | 0 | 0 | 0 | 0 | 0 | 0 | 0 | 0 | 0 | 0 | 0 | 0 | 0 | 0 | 3.4716 | 3.2378 | 2.6685 | 1.8283 | -2.2501 | -0.04822 | 0 | 0 | 0 | 0 | 0
0.541666666666667475November | Resource 1 | Sublap 1 | 13:00 | 4 | 75 | November | 20000 | 0 | 0 | 0 | 0 | 0 | 0 | 0 | 0 | 0 | 0 | 0 | 0 | 0 | 0.18271 | 0.17041 | 0.14045 | 0.096226 | -0.11843 | -0.0025379 | 0 | 0 | 0 | 0 | 0 | 0 | 0 | 0 | 0 | 0 | 0 | 0 | 0 | 0 | 0 | 0 | 0 | 0 | 3.6543 | 3.4082 | 2.809 | 1.9245 | -2.3685 | -0.050758 | 0 | 0 | 0 | 0 | 0
0.541666666666667475December | Resource 1 | Sublap 1 | 13:00 | 4 | 75 | December | 21000 | 0 | 0 | 0 | 0 | 0 | 0 | 0 | 0 | 0 | 0 | 0 | 0 | 0 | 0.18271 | 0.17041 | 0.14045 | 0.096226 | -0.11843 | -0.0025379 | 0 | 0 | 0 | 0 | 0 | 0 | 0 | 0 | 0 | 0 | 0 | 0 | 0 | 0 | 0 | 0 | 0 | 0 | 3.837 | 3.5786 | 2.9494 | 2.0207 | -2.487 | -0.053296 | 0 | 0 | 0 | 0 | 0
0.541666666666667476January | Resource 1 | Sublap 1 | 13:00 | 4 | 76 | January | 10000 | 0 | 0 | 0 | 0 | 0 | 0 | 0 | 0 | 0 | 0 | 0 | 0 | 0 | 0.65026 | 0.61538 | 0.5116 | 0.31892 | -0.3925 | -0.0084114 | 0 | 0 | 0 | 0 | 0 | 0 | 0 | 0 | 0 | 0 | 0 | 0 | 0 | 0 | 0 | 0 | 0 | 0 | 6.5026 | 6.1538 | 5.116 | 3.1892 | -3.925 | -0.084114 | 0 | 0 | 0 | 0 | 0
0.541666666666667476February | Resource 1 | Sublap 1 | 13:00 | 4 | 76 | February | 11000 | 0 | 0 | 0 | 0 | 0 | 0 | 0 | 0 | 0 | 0 | 0 | 0 | 0 | 0.65026 | 0.61538 | 0.5116 | 0.31892 | -0.3925 | -0.0084114 | 0 | 0 | 0 | 0 | 0 | 0 | 0 | 0 | 0 | 0 | 0 | 0 | 0 | 0 | 0 | 0 | 0 | 0 | 7.1529 | 6.7692 | 5.6276 | 3.5081 | -4.3175 | -0.092525 | 0 | 0 | 0 | 0 | 0
0.541666666666667476March | Resource 1 | Sublap 1 | 13:00 | 4 | 76 | March | 12000 | 0 | 0 | 0 | 0 | 0 | 0 | 0 | 0 | 0 | 0 | 0 | 0 | 0 | 0.65026 | 0.61538 | 0.5116 | 0.31892 | -0.3925 | -0.0084114 | 0 | 0 | 0 | 0 | 0 | 0 | 0 | 0 | 0 | 0 | 0 | 0 | 0 | 0 | 0 | 0 | 0 | 0 | 7.8032 | 7.3846 | 6.1392 | 3.827 | -4.71 | -0.10094 | 0 | 0 | 0 | 0 | 0
0.541666666666667476April | Resource 1 | Sublap 1 | 13:00 | 4 | 76 | April | 13000 | 0 | 0 | 0 | 0 | 0 | 0 | 0 | 0 | 0 | 0 | 0 | 0 | 0 | 0.65026 | 0.61538 | 0.5116 | 0.31892 | -0.3925 | -0.0084114 | 0 | 0 | 0 | 0 | 0 | 0 | 0 | 0 | 0 | 0 | 0 | 0 | 0 | 0 | 0 | 0 | 0 | 0 | 8.4534 | 8 | 6.6508 | 4.146 | -5.1025 | -0.10935 | 0 | 0 | 0 | 0 | 0
0.541666666666667476May | Resource 1 | Sublap 1 | 13:00 | 4 | 76 | May | 14000 | 0 | 0 | 0 | 0 | 0 | 0 | 0 | 0 | 0 | 0 | 0 | 0 | 0 | 0.65026 | 0.61538 | 0.5116 | 0.31892 | -0.3925 | -0.0084114 | 0 | 0 | 0 | 0 | 0 | 0 | 0 | 0 | 0 | 0 | 0 | 0 | 0 | 0 | 0 | 0 | 0 | 0 | 9.1037 | 8.6154 | 7.1624 | 4.4649 | -5.495 | -0.11776 | 0 | 0 | 0 | 0 | 0
0.541666666666667476June | Resource 1 | Sublap 1 | 13:00 | 4 | 76 | June | 15000 | 0 | 0 | 0 | 0 | 0 | 0 | 0 | 0 | 0 | 0 | 0 | 0 | 0 | 0.65026 | 0.61538 | 0.5116 | 0.31892 | -0.3925 | -0.0084114 | 0 | 0 | 0 | 0 | 0 | 0 | 0 | 0 | 0 | 0 | 0 | 0 | 0 | 0 | 0 | 0 | 0 | 0 | 9.7539 | 9.2308 | 7.6739 | 4.7838 | -5.8875 | -0.12617 | 0 | 0 | 0 | 0 | 0
0.541666666666667476July | Resource 1 | Sublap 1 | 13:00 | 4 | 76 | July | 16000 | 0 | 0 | 0 | 0 | 0 | 0 | 0 | 0 | 0 | 0 | 0 | 0 | 0 | 0.65026 | 0.61538 | 0.5116 | 0.31892 | -0.3925 | -0.0084114 | 0 | 0 | 0 | 0 | 0 | 0 | 0 | 0 | 0 | 0 | 0 | 0 | 0 | 0 | 0 | 0 | 0 | 0 | 10.4042 | 9.8461 | 8.1855 | 5.1027 | -6.28 | -0.13458 | 0 | 0 | 0 | 0 | 0
0.541666666666667476August | Resource 1 | Sublap 1 | 13:00 | 4 | 76 | August | 17000 | 0 | 0 | 0 | 0 | 0 | 0 | 0 | 0 | 0 | 0 | 0 | 0 | 0 | 0.65026 | 0.61538 | 0.5116 | 0.31892 | -0.3925 | -0.0084114 | 0 | 0 | 0 | 0 | 0 | 0 | 0 | 0 | 0 | 0 | 0 | 0 | 0 | 0 | 0 | 0 | 0 | 0 | 11.0545 | 10.4615 | 8.6971 | 5.4216 | -6.6725 | -0.14299 | 0 | 0 | 0 | 0 | 0
0.541666666666667476September | Resource 1 | Sublap 1 | 13:00 | 4 | 76 | September | 18000 | 0 | 0 | 0 | 0 | 0 | 0 | 0 | 0 | 0 | 0 | 0 | 0 | 0 | 0.65026 | 0.61538 | 0.5116 | 0.31892 | -0.3925 | -0.0084114 | 0 | 0 | 0 | 0 | 0 | 0 | 0 | 0 | 0 | 0 | 0 | 0 | 0 | 0 | 0 | 0 | 0 | 0 | 11.7047 | 11.0769 | 9.2087 | 5.7406 | -7.065 | -0.15141 | 0 | 0 | 0 | 0 | 0
0.541666666666667476October | Resource 1 | Sublap 1 | 13:00 | 4 | 76 | October | 19000 | 0 | 0 | 0 | 0 | 0 | 0 | 0 | 0 | 0 | 0 | 0 | 0 | 0 | 0.65026 | 0.61538 | 0.5116 | 0.31892 | -0.3925 | -0.0084114 | 0 | 0 | 0 | 0 | 0 | 0 | 0 | 0 | 0 | 0 | 0 | 0 | 0 | 0 | 0 | 0 | 0 | 0 | 12.355 | 11.6923 | 9.7203 | 6.0595 | -7.4575 | -0.15982 | 0 | 0 | 0 | 0 | 0
0.541666666666667476November | Resource 1 | Sublap 1 | 13:00 | 4 | 76 | November | 20000 | 0 | 0 | 0 | 0 | 0 | 0 | 0 | 0 | 0 | 0 | 0 | 0 | 0 | 0.65026 | 0.61538 | 0.5116 | 0.31892 | -0.3925 | -0.0084114 | 0 | 0 | 0 | 0 | 0 | 0 | 0 | 0 | 0 | 0 | 0 | 0 | 0 | 0 | 0 | 0 | 0 | 0 | 13.0053 | 12.3077 | 10.2319 | 6.3784 | -7.85 | -0.16823 | 0 | 0 | 0 | 0 | 0
0.541666666666667476December | Resource 1 | Sublap 1 | 13:00 | 4 | 76 | December | 21000 | 0 | 0 | 0 | 0 | 0 | 0 | 0 | 0 | 0 | 0 | 0 | 0 | 0 | 0.65026 | 0.61538 | 0.5116 | 0.31892 | -0.3925 | -0.0084114 | 0 | 0 | 0 | 0 | 0 | 0 | 0 | 0 | 0 | 0 | 0 | 0 | 0 | 0 | 0 | 0 | 0 | 0 | 13.6555 | 12.923 | 10.7435 | 6.6973 | -8.2425 | -0.17664 | 0 | 0 | 0 | 0 | 0
0.541666666666667477January | Resource 1 | Sublap 1 | 13:00 | 4 | 77 | January | 10000 | 0 | 0 | 0 | 0 | 0 | 0 | 0 | 0 | 0 | 0 | 0 | 0 | 0 | 1.08 | 1.0499 | 0.88765 | 0.55221 | -0.60804 | -0.012989 | 0 | 0 | 0 | 0 | 0 | 0 | 0 | 0 | 0 | 0 | 0 | 0 | 0 | 0 | 0 | 0 | 0 | 0 | 10.8003 | 10.4986 | 8.8765 | 5.5221 | -6.0804 | -0.12989 | 0 | 0 | 0 | 0 | 0
0.541666666666667477February | Resource 1 | Sublap 1 | 13:00 | 4 | 77 | February | 11000 | 0 | 0 | 0 | 0 | 0 | 0 | 0 | 0 | 0 | 0 | 0 | 0 | 0 | 1.08 | 1.0499 | 0.88765 | 0.55221 | -0.60804 | -0.012989 | 0 | 0 | 0 | 0 | 0 | 0 | 0 | 0 | 0 | 0 | 0 | 0 | 0 | 0 | 0 | 0 | 0 | 0 | 11.8803 | 11.5485 | 9.7642 | 6.0743 | -6.6884 | -0.14287 | 0 | 0 | 0 | 0 | 0
0.541666666666667477March | Resource 1 | Sublap 1 | 13:00 | 4 | 77 | March | 12000 | 0 | 0 | 0 | 0 | 0 | 0 | 0 | 0 | 0 | 0 | 0 | 0 | 0 | 1.08 | 1.0499 | 0.88765 | 0.55221 | -0.60804 | -0.012989 | 0 | 0 | 0 | 0 | 0 | 0 | 0 | 0 | 0 | 0 | 0 | 0 | 0 | 0 | 0 | 0 | 0 | 0 | 12.9603 | 12.5983 | 10.6518 | 6.6265 | -7.2965 | -0.15586 | 0 | 0 | 0 | 0 | 0
0.541666666666667477April | Resource 1 | Sublap 1 | 13:00 | 4 | 77 | April | 13000 | 0 | 0 | 0 | 0 | 0 | 0 | 0 | 0 | 0 | 0 | 0 | 0 | 0 | 1.08 | 1.0499 | 0.88765 | 0.55221 | -0.60804 | -0.012989 | 0 | 0 | 0 | 0 | 0 | 0 | 0 | 0 | 0 | 0 | 0 | 0 | 0 | 0 | 0 | 0 | 0 | 0 | 14.0404 | 13.6482 | 11.5395 | 7.1787 | -7.9045 | -0.16885 | 0 | 0 | 0 | 0 | 0
0.541666666666667477May | Resource 1 | Sublap 1 | 13:00 | 4 | 77 | May | 14000 | 0 | 0 | 0 | 0 | 0 | 0 | 0 | 0 | 0 | 0 | 0 | 0 | 0 | 1.08 | 1.0499 | 0.88765 | 0.55221 | -0.60804 | -0.012989 | 0 | 0 | 0 | 0 | 0 | 0 | 0 | 0 | 0 | 0 | 0 | 0 | 0 | 0 | 0 | 0 | 0 | 0 | 15.1204 | 14.698 | 12.4271 | 7.7309 | -8.5126 | -0.18184 | 0 | 0 | 0 | 0 | 0
0.541666666666667477June | Resource 1 | Sublap 1 | 13:00 | 4 | 77 | June | 15000 | 0 | 0 | 0 | 0 | 0 | 0 | 0 | 0 | 0 | 0 | 0 | 0 | 0 | 1.08 | 1.0499 | 0.88765 | 0.55221 | -0.60804 | -0.012989 | 0 | 0 | 0 | 0 | 0 | 0 | 0 | 0 | 0 | 0 | 0 | 0 | 0 | 0 | 0 | 0 | 0 | 0 | 16.2004 | 15.7479 | 13.3148 | 8.2831 | -9.1206 | -0.19483 | 0 | 0 | 0 | 0 | 0
0.541666666666667477July | Resource 1 | Sublap 1 | 13:00 | 4 | 77 | July | 16000 | 0 | 0 | 0 | 0 | 0 | 0 | 0 | 0 | 0 | 0 | 0 | 0 | 0 | 1.08 | 1.0499 | 0.88765 | 0.55221 | -0.60804 | -0.012989 | 0 | 0 | 0 | 0 | 0 | 0 | 0 | 0 | 0 | 0 | 0 | 0 | 0 | 0 | 0 | 0 | 0 | 0 | 17.2804 | 16.7978 | 14.2024 | 8.8354 | -9.7286 | -0.20782 | 0 | 0 | 0 | 0 | 0
0.541666666666667477August | Resource 1 | Sublap 1 | 13:00 | 4 | 77 | August | 17000 | 0 | 0 | 0 | 0 | 0 | 0 | 0 | 0 | 0 | 0 | 0 | 0 | 0 | 1.08 | 1.0499 | 0.88765 | 0.55221 | -0.60804 | -0.012989 | 0 | 0 | 0 | 0 | 0 | 0 | 0 | 0 | 0 | 0 | 0 | 0 | 0 | 0 | 0 | 0 | 0 | 0 | 18.3605 | 17.8476 | 15.0901 | 9.3876 | -10.3367 | -0.22081 | 0 | 0 | 0 | 0 | 0
0.541666666666667477September | Resource 1 | Sublap 1 | 13:00 | 4 | 77 | September | 18000 | 0 | 0 | 0 | 0 | 0 | 0 | 0 | 0 | 0 | 0 | 0 | 0 | 0 | 1.08 | 1.0499 | 0.88765 | 0.55221 | -0.60804 | -0.012989 | 0 | 0 | 0 | 0 | 0 | 0 | 0 | 0 | 0 | 0 | 0 | 0 | 0 | 0 | 0 | 0 | 0 | 0 | 19.4405 | 18.8975 | 15.9778 | 9.9398 | -10.9447 | -0.23379 | 0 | 0 | 0 | 0 | 0
0.541666666666667477October | Resource 1 | Sublap 1 | 13:00 | 4 | 77 | October | 19000 | 0 | 0 | 0 | 0 | 0 | 0 | 0 | 0 | 0 | 0 | 0 | 0 | 0 | 1.08 | 1.0499 | 0.88765 | 0.55221 | -0.60804 | -0.012989 | 0 | 0 | 0 | 0 | 0 | 0 | 0 | 0 | 0 | 0 | 0 | 0 | 0 | 0 | 0 | 0 | 0 | 0 | 20.5205 | 19.9473 | 16.8654 | 10.492 | -11.5528 | -0.24678 | 0 | 0 | 0 | 0 | 0
0.541666666666667477November | Resource 1 | Sublap 1 | 13:00 | 4 | 77 | November | 20000 | 0 | 0 | 0 | 0 | 0 | 0 | 0 | 0 | 0 | 0 | 0 | 0 | 0 | 1.08 | 1.0499 | 0.88765 | 0.55221 | -0.60804 | -0.012989 | 0 | 0 | 0 | 0 | 0 | 0 | 0 | 0 | 0 | 0 | 0 | 0 | 0 | 0 | 0 | 0 | 0 | 0 | 21.6006 | 20.9972 | 17.7531 | 11.0442 | -12.1608 | -0.25977 | 0 | 0 | 0 | 0 | 0
0.541666666666667477December | Resource 1 | Sublap 1 | 13:00 | 4 | 77 | December | 21000 | 0 | 0 | 0 | 0 | 0 | 0 | 0 | 0 | 0 | 0 | 0 | 0 | 0 | 1.08 | 1.0499 | 0.88765 | 0.55221 | -0.60804 | -0.012989 | 0 | 0 | 0 | 0 | 0 | 0 | 0 | 0 | 0 | 0 | 0 | 0 | 0 | 0 | 0 | 0 | 0 | 0 | 22.6806 | 22.047 | 18.6407 | 11.5964 | -12.7688 | -0.27276 | 0 | 0 | 0 | 0 | 0
0.541666666666667478January | Resource 1 | Sublap 1 | 13:00 | 4 | 78 | January | 10000 | 0 | 0 | 0 | 0 | 0 | 0 | 0 | 0 | 0 | 0 | 0 | 0 | 0 | 1.1437 | 1.1051 | 0.95134 | 0.5926 | -0.62505 | -0.013347 | 0 | 0 | 0 | 0 | 0 | 0 | 0 | 0 | 0 | 0 | 0 | 0 | 0 | 0 | 0 | 0 | 0 | 0 | 11.437 | 11.0511 | 9.5134 | 5.926 | -6.2505 | -0.13347 | 0 | 0 | 0 | 0 | 0
0.541666666666667478February | Resource 1 | Sublap 1 | 13:00 | 4 | 78 | February | 11000 | 0 | 0 | 0 | 0 | 0 | 0 | 0 | 0 | 0 | 0 | 0 | 0 | 0 | 1.1437 | 1.1051 | 0.95134 | 0.5926 | -0.62505 | -0.013347 | 0 | 0 | 0 | 0 | 0 | 0 | 0 | 0 | 0 | 0 | 0 | 0 | 0 | 0 | 0 | 0 | 0 | 0 | 12.5807 | 12.1562 | 10.4648 | 6.5186 | -6.8755 | -0.14682 | 0 | 0 | 0 | 0 | 0
0.541666666666667478March | Resource 1 | Sublap 1 | 13:00 | 4 | 78 | March | 12000 | 0 | 0 | 0 | 0 | 0 | 0 | 0 | 0 | 0 | 0 | 0 | 0 | 0 | 1.1437 | 1.1051 | 0.95134 | 0.5926 | -0.62505 | -0.013347 | 0 | 0 | 0 | 0 | 0 | 0 | 0 | 0 | 0 | 0 | 0 | 0 | 0 | 0 | 0 | 0 | 0 | 0 | 13.7243 | 13.2613 | 11.4161 | 7.1113 | -7.5006 | -0.16017 | 0 | 0 | 0 | 0 | 0
0.541666666666667478April | Resource 1 | Sublap 1 | 13:00 | 4 | 78 | April | 13000 | 0 | 0 | 0 | 0 | 0 | 0 | 0 | 0 | 0 | 0 | 0 | 0 | 0 | 1.1437 | 1.1051 | 0.95134 | 0.5926 | -0.62505 | -0.013347 | 0 | 0 | 0 | 0 | 0 | 0 | 0 | 0 | 0 | 0 | 0 | 0 | 0 | 0 | 0 | 0 | 0 | 0 | 14.8681 | 14.3664 | 12.3674 | 7.7039 | -8.1256 | -0.17352 | 0 | 0 | 0 | 0 | 0
0.541666666666667478May | Resource 1 | Sublap 1 | 13:00 | 4 | 78 | May | 14000 | 0 | 0 | 0 | 0 | 0 | 0 | 0 | 0 | 0 | 0 | 0 | 0 | 0 | 1.1437 | 1.1051 | 0.95134 | 0.5926 | -0.62505 | -0.013347 | 0 | 0 | 0 | 0 | 0 | 0 | 0 | 0 | 0 | 0 | 0 | 0 | 0 | 0 | 0 | 0 | 0 | 0 | 16.0117 | 15.4715 | 13.3188 | 8.2965 | -8.7507 | -0.18686 | 0 | 0 | 0 | 0 | 0
0.541666666666667478June | Resource 1 | Sublap 1 | 13:00 | 4 | 78 | June | 15000 | 0 | 0 | 0 | 0 | 0 | 0 | 0 | 0 | 0 | 0 | 0 | 0 | 0 | 1.1437 | 1.1051 | 0.95134 | 0.5926 | -0.62505 | -0.013347 | 0 | 0 | 0 | 0 | 0 | 0 | 0 | 0 | 0 | 0 | 0 | 0 | 0 | 0 | 0 | 0 | 0 | 0 | 17.1554 | 16.5766 | 14.2701 | 8.8891 | -9.3757 | -0.20021 | 0 | 0 | 0 | 0 | 0
0.541666666666667478July | Resource 1 | Sublap 1 | 13:00 | 4 | 78 | July | 16000 | 0 | 0 | 0 | 0 | 0 | 0 | 0 | 0 | 0 | 0 | 0 | 0 | 0 | 1.1437 | 1.1051 | 0.95134 | 0.5926 | -0.62505 | -0.013347 | 0 | 0 | 0 | 0 | 0 | 0 | 0 | 0 | 0 | 0 | 0 | 0 | 0 | 0 | 0 | 0 | 0 | 0 | 18.2991 | 17.6817 | 15.2215 | 9.4817 | -10.0008 | -0.21356 | 0 | 0 | 0 | 0 | 0
0.541666666666667478August | Resource 1 | Sublap 1 | 13:00 | 4 | 78 | August | 17000 | 0 | 0 | 0 | 0 | 0 | 0 | 0 | 0 | 0 | 0 | 0 | 0 | 0 | 1.1437 | 1.1051 | 0.95134 | 0.5926 | -0.62505 | -0.013347 | 0 | 0 | 0 | 0 | 0 | 0 | 0 | 0 | 0 | 0 | 0 | 0 | 0 | 0 | 0 | 0 | 0 | 0 | 19.4428 | 18.7868 | 16.1728 | 10.0743 | -10.6258 | -0.22691 | 0 | 0 | 0 | 0 | 0
0.541666666666667478September | Resource 1 | Sublap 1 | 13:00 | 4 | 78 | September | 18000 | 0 | 0 | 0 | 0 | 0 | 0 | 0 | 0 | 0 | 0 | 0 | 0 | 0 | 1.1437 | 1.1051 | 0.95134 | 0.5926 | -0.62505 | -0.013347 | 0 | 0 | 0 | 0 | 0 | 0 | 0 | 0 | 0 | 0 | 0 | 0 | 0 | 0 | 0 | 0 | 0 | 0 | 20.5865 | 19.8919 | 17.1241 | 10.6669 | -11.2508 | -0.24025 | 0 | 0 | 0 | 0 | 0
0.541666666666667478October | Resource 1 | Sublap 1 | 13:00 | 4 | 78 | October | 19000 | 0 | 0 | 0 | 0 | 0 | 0 | 0 | 0 | 0 | 0 | 0 | 0 | 0 | 1.1437 | 1.1051 | 0.95134 | 0.5926 | -0.62505 | -0.013347 | 0 | 0 | 0 | 0 | 0 | 0 | 0 | 0 | 0 | 0 | 0 | 0 | 0 | 0 | 0 | 0 | 0 | 0 | 21.7302 | 20.997 | 18.0755 | 11.2595 | -11.8759 | -0.2536 | 0 | 0 | 0 | 0 | 0
0.541666666666667478November | Resource 1 | Sublap 1 | 13:00 | 4 | 78 | November | 20000 | 0 | 0 | 0 | 0 | 0 | 0 | 0 | 0 | 0 | 0 | 0 | 0 | 0 | 1.1437 | 1.1051 | 0.95134 | 0.5926 | -0.62505 | -0.013347 | 0 | 0 | 0 | 0 | 0 | 0 | 0 | 0 | 0 | 0 | 0 | 0 | 0 | 0 | 0 | 0 | 0 | 0 | 22.8739 | 22.1021 | 19.0268 | 11.8521 | -12.5009 | -0.26695 | 0 | 0 | 0 | 0 | 0
0.541666666666667478December | Resource 1 | Sublap 1 | 13:00 | 4 | 78 | December | 21000 | 0 | 0 | 0 | 0 | 0 | 0 | 0 | 0 | 0 | 0 | 0 | 0 | 0 | 1.1437 | 1.1051 | 0.95134 | 0.5926 | -0.62505 | -0.013347 | 0 | 0 | 0 | 0 | 0 | 0 | 0 | 0 | 0 | 0 | 0 | 0 | 0 | 0 | 0 | 0 | 0 | 0 | 24.0176 | 23.2072 | 19.9781 | 12.4447 | -13.126 | -0.2803 | 0 | 0 | 0 | 0 | 0
0.541666666666667479January | Resource 1 | Sublap 1 | 13:00 | 4 | 79 | January | 10000 | 0 | 0 | 0 | 0 | 0 | 0 | 0 | 0 | 0 | 0 | 0 | 0 | 0 | 1.3576 | 1.3292 | 1.1466 | 0.73058 | -0.69423 | -0.014808 | 0 | 0 | 0 | 0 | 0 | 0 | 0 | 0 | 0 | 0 | 0 | 0 | 0 | 0 | 0 | 0 | 0 | 0 | 13.5764 | 13.2917 | 11.4663 | 7.3058 | -6.9423 | -0.14808 | 0 | 0 | 0 | 0 | 0
0.541666666666667479February | Resource 1 | Sublap 1 | 13:00 | 4 | 79 | February | 11000 | 0 | 0 | 0 | 0 | 0 | 0 | 0 | 0 | 0 | 0 | 0 | 0 | 0 | 1.3576 | 1.3292 | 1.1466 | 0.73058 | -0.69423 | -0.014808 | 0 | 0 | 0 | 0 | 0 | 0 | 0 | 0 | 0 | 0 | 0 | 0 | 0 | 0 | 0 | 0 | 0 | 0 | 14.9341 | 14.6209 | 12.6129 | 8.0364 | -7.6366 | -0.16288 | 0 | 0 | 0 | 0 | 0
0.541666666666667479March | Resource 1 | Sublap 1 | 13:00 | 4 | 79 | March | 12000 | 0 | 0 | 0 | 0 | 0 | 0 | 0 | 0 | 0 | 0 | 0 | 0 | 0 | 1.3576 | 1.3292 | 1.1466 | 0.73058 | -0.69423 | -0.014808 | 0 | 0 | 0 | 0 | 0 | 0 | 0 | 0 | 0 | 0 | 0 | 0 | 0 | 0 | 0 | 0 | 0 | 0 | 16.2917 | 15.9501 | 13.7595 | 8.7669 | -8.3308 | -0.17769 | 0 | 0 | 0 | 0 | 0
0.541666666666667479April | Resource 1 | Sublap 1 | 13:00 | 4 | 79 | April | 13000 | 0 | 0 | 0 | 0 | 0 | 0 | 0 | 0 | 0 | 0 | 0 | 0 | 0 | 1.3576 | 1.3292 | 1.1466 | 0.73058 | -0.69423 | -0.014808 | 0 | 0 | 0 | 0 | 0 | 0 | 0 | 0 | 0 | 0 | 0 | 0 | 0 | 0 | 0 | 0 | 0 | 0 | 17.6494 | 17.2793 | 14.9062 | 9.4975 | -9.025 | -0.1925 | 0 | 0 | 0 | 0 | 0
0.541666666666667479May | Resource 1 | Sublap 1 | 13:00 | 4 | 79 | May | 14000 | 0 | 0 | 0 | 0 | 0 | 0 | 0 | 0 | 0 | 0 | 0 | 0 | 0 | 1.3576 | 1.3292 | 1.1466 | 0.73058 | -0.69423 | -0.014808 | 0 | 0 | 0 | 0 | 0 | 0 | 0 | 0 | 0 | 0 | 0 | 0 | 0 | 0 | 0 | 0 | 0 | 0 | 19.007 | 18.6084 | 16.0528 | 10.2281 | -9.7193 | -0.20731 | 0 | 0 | 0 | 0 | 0
0.541666666666667479June | Resource 1 | Sublap 1 | 13:00 | 4 | 79 | June | 15000 | 0 | 0 | 0 | 0 | 0 | 0 | 0 | 0 | 0 | 0 | 0 | 0 | 0 | 1.3576 | 1.3292 | 1.1466 | 0.73058 | -0.69423 | -0.014808 | 0 | 0 | 0 | 0 | 0 | 0 | 0 | 0 | 0 | 0 | 0 | 0 | 0 | 0 | 0 | 0 | 0 | 0 | 20.3647 | 19.9376 | 17.1994 | 10.9587 | -10.4135 | -0.22211 | 0 | 0 | 0 | 0 | 0
0.541666666666667479July | Resource 1 | Sublap 1 | 13:00 | 4 | 79 | July | 16000 | 0 | 0 | 0 | 0 | 0 | 0 | 0 | 0 | 0 | 0 | 0 | 0 | 0 | 1.3576 | 1.3292 | 1.1466 | 0.73058 | -0.69423 | -0.014808 | 0 | 0 | 0 | 0 | 0 | 0 | 0 | 0 | 0 | 0 | 0 | 0 | 0 | 0 | 0 | 0 | 0 | 0 | 21.7223 | 21.2668 | 18.346 | 11.6892 | -11.1077 | -0.23692 | 0 | 0 | 0 | 0 | 0
0.541666666666667479August | Resource 1 | Sublap 1 | 13:00 | 4 | 79 | August | 17000 | 0 | 0 | 0 | 0 | 0 | 0 | 0 | 0 | 0 | 0 | 0 | 0 | 0 | 1.3576 | 1.3292 | 1.1466 | 0.73058 | -0.69423 | -0.014808 | 0 | 0 | 0 | 0 | 0 | 0 | 0 | 0 | 0 | 0 | 0 | 0 | 0 | 0 | 0 | 0 | 0 | 0 | 23.08 | 22.596 | 19.4927 | 12.4198 | -11.802 | -0.25173 | 0 | 0 | 0 | 0 | 0
0.541666666666667479September | Resource 1 | Sublap 1 | 13:00 | 4 | 79 | September | 18000 | 0 | 0 | 0 | 0 | 0 | 0 | 0 | 0 | 0 | 0 | 0 | 0 | 0 | 1.3576 | 1.3292 | 1.1466 | 0.73058 | -0.69423 | -0.014808 | 0 | 0 | 0 | 0 | 0 | 0 | 0 | 0 | 0 | 0 | 0 | 0 | 0 | 0 | 0 | 0 | 0 | 0 | 24.4376 | 23.9251 | 20.6393 | 13.1504 | -12.4962 | -0.26654 | 0 | 0 | 0 | 0 | 0
0.541666666666667479October | Resource 1 | Sublap 1 | 13:00 | 4 | 79 | October | 19000 | 0 | 0 | 0 | 0 | 0 | 0 | 0 | 0 | 0 | 0 | 0 | 0 | 0 | 1.3576 | 1.3292 | 1.1466 | 0.73058 | -0.69423 | -0.014808 | 0 | 0 | 0 | 0 | 0 | 0 | 0 | 0 | 0 | 0 | 0 | 0 | 0 | 0 | 0 | 0 | 0 | 0 | 25.7953 | 25.2543 | 21.7859 | 13.881 | -13.1904 | -0.28134 | 0 | 0 | 0 | 0 | 0
0.541666666666667479November | Resource 1 | Sublap 1 | 13:00 | 4 | 79 | November | 20000 | 0 | 0 | 0 | 0 | 0 | 0 | 0 | 0 | 0 | 0 | 0 | 0 | 0 | 1.3576 | 1.3292 | 1.1466 | 0.73058 | -0.69423 | -0.014808 | 0 | 0 | 0 | 0 | 0 | 0 | 0 | 0 | 0 | 0 | 0 | 0 | 0 | 0 | 0 | 0 | 0 | 0 | 27.1529 | 26.5835 | 22.9326 | 14.6116 | -13.8847 | -0.29615 | 0 | 0 | 0 | 0 | 0
0.541666666666667479December | Resource 1 | Sublap 1 | 13:00 | 4 | 79 | December | 21000 | 0 | 0 | 0 | 0 | 0 | 0 | 0 | 0 | 0 | 0 | 0 | 0 | 0 | 1.3576 | 1.3292 | 1.1466 | 0.73058 | -0.69423 | -0.014808 | 0 | 0 | 0 | 0 | 0 | 0 | 0 | 0 | 0 | 0 | 0 | 0 | 0 | 0 | 0 | 0 | 0 | 0 | 28.5105 | 27.9127 | 24.0792 | 15.3421 | -14.5789 | -0.31096 | 0 | 0 | 0 | 0 | 0
0.541666666666667480January | Resource 1 | Sublap 1 | 13:00 | 4 | 80 | January | 10000 | 0 | 0 | 0 | 0 | 0 | 0 | 0 | 0 | 0 | 0 | 0 | 0 | 0 | 1.7268 | 1.6583 | 1.4603 | 0.9579 | -0.85382 | -0.018176 | 0 | 0 | 0 | 0 | 0 | 0 | 0 | 0 | 0 | 0 | 0 | 0 | 0 | 0 | 0 | 0 | 0 | 0 | 17.2684 | 16.5831 | 14.6027 | 9.579 | -8.5382 | -0.18175 | 0 | 0 | 0 | 0 | 0
0.541666666666667480February | Resource 1 | Sublap 1 | 13:00 | 4 | 80 | February | 11000 | 0 | 0 | 0 | 0 | 0 | 0 | 0 | 0 | 0 | 0 | 0 | 0 | 0 | 1.7268 | 1.6583 | 1.4603 | 0.9579 | -0.85382 | -0.018176 | 0 | 0 | 0 | 0 | 0 | 0 | 0 | 0 | 0 | 0 | 0 | 0 | 0 | 0 | 0 | 0 | 0 | 0 | 18.9952 | 18.2414 | 16.0629 | 10.5369 | -9.392 | -0.19993 | 0 | 0 | 0 | 0 | 0
0.541666666666667480March | Resource 1 | Sublap 1 | 13:00 | 4 | 80 | March | 12000 | 0 | 0 | 0 | 0 | 0 | 0 | 0 | 0 | 0 | 0 | 0 | 0 | 0 | 1.7268 | 1.6583 | 1.4603 | 0.9579 | -0.85382 | -0.018176 | 0 | 0 | 0 | 0 | 0 | 0 | 0 | 0 | 0 | 0 | 0 | 0 | 0 | 0 | 0 | 0 | 0 | 0 | 20.7221 | 19.8997 | 17.5232 | 11.4948 | -10.2458 | -0.21811 | 0 | 0 | 0 | 0 | 0
0.541666666666667480April | Resource 1 | Sublap 1 | 13:00 | 4 | 80 | April | 13000 | 0 | 0 | 0 | 0 | 0 | 0 | 0 | 0 | 0 | 0 | 0 | 0 | 0 | 1.7268 | 1.6583 | 1.4603 | 0.9579 | -0.85382 | -0.018176 | 0 | 0 | 0 | 0 | 0 | 0 | 0 | 0 | 0 | 0 | 0 | 0 | 0 | 0 | 0 | 0 | 0 | 0 | 22.4489 | 21.5581 | 18.9834 | 12.4527 | -11.0996 | -0.23628 | 0 | 0 | 0 | 0 | 0
0.541666666666667480May | Resource 1 | Sublap 1 | 13:00 | 4 | 80 | May | 14000 | 0 | 0 | 0 | 0 | 0 | 0 | 0 | 0 | 0 | 0 | 0 | 0 | 0 | 1.7268 | 1.6583 | 1.4603 | 0.9579 | -0.85382 | -0.018176 | 0 | 0 | 0 | 0 | 0 | 0 | 0 | 0 | 0 | 0 | 0 | 0 | 0 | 0 | 0 | 0 | 0 | 0 | 24.1758 | 23.2164 | 20.4437 | 13.4106 | -11.9534 | -0.25446 | 0 | 0 | 0 | 0 | 0
0.541666666666667480June | Resource 1 | Sublap 1 | 13:00 | 4 | 80 | June | 15000 | 0 | 0 | 0 | 0 | 0 | 0 | 0 | 0 | 0 | 0 | 0 | 0 | 0 | 1.7268 | 1.6583 | 1.4603 | 0.9579 | -0.85382 | -0.018176 | 0 | 0 | 0 | 0 | 0 | 0 | 0 | 0 | 0 | 0 | 0 | 0 | 0 | 0 | 0 | 0 | 0 | 0 | 25.9026 | 24.8747 | 21.904 | 14.3685 | -12.8072 | -0.27263 | 0 | 0 | 0 | 0 | 0
0.541666666666667480July | Resource 1 | Sublap 1 | 13:00 | 4 | 80 | July | 16000 | 0 | 0 | 0 | 0 | 0 | 0 | 0 | 0 | 0 | 0 | 0 | 0 | 0 | 1.7268 | 1.6583 | 1.4603 | 0.9579 | -0.85382 | -0.018176 | 0 | 0 | 0 | 0 | 0 | 0 | 0 | 0 | 0 | 0 | 0 | 0 | 0 | 0 | 0 | 0 | 0 | 0 | 27.6294 | 26.533 | 23.3642 | 15.3264 | -13.6611 | -0.29081 | 0 | 0 | 0 | 0 | 0
0.541666666666667480August | Resource 1 | Sublap 1 | 13:00 | 4 | 80 | August | 17000 | 0 | 0 | 0 | 0 | 0 | 0 | 0 | 0 | 0 | 0 | 0 | 0 | 0 | 1.7268 | 1.6583 | 1.4603 | 0.9579 | -0.85382 | -0.018176 | 0 | 0 | 0 | 0 | 0 | 0 | 0 | 0 | 0 | 0 | 0 | 0 | 0 | 0 | 0 | 0 | 0 | 0 | 29.3563 | 28.1913 | 24.8245 | 16.2843 | -14.5149 | -0.30898 | 0 | 0 | 0 | 0 | 0
0.541666666666667480September | Resource 1 | Sublap 1 | 13:00 | 4 | 80 | September | 18000 | 0 | 0 | 0 | 0 | 0 | 0 | 0 | 0 | 0 | 0 | 0 | 0 | 0 | 1.7268 | 1.6583 | 1.4603 | 0.9579 | -0.85382 | -0.018176 | 0 | 0 | 0 | 0 | 0 | 0 | 0 | 0 | 0 | 0 | 0 | 0 | 0 | 0 | 0 | 0 | 0 | 0 | 31.0831 | 29.8496 | 26.2848 | 17.2422 | -15.3687 | -0.32716 | 0 | 0 | 0 | 0 | 0
0.541666666666667480October | Resource 1 | Sublap 1 | 13:00 | 4 | 80 | October | 19000 | 0 | 0 | 0 | 0 | 0 | 0 | 0 | 0 | 0 | 0 | 0 | 0 | 0 | 1.7268 | 1.6583 | 1.4603 | 0.9579 | -0.85382 | -0.018176 | 0 | 0 | 0 | 0 | 0 | 0 | 0 | 0 | 0 | 0 | 0 | 0 | 0 | 0 | 0 | 0 | 0 | 0 | 32.81 | 31.5079 | 27.745 | 18.2001 | -16.2225 | -0.34533 | 0 | 0 | 0 | 0 | 0
0.541666666666667480November | Resource 1 | Sublap 1 | 13:00 | 4 | 80 | November | 20000 | 0 | 0 | 0 | 0 | 0 | 0 | 0 | 0 | 0 | 0 | 0 | 0 | 0 | 1.7268 | 1.6583 | 1.4603 | 0.9579 | -0.85382 | -0.018176 | 0 | 0 | 0 | 0 | 0 | 0 | 0 | 0 | 0 | 0 | 0 | 0 | 0 | 0 | 0 | 0 | 0 | 0 | 34.5368 | 33.1662 | 29.2053 | 19.158 | -17.0763 | -0.36351 | 0 | 0 | 0 | 0 | 0
0.541666666666667480December | Resource 1 | Sublap 1 | 13:00 | 4 | 80 | December | 21000 | 0 | 0 | 0 | 0 | 0 | 0 | 0 | 0 | 0 | 0 | 0 | 0 | 0 | 1.7268 | 1.6583 | 1.4603 | 0.9579 | -0.85382 | -0.018176 | 0 | 0 | 0 | 0 | 0 | 0 | 0 | 0 | 0 | 0 | 0 | 0 | 0 | 0 | 0 | 0 | 0 | 0 | 36.2636 | 34.8245 | 30.6656 | 20.1159 | -17.9302 | -0.38168 | 0 | 0 | 0 | 0 | 0
0.541666666666667481January | Resource 1 | Sublap 1 | 13:00 | 4 | 81 | January | 10000 | 0 | 0 | 0 | 0 | 0 | 0 | 0 | 0 | 0 | 0 | 0 | 0 | 0 | 2.2276 | 2.1958 | 1.9788 | 1.3525 | -1.057 | -0.022464 | 0 | 0 | 0 | 0 | 0 | 0 | 0 | 0 | 0 | 0 | 0 | 0 | 0 | 0 | 0 | 0 | 0 | 0 | 22.2757 | 21.9576 | 19.7882 | 13.525 | -10.5701 | -0.22464 | 0 | 0 | 0 | 0 | 0
0.541666666666667481February | Resource 1 | Sublap 1 | 13:00 | 4 | 81 | February | 11000 | 0 | 0 | 0 | 0 | 0 | 0 | 0 | 0 | 0 | 0 | 0 | 0 | 0 | 2.2276 | 2.1958 | 1.9788 | 1.3525 | -1.057 | -0.022464 | 0 | 0 | 0 | 0 | 0 | 0 | 0 | 0 | 0 | 0 | 0 | 0 | 0 | 0 | 0 | 0 | 0 | 0 | 24.5033 | 24.1533 | 21.767 | 14.8775 | -11.6271 | -0.2471 | 0 | 0 | 0 | 0 | 0
0.541666666666667481March | Resource 1 | Sublap 1 | 13:00 | 4 | 81 | March | 12000 | 0 | 0 | 0 | 0 | 0 | 0 | 0 | 0 | 0 | 0 | 0 | 0 | 0 | 2.2276 | 2.1958 | 1.9788 | 1.3525 | -1.057 | -0.022464 | 0 | 0 | 0 | 0 | 0 | 0 | 0 | 0 | 0 | 0 | 0 | 0 | 0 | 0 | 0 | 0 | 0 | 0 | 26.7308 | 26.3491 | 23.7458 | 16.23 | -12.6841 | -0.26956 | 0 | 0 | 0 | 0 | 0
0.541666666666667481April | Resource 1 | Sublap 1 | 13:00 | 4 | 81 | April | 13000 | 0 | 0 | 0 | 0 | 0 | 0 | 0 | 0 | 0 | 0 | 0 | 0 | 0 | 2.2276 | 2.1958 | 1.9788 | 1.3525 | -1.057 | -0.022464 | 0 | 0 | 0 | 0 | 0 | 0 | 0 | 0 | 0 | 0 | 0 | 0 | 0 | 0 | 0 | 0 | 0 | 0 | 28.9584 | 28.5449 | 25.7246 | 17.5825 | -13.7411 | -0.29203 | 0 | 0 | 0 | 0 | 0
0.541666666666667481May | Resource 1 | Sublap 1 | 13:00 | 4 | 81 | May | 14000 | 0 | 0 | 0 | 0 | 0 | 0 | 0 | 0 | 0 | 0 | 0 | 0 | 0 | 2.2276 | 2.1958 | 1.9788 | 1.3525 | -1.057 | -0.022464 | 0 | 0 | 0 | 0 | 0 | 0 | 0 | 0 | 0 | 0 | 0 | 0 | 0 | 0 | 0 | 0 | 0 | 0 | 31.186 | 30.7406 | 27.7034 | 18.935 | -14.7981 | -0.31449 | 0 | 0 | 0 | 0 | 0
0.541666666666667481June | Resource 1 | Sublap 1 | 13:00 | 4 | 81 | June | 15000 | 0 | 0 | 0 | 0 | 0 | 0 | 0 | 0 | 0 | 0 | 0 | 0 | 0 | 2.2276 | 2.1958 | 1.9788 | 1.3525 | -1.057 | -0.022464 | 0 | 0 | 0 | 0 | 0 | 0 | 0 | 0 | 0 | 0 | 0 | 0 | 0 | 0 | 0 | 0 | 0 | 0 | 33.4136 | 32.9364 | 29.6823 | 20.2875 | -15.8551 | -0.33696 | 0 | 0 | 0 | 0 | 0
0.541666666666667481July | Resource 1 | Sublap 1 | 13:00 | 4 | 81 | July | 16000 | 0 | 0 | 0 | 0 | 0 | 0 | 0 | 0 | 0 | 0 | 0 | 0 | 0 | 2.2276 | 2.1958 | 1.9788 | 1.3525 | -1.057 | -0.022464 | 0 | 0 | 0 | 0 | 0 | 0 | 0 | 0 | 0 | 0 | 0 | 0 | 0 | 0 | 0 | 0 | 0 | 0 | 35.6411 | 35.1322 | 31.6611 | 21.64 | -16.9121 | -0.35942 | 0 | 0 | 0 | 0 | 0
0.541666666666667481August | Resource 1 | Sublap 1 | 13:00 | 4 | 81 | August | 17000 | 0 | 0 | 0 | 0 | 0 | 0 | 0 | 0 | 0 | 0 | 0 | 0 | 0 | 2.2276 | 2.1958 | 1.9788 | 1.3525 | -1.057 | -0.022464 | 0 | 0 | 0 | 0 | 0 | 0 | 0 | 0 | 0 | 0 | 0 | 0 | 0 | 0 | 0 | 0 | 0 | 0 | 37.8687 | 37.3279 | 33.6399 | 22.9925 | -17.9691 | -0.38188 | 0 | 0 | 0 | 0 | 0
0.541666666666667481September | Resource 1 | Sublap 1 | 13:00 | 4 | 81 | September | 18000 | 0 | 0 | 0 | 0 | 0 | 0 | 0 | 0 | 0 | 0 | 0 | 0 | 0 | 2.2276 | 2.1958 | 1.9788 | 1.3525 | -1.057 | -0.022464 | 0 | 0 | 0 | 0 | 0 | 0 | 0 | 0 | 0 | 0 | 0 | 0 | 0 | 0 | 0 | 0 | 0 | 0 | 40.0963 | 39.5237 | 35.6187 | 24.345 | -19.0262 | -0.40435 | 0 | 0 | 0 | 0 | 0
0.541666666666667481October | Resource 1 | Sublap 1 | 13:00 | 4 | 81 | October | 19000 | 0 | 0 | 0 | 0 | 0 | 0 | 0 | 0 | 0 | 0 | 0 | 0 | 0 | 2.2276 | 2.1958 | 1.9788 | 1.3525 | -1.057 | -0.022464 | 0 | 0 | 0 | 0 | 0 | 0 | 0 | 0 | 0 | 0 | 0 | 0 | 0 | 0 | 0 | 0 | 0 | 0 | 42.3238 | 41.7194 | 37.5975 | 25.6975 | -20.0832 | -0.42681 | 0 | 0 | 0 | 0 | 0
0.541666666666667481November | Resource 1 | Sublap 1 | 13:00 | 4 | 81 | November | 20000 | 0 | 0 | 0 | 0 | 0 | 0 | 0 | 0 | 0 | 0 | 0 | 0 | 0 | 2.2276 | 2.1958 | 1.9788 | 1.3525 | -1.057 | -0.022464 | 0 | 0 | 0 | 0 | 0 | 0 | 0 | 0 | 0 | 0 | 0 | 0 | 0 | 0 | 0 | 0 | 0 | 0 | 44.5514 | 43.9152 | 39.5763 | 27.05 | -21.1402 | -0.44927 | 0 | 0 | 0 | 0 | 0
0.541666666666667481December | Resource 1 | Sublap 1 | 13:00 | 4 | 81 | December | 21000 | 0 | 0 | 0 | 0 | 0 | 0 | 0 | 0 | 0 | 0 | 0 | 0 | 0 | 2.2276 | 2.1958 | 1.9788 | 1.3525 | -1.057 | -0.022464 | 0 | 0 | 0 | 0 | 0 | 0 | 0 | 0 | 0 | 0 | 0 | 0 | 0 | 0 | 0 | 0 | 0 | 0 | 46.779 | 46.111 | 41.5552 | 28.4025 | -22.1972 | -0.47174 | 0 | 0 | 0 | 0 | 0
0.541666666666667482January | Resource 1 | Sublap 1 | 13:00 | 4 | 82 | January | 10000 | 0 | 0 | 0 | 0 | 0 | 0 | 0 | 0 | 0 | 0 | 0 | 0 | 0 | 2.4158 | 2.4473 | 2.1867 | 1.518 | -1.1011 | -0.023393 | 0 | 0 | 0 | 0 | 0 | 0 | 0 | 0 | 0 | 0 | 0 | 0 | 0 | 0 | 0 | 0 | 0 | 0 | 24.1578 | 24.473 | 21.8669 | 15.1797 | -11.0106 | -0.23393 | 0 | 0 | 0 | 0 | 0
0.541666666666667482February | Resource 1 | Sublap 1 | 13:00 | 4 | 82 | February | 11000 | 0 | 0 | 0 | 0 | 0 | 0 | 0 | 0 | 0 | 0 | 0 | 0 | 0 | 2.4158 | 2.4473 | 2.1867 | 1.518 | -1.1011 | -0.023393 | 0 | 0 | 0 | 0 | 0 | 0 | 0 | 0 | 0 | 0 | 0 | 0 | 0 | 0 | 0 | 0 | 0 | 0 | 26.5736 | 26.9203 | 24.0536 | 16.6977 | -12.1117 | -0.25733 | 0 | 0 | 0 | 0 | 0
0.541666666666667482March | Resource 1 | Sublap 1 | 13:00 | 4 | 82 | March | 12000 | 0 | 0 | 0 | 0 | 0 | 0 | 0 | 0 | 0 | 0 | 0 | 0 | 0 | 2.4158 | 2.4473 | 2.1867 | 1.518 | -1.1011 | -0.023393 | 0 | 0 | 0 | 0 | 0 | 0 | 0 | 0 | 0 | 0 | 0 | 0 | 0 | 0 | 0 | 0 | 0 | 0 | 28.9894 | 29.3676 | 26.2403 | 18.2157 | -13.2128 | -0.28072 | 0 | 0 | 0 | 0 | 0
0.541666666666667482April | Resource 1 | Sublap 1 | 13:00 | 4 | 82 | April | 13000 | 0 | 0 | 0 | 0 | 0 | 0 | 0 | 0 | 0 | 0 | 0 | 0 | 0 | 2.4158 | 2.4473 | 2.1867 | 1.518 | -1.1011 | -0.023393 | 0 | 0 | 0 | 0 | 0 | 0 | 0 | 0 | 0 | 0 | 0 | 0 | 0 | 0 | 0 | 0 | 0 | 0 | 31.4051 | 31.8149 | 28.427 | 19.7337 | -14.3138 | -0.30411 | 0 | 0 | 0 | 0 | 0
0.541666666666667482May | Resource 1 | Sublap 1 | 13:00 | 4 | 82 | May | 14000 | 0 | 0 | 0 | 0 | 0 | 0 | 0 | 0 | 0 | 0 | 0 | 0 | 0 | 2.4158 | 2.4473 | 2.1867 | 1.518 | -1.1011 | -0.023393 | 0 | 0 | 0 | 0 | 0 | 0 | 0 | 0 | 0 | 0 | 0 | 0 | 0 | 0 | 0 | 0 | 0 | 0 | 33.8209 | 34.2622 | 30.6137 | 21.2516 | -15.4149 | -0.32751 | 0 | 0 | 0 | 0 | 0
0.541666666666667482June | Resource 1 | Sublap 1 | 13:00 | 4 | 82 | June | 15000 | 0 | 0 | 0 | 0 | 0 | 0 | 0 | 0 | 0 | 0 | 0 | 0 | 0 | 2.4158 | 2.4473 | 2.1867 | 1.518 | -1.1011 | -0.023393 | 0 | 0 | 0 | 0 | 0 | 0 | 0 | 0 | 0 | 0 | 0 | 0 | 0 | 0 | 0 | 0 | 0 | 0 | 36.2367 | 36.7095 | 32.8004 | 22.7696 | -16.5159 | -0.3509 | 0 | 0 | 0 | 0 | 0
0.541666666666667482July | Resource 1 | Sublap 1 | 13:00 | 4 | 82 | July | 16000 | 0 | 0 | 0 | 0 | 0 | 0 | 0 | 0 | 0 | 0 | 0 | 0 | 0 | 2.4158 | 2.4473 | 2.1867 | 1.518 | -1.1011 | -0.023393 | 0 | 0 | 0 | 0 | 0 | 0 | 0 | 0 | 0 | 0 | 0 | 0 | 0 | 0 | 0 | 0 | 0 | 0 | 38.6525 | 39.1568 | 34.9871 | 24.2876 | -17.617 | -0.37429 | 0 | 0 | 0 | 0 | 0
0.541666666666667482August | Resource 1 | Sublap 1 | 13:00 | 4 | 82 | August | 17000 | 0 | 0 | 0 | 0 | 0 | 0 | 0 | 0 | 0 | 0 | 0 | 0 | 0 | 2.4158 | 2.4473 | 2.1867 | 1.518 | -1.1011 | -0.023393 | 0 | 0 | 0 | 0 | 0 | 0 | 0 | 0 | 0 | 0 | 0 | 0 | 0 | 0 | 0 | 0 | 0 | 0 | 41.0682 | 41.6041 | 37.1738 | 25.8056 | -18.7181 | -0.39769 | 0 | 0 | 0 | 0 | 0
0.541666666666667482September | Resource 1 | Sublap 1 | 13:00 | 4 | 82 | September | 18000 | 0 | 0 | 0 | 0 | 0 | 0 | 0 | 0 | 0 | 0 | 0 | 0 | 0 | 2.4158 | 2.4473 | 2.1867 | 1.518 | -1.1011 | -0.023393 | 0 | 0 | 0 | 0 | 0 | 0 | 0 | 0 | 0 | 0 | 0 | 0 | 0 | 0 | 0 | 0 | 0 | 0 | 43.484 | 44.0514 | 39.3605 | 27.3235 | -19.8191 | -0.42108 | 0 | 0 | 0 | 0 | 0
0.541666666666667482October | Resource 1 | Sublap 1 | 13:00 | 4 | 82 | October | 19000 | 0 | 0 | 0 | 0 | 0 | 0 | 0 | 0 | 0 | 0 | 0 | 0 | 0 | 2.4158 | 2.4473 | 2.1867 | 1.518 | -1.1011 | -0.023393 | 0 | 0 | 0 | 0 | 0 | 0 | 0 | 0 | 0 | 0 | 0 | 0 | 0 | 0 | 0 | 0 | 0 | 0 | 45.8998 | 46.4987 | 41.5471 | 28.8415 | -20.9202 | -0.44447 | 0 | 0 | 0 | 0 | 0
0.541666666666667482November | Resource 1 | Sublap 1 | 13:00 | 4 | 82 | November | 20000 | 0 | 0 | 0 | 0 | 0 | 0 | 0 | 0 | 0 | 0 | 0 | 0 | 0 | 2.4158 | 2.4473 | 2.1867 | 1.518 | -1.1011 | -0.023393 | 0 | 0 | 0 | 0 | 0 | 0 | 0 | 0 | 0 | 0 | 0 | 0 | 0 | 0 | 0 | 0 | 0 | 0 | 48.3156 | 48.946 | 43.7338 | 30.3595 | -22.0213 | -0.46787 | 0 | 0 | 0 | 0 | 0
0.541666666666667482December | Resource 1 | Sublap 1 | 13:00 | 4 | 82 | December | 21000 | 0 | 0 | 0 | 0 | 0 | 0 | 0 | 0 | 0 | 0 | 0 | 0 | 0 | 2.4158 | 2.4473 | 2.1867 | 1.518 | -1.1011 | -0.023393 | 0 | 0 | 0 | 0 | 0 | 0 | 0 | 0 | 0 | 0 | 0 | 0 | 0 | 0 | 0 | 0 | 0 | 0 | 50.7314 | 51.3933 | 45.9205 | 31.8774 | -23.1223 | -0.49126 | 0 | 0 | 0 | 0 | 0
0.541666666666667483January | Resource 1 | Sublap 1 | 13:00 | 4 | 83 | January | 10000 | 0 | 0 | 0 | 0 | 0 | 0 | 0 | 0 | 0 | 0 | 0 | 0 | 0 | 2.8621 | 2.8016 | 2.5378 | 1.8738 | -1.2454 | -0.02644 | 0 | 0 | 0 | 0 | 0 | 0 | 0 | 0 | 0 | 0 | 0 | 0 | 0 | 0 | 0 | 0 | 0 | 0 | 28.6212 | 28.0158 | 25.3784 | 18.738 | -12.4542 | -0.2644 | 0 | 0 | 0 | 0 | 0
0.541666666666667483February | Resource 1 | Sublap 1 | 13:00 | 4 | 83 | February | 11000 | 0 | 0 | 0 | 0 | 0 | 0 | 0 | 0 | 0 | 0 | 0 | 0 | 0 | 2.8621 | 2.8016 | 2.5378 | 1.8738 | -1.2454 | -0.02644 | 0 | 0 | 0 | 0 | 0 | 0 | 0 | 0 | 0 | 0 | 0 | 0 | 0 | 0 | 0 | 0 | 0 | 0 | 31.4834 | 30.8174 | 27.9163 | 20.6117 | -13.6996 | -0.29084 | 0 | 0 | 0 | 0 | 0
0.541666666666667483March | Resource 1 | Sublap 1 | 13:00 | 4 | 83 | March | 12000 | 0 | 0 | 0 | 0 | 0 | 0 | 0 | 0 | 0 | 0 | 0 | 0 | 0 | 2.8621 | 2.8016 | 2.5378 | 1.8738 | -1.2454 | -0.02644 | 0 | 0 | 0 | 0 | 0 | 0 | 0 | 0 | 0 | 0 | 0 | 0 | 0 | 0 | 0 | 0 | 0 | 0 | 34.3455 | 33.6189 | 30.4541 | 22.4855 | -14.945 | -0.31728 | 0 | 0 | 0 | 0 | 0
0.541666666666667483April | Resource 1 | Sublap 1 | 13:00 | 4 | 83 | April | 13000 | 0 | 0 | 0 | 0 | 0 | 0 | 0 | 0 | 0 | 0 | 0 | 0 | 0 | 2.8621 | 2.8016 | 2.5378 | 1.8738 | -1.2454 | -0.02644 | 0 | 0 | 0 | 0 | 0 | 0 | 0 | 0 | 0 | 0 | 0 | 0 | 0 | 0 | 0 | 0 | 0 | 0 | 37.2076 | 36.4205 | 32.992 | 24.3593 | -16.1904 | -0.34372 | 0 | 0 | 0 | 0 | 0
0.541666666666667483May | Resource 1 | Sublap 1 | 13:00 | 4 | 83 | May | 14000 | 0 | 0 | 0 | 0 | 0 | 0 | 0 | 0 | 0 | 0 | 0 | 0 | 0 | 2.8621 | 2.8016 | 2.5378 | 1.8738 | -1.2454 | -0.02644 | 0 | 0 | 0 | 0 | 0 | 0 | 0 | 0 | 0 | 0 | 0 | 0 | 0 | 0 | 0 | 0 | 0 | 0 | 40.0697 | 39.2221 | 35.5298 | 26.2331 | -17.4359 | -0.37016 | 0 | 0 | 0 | 0 | 0
0.541666666666667483June | Resource 1 | Sublap 1 | 13:00 | 4 | 83 | June | 15000 | 0 | 0 | 0 | 0 | 0 | 0 | 0 | 0 | 0 | 0 | 0 | 0 | 0 | 2.8621 | 2.8016 | 2.5378 | 1.8738 | -1.2454 | -0.02644 | 0 | 0 | 0 | 0 | 0 | 0 | 0 | 0 | 0 | 0 | 0 | 0 | 0 | 0 | 0 | 0 | 0 | 0 | 42.9318 | 42.0237 | 38.0677 | 28.1069 | -18.6813 | -0.3966 | 0 | 0 | 0 | 0 | 0
0.541666666666667483July | Resource 1 | Sublap 1 | 13:00 | 4 | 83 | July | 16000 | 0 | 0 | 0 | 0 | 0 | 0 | 0 | 0 | 0 | 0 | 0 | 0 | 0 | 2.8621 | 2.8016 | 2.5378 | 1.8738 | -1.2454 | -0.02644 | 0 | 0 | 0 | 0 | 0 | 0 | 0 | 0 | 0 | 0 | 0 | 0 | 0 | 0 | 0 | 0 | 0 | 0 | 45.794 | 44.8253 | 40.6055 | 29.9807 | -19.9267 | -0.42304 | 0 | 0 | 0 | 0 | 0
0.541666666666667483August | Resource 1 | Sublap 1 | 13:00 | 4 | 83 | August | 17000 | 0 | 0 | 0 | 0 | 0 | 0 | 0 | 0 | 0 | 0 | 0 | 0 | 0 | 2.8621 | 2.8016 | 2.5378 | 1.8738 | -1.2454 | -0.02644 | 0 | 0 | 0 | 0 | 0 | 0 | 0 | 0 | 0 | 0 | 0 | 0 | 0 | 0 | 0 | 0 | 0 | 0 | 48.6561 | 47.6268 | 43.1434 | 31.8545 | -21.1721 | -0.44948 | 0 | 0 | 0 | 0 | 0
0.541666666666667483September | Resource 1 | Sublap 1 | 13:00 | 4 | 83 | September | 18000 | 0 | 0 | 0 | 0 | 0 | 0 | 0 | 0 | 0 | 0 | 0 | 0 | 0 | 2.8621 | 2.8016 | 2.5378 | 1.8738 | -1.2454 | -0.02644 | 0 | 0 | 0 | 0 | 0 | 0 | 0 | 0 | 0 | 0 | 0 | 0 | 0 | 0 | 0 | 0 | 0 | 0 | 51.5182 | 50.4284 | 45.6812 | 33.7283 | -22.4175 | -0.47592 | 0 | 0 | 0 | 0 | 0
0.541666666666667483October | Resource 1 | Sublap 1 | 13:00 | 4 | 83 | October | 19000 | 0 | 0 | 0 | 0 | 0 | 0 | 0 | 0 | 0 | 0 | 0 | 0 | 0 | 2.8621 | 2.8016 | 2.5378 | 1.8738 | -1.2454 | -0.02644 | 0 | 0 | 0 | 0 | 0 | 0 | 0 | 0 | 0 | 0 | 0 | 0 | 0 | 0 | 0 | 0 | 0 | 0 | 54.3803 | 53.23 | 48.219 | 35.6021 | -23.663 | -0.50236 | 0 | 0 | 0 | 0 | 0
0.541666666666667483November | Resource 1 | Sublap 1 | 13:00 | 4 | 83 | November | 20000 | 0 | 0 | 0 | 0 | 0 | 0 | 0 | 0 | 0 | 0 | 0 | 0 | 0 | 2.8621 | 2.8016 | 2.5378 | 1.8738 | -1.2454 | -0.02644 | 0 | 0 | 0 | 0 | 0 | 0 | 0 | 0 | 0 | 0 | 0 | 0 | 0 | 0 | 0 | 0 | 0 | 0 | 57.2425 | 56.0316 | 50.7569 | 37.4759 | -24.9084 | -0.5288 | 0 | 0 | 0 | 0 | 0
0.541666666666667483December | Resource 1 | Sublap 1 | 13:00 | 4 | 83 | December | 21000 | 0 | 0 | 0 | 0 | 0 | 0 | 0 | 0 | 0 | 0 | 0 | 0 | 0 | 2.8621 | 2.8016 | 2.5378 | 1.8738 | -1.2454 | -0.02644 | 0 | 0 | 0 | 0 | 0 | 0 | 0 | 0 | 0 | 0 | 0 | 0 | 0 | 0 | 0 | 0 | 0 | 0 | 60.1046 | 58.8332 | 53.2947 | 39.3497 | -26.1538 | -0.55524 | 0 | 0 | 0 | 0 | 0
0.541666666666667484January | Resource 1 | Sublap 1 | 13:00 | 4 | 84 | January | 10000 | 0 | 0 | 0 | 0 | 0 | 0 | 0 | 0 | 0 | 0 | 0 | 0 | 0 | 3.108 | 3.0581 | 2.8307 | 2.0033 | -1.3 | -0.027592 | 0 | 0 | 0 | 0 | 0 | 0 | 0 | 0 | 0 | 0 | 0 | 0 | 0 | 0 | 0 | 0 | 0 | 0 | 31.0802 | 30.5809 | 28.3074 | 20.0326 | -13.0001 | -0.27592 | 0 | 0 | 0 | 0 | 0
0.541666666666667484February | Resource 1 | Sublap 1 | 13:00 | 4 | 84 | February | 11000 | 0 | 0 | 0 | 0 | 0 | 0 | 0 | 0 | 0 | 0 | 0 | 0 | 0 | 3.108 | 3.0581 | 2.8307 | 2.0033 | -1.3 | -0.027592 | 0 | 0 | 0 | 0 | 0 | 0 | 0 | 0 | 0 | 0 | 0 | 0 | 0 | 0 | 0 | 0 | 0 | 0 | 34.1882 | 33.639 | 31.1381 | 22.0359 | -14.3001 | -0.30351 | 0 | 0 | 0 | 0 | 0
0.541666666666667484March | Resource 1 | Sublap 1 | 13:00 | 4 | 84 | March | 12000 | 0 | 0 | 0 | 0 | 0 | 0 | 0 | 0 | 0 | 0 | 0 | 0 | 0 | 3.108 | 3.0581 | 2.8307 | 2.0033 | -1.3 | -0.027592 | 0 | 0 | 0 | 0 | 0 | 0 | 0 | 0 | 0 | 0 | 0 | 0 | 0 | 0 | 0 | 0 | 0 | 0 | 37.2962 | 36.6971 | 33.9688 | 24.0391 | -15.6001 | -0.3311 | 0 | 0 | 0 | 0 | 0
0.541666666666667484April | Resource 1 | Sublap 1 | 13:00 | 4 | 84 | April | 13000 | 0 | 0 | 0 | 0 | 0 | 0 | 0 | 0 | 0 | 0 | 0 | 0 | 0 | 3.108 | 3.0581 | 2.8307 | 2.0033 | -1.3 | -0.027592 | 0 | 0 | 0 | 0 | 0 | 0 | 0 | 0 | 0 | 0 | 0 | 0 | 0 | 0 | 0 | 0 | 0 | 0 | 40.4042 | 39.7552 | 36.7996 | 26.0424 | -16.9001 | -0.3587 | 0 | 0 | 0 | 0 | 0
0.541666666666667484May | Resource 1 | Sublap 1 | 13:00 | 4 | 84 | May | 14000 | 0 | 0 | 0 | 0 | 0 | 0 | 0 | 0 | 0 | 0 | 0 | 0 | 0 | 3.108 | 3.0581 | 2.8307 | 2.0033 | -1.3 | -0.027592 | 0 | 0 | 0 | 0 | 0 | 0 | 0 | 0 | 0 | 0 | 0 | 0 | 0 | 0 | 0 | 0 | 0 | 0 | 43.5122 | 42.8133 | 39.6303 | 28.0456 | -18.2001 | -0.38629 | 0 | 0 | 0 | 0 | 0
0.541666666666667484June | Resource 1 | Sublap 1 | 13:00 | 4 | 84 | June | 15000 | 0 | 0 | 0 | 0 | 0 | 0 | 0 | 0 | 0 | 0 | 0 | 0 | 0 | 3.108 | 3.0581 | 2.8307 | 2.0033 | -1.3 | -0.027592 | 0 | 0 | 0 | 0 | 0 | 0 | 0 | 0 | 0 | 0 | 0 | 0 | 0 | 0 | 0 | 0 | 0 | 0 | 46.6202 | 45.8713 | 42.461 | 30.0489 | -19.5001 | -0.41388 | 0 | 0 | 0 | 0 | 0
0.541666666666667484July | Resource 1 | Sublap 1 | 13:00 | 4 | 84 | July | 16000 | 0 | 0 | 0 | 0 | 0 | 0 | 0 | 0 | 0 | 0 | 0 | 0 | 0 | 3.108 | 3.0581 | 2.8307 | 2.0033 | -1.3 | -0.027592 | 0 | 0 | 0 | 0 | 0 | 0 | 0 | 0 | 0 | 0 | 0 | 0 | 0 | 0 | 0 | 0 | 0 | 0 | 49.7283 | 48.9294 | 45.2918 | 32.0522 | -20.8001 | -0.44147 | 0 | 0 | 0 | 0 | 0
0.541666666666667484August | Resource 1 | Sublap 1 | 13:00 | 4 | 84 | August | 17000 | 0 | 0 | 0 | 0 | 0 | 0 | 0 | 0 | 0 | 0 | 0 | 0 | 0 | 3.108 | 3.0581 | 2.8307 | 2.0033 | -1.3 | -0.027592 | 0 | 0 | 0 | 0 | 0 | 0 | 0 | 0 | 0 | 0 | 0 | 0 | 0 | 0 | 0 | 0 | 0 | 0 | 52.8363 | 51.9875 | 48.1225 | 34.0554 | -22.1001 | -0.46906 | 0 | 0 | 0 | 0 | 0
0.541666666666667484September | Resource 1 | Sublap 1 | 13:00 | 4 | 84 | September | 18000 | 0 | 0 | 0 | 0 | 0 | 0 | 0 | 0 | 0 | 0 | 0 | 0 | 0 | 3.108 | 3.0581 | 2.8307 | 2.0033 | -1.3 | -0.027592 | 0 | 0 | 0 | 0 | 0 | 0 | 0 | 0 | 0 | 0 | 0 | 0 | 0 | 0 | 0 | 0 | 0 | 0 | 55.9443 | 55.0456 | 50.9532 | 36.0587 | -23.4002 | -0.49666 | 0 | 0 | 0 | 0 | 0
0.541666666666667484October | Resource 1 | Sublap 1 | 13:00 | 4 | 84 | October | 19000 | 0 | 0 | 0 | 0 | 0 | 0 | 0 | 0 | 0 | 0 | 0 | 0 | 0 | 3.108 | 3.0581 | 2.8307 | 2.0033 | -1.3 | -0.027592 | 0 | 0 | 0 | 0 | 0 | 0 | 0 | 0 | 0 | 0 | 0 | 0 | 0 | 0 | 0 | 0 | 0 | 0 | 59.0523 | 58.1037 | 53.784 | 38.0619 | -24.7002 | -0.52425 | 0 | 0 | 0 | 0 | 0
0.541666666666667484November | Resource 1 | Sublap 1 | 13:00 | 4 | 84 | November | 20000 | 0 | 0 | 0 | 0 | 0 | 0 | 0 | 0 | 0 | 0 | 0 | 0 | 0 | 3.108 | 3.0581 | 2.8307 | 2.0033 | -1.3 | -0.027592 | 0 | 0 | 0 | 0 | 0 | 0 | 0 | 0 | 0 | 0 | 0 | 0 | 0 | 0 | 0 | 0 | 0 | 0 | 62.1603 | 61.1618 | 56.6147 | 40.0652 | -26.0002 | -0.55184 | 0 | 0 | 0 | 0 | 0
0.541666666666667484December | Resource 1 | Sublap 1 | 13:00 | 4 | 84 | December | 21000 | 0 | 0 | 0 | 0 | 0 | 0 | 0 | 0 | 0 | 0 | 0 | 0 | 0 | 3.108 | 3.0581 | 2.8307 | 2.0033 | -1.3 | -0.027592 | 0 | 0 | 0 | 0 | 0 | 0 | 0 | 0 | 0 | 0 | 0 | 0 | 0 | 0 | 0 | 0 | 0 | 0 | 65.2683 | 64.2199 | 59.4455 | 42.0685 | -27.3002 | -0.57943 | 0 | 0 | 0 | 0 | 0
0.541666666666667485January | Resource 1 | Sublap 1 | 13:00 | 4 | 85 | January | 10000 | 0 | 0 | 0 | 0 | 0 | 0 | 0 | 0 | 0 | 0 | 0 | 0 | 0 | 4.0387 | 4.0626 | 3.7947 | 2.8483 | -1.6243 | -0.034435 | 0 | 0 | 0 | 0 | 0 | 0 | 0 | 0 | 0 | 0 | 0 | 0 | 0 | 0 | 0 | 0 | 0 | 0 | 40.3874 | 40.6256 | 37.9472 | 28.4835 | -16.2425 | -0.34435 | 0 | 0 | 0 | 0 | 0
0.541666666666667485February | Resource 1 | Sublap 1 | 13:00 | 4 | 85 | February | 11000 | 0 | 0 | 0 | 0 | 0 | 0 | 0 | 0 | 0 | 0 | 0 | 0 | 0 | 4.0387 | 4.0626 | 3.7947 | 2.8483 | -1.6243 | -0.034435 | 0 | 0 | 0 | 0 | 0 | 0 | 0 | 0 | 0 | 0 | 0 | 0 | 0 | 0 | 0 | 0 | 0 | 0 | 44.4262 | 44.6882 | 41.7419 | 31.3318 | -17.8668 | -0.37878 | 0 | 0 | 0 | 0 | 0
0.541666666666667485March | Resource 1 | Sublap 1 | 13:00 | 4 | 85 | March | 12000 | 0 | 0 | 0 | 0 | 0 | 0 | 0 | 0 | 0 | 0 | 0 | 0 | 0 | 4.0387 | 4.0626 | 3.7947 | 2.8483 | -1.6243 | -0.034435 | 0 | 0 | 0 | 0 | 0 | 0 | 0 | 0 | 0 | 0 | 0 | 0 | 0 | 0 | 0 | 0 | 0 | 0 | 48.4649 | 48.7508 | 45.5366 | 34.1802 | -19.491 | -0.41322 | 0 | 0 | 0 | 0 | 0
0.541666666666667485April | Resource 1 | Sublap 1 | 13:00 | 4 | 85 | April | 13000 | 0 | 0 | 0 | 0 | 0 | 0 | 0 | 0 | 0 | 0 | 0 | 0 | 0 | 4.0387 | 4.0626 | 3.7947 | 2.8483 | -1.6243 | -0.034435 | 0 | 0 | 0 | 0 | 0 | 0 | 0 | 0 | 0 | 0 | 0 | 0 | 0 | 0 | 0 | 0 | 0 | 0 | 52.5036 | 52.8133 | 49.3314 | 37.0285 | -21.1153 | -0.44765 | 0 | 0 | 0 | 0 | 0
0.541666666666667485May | Resource 1 | Sublap 1 | 13:00 | 4 | 85 | May | 14000 | 0 | 0 | 0 | 0 | 0 | 0 | 0 | 0 | 0 | 0 | 0 | 0 | 0 | 4.0387 | 4.0626 | 3.7947 | 2.8483 | -1.6243 | -0.034435 | 0 | 0 | 0 | 0 | 0 | 0 | 0 | 0 | 0 | 0 | 0 | 0 | 0 | 0 | 0 | 0 | 0 | 0 | 56.5424 | 56.8759 | 53.1261 | 39.8769 | -22.7395 | -0.48209 | 0 | 0 | 0 | 0 | 0
0.541666666666667485June | Resource 1 | Sublap 1 | 13:00 | 4 | 85 | June | 15000 | 0 | 0 | 0 | 0 | 0 | 0 | 0 | 0 | 0 | 0 | 0 | 0 | 0 | 4.0387 | 4.0626 | 3.7947 | 2.8483 | -1.6243 | -0.034435 | 0 | 0 | 0 | 0 | 0 | 0 | 0 | 0 | 0 | 0 | 0 | 0 | 0 | 0 | 0 | 0 | 0 | 0 | 60.5811 | 60.9384 | 56.9208 | 42.7252 | -24.3638 | -0.51652 | 0 | 0 | 0 | 0 | 0
0.541666666666667485July | Resource 1 | Sublap 1 | 13:00 | 4 | 85 | July | 16000 | 0 | 0 | 0 | 0 | 0 | 0 | 0 | 0 | 0 | 0 | 0 | 0 | 0 | 4.0387 | 4.0626 | 3.7947 | 2.8483 | -1.6243 | -0.034435 | 0 | 0 | 0 | 0 | 0 | 0 | 0 | 0 | 0 | 0 | 0 | 0 | 0 | 0 | 0 | 0 | 0 | 0 | 64.6199 | 65.001 | 60.7155 | 45.5736 | -25.988 | -0.55096 | 0 | 0 | 0 | 0 | 0
0.541666666666667485August | Resource 1 | Sublap 1 | 13:00 | 4 | 85 | August | 17000 | 0 | 0 | 0 | 0 | 0 | 0 | 0 | 0 | 0 | 0 | 0 | 0 | 0 | 4.0387 | 4.0626 | 3.7947 | 2.8483 | -1.6243 | -0.034435 | 0 | 0 | 0 | 0 | 0 | 0 | 0 | 0 | 0 | 0 | 0 | 0 | 0 | 0 | 0 | 0 | 0 | 0 | 68.6586 | 69.0636 | 64.5102 | 48.4219 | -27.6123 | -0.58539 | 0 | 0 | 0 | 0 | 0
0.541666666666667485September | Resource 1 | Sublap 1 | 13:00 | 4 | 85 | September | 18000 | 0 | 0 | 0 | 0 | 0 | 0 | 0 | 0 | 0 | 0 | 0 | 0 | 0 | 4.0387 | 4.0626 | 3.7947 | 2.8483 | -1.6243 | -0.034435 | 0 | 0 | 0 | 0 | 0 | 0 | 0 | 0 | 0 | 0 | 0 | 0 | 0 | 0 | 0 | 0 | 0 | 0 | 72.6974 | 73.1261 | 68.305 | 51.2703 | -29.2365 | -0.61983 | 0 | 0 | 0 | 0 | 0
0.541666666666667485October | Resource 1 | Sublap 1 | 13:00 | 4 | 85 | October | 19000 | 0 | 0 | 0 | 0 | 0 | 0 | 0 | 0 | 0 | 0 | 0 | 0 | 0 | 4.0387 | 4.0626 | 3.7947 | 2.8483 | -1.6243 | -0.034435 | 0 | 0 | 0 | 0 | 0 | 0 | 0 | 0 | 0 | 0 | 0 | 0 | 0 | 0 | 0 | 0 | 0 | 0 | 76.7361 | 77.1887 | 72.0997 | 54.1186 | -30.8608 | -0.65426 | 0 | 0 | 0 | 0 | 0
0.541666666666667485November | Resource 1 | Sublap 1 | 13:00 | 4 | 85 | November | 20000 | 0 | 0 | 0 | 0 | 0 | 0 | 0 | 0 | 0 | 0 | 0 | 0 | 0 | 4.0387 | 4.0626 | 3.7947 | 2.8483 | -1.6243 | -0.034435 | 0 | 0 | 0 | 0 | 0 | 0 | 0 | 0 | 0 | 0 | 0 | 0 | 0 | 0 | 0 | 0 | 0 | 0 | 80.7748 | 81.2513 | 75.8944 | 56.967 | -32.485 | -0.6887 | 0 | 0 | 0 | 0 | 0
0.541666666666667485December | Resource 1 | Sublap 1 | 13:00 | 4 | 85 | December | 21000 | 0 | 0 | 0 | 0 | 0 | 0 | 0 | 0 | 0 | 0 | 0 | 0 | 0 | 4.0387 | 4.0626 | 3.7947 | 2.8483 | -1.6243 | -0.034435 | 0 | 0 | 0 | 0 | 0 | 0 | 0 | 0 | 0 | 0 | 0 | 0 | 0 | 0 | 0 | 0 | 0 | 0 | 84.8136 | 85.3138 | 79.6891 | 59.8153 | -34.1093 | -0.72313 | 0 | 0 | 0 | 0 | 0
0.541666666666667486January | Resource 1 | Sublap 1 | 13:00 | 4 | 86 | January | 10000 | 0 | 0 | 0 | 0 | 0 | 0 | 0 | 0 | 0 | 0 | 0 | 0 | 0 | 3.6937 | 3.6769 | 3.3564 | 2.4574 | -1.4689 | -0.031155 | 0 | 0 | 0 | 0 | 0 | 0 | 0 | 0 | 0 | 0 | 0 | 0 | 0 | 0 | 0 | 0 | 0 | 0 | 36.9373 | 36.7686 | 33.564 | 24.574 | -14.6886 | -0.31155 | 0 | 0 | 0 | 0 | 0
0.541666666666667486February | Resource 1 | Sublap 1 | 13:00 | 4 | 86 | February | 11000 | 0 | 0 | 0 | 0 | 0 | 0 | 0 | 0 | 0 | 0 | 0 | 0 | 0 | 3.6937 | 3.6769 | 3.3564 | 2.4574 | -1.4689 | -0.031155 | 0 | 0 | 0 | 0 | 0 | 0 | 0 | 0 | 0 | 0 | 0 | 0 | 0 | 0 | 0 | 0 | 0 | 0 | 40.631 | 40.4454 | 36.9204 | 27.0314 | -16.1574 | -0.34271 | 0 | 0 | 0 | 0 | 0
0.541666666666667486March | Resource 1 | Sublap 1 | 13:00 | 4 | 86 | March | 12000 | 0 | 0 | 0 | 0 | 0 | 0 | 0 | 0 | 0 | 0 | 0 | 0 | 0 | 3.6937 | 3.6769 | 3.3564 | 2.4574 | -1.4689 | -0.031155 | 0 | 0 | 0 | 0 | 0 | 0 | 0 | 0 | 0 | 0 | 0 | 0 | 0 | 0 | 0 | 0 | 0 | 0 | 44.3248 | 44.1223 | 40.2768 | 29.4888 | -17.6263 | -0.37387 | 0 | 0 | 0 | 0 | 0
0.541666666666667486April | Resource 1 | Sublap 1 | 13:00 | 4 | 86 | April | 13000 | 0 | 0 | 0 | 0 | 0 | 0 | 0 | 0 | 0 | 0 | 0 | 0 | 0 | 3.6937 | 3.6769 | 3.3564 | 2.4574 | -1.4689 | -0.031155 | 0 | 0 | 0 | 0 | 0 | 0 | 0 | 0 | 0 | 0 | 0 | 0 | 0 | 0 | 0 | 0 | 0 | 0 | 48.0185 | 47.7991 | 43.6332 | 31.9461 | -19.0952 | -0.40502 | 0 | 0 | 0 | 0 | 0
0.541666666666667486May | Resource 1 | Sublap 1 | 13:00 | 4 | 86 | May | 14000 | 0 | 0 | 0 | 0 | 0 | 0 | 0 | 0 | 0 | 0 | 0 | 0 | 0 | 3.6937 | 3.6769 | 3.3564 | 2.4574 | -1.4689 | -0.031155 | 0 | 0 | 0 | 0 | 0 | 0 | 0 | 0 | 0 | 0 | 0 | 0 | 0 | 0 | 0 | 0 | 0 | 0 | 51.7122 | 51.476 | 46.9896 | 34.4036 | -20.564 | -0.43618 | 0 | 0 | 0 | 0 | 0
0.541666666666667486June | Resource 1 | Sublap 1 | 13:00 | 4 | 86 | June | 15000 | 0 | 0 | 0 | 0 | 0 | 0 | 0 | 0 | 0 | 0 | 0 | 0 | 0 | 3.6937 | 3.6769 | 3.3564 | 2.4574 | -1.4689 | -0.031155 | 0 | 0 | 0 | 0 | 0 | 0 | 0 | 0 | 0 | 0 | 0 | 0 | 0 | 0 | 0 | 0 | 0 | 0 | 55.406 | 55.1529 | 50.346 | 36.861 | -22.0329 | -0.46733 | 0 | 0 | 0 | 0 | 0
0.541666666666667486July | Resource 1 | Sublap 1 | 13:00 | 4 | 86 | July | 16000 | 0 | 0 | 0 | 0 | 0 | 0 | 0 | 0 | 0 | 0 | 0 | 0 | 0 | 3.6937 | 3.6769 | 3.3564 | 2.4574 | -1.4689 | -0.031155 | 0 | 0 | 0 | 0 | 0 | 0 | 0 | 0 | 0 | 0 | 0 | 0 | 0 | 0 | 0 | 0 | 0 | 0 | 59.0997 | 58.8297 | 53.7024 | 39.3183 | -23.5017 | -0.49849 | 0 | 0 | 0 | 0 | 0
0.541666666666667486August | Resource 1 | Sublap 1 | 13:00 | 4 | 86 | August | 17000 | 0 | 0 | 0 | 0 | 0 | 0 | 0 | 0 | 0 | 0 | 0 | 0 | 0 | 3.6937 | 3.6769 | 3.3564 | 2.4574 | -1.4689 | -0.031155 | 0 | 0 | 0 | 0 | 0 | 0 | 0 | 0 | 0 | 0 | 0 | 0 | 0 | 0 | 0 | 0 | 0 | 0 | 62.7934 | 62.5066 | 57.0588 | 41.7757 | -24.9706 | -0.52964 | 0 | 0 | 0 | 0 | 0
0.541666666666667486September | Resource 1 | Sublap 1 | 13:00 | 4 | 86 | September | 18000 | 0 | 0 | 0 | 0 | 0 | 0 | 0 | 0 | 0 | 0 | 0 | 0 | 0 | 3.6937 | 3.6769 | 3.3564 | 2.4574 | -1.4689 | -0.031155 | 0 | 0 | 0 | 0 | 0 | 0 | 0 | 0 | 0 | 0 | 0 | 0 | 0 | 0 | 0 | 0 | 0 | 0 | 66.4872 | 66.1834 | 60.4152 | 44.2331 | -26.4394 | -0.5608 | 0 | 0 | 0 | 0 | 0
0.541666666666667486October | Resource 1 | Sublap 1 | 13:00 | 4 | 86 | October | 19000 | 0 | 0 | 0 | 0 | 0 | 0 | 0 | 0 | 0 | 0 | 0 | 0 | 0 | 3.6937 | 3.6769 | 3.3564 | 2.4574 | -1.4689 | -0.031155 | 0 | 0 | 0 | 0 | 0 | 0 | 0 | 0 | 0 | 0 | 0 | 0 | 0 | 0 | 0 | 0 | 0 | 0 | 70.1809 | 69.8603 | 63.7716 | 46.6905 | -27.9083 | -0.59195 | 0 | 0 | 0 | 0 | 0
0.541666666666667486November | Resource 1 | Sublap 1 | 13:00 | 4 | 86 | November | 20000 | 0 | 0 | 0 | 0 | 0 | 0 | 0 | 0 | 0 | 0 | 0 | 0 | 0 | 3.6937 | 3.6769 | 3.3564 | 2.4574 | -1.4689 | -0.031155 | 0 | 0 | 0 | 0 | 0 | 0 | 0 | 0 | 0 | 0 | 0 | 0 | 0 | 0 | 0 | 0 | 0 | 0 | 73.8746 | 73.5372 | 67.128 | 49.1479 | -29.3772 | -0.62311 | 0 | 0 | 0 | 0 | 0
0.541666666666667486December | Resource 1 | Sublap 1 | 13:00 | 4 | 86 | December | 21000 | 0 | 0 | 0 | 0 | 0 | 0 | 0 | 0 | 0 | 0 | 0 | 0 | 0 | 3.6937 | 3.6769 | 3.3564 | 2.4574 | -1.4689 | -0.031155 | 0 | 0 | 0 | 0 | 0 | 0 | 0 | 0 | 0 | 0 | 0 | 0 | 0 | 0 | 0 | 0 | 0 | 0 | 77.5683 | 77.214 | 70.4844 | 51.6053 | -30.846 | -0.65426 | 0 | 0 | 0 | 0 | 0
0.541666666666667487January | Resource 1 | Sublap 1 | 13:00 | 4 | 87 | January | 10000 | 0 | 0 | 0 | 0 | 0 | 0 | 0 | 0 | 0 | 0 | 0 | 0 | 0 | 4.054 | 4.1 | 3.8415 | 2.8699 | -1.5399 | -0.032655 | 0 | 0 | 0 | 0 | 0 | 0 | 0 | 0 | 0 | 0 | 0 | 0 | 0 | 0 | 0 | 0 | 0 | 0 | 40.5397 | 40.9998 | 38.4153 | 28.6985 | -15.399 | -0.32655 | 0 | 0 | 0 | 0 | 0
0.541666666666667487February | Resource 1 | Sublap 1 | 13:00 | 4 | 87 | February | 11000 | 0 | 0 | 0 | 0 | 0 | 0 | 0 | 0 | 0 | 0 | 0 | 0 | 0 | 4.054 | 4.1 | 3.8415 | 2.8699 | -1.5399 | -0.032655 | 0 | 0 | 0 | 0 | 0 | 0 | 0 | 0 | 0 | 0 | 0 | 0 | 0 | 0 | 0 | 0 | 0 | 0 | 44.5937 | 45.0997 | 42.2569 | 31.5684 | -16.9389 | -0.3592 | 0 | 0 | 0 | 0 | 0
0.541666666666667487March | Resource 1 | Sublap 1 | 13:00 | 4 | 87 | March | 12000 | 0 | 0 | 0 | 0 | 0 | 0 | 0 | 0 | 0 | 0 | 0 | 0 | 0 | 4.054 | 4.1 | 3.8415 | 2.8699 | -1.5399 | -0.032655 | 0 | 0 | 0 | 0 | 0 | 0 | 0 | 0 | 0 | 0 | 0 | 0 | 0 | 0 | 0 | 0 | 0 | 0 | 48.6477 | 49.1997 | 46.0984 | 34.4382 | -18.4789 | -0.39186 | 0 | 0 | 0 | 0 | 0
0.541666666666667487April | Resource 1 | Sublap 1 | 13:00 | 4 | 87 | April | 13000 | 0 | 0 | 0 | 0 | 0 | 0 | 0 | 0 | 0 | 0 | 0 | 0 | 0 | 4.054 | 4.1 | 3.8415 | 2.8699 | -1.5399 | -0.032655 | 0 | 0 | 0 | 0 | 0 | 0 | 0 | 0 | 0 | 0 | 0 | 0 | 0 | 0 | 0 | 0 | 0 | 0 | 52.7017 | 53.2997 | 49.94 | 37.3081 | -20.0188 | -0.42451 | 0 | 0 | 0 | 0 | 0
0.541666666666667487May | Resource 1 | Sublap 1 | 13:00 | 4 | 87 | May | 14000 | 0 | 0 | 0 | 0 | 0 | 0 | 0 | 0 | 0 | 0 | 0 | 0 | 0 | 4.054 | 4.1 | 3.8415 | 2.8699 | -1.5399 | -0.032655 | 0 | 0 | 0 | 0 | 0 | 0 | 0 | 0 | 0 | 0 | 0 | 0 | 0 | 0 | 0 | 0 | 0 | 0 | 56.7557 | 57.3997 | 53.7815 | 40.1779 | -21.5587 | -0.45717 | 0 | 0 | 0 | 0 | 0
0.541666666666667487June | Resource 1 | Sublap 1 | 13:00 | 4 | 87 | June | 15000 | 0 | 0 | 0 | 0 | 0 | 0 | 0 | 0 | 0 | 0 | 0 | 0 | 0 | 4.054 | 4.1 | 3.8415 | 2.8699 | -1.5399 | -0.032655 | 0 | 0 | 0 | 0 | 0 | 0 | 0 | 0 | 0 | 0 | 0 | 0 | 0 | 0 | 0 | 0 | 0 | 0 | 60.8096 | 61.4997 | 57.623 | 43.0478 | -23.0986 | -0.48982 | 0 | 0 | 0 | 0 | 0
0.541666666666667487July | Resource 1 | Sublap 1 | 13:00 | 4 | 87 | July | 16000 | 0 | 0 | 0 | 0 | 0 | 0 | 0 | 0 | 0 | 0 | 0 | 0 | 0 | 4.054 | 4.1 | 3.8415 | 2.8699 | -1.5399 | -0.032655 | 0 | 0 | 0 | 0 | 0 | 0 | 0 | 0 | 0 | 0 | 0 | 0 | 0 | 0 | 0 | 0 | 0 | 0 | 64.8636 | 65.5996 | 61.4646 | 45.9176 | -24.6385 | -0.52248 | 0 | 0 | 0 | 0 | 0
0.541666666666667487August | Resource 1 | Sublap 1 | 13:00 | 4 | 87 | August | 17000 | 0 | 0 | 0 | 0 | 0 | 0 | 0 | 0 | 0 | 0 | 0 | 0 | 0 | 4.054 | 4.1 | 3.8415 | 2.8699 | -1.5399 | -0.032655 | 0 | 0 | 0 | 0 | 0 | 0 | 0 | 0 | 0 | 0 | 0 | 0 | 0 | 0 | 0 | 0 | 0 | 0 | 68.9176 | 69.6996 | 65.3061 | 48.7875 | -26.1784 | -0.55513 | 0 | 0 | 0 | 0 | 0
0.541666666666667487September | Resource 1 | Sublap 1 | 13:00 | 4 | 87 | September | 18000 | 0 | 0 | 0 | 0 | 0 | 0 | 0 | 0 | 0 | 0 | 0 | 0 | 0 | 4.054 | 4.1 | 3.8415 | 2.8699 | -1.5399 | -0.032655 | 0 | 0 | 0 | 0 | 0 | 0 | 0 | 0 | 0 | 0 | 0 | 0 | 0 | 0 | 0 | 0 | 0 | 0 | 72.9715 | 73.7996 | 69.1476 | 51.6574 | -27.7183 | -0.58779 | 0 | 0 | 0 | 0 | 0
0.541666666666667487October | Resource 1 | Sublap 1 | 13:00 | 4 | 87 | October | 19000 | 0 | 0 | 0 | 0 | 0 | 0 | 0 | 0 | 0 | 0 | 0 | 0 | 0 | 4.054 | 4.1 | 3.8415 | 2.8699 | -1.5399 | -0.032655 | 0 | 0 | 0 | 0 | 0 | 0 | 0 | 0 | 0 | 0 | 0 | 0 | 0 | 0 | 0 | 0 | 0 | 0 | 77.0255 | 77.8996 | 72.9891 | 54.5272 | -29.2582 | -0.62044 | 0 | 0 | 0 | 0 | 0
0.541666666666667487November | Resource 1 | Sublap 1 | 13:00 | 4 | 87 | November | 20000 | 0 | 0 | 0 | 0 | 0 | 0 | 0 | 0 | 0 | 0 | 0 | 0 | 0 | 4.054 | 4.1 | 3.8415 | 2.8699 | -1.5399 | -0.032655 | 0 | 0 | 0 | 0 | 0 | 0 | 0 | 0 | 0 | 0 | 0 | 0 | 0 | 0 | 0 | 0 | 0 | 0 | 81.0795 | 81.9995 | 76.8307 | 57.3971 | -30.7981 | -0.6531 | 0 | 0 | 0 | 0 | 0
0.541666666666667487December | Resource 1 | Sublap 1 | 13:00 | 4 | 87 | December | 21000 | 0 | 0 | 0 | 0 | 0 | 0 | 0 | 0 | 0 | 0 | 0 | 0 | 0 | 4.054 | 4.1 | 3.8415 | 2.8699 | -1.5399 | -0.032655 | 0 | 0 | 0 | 0 | 0 | 0 | 0 | 0 | 0 | 0 | 0 | 0 | 0 | 0 | 0 | 0 | 0 | 0 | 85.1335 | 86.0995 | 80.6722 | 60.2669 | -32.338 | -0.68575 | 0 | 0 | 0 | 0 | 0
0.541666666666667488January | Resource 1 | Sublap 1 | 13:00 | 4 | 88 | January | 10000 | 0 | 0 | 0 | 0 | 0 | 0 | 0 | 0 | 0 | 0 | 0 | 0 | 0 | 4.486 | 4.6481 | 4.3203 | 3.3282 | -1.6935 | -0.035896 | 0 | 0 | 0 | 0 | 0 | 0 | 0 | 0 | 0 | 0 | 0 | 0 | 0 | 0 | 0 | 0 | 0 | 0 | 44.8598 | 46.4809 | 43.2034 | 33.2822 | -16.9347 | -0.35896 | 0 | 0 | 0 | 0 | 0
0.541666666666667488February | Resource 1 | Sublap 1 | 13:00 | 4 | 88 | February | 11000 | 0 | 0 | 0 | 0 | 0 | 0 | 0 | 0 | 0 | 0 | 0 | 0 | 0 | 4.486 | 4.6481 | 4.3203 | 3.3282 | -1.6935 | -0.035896 | 0 | 0 | 0 | 0 | 0 | 0 | 0 | 0 | 0 | 0 | 0 | 0 | 0 | 0 | 0 | 0 | 0 | 0 | 49.3458 | 51.129 | 47.5237 | 36.6104 | -18.6282 | -0.39485 | 0 | 0 | 0 | 0 | 0
0.541666666666667488March | Resource 1 | Sublap 1 | 13:00 | 4 | 88 | March | 12000 | 0 | 0 | 0 | 0 | 0 | 0 | 0 | 0 | 0 | 0 | 0 | 0 | 0 | 4.486 | 4.6481 | 4.3203 | 3.3282 | -1.6935 | -0.035896 | 0 | 0 | 0 | 0 | 0 | 0 | 0 | 0 | 0 | 0 | 0 | 0 | 0 | 0 | 0 | 0 | 0 | 0 | 53.8318 | 55.7771 | 51.8441 | 39.9387 | -20.3217 | -0.43075 | 0 | 0 | 0 | 0 | 0
0.541666666666667488April | Resource 1 | Sublap 1 | 13:00 | 4 | 88 | April | 13000 | 0 | 0 | 0 | 0 | 0 | 0 | 0 | 0 | 0 | 0 | 0 | 0 | 0 | 4.486 | 4.6481 | 4.3203 | 3.3282 | -1.6935 | -0.035896 | 0 | 0 | 0 | 0 | 0 | 0 | 0 | 0 | 0 | 0 | 0 | 0 | 0 | 0 | 0 | 0 | 0 | 0 | 58.3177 | 60.4252 | 56.1644 | 43.2669 | -22.0151 | -0.46664 | 0 | 0 | 0 | 0 | 0
0.541666666666667488May | Resource 1 | Sublap 1 | 13:00 | 4 | 88 | May | 14000 | 0 | 0 | 0 | 0 | 0 | 0 | 0 | 0 | 0 | 0 | 0 | 0 | 0 | 4.486 | 4.6481 | 4.3203 | 3.3282 | -1.6935 | -0.035896 | 0 | 0 | 0 | 0 | 0 | 0 | 0 | 0 | 0 | 0 | 0 | 0 | 0 | 0 | 0 | 0 | 0 | 0 | 62.8037 | 65.0733 | 60.4847 | 46.5951 | -23.7086 | -0.50254 | 0 | 0 | 0 | 0 | 0
0.541666666666667488June | Resource 1 | Sublap 1 | 13:00 | 4 | 88 | June | 15000 | 0 | 0 | 0 | 0 | 0 | 0 | 0 | 0 | 0 | 0 | 0 | 0 | 0 | 4.486 | 4.6481 | 4.3203 | 3.3282 | -1.6935 | -0.035896 | 0 | 0 | 0 | 0 | 0 | 0 | 0 | 0 | 0 | 0 | 0 | 0 | 0 | 0 | 0 | 0 | 0 | 0 | 67.2897 | 69.7214 | 64.8051 | 49.9233 | -25.4021 | -0.53844 | 0 | 0 | 0 | 0 | 0
0.541666666666667488July | Resource 1 | Sublap 1 | 13:00 | 4 | 88 | July | 16000 | 0 | 0 | 0 | 0 | 0 | 0 | 0 | 0 | 0 | 0 | 0 | 0 | 0 | 4.486 | 4.6481 | 4.3203 | 3.3282 | -1.6935 | -0.035896 | 0 | 0 | 0 | 0 | 0 | 0 | 0 | 0 | 0 | 0 | 0 | 0 | 0 | 0 | 0 | 0 | 0 | 0 | 71.7757 | 74.3695 | 69.1254 | 53.2515 | -27.0955 | -0.57433 | 0 | 0 | 0 | 0 | 0
0.541666666666667488August | Resource 1 | Sublap 1 | 13:00 | 4 | 88 | August | 17000 | 0 | 0 | 0 | 0 | 0 | 0 | 0 | 0 | 0 | 0 | 0 | 0 | 0 | 4.486 | 4.6481 | 4.3203 | 3.3282 | -1.6935 | -0.035896 | 0 | 0 | 0 | 0 | 0 | 0 | 0 | 0 | 0 | 0 | 0 | 0 | 0 | 0 | 0 | 0 | 0 | 0 | 76.2617 | 79.0175 | 73.4458 | 56.5797 | -28.789 | -0.61023 | 0 | 0 | 0 | 0 | 0
0.541666666666667488September | Resource 1 | Sublap 1 | 13:00 | 4 | 88 | September | 18000 | 0 | 0 | 0 | 0 | 0 | 0 | 0 | 0 | 0 | 0 | 0 | 0 | 0 | 4.486 | 4.6481 | 4.3203 | 3.3282 | -1.6935 | -0.035896 | 0 | 0 | 0 | 0 | 0 | 0 | 0 | 0 | 0 | 0 | 0 | 0 | 0 | 0 | 0 | 0 | 0 | 0 | 80.7476 | 83.6656 | 77.7661 | 59.908 | -30.4825 | -0.64612 | 0 | 0 | 0 | 0 | 0
0.541666666666667488October | Resource 1 | Sublap 1 | 13:00 | 4 | 88 | October | 19000 | 0 | 0 | 0 | 0 | 0 | 0 | 0 | 0 | 0 | 0 | 0 | 0 | 0 | 4.486 | 4.6481 | 4.3203 | 3.3282 | -1.6935 | -0.035896 | 0 | 0 | 0 | 0 | 0 | 0 | 0 | 0 | 0 | 0 | 0 | 0 | 0 | 0 | 0 | 0 | 0 | 0 | 85.2336 | 88.3137 | 82.0864 | 63.2362 | -32.176 | -0.68202 | 0 | 0 | 0 | 0 | 0
0.541666666666667488November | Resource 1 | Sublap 1 | 13:00 | 4 | 88 | November | 20000 | 0 | 0 | 0 | 0 | 0 | 0 | 0 | 0 | 0 | 0 | 0 | 0 | 0 | 4.486 | 4.6481 | 4.3203 | 3.3282 | -1.6935 | -0.035896 | 0 | 0 | 0 | 0 | 0 | 0 | 0 | 0 | 0 | 0 | 0 | 0 | 0 | 0 | 0 | 0 | 0 | 0 | 89.7196 | 92.9618 | 86.4068 | 66.5644 | -33.8694 | -0.71791 | 0 | 0 | 0 | 0 | 0
0.541666666666667488December | Resource 1 | Sublap 1 | 13:00 | 4 | 88 | December | 21000 | 0 | 0 | 0 | 0 | 0 | 0 | 0 | 0 | 0 | 0 | 0 | 0 | 0 | 4.486 | 4.6481 | 4.3203 | 3.3282 | -1.6935 | -0.035896 | 0 | 0 | 0 | 0 | 0 | 0 | 0 | 0 | 0 | 0 | 0 | 0 | 0 | 0 | 0 | 0 | 0 | 0 | 94.2056 | 97.6099 | 90.7271 | 69.8926 | -35.5629 | -0.75381 | 0 | 0 | 0 | 0 | 0
0.541666666666667489January | Resource 1 | Sublap 1 | 13:00 | 4 | 89 | January | 10000 | 0 | 0 | 0 | 0 | 0 | 0 | 0 | 0 | 0 | 0 | 0 | 0 | 0 | 4.5599 | 4.5781 | 4.3432 | 3.3235 | -1.6478 | -0.034932 | 0 | 0 | 0 | 0 | 0 | 0 | 0 | 0 | 0 | 0 | 0 | 0 | 0 | 0 | 0 | 0 | 0 | 0 | 45.5994 | 45.7808 | 43.4318 | 33.2351 | -16.4782 | -0.34932 | 0 | 0 | 0 | 0 | 0
0.541666666666667489February | Resource 1 | Sublap 1 | 13:00 | 4 | 89 | February | 11000 | 0 | 0 | 0 | 0 | 0 | 0 | 0 | 0 | 0 | 0 | 0 | 0 | 0 | 4.5599 | 4.5781 | 4.3432 | 3.3235 | -1.6478 | -0.034932 | 0 | 0 | 0 | 0 | 0 | 0 | 0 | 0 | 0 | 0 | 0 | 0 | 0 | 0 | 0 | 0 | 0 | 0 | 50.1594 | 50.3588 | 47.775 | 36.5586 | -18.126 | -0.38426 | 0 | 0 | 0 | 0 | 0
0.541666666666667489March | Resource 1 | Sublap 1 | 13:00 | 4 | 89 | March | 12000 | 0 | 0 | 0 | 0 | 0 | 0 | 0 | 0 | 0 | 0 | 0 | 0 | 0 | 4.5599 | 4.5781 | 4.3432 | 3.3235 | -1.6478 | -0.034932 | 0 | 0 | 0 | 0 | 0 | 0 | 0 | 0 | 0 | 0 | 0 | 0 | 0 | 0 | 0 | 0 | 0 | 0 | 54.7193 | 54.9369 | 52.1182 | 39.8821 | -19.7738 | -0.41919 | 0 | 0 | 0 | 0 | 0
0.541666666666667489April | Resource 1 | Sublap 1 | 13:00 | 4 | 89 | April | 13000 | 0 | 0 | 0 | 0 | 0 | 0 | 0 | 0 | 0 | 0 | 0 | 0 | 0 | 4.5599 | 4.5781 | 4.3432 | 3.3235 | -1.6478 | -0.034932 | 0 | 0 | 0 | 0 | 0 | 0 | 0 | 0 | 0 | 0 | 0 | 0 | 0 | 0 | 0 | 0 | 0 | 0 | 59.2792 | 59.515 | 56.4614 | 43.2056 | -21.4217 | -0.45412 | 0 | 0 | 0 | 0 | 0
0.541666666666667489May | Resource 1 | Sublap 1 | 13:00 | 4 | 89 | May | 14000 | 0 | 0 | 0 | 0 | 0 | 0 | 0 | 0 | 0 | 0 | 0 | 0 | 0 | 4.5599 | 4.5781 | 4.3432 | 3.3235 | -1.6478 | -0.034932 | 0 | 0 | 0 | 0 | 0 | 0 | 0 | 0 | 0 | 0 | 0 | 0 | 0 | 0 | 0 | 0 | 0 | 0 | 63.8392 | 64.0931 | 60.8046 | 46.5292 | -23.0695 | -0.48905 | 0 | 0 | 0 | 0 | 0
0.541666666666667489June | Resource 1 | Sublap 1 | 13:00 | 4 | 89 | June | 15000 | 0 | 0 | 0 | 0 | 0 | 0 | 0 | 0 | 0 | 0 | 0 | 0 | 0 | 4.5599 | 4.5781 | 4.3432 | 3.3235 | -1.6478 | -0.034932 | 0 | 0 | 0 | 0 | 0 | 0 | 0 | 0 | 0 | 0 | 0 | 0 | 0 | 0 | 0 | 0 | 0 | 0 | 68.3991 | 68.6711 | 65.1478 | 49.8527 | -24.7173 | -0.52398 | 0 | 0 | 0 | 0 | 0
0.541666666666667489July | Resource 1 | Sublap 1 | 13:00 | 4 | 89 | July | 16000 | 0 | 0 | 0 | 0 | 0 | 0 | 0 | 0 | 0 | 0 | 0 | 0 | 0 | 4.5599 | 4.5781 | 4.3432 | 3.3235 | -1.6478 | -0.034932 | 0 | 0 | 0 | 0 | 0 | 0 | 0 | 0 | 0 | 0 | 0 | 0 | 0 | 0 | 0 | 0 | 0 | 0 | 72.9591 | 73.2492 | 69.4909 | 53.1762 | -26.3651 | -0.55892 | 0 | 0 | 0 | 0 | 0
0.541666666666667489August | Resource 1 | Sublap 1 | 13:00 | 4 | 89 | August | 17000 | 0 | 0 | 0 | 0 | 0 | 0 | 0 | 0 | 0 | 0 | 0 | 0 | 0 | 4.5599 | 4.5781 | 4.3432 | 3.3235 | -1.6478 | -0.034932 | 0 | 0 | 0 | 0 | 0 | 0 | 0 | 0 | 0 | 0 | 0 | 0 | 0 | 0 | 0 | 0 | 0 | 0 | 77.519 | 77.8273 | 73.8341 | 56.4997 | -28.013 | -0.59385 | 0 | 0 | 0 | 0 | 0
0.541666666666667489September | Resource 1 | Sublap 1 | 13:00 | 4 | 89 | September | 18000 | 0 | 0 | 0 | 0 | 0 | 0 | 0 | 0 | 0 | 0 | 0 | 0 | 0 | 4.5599 | 4.5781 | 4.3432 | 3.3235 | -1.6478 | -0.034932 | 0 | 0 | 0 | 0 | 0 | 0 | 0 | 0 | 0 | 0 | 0 | 0 | 0 | 0 | 0 | 0 | 0 | 0 | 82.0789 | 82.4054 | 78.1773 | 59.8232 | -29.6608 | -0.62878 | 0 | 0 | 0 | 0 | 0
0.541666666666667489October | Resource 1 | Sublap 1 | 13:00 | 4 | 89 | October | 19000 | 0 | 0 | 0 | 0 | 0 | 0 | 0 | 0 | 0 | 0 | 0 | 0 | 0 | 4.5599 | 4.5781 | 4.3432 | 3.3235 | -1.6478 | -0.034932 | 0 | 0 | 0 | 0 | 0 | 0 | 0 | 0 | 0 | 0 | 0 | 0 | 0 | 0 | 0 | 0 | 0 | 0 | 86.6389 | 86.9834 | 82.5205 | 63.1467 | -31.3086 | -0.66371 | 0 | 0 | 0 | 0 | 0
0.541666666666667489November | Resource 1 | Sublap 1 | 13:00 | 4 | 89 | November | 20000 | 0 | 0 | 0 | 0 | 0 | 0 | 0 | 0 | 0 | 0 | 0 | 0 | 0 | 4.5599 | 4.5781 | 4.3432 | 3.3235 | -1.6478 | -0.034932 | 0 | 0 | 0 | 0 | 0 | 0 | 0 | 0 | 0 | 0 | 0 | 0 | 0 | 0 | 0 | 0 | 0 | 0 | 91.1988 | 91.5615 | 86.8637 | 66.4702 | -32.9564 | -0.69865 | 0 | 0 | 0 | 0 | 0
0.541666666666667489December | Resource 1 | Sublap 1 | 13:00 | 4 | 89 | December | 21000 | 0 | 0 | 0 | 0 | 0 | 0 | 0 | 0 | 0 | 0 | 0 | 0 | 0 | 4.5599 | 4.5781 | 4.3432 | 3.3235 | -1.6478 | -0.034932 | 0 | 0 | 0 | 0 | 0 | 0 | 0 | 0 | 0 | 0 | 0 | 0 | 0 | 0 | 0 | 0 | 0 | 0 | 95.7588 | 96.1396 | 91.2069 | 69.7937 | -34.6042 | -0.73358 | 0 | 0 | 0 | 0 | 0
0.541666666666667490January | Resource 1 | Sublap 1 | 13:00 | 4 | 90 | January | 10000 | 0 | 0 | 0 | 0 | 0 | 0 | 0 | 0 | 0 | 0 | 0 | 0 | 0 | 5.3674 | 5.4257 | 5.0518 | 3.7903 | -1.8638 | -0.039491 | 0 | 0 | 0 | 0 | 0 | 0 | 0 | 0 | 0 | 0 | 0 | 0 | 0 | 0 | 0 | 0 | 0 | 0 | 53.6738 | 54.2569 | 50.5178 | 37.9025 | -18.6382 | -0.39491 | 0 | 0 | 0 | 0 | 0
0.541666666666667490February | Resource 1 | Sublap 1 | 13:00 | 4 | 90 | February | 11000 | 0 | 0 | 0 | 0 | 0 | 0 | 0 | 0 | 0 | 0 | 0 | 0 | 0 | 5.3674 | 5.4257 | 5.0518 | 3.7903 | -1.8638 | -0.039491 | 0 | 0 | 0 | 0 | 0 | 0 | 0 | 0 | 0 | 0 | 0 | 0 | 0 | 0 | 0 | 0 | 0 | 0 | 59.0412 | 59.6825 | 55.5695 | 41.6928 | -20.502 | -0.4344 | 0 | 0 | 0 | 0 | 0
0.541666666666667490March | Resource 1 | Sublap 1 | 13:00 | 4 | 90 | March | 12000 | 0 | 0 | 0 | 0 | 0 | 0 | 0 | 0 | 0 | 0 | 0 | 0 | 0 | 5.3674 | 5.4257 | 5.0518 | 3.7903 | -1.8638 | -0.039491 | 0 | 0 | 0 | 0 | 0 | 0 | 0 | 0 | 0 | 0 | 0 | 0 | 0 | 0 | 0 | 0 | 0 | 0 | 64.4086 | 65.1082 | 60.6213 | 45.483 | -22.3658 | -0.47389 | 0 | 0 | 0 | 0 | 0
0.541666666666667490April | Resource 1 | Sublap 1 | 13:00 | 4 | 90 | April | 13000 | 0 | 0 | 0 | 0 | 0 | 0 | 0 | 0 | 0 | 0 | 0 | 0 | 0 | 5.3674 | 5.4257 | 5.0518 | 3.7903 | -1.8638 | -0.039491 | 0 | 0 | 0 | 0 | 0 | 0 | 0 | 0 | 0 | 0 | 0 | 0 | 0 | 0 | 0 | 0 | 0 | 0 | 69.776 | 70.5339 | 65.6731 | 49.2733 | -24.2296 | -0.51338 | 0 | 0 | 0 | 0 | 0
0.541666666666667490May | Resource 1 | Sublap 1 | 13:00 | 4 | 90 | May | 14000 | 0 | 0 | 0 | 0 | 0 | 0 | 0 | 0 | 0 | 0 | 0 | 0 | 0 | 5.3674 | 5.4257 | 5.0518 | 3.7903 | -1.8638 | -0.039491 | 0 | 0 | 0 | 0 | 0 | 0 | 0 | 0 | 0 | 0 | 0 | 0 | 0 | 0 | 0 | 0 | 0 | 0 | 75.1433 | 75.9596 | 70.7249 | 53.0635 | -26.0935 | -0.55287 | 0 | 0 | 0 | 0 | 0
0.541666666666667490June | Resource 1 | Sublap 1 | 13:00 | 4 | 90 | June | 15000 | 0 | 0 | 0 | 0 | 0 | 0 | 0 | 0 | 0 | 0 | 0 | 0 | 0 | 5.3674 | 5.4257 | 5.0518 | 3.7903 | -1.8638 | -0.039491 | 0 | 0 | 0 | 0 | 0 | 0 | 0 | 0 | 0 | 0 | 0 | 0 | 0 | 0 | 0 | 0 | 0 | 0 | 80.5107 | 81.3853 | 75.7766 | 56.8538 | -27.9573 | -0.59236 | 0 | 0 | 0 | 0 | 0
0.541666666666667490July | Resource 1 | Sublap 1 | 13:00 | 4 | 90 | July | 16000 | 0 | 0 | 0 | 0 | 0 | 0 | 0 | 0 | 0 | 0 | 0 | 0 | 0 | 5.3674 | 5.4257 | 5.0518 | 3.7903 | -1.8638 | -0.039491 | 0 | 0 | 0 | 0 | 0 | 0 | 0 | 0 | 0 | 0 | 0 | 0 | 0 | 0 | 0 | 0 | 0 | 0 | 85.8781 | 86.811 | 80.8284 | 60.644 | -29.8211 | -0.63185 | 0 | 0 | 0 | 0 | 0
0.541666666666667490August | Resource 1 | Sublap 1 | 13:00 | 4 | 90 | August | 17000 | 0 | 0 | 0 | 0 | 0 | 0 | 0 | 0 | 0 | 0 | 0 | 0 | 0 | 5.3674 | 5.4257 | 5.0518 | 3.7903 | -1.8638 | -0.039491 | 0 | 0 | 0 | 0 | 0 | 0 | 0 | 0 | 0 | 0 | 0 | 0 | 0 | 0 | 0 | 0 | 0 | 0 | 91.2455 | 92.2367 | 85.8802 | 64.4343 | -31.6849 | -0.67134 | 0 | 0 | 0 | 0 | 0
0.541666666666667490September | Resource 1 | Sublap 1 | 13:00 | 4 | 90 | September | 18000 | 0 | 0 | 0 | 0 | 0 | 0 | 0 | 0 | 0 | 0 | 0 | 0 | 0 | 5.3674 | 5.4257 | 5.0518 | 3.7903 | -1.8638 | -0.039491 | 0 | 0 | 0 | 0 | 0 | 0 | 0 | 0 | 0 | 0 | 0 | 0 | 0 | 0 | 0 | 0 | 0 | 0 | 96.6129 | 97.6624 | 90.932 | 68.2245 | -33.5487 | -0.71083 | 0 | 0 | 0 | 0 | 0
0.541666666666667490October | Resource 1 | Sublap 1 | 13:00 | 4 | 90 | October | 19000 | 0 | 0 | 0 | 0 | 0 | 0 | 0 | 0 | 0 | 0 | 0 | 0 | 0 | 5.3674 | 5.4257 | 5.0518 | 3.7903 | -1.8638 | -0.039491 | 0 | 0 | 0 | 0 | 0 | 0 | 0 | 0 | 0 | 0 | 0 | 0 | 0 | 0 | 0 | 0 | 0 | 0 | 101.9803 | 103.088 | 95.9838 | 72.0148 | -35.4126 | -0.75033 | 0 | 0 | 0 | 0 | 0
0.541666666666667490November | Resource 1 | Sublap 1 | 13:00 | 4 | 90 | November | 20000 | 0 | 0 | 0 | 0 | 0 | 0 | 0 | 0 | 0 | 0 | 0 | 0 | 0 | 5.3674 | 5.4257 | 5.0518 | 3.7903 | -1.8638 | -0.039491 | 0 | 0 | 0 | 0 | 0 | 0 | 0 | 0 | 0 | 0 | 0 | 0 | 0 | 0 | 0 | 0 | 0 | 0 | 107.3476 | 108.5137 | 101.0355 | 75.805 | -37.2764 | -0.78982 | 0 | 0 | 0 | 0 | 0
0.541666666666667490December | Resource 1 | Sublap 1 | 13:00 | 4 | 90 | December | 21000 | 0 | 0 | 0 | 0 | 0 | 0 | 0 | 0 | 0 | 0 | 0 | 0 | 0 | 5.3674 | 5.4257 | 5.0518 | 3.7903 | -1.8638 | -0.039491 | 0 | 0 | 0 | 0 | 0 | 0 | 0 | 0 | 0 | 0 | 0 | 0 | 0 | 0 | 0 | 0 | 0 | 0 | 112.715 | 113.9394 | 106.0873 | 79.5953 | -39.1402 | -0.82931 | 0 | 0 | 0 | 0 | 0
0.541666666666667491January | Resource 1 | Sublap 1 | 13:00 | 4 | 91 | January | 10000 | 0 | 0 | 0 | 0 | 0 | 0 | 0 | 0 | 0 | 0 | 0 | 0 | 0 | 6.2018 | 6.381 | 6.1138 | 4.6587 | -2.1004 | -0.044483 | 0 | 0 | 0 | 0 | 0 | 0 | 0 | 0 | 0 | 0 | 0 | 0 | 0 | 0 | 0 | 0 | 0 | 0 | 62.018 | 63.8104 | 61.1382 | 46.5868 | -21.0037 | -0.44483 | 0 | 0 | 0 | 0 | 0
0.541666666666667491February | Resource 1 | Sublap 1 | 13:00 | 4 | 91 | February | 11000 | 0 | 0 | 0 | 0 | 0 | 0 | 0 | 0 | 0 | 0 | 0 | 0 | 0 | 6.2018 | 6.381 | 6.1138 | 4.6587 | -2.1004 | -0.044483 | 0 | 0 | 0 | 0 | 0 | 0 | 0 | 0 | 0 | 0 | 0 | 0 | 0 | 0 | 0 | 0 | 0 | 0 | 68.2198 | 70.1915 | 67.252 | 51.2454 | -23.1041 | -0.48931 | 0 | 0 | 0 | 0 | 0
0.541666666666667491March | Resource 1 | Sublap 1 | 13:00 | 4 | 91 | March | 12000 | 0 | 0 | 0 | 0 | 0 | 0 | 0 | 0 | 0 | 0 | 0 | 0 | 0 | 6.2018 | 6.381 | 6.1138 | 4.6587 | -2.1004 | -0.044483 | 0 | 0 | 0 | 0 | 0 | 0 | 0 | 0 | 0 | 0 | 0 | 0 | 0 | 0 | 0 | 0 | 0 | 0 | 74.4216 | 76.5725 | 73.3659 | 55.9041 | -25.2045 | -0.5338 | 0 | 0 | 0 | 0 | 0
0.541666666666667491April | Resource 1 | Sublap 1 | 13:00 | 4 | 91 | April | 13000 | 0 | 0 | 0 | 0 | 0 | 0 | 0 | 0 | 0 | 0 | 0 | 0 | 0 | 6.2018 | 6.381 | 6.1138 | 4.6587 | -2.1004 | -0.044483 | 0 | 0 | 0 | 0 | 0 | 0 | 0 | 0 | 0 | 0 | 0 | 0 | 0 | 0 | 0 | 0 | 0 | 0 | 80.6234 | 82.9536 | 79.4797 | 60.5628 | -27.3048 | -0.57828 | 0 | 0 | 0 | 0 | 0
0.541666666666667491May | Resource 1 | Sublap 1 | 13:00 | 4 | 91 | May | 14000 | 0 | 0 | 0 | 0 | 0 | 0 | 0 | 0 | 0 | 0 | 0 | 0 | 0 | 6.2018 | 6.381 | 6.1138 | 4.6587 | -2.1004 | -0.044483 | 0 | 0 | 0 | 0 | 0 | 0 | 0 | 0 | 0 | 0 | 0 | 0 | 0 | 0 | 0 | 0 | 0 | 0 | 86.8252 | 89.3346 | 85.5935 | 65.2215 | -29.4052 | -0.62276 | 0 | 0 | 0 | 0 | 0
0.541666666666667491June | Resource 1 | Sublap 1 | 13:00 | 4 | 91 | June | 15000 | 0 | 0 | 0 | 0 | 0 | 0 | 0 | 0 | 0 | 0 | 0 | 0 | 0 | 6.2018 | 6.381 | 6.1138 | 4.6587 | -2.1004 | -0.044483 | 0 | 0 | 0 | 0 | 0 | 0 | 0 | 0 | 0 | 0 | 0 | 0 | 0 | 0 | 0 | 0 | 0 | 0 | 93.0269 | 95.7157 | 91.7073 | 69.8802 | -31.5056 | -0.66725 | 0 | 0 | 0 | 0 | 0
0.541666666666667491July | Resource 1 | Sublap 1 | 13:00 | 4 | 91 | July | 16000 | 0 | 0 | 0 | 0 | 0 | 0 | 0 | 0 | 0 | 0 | 0 | 0 | 0 | 6.2018 | 6.381 | 6.1138 | 4.6587 | -2.1004 | -0.044483 | 0 | 0 | 0 | 0 | 0 | 0 | 0 | 0 | 0 | 0 | 0 | 0 | 0 | 0 | 0 | 0 | 0 | 0 | 99.2288 | 102.0967 | 97.8211 | 74.5388 | -33.606 | -0.71173 | 0 | 0 | 0 | 0 | 0
0.541666666666667491August | Resource 1 | Sublap 1 | 13:00 | 4 | 91 | August | 17000 | 0 | 0 | 0 | 0 | 0 | 0 | 0 | 0 | 0 | 0 | 0 | 0 | 0 | 6.2018 | 6.381 | 6.1138 | 4.6587 | -2.1004 | -0.044483 | 0 | 0 | 0 | 0 | 0 | 0 | 0 | 0 | 0 | 0 | 0 | 0 | 0 | 0 | 0 | 0 | 0 | 0 | 105.4305 | 108.4777 | 103.935 | 79.1975 | -35.7063 | -0.75621 | 0 | 0 | 0 | 0 | 0
0.541666666666667491September | Resource 1 | Sublap 1 | 13:00 | 4 | 91 | September | 18000 | 0 | 0 | 0 | 0 | 0 | 0 | 0 | 0 | 0 | 0 | 0 | 0 | 0 | 6.2018 | 6.381 | 6.1138 | 4.6587 | -2.1004 | -0.044483 | 0 | 0 | 0 | 0 | 0 | 0 | 0 | 0 | 0 | 0 | 0 | 0 | 0 | 0 | 0 | 0 | 0 | 0 | 111.6323 | 114.8588 | 110.0488 | 83.8562 | -37.8067 | -0.8007 | 0 | 0 | 0 | 0 | 0
0.541666666666667491October | Resource 1 | Sublap 1 | 13:00 | 4 | 91 | October | 19000 | 0 | 0 | 0 | 0 | 0 | 0 | 0 | 0 | 0 | 0 | 0 | 0 | 0 | 6.2018 | 6.381 | 6.1138 | 4.6587 | -2.1004 | -0.044483 | 0 | 0 | 0 | 0 | 0 | 0 | 0 | 0 | 0 | 0 | 0 | 0 | 0 | 0 | 0 | 0 | 0 | 0 | 117.8341 | 121.2398 | 116.1626 | 88.5149 | -39.9071 | -0.84518 | 0 | 0 | 0 | 0 | 0
0.541666666666667491November | Resource 1 | Sublap 1 | 13:00 | 4 | 91 | November | 20000 | 0 | 0 | 0 | 0 | 0 | 0 | 0 | 0 | 0 | 0 | 0 | 0 | 0 | 6.2018 | 6.381 | 6.1138 | 4.6587 | -2.1004 | -0.044483 | 0 | 0 | 0 | 0 | 0 | 0 | 0 | 0 | 0 | 0 | 0 | 0 | 0 | 0 | 0 | 0 | 0 | 0 | 124.0359 | 127.6209 | 122.2764 | 93.1736 | -42.0075 | -0.88966 | 0 | 0 | 0 | 0 | 0
0.541666666666667491December | Resource 1 | Sublap 1 | 13:00 | 4 | 91 | December | 21000 | 0 | 0 | 0 | 0 | 0 | 0 | 0 | 0 | 0 | 0 | 0 | 0 | 0 | 6.2018 | 6.381 | 6.1138 | 4.6587 | -2.1004 | -0.044483 | 0 | 0 | 0 | 0 | 0 | 0 | 0 | 0 | 0 | 0 | 0 | 0 | 0 | 0 | 0 | 0 | 0 | 0 | 130.2377 | 134.0019 | 128.3903 | 97.8322 | -44.1078 | -0.93415 | 0 | 0 | 0 | 0 | 0
0.541666666666667492January | Resource 1 | Sublap 1 | 13:00 | 4 | 92 | January | 10000 | 0 | 0 | 0 | 0 | 0 | 0 | 0 | 0 | 0 | 0 | 0 | 0 | 0 | 6.4264 | 6.9121 | 6.6416 | 5.0283 | -2.1593 | -0.045727 | 0 | 0 | 0 | 0 | 0 | 0 | 0 | 0 | 0 | 0 | 0 | 0 | 0 | 0 | 0 | 0 | 0 | 0 | 64.2635 | 69.1207 | 66.4157 | 50.2826 | -21.5933 | -0.45727 | 0 | 0 | 0 | 0 | 0
0.541666666666667492February | Resource 1 | Sublap 1 | 13:00 | 4 | 92 | February | 11000 | 0 | 0 | 0 | 0 | 0 | 0 | 0 | 0 | 0 | 0 | 0 | 0 | 0 | 6.4264 | 6.9121 | 6.6416 | 5.0283 | -2.1593 | -0.045727 | 0 | 0 | 0 | 0 | 0 | 0 | 0 | 0 | 0 | 0 | 0 | 0 | 0 | 0 | 0 | 0 | 0 | 0 | 70.6899 | 76.0328 | 73.0573 | 55.3108 | -23.7526 | -0.503 | 0 | 0 | 0 | 0 | 0
0.541666666666667492March | Resource 1 | Sublap 1 | 13:00 | 4 | 92 | March | 12000 | 0 | 0 | 0 | 0 | 0 | 0 | 0 | 0 | 0 | 0 | 0 | 0 | 0 | 6.4264 | 6.9121 | 6.6416 | 5.0283 | -2.1593 | -0.045727 | 0 | 0 | 0 | 0 | 0 | 0 | 0 | 0 | 0 | 0 | 0 | 0 | 0 | 0 | 0 | 0 | 0 | 0 | 77.1162 | 82.9449 | 79.6988 | 60.3391 | -25.912 | -0.54873 | 0 | 0 | 0 | 0 | 0
0.541666666666667492April | Resource 1 | Sublap 1 | 13:00 | 4 | 92 | April | 13000 | 0 | 0 | 0 | 0 | 0 | 0 | 0 | 0 | 0 | 0 | 0 | 0 | 0 | 6.4264 | 6.9121 | 6.6416 | 5.0283 | -2.1593 | -0.045727 | 0 | 0 | 0 | 0 | 0 | 0 | 0 | 0 | 0 | 0 | 0 | 0 | 0 | 0 | 0 | 0 | 0 | 0 | 83.5426 | 89.8569 | 86.3404 | 65.3673 | -28.0713 | -0.59446 | 0 | 0 | 0 | 0 | 0
0.541666666666667492May | Resource 1 | Sublap 1 | 13:00 | 4 | 92 | May | 14000 | 0 | 0 | 0 | 0 | 0 | 0 | 0 | 0 | 0 | 0 | 0 | 0 | 0 | 6.4264 | 6.9121 | 6.6416 | 5.0283 | -2.1593 | -0.045727 | 0 | 0 | 0 | 0 | 0 | 0 | 0 | 0 | 0 | 0 | 0 | 0 | 0 | 0 | 0 | 0 | 0 | 0 | 89.969 | 96.769 | 92.982 | 70.3956 | -30.2306 | -0.64018 | 0 | 0 | 0 | 0 | 0
0.541666666666667492June | Resource 1 | Sublap 1 | 13:00 | 4 | 92 | June | 15000 | 0 | 0 | 0 | 0 | 0 | 0 | 0 | 0 | 0 | 0 | 0 | 0 | 0 | 6.4264 | 6.9121 | 6.6416 | 5.0283 | -2.1593 | -0.045727 | 0 | 0 | 0 | 0 | 0 | 0 | 0 | 0 | 0 | 0 | 0 | 0 | 0 | 0 | 0 | 0 | 0 | 0 | 96.3953 | 103.6811 | 99.6236 | 75.4238 | -32.3899 | -0.68591 | 0 | 0 | 0 | 0 | 0
0.541666666666667492July | Resource 1 | Sublap 1 | 13:00 | 4 | 92 | July | 16000 | 0 | 0 | 0 | 0 | 0 | 0 | 0 | 0 | 0 | 0 | 0 | 0 | 0 | 6.4264 | 6.9121 | 6.6416 | 5.0283 | -2.1593 | -0.045727 | 0 | 0 | 0 | 0 | 0 | 0 | 0 | 0 | 0 | 0 | 0 | 0 | 0 | 0 | 0 | 0 | 0 | 0 | 102.8217 | 110.5931 | 106.2651 | 80.4521 | -34.5493 | -0.73164 | 0 | 0 | 0 | 0 | 0
0.541666666666667492August | Resource 1 | Sublap 1 | 13:00 | 4 | 92 | August | 17000 | 0 | 0 | 0 | 0 | 0 | 0 | 0 | 0 | 0 | 0 | 0 | 0 | 0 | 6.4264 | 6.9121 | 6.6416 | 5.0283 | -2.1593 | -0.045727 | 0 | 0 | 0 | 0 | 0 | 0 | 0 | 0 | 0 | 0 | 0 | 0 | 0 | 0 | 0 | 0 | 0 | 0 | 109.248 | 117.5052 | 112.9067 | 85.4803 | -36.7086 | -0.77736 | 0 | 0 | 0 | 0 | 0
0.541666666666667492September | Resource 1 | Sublap 1 | 13:00 | 4 | 92 | September | 18000 | 0 | 0 | 0 | 0 | 0 | 0 | 0 | 0 | 0 | 0 | 0 | 0 | 0 | 6.4264 | 6.9121 | 6.6416 | 5.0283 | -2.1593 | -0.045727 | 0 | 0 | 0 | 0 | 0 | 0 | 0 | 0 | 0 | 0 | 0 | 0 | 0 | 0 | 0 | 0 | 0 | 0 | 115.6744 | 124.4173 | 119.5483 | 90.5086 | -38.8679 | -0.82309 | 0 | 0 | 0 | 0 | 0
0.541666666666667492October | Resource 1 | Sublap 1 | 13:00 | 4 | 92 | October | 19000 | 0 | 0 | 0 | 0 | 0 | 0 | 0 | 0 | 0 | 0 | 0 | 0 | 0 | 6.4264 | 6.9121 | 6.6416 | 5.0283 | -2.1593 | -0.045727 | 0 | 0 | 0 | 0 | 0 | 0 | 0 | 0 | 0 | 0 | 0 | 0 | 0 | 0 | 0 | 0 | 0 | 0 | 122.1007 | 131.3293 | 126.1898 | 95.5369 | -41.0272 | -0.86882 | 0 | 0 | 0 | 0 | 0
0.541666666666667492November | Resource 1 | Sublap 1 | 13:00 | 4 | 92 | November | 20000 | 0 | 0 | 0 | 0 | 0 | 0 | 0 | 0 | 0 | 0 | 0 | 0 | 0 | 6.4264 | 6.9121 | 6.6416 | 5.0283 | -2.1593 | -0.045727 | 0 | 0 | 0 | 0 | 0 | 0 | 0 | 0 | 0 | 0 | 0 | 0 | 0 | 0 | 0 | 0 | 0 | 0 | 128.5271 | 138.2414 | 132.8314 | 100.5651 | -43.1866 | -0.91455 | 0 | 0 | 0 | 0 | 0
0.541666666666667492December | Resource 1 | Sublap 1 | 13:00 | 4 | 92 | December | 21000 | 0 | 0 | 0 | 0 | 0 | 0 | 0 | 0 | 0 | 0 | 0 | 0 | 0 | 6.4264 | 6.9121 | 6.6416 | 5.0283 | -2.1593 | -0.045727 | 0 | 0 | 0 | 0 | 0 | 0 | 0 | 0 | 0 | 0 | 0 | 0 | 0 | 0 | 0 | 0 | 0 | 0 | 134.9534 | 145.1535 | 139.473 | 105.5934 | -45.3459 | -0.96027 | 0 | 0 | 0 | 0 | 0
0.541666666666667493January | Resource 1 | Sublap 1 | 13:00 | 4 | 93 | January | 10000 | 0 | 0 | 0 | 0 | 0 | 0 | 0 | 0 | 0 | 0 | 0 | 0 | 0 | 6.8946 | 7.4329 | 6.7965 | 5.3269 | -2.313 | -0.04897 | 0 | 0 | 0 | 0 | 0 | 0 | 0 | 0 | 0 | 0 | 0 | 0 | 0 | 0 | 0 | 0 | 0 | 0 | 68.9461 | 74.329 | 67.9649 | 53.2691 | -23.1298 | -0.4897 | 0 | 0 | 0 | 0 | 0
0.541666666666667493February | Resource 1 | Sublap 1 | 13:00 | 4 | 93 | February | 11000 | 0 | 0 | 0 | 0 | 0 | 0 | 0 | 0 | 0 | 0 | 0 | 0 | 0 | 6.8946 | 7.4329 | 6.7965 | 5.3269 | -2.313 | -0.04897 | 0 | 0 | 0 | 0 | 0 | 0 | 0 | 0 | 0 | 0 | 0 | 0 | 0 | 0 | 0 | 0 | 0 | 0 | 75.8407 | 81.762 | 74.7614 | 58.596 | -25.4428 | -0.53867 | 0 | 0 | 0 | 0 | 0
0.541666666666667493March | Resource 1 | Sublap 1 | 13:00 | 4 | 93 | March | 12000 | 0 | 0 | 0 | 0 | 0 | 0 | 0 | 0 | 0 | 0 | 0 | 0 | 0 | 6.8946 | 7.4329 | 6.7965 | 5.3269 | -2.313 | -0.04897 | 0 | 0 | 0 | 0 | 0 | 0 | 0 | 0 | 0 | 0 | 0 | 0 | 0 | 0 | 0 | 0 | 0 | 0 | 82.7353 | 89.1949 | 81.5579 | 63.923 | -27.7557 | -0.58764 | 0 | 0 | 0 | 0 | 0
0.541666666666667493April | Resource 1 | Sublap 1 | 13:00 | 4 | 93 | April | 13000 | 0 | 0 | 0 | 0 | 0 | 0 | 0 | 0 | 0 | 0 | 0 | 0 | 0 | 6.8946 | 7.4329 | 6.7965 | 5.3269 | -2.313 | -0.04897 | 0 | 0 | 0 | 0 | 0 | 0 | 0 | 0 | 0 | 0 | 0 | 0 | 0 | 0 | 0 | 0 | 0 | 0 | 89.6299 | 96.6278 | 88.3544 | 69.2499 | -30.0687 | -0.63661 | 0 | 0 | 0 | 0 | 0
0.541666666666667493May | Resource 1 | Sublap 1 | 13:00 | 4 | 93 | May | 14000 | 0 | 0 | 0 | 0 | 0 | 0 | 0 | 0 | 0 | 0 | 0 | 0 | 0 | 6.8946 | 7.4329 | 6.7965 | 5.3269 | -2.313 | -0.04897 | 0 | 0 | 0 | 0 | 0 | 0 | 0 | 0 | 0 | 0 | 0 | 0 | 0 | 0 | 0 | 0 | 0 | 0 | 96.5245 | 104.0607 | 95.1509 | 74.5768 | -32.3817 | -0.68558 | 0 | 0 | 0 | 0 | 0
0.541666666666667493June | Resource 1 | Sublap 1 | 13:00 | 4 | 93 | June | 15000 | 0 | 0 | 0 | 0 | 0 | 0 | 0 | 0 | 0 | 0 | 0 | 0 | 0 | 6.8946 | 7.4329 | 6.7965 | 5.3269 | -2.313 | -0.04897 | 0 | 0 | 0 | 0 | 0 | 0 | 0 | 0 | 0 | 0 | 0 | 0 | 0 | 0 | 0 | 0 | 0 | 0 | 103.4191 | 111.4936 | 101.9474 | 79.9037 | -34.6947 | -0.73455 | 0 | 0 | 0 | 0 | 0
0.541666666666667493July | Resource 1 | Sublap 1 | 13:00 | 4 | 93 | July | 16000 | 0 | 0 | 0 | 0 | 0 | 0 | 0 | 0 | 0 | 0 | 0 | 0 | 0 | 6.8946 | 7.4329 | 6.7965 | 5.3269 | -2.313 | -0.04897 | 0 | 0 | 0 | 0 | 0 | 0 | 0 | 0 | 0 | 0 | 0 | 0 | 0 | 0 | 0 | 0 | 0 | 0 | 110.3138 | 118.9265 | 108.7439 | 85.2306 | -37.0077 | -0.78352 | 0 | 0 | 0 | 0 | 0
0.541666666666667493August | Resource 1 | Sublap 1 | 13:00 | 4 | 93 | August | 17000 | 0 | 0 | 0 | 0 | 0 | 0 | 0 | 0 | 0 | 0 | 0 | 0 | 0 | 6.8946 | 7.4329 | 6.7965 | 5.3269 | -2.313 | -0.04897 | 0 | 0 | 0 | 0 | 0 | 0 | 0 | 0 | 0 | 0 | 0 | 0 | 0 | 0 | 0 | 0 | 0 | 0 | 117.2084 | 126.3594 | 115.5404 | 90.5575 | -39.3206 | -0.83249 | 0 | 0 | 0 | 0 | 0
0.541666666666667493September | Resource 1 | Sublap 1 | 13:00 | 4 | 93 | September | 18000 | 0 | 0 | 0 | 0 | 0 | 0 | 0 | 0 | 0 | 0 | 0 | 0 | 0 | 6.8946 | 7.4329 | 6.7965 | 5.3269 | -2.313 | -0.04897 | 0 | 0 | 0 | 0 | 0 | 0 | 0 | 0 | 0 | 0 | 0 | 0 | 0 | 0 | 0 | 0 | 0 | 0 | 124.103 | 133.7923 | 122.3369 | 95.8844 | -41.6336 | -0.88146 | 0 | 0 | 0 | 0 | 0
0.541666666666667493October | Resource 1 | Sublap 1 | 13:00 | 4 | 93 | October | 19000 | 0 | 0 | 0 | 0 | 0 | 0 | 0 | 0 | 0 | 0 | 0 | 0 | 0 | 6.8946 | 7.4329 | 6.7965 | 5.3269 | -2.313 | -0.04897 | 0 | 0 | 0 | 0 | 0 | 0 | 0 | 0 | 0 | 0 | 0 | 0 | 0 | 0 | 0 | 0 | 0 | 0 | 130.9976 | 141.2252 | 129.1334 | 101.2113 | -43.9466 | -0.93043 | 0 | 0 | 0 | 0 | 0
0.541666666666667493November | Resource 1 | Sublap 1 | 13:00 | 4 | 93 | November | 20000 | 0 | 0 | 0 | 0 | 0 | 0 | 0 | 0 | 0 | 0 | 0 | 0 | 0 | 6.8946 | 7.4329 | 6.7965 | 5.3269 | -2.313 | -0.04897 | 0 | 0 | 0 | 0 | 0 | 0 | 0 | 0 | 0 | 0 | 0 | 0 | 0 | 0 | 0 | 0 | 0 | 0 | 137.8922 | 148.6581 | 135.9299 | 106.5382 | -46.2596 | -0.9794 | 0 | 0 | 0 | 0 | 0
0.541666666666667493December | Resource 1 | Sublap 1 | 13:00 | 4 | 93 | December | 21000 | 0 | 0 | 0 | 0 | 0 | 0 | 0 | 0 | 0 | 0 | 0 | 0 | 0 | 6.8946 | 7.4329 | 6.7965 | 5.3269 | -2.313 | -0.04897 | 0 | 0 | 0 | 0 | 0 | 0 | 0 | 0 | 0 | 0 | 0 | 0 | 0 | 0 | 0 | 0 | 0 | 0 | 144.7868 | 156.091 | 142.7263 | 111.8652 | -48.5726 | -1.0284 | 0 | 0 | 0 | 0 | 0
0.541666666666667494January | Resource 1 | Sublap 1 | 13:00 | 4 | 94 | January | 10000 | 0 | 0 | 0 | 0 | 0 | 0 | 0 | 0 | 0 | 0 | 0 | 0 | 0 | 6.9082 | 7.4103 | 6.8182 | 5.1167 | -2.3158 | -0.04903 | 0 | 0 | 0 | 0 | 0 | 0 | 0 | 0 | 0 | 0 | 0 | 0 | 0 | 0 | 0 | 0 | 0 | 0 | 69.0818 | 74.1031 | 68.1821 | 51.1668 | -23.1584 | -0.4903 | 0 | 0 | 0 | 0 | 0
0.541666666666667494February | Resource 1 | Sublap 1 | 13:00 | 4 | 94 | February | 11000 | 0 | 0 | 0 | 0 | 0 | 0 | 0 | 0 | 0 | 0 | 0 | 0 | 0 | 6.9082 | 7.4103 | 6.8182 | 5.1167 | -2.3158 | -0.04903 | 0 | 0 | 0 | 0 | 0 | 0 | 0 | 0 | 0 | 0 | 0 | 0 | 0 | 0 | 0 | 0 | 0 | 0 | 75.9899 | 81.5134 | 75.0003 | 56.2835 | -25.4743 | -0.53933 | 0 | 0 | 0 | 0 | 0
0.541666666666667494March | Resource 1 | Sublap 1 | 13:00 | 4 | 94 | March | 12000 | 0 | 0 | 0 | 0 | 0 | 0 | 0 | 0 | 0 | 0 | 0 | 0 | 0 | 6.9082 | 7.4103 | 6.8182 | 5.1167 | -2.3158 | -0.04903 | 0 | 0 | 0 | 0 | 0 | 0 | 0 | 0 | 0 | 0 | 0 | 0 | 0 | 0 | 0 | 0 | 0 | 0 | 82.8981 | 88.9237 | 81.8186 | 61.4001 | -27.7901 | -0.58836 | 0 | 0 | 0 | 0 | 0
0.541666666666667494April | Resource 1 | Sublap 1 | 13:00 | 4 | 94 | April | 13000 | 0 | 0 | 0 | 0 | 0 | 0 | 0 | 0 | 0 | 0 | 0 | 0 | 0 | 6.9082 | 7.4103 | 6.8182 | 5.1167 | -2.3158 | -0.04903 | 0 | 0 | 0 | 0 | 0 | 0 | 0 | 0 | 0 | 0 | 0 | 0 | 0 | 0 | 0 | 0 | 0 | 0 | 89.8063 | 96.334 | 88.6368 | 66.5168 | -30.1059 | -0.6374 | 0 | 0 | 0 | 0 | 0
0.541666666666667494May | Resource 1 | Sublap 1 | 13:00 | 4 | 94 | May | 14000 | 0 | 0 | 0 | 0 | 0 | 0 | 0 | 0 | 0 | 0 | 0 | 0 | 0 | 6.9082 | 7.4103 | 6.8182 | 5.1167 | -2.3158 | -0.04903 | 0 | 0 | 0 | 0 | 0 | 0 | 0 | 0 | 0 | 0 | 0 | 0 | 0 | 0 | 0 | 0 | 0 | 0 | 96.7145 | 103.7443 | 95.455 | 71.6335 | -32.4218 | -0.68643 | 0 | 0 | 0 | 0 | 0
0.541666666666667494June | Resource 1 | Sublap 1 | 13:00 | 4 | 94 | June | 15000 | 0 | 0 | 0 | 0 | 0 | 0 | 0 | 0 | 0 | 0 | 0 | 0 | 0 | 6.9082 | 7.4103 | 6.8182 | 5.1167 | -2.3158 | -0.04903 | 0 | 0 | 0 | 0 | 0 | 0 | 0 | 0 | 0 | 0 | 0 | 0 | 0 | 0 | 0 | 0 | 0 | 0 | 103.6227 | 111.1546 | 102.2732 | 76.7502 | -34.7376 | -0.73546 | 0 | 0 | 0 | 0 | 0
0.541666666666667494July | Resource 1 | Sublap 1 | 13:00 | 4 | 94 | July | 16000 | 0 | 0 | 0 | 0 | 0 | 0 | 0 | 0 | 0 | 0 | 0 | 0 | 0 | 6.9082 | 7.4103 | 6.8182 | 5.1167 | -2.3158 | -0.04903 | 0 | 0 | 0 | 0 | 0 | 0 | 0 | 0 | 0 | 0 | 0 | 0 | 0 | 0 | 0 | 0 | 0 | 0 | 110.5308 | 118.5649 | 109.0914 | 81.8668 | -37.0535 | -0.78449 | 0 | 0 | 0 | 0 | 0
0.541666666666667494August | Resource 1 | Sublap 1 | 13:00 | 4 | 94 | August | 17000 | 0 | 0 | 0 | 0 | 0 | 0 | 0 | 0 | 0 | 0 | 0 | 0 | 0 | 6.9082 | 7.4103 | 6.8182 | 5.1167 | -2.3158 | -0.04903 | 0 | 0 | 0 | 0 | 0 | 0 | 0 | 0 | 0 | 0 | 0 | 0 | 0 | 0 | 0 | 0 | 0 | 0 | 117.439 | 125.9752 | 115.9096 | 86.9835 | -39.3693 | -0.83352 | 0 | 0 | 0 | 0 | 0
0.541666666666667494September | Resource 1 | Sublap 1 | 13:00 | 4 | 94 | September | 18000 | 0 | 0 | 0 | 0 | 0 | 0 | 0 | 0 | 0 | 0 | 0 | 0 | 0 | 6.9082 | 7.4103 | 6.8182 | 5.1167 | -2.3158 | -0.04903 | 0 | 0 | 0 | 0 | 0 | 0 | 0 | 0 | 0 | 0 | 0 | 0 | 0 | 0 | 0 | 0 | 0 | 0 | 124.3472 | 133.3855 | 122.7279 | 92.1002 | -41.6852 | -0.88255 | 0 | 0 | 0 | 0 | 0
0.541666666666667494October | Resource 1 | Sublap 1 | 13:00 | 4 | 94 | October | 19000 | 0 | 0 | 0 | 0 | 0 | 0 | 0 | 0 | 0 | 0 | 0 | 0 | 0 | 6.9082 | 7.4103 | 6.8182 | 5.1167 | -2.3158 | -0.04903 | 0 | 0 | 0 | 0 | 0 | 0 | 0 | 0 | 0 | 0 | 0 | 0 | 0 | 0 | 0 | 0 | 0 | 0 | 131.2554 | 140.7958 | 129.5461 | 97.2169 | -44.001 | -0.93158 | 0 | 0 | 0 | 0 | 0
0.541666666666667494November | Resource 1 | Sublap 1 | 13:00 | 4 | 94 | November | 20000 | 0 | 0 | 0 | 0 | 0 | 0 | 0 | 0 | 0 | 0 | 0 | 0 | 0 | 6.9082 | 7.4103 | 6.8182 | 5.1167 | -2.3158 | -0.04903 | 0 | 0 | 0 | 0 | 0 | 0 | 0 | 0 | 0 | 0 | 0 | 0 | 0 | 0 | 0 | 0 | 0 | 0 | 138.1635 | 148.2061 | 136.3643 | 102.3336 | -46.3168 | -0.98061 | 0 | 0 | 0 | 0 | 0
0.541666666666667494December | Resource 1 | Sublap 1 | 13:00 | 4 | 94 | December | 21000 | 0 | 0 | 0 | 0 | 0 | 0 | 0 | 0 | 0 | 0 | 0 | 0 | 0 | 6.9082 | 7.4103 | 6.8182 | 5.1167 | -2.3158 | -0.04903 | 0 | 0 | 0 | 0 | 0 | 0 | 0 | 0 | 0 | 0 | 0 | 0 | 0 | 0 | 0 | 0 | 0 | 0 | 145.0717 | 155.6164 | 143.1825 | 107.4502 | -48.6327 | -1.0296 | 0 | 0 | 0 | 0 | 0
0.541666666666667495January | Resource 1 | Sublap 1 | 13:00 | 4 | 95 | January | 10000 | 0 | 0 | 0 | 0 | 0 | 0 | 0 | 0 | 0 | 0 | 0 | 0 | 0 | 9.1233 | 10.1512 | 10.3851 | 8.2062 | -3.0265 | -0.064028 | 0 | 0 | 0 | 0 | 0 | 0 | 0 | 0 | 0 | 0 | 0 | 0 | 0 | 0 | 0 | 0 | 0 | 0 | 91.2331 | 101.512 | 103.8512 | 82.062 | -30.2647 | -0.64028 | 0 | 0 | 0 | 0 | 0
0.541666666666667495February | Resource 1 | Sublap 1 | 13:00 | 4 | 95 | February | 11000 | 0 | 0 | 0 | 0 | 0 | 0 | 0 | 0 | 0 | 0 | 0 | 0 | 0 | 9.1233 | 10.1512 | 10.3851 | 8.2062 | -3.0265 | -0.064028 | 0 | 0 | 0 | 0 | 0 | 0 | 0 | 0 | 0 | 0 | 0 | 0 | 0 | 0 | 0 | 0 | 0 | 0 | 100.3564 | 111.6632 | 114.2363 | 90.2682 | -33.2911 | -0.7043 | 0 | 0 | 0 | 0 | 0
0.541666666666667495March | Resource 1 | Sublap 1 | 13:00 | 4 | 95 | March | 12000 | 0 | 0 | 0 | 0 | 0 | 0 | 0 | 0 | 0 | 0 | 0 | 0 | 0 | 9.1233 | 10.1512 | 10.3851 | 8.2062 | -3.0265 | -0.064028 | 0 | 0 | 0 | 0 | 0 | 0 | 0 | 0 | 0 | 0 | 0 | 0 | 0 | 0 | 0 | 0 | 0 | 0 | 109.4797 | 121.8143 | 124.6214 | 98.4744 | -36.3176 | -0.76833 | 0 | 0 | 0 | 0 | 0
0.541666666666667495April | Resource 1 | Sublap 1 | 13:00 | 4 | 95 | April | 13000 | 0 | 0 | 0 | 0 | 0 | 0 | 0 | 0 | 0 | 0 | 0 | 0 | 0 | 9.1233 | 10.1512 | 10.3851 | 8.2062 | -3.0265 | -0.064028 | 0 | 0 | 0 | 0 | 0 | 0 | 0 | 0 | 0 | 0 | 0 | 0 | 0 | 0 | 0 | 0 | 0 | 0 | 118.603 | 131.9655 | 135.0065 | 106.6806 | -39.3441 | -0.83236 | 0 | 0 | 0 | 0 | 0
0.541666666666667495May | Resource 1 | Sublap 1 | 13:00 | 4 | 95 | May | 14000 | 0 | 0 | 0 | 0 | 0 | 0 | 0 | 0 | 0 | 0 | 0 | 0 | 0 | 9.1233 | 10.1512 | 10.3851 | 8.2062 | -3.0265 | -0.064028 | 0 | 0 | 0 | 0 | 0 | 0 | 0 | 0 | 0 | 0 | 0 | 0 | 0 | 0 | 0 | 0 | 0 | 0 | 127.7263 | 142.1167 | 145.3916 | 114.8868 | -42.3705 | -0.89639 | 0 | 0 | 0 | 0 | 0
0.541666666666667495June | Resource 1 | Sublap 1 | 13:00 | 4 | 95 | June | 15000 | 0 | 0 | 0 | 0 | 0 | 0 | 0 | 0 | 0 | 0 | 0 | 0 | 0 | 9.1233 | 10.1512 | 10.3851 | 8.2062 | -3.0265 | -0.064028 | 0 | 0 | 0 | 0 | 0 | 0 | 0 | 0 | 0 | 0 | 0 | 0 | 0 | 0 | 0 | 0 | 0 | 0 | 136.8497 | 152.2679 | 155.7768 | 123.093 | -45.397 | -0.96041 | 0 | 0 | 0 | 0 | 0
0.541666666666667495July | Resource 1 | Sublap 1 | 13:00 | 4 | 95 | July | 16000 | 0 | 0 | 0 | 0 | 0 | 0 | 0 | 0 | 0 | 0 | 0 | 0 | 0 | 9.1233 | 10.1512 | 10.3851 | 8.2062 | -3.0265 | -0.064028 | 0 | 0 | 0 | 0 | 0 | 0 | 0 | 0 | 0 | 0 | 0 | 0 | 0 | 0 | 0 | 0 | 0 | 0 | 145.973 | 162.4191 | 166.1619 | 131.2992 | -48.4235 | -1.0244 | 0 | 0 | 0 | 0 | 0
0.541666666666667495August | Resource 1 | Sublap 1 | 13:00 | 4 | 95 | August | 17000 | 0 | 0 | 0 | 0 | 0 | 0 | 0 | 0 | 0 | 0 | 0 | 0 | 0 | 9.1233 | 10.1512 | 10.3851 | 8.2062 | -3.0265 | -0.064028 | 0 | 0 | 0 | 0 | 0 | 0 | 0 | 0 | 0 | 0 | 0 | 0 | 0 | 0 | 0 | 0 | 0 | 0 | 155.0963 | 172.5703 | 176.547 | 139.5054 | -51.4499 | -1.0885 | 0 | 0 | 0 | 0 | 0
0.541666666666667495September | Resource 1 | Sublap 1 | 13:00 | 4 | 95 | September | 18000 | 0 | 0 | 0 | 0 | 0 | 0 | 0 | 0 | 0 | 0 | 0 | 0 | 0 | 9.1233 | 10.1512 | 10.3851 | 8.2062 | -3.0265 | -0.064028 | 0 | 0 | 0 | 0 | 0 | 0 | 0 | 0 | 0 | 0 | 0 | 0 | 0 | 0 | 0 | 0 | 0 | 0 | 164.2196 | 182.7215 | 186.9321 | 147.7116 | -54.4764 | -1.1525 | 0 | 0 | 0 | 0 | 0
0.541666666666667495October | Resource 1 | Sublap 1 | 13:00 | 4 | 95 | October | 19000 | 0 | 0 | 0 | 0 | 0 | 0 | 0 | 0 | 0 | 0 | 0 | 0 | 0 | 9.1233 | 10.1512 | 10.3851 | 8.2062 | -3.0265 | -0.064028 | 0 | 0 | 0 | 0 | 0 | 0 | 0 | 0 | 0 | 0 | 0 | 0 | 0 | 0 | 0 | 0 | 0 | 0 | 173.3429 | 192.8727 | 197.3172 | 155.9178 | -57.5029 | -1.2165 | 0 | 0 | 0 | 0 | 0
0.541666666666667495November | Resource 1 | Sublap 1 | 13:00 | 4 | 95 | November | 20000 | 0 | 0 | 0 | 0 | 0 | 0 | 0 | 0 | 0 | 0 | 0 | 0 | 0 | 9.1233 | 10.1512 | 10.3851 | 8.2062 | -3.0265 | -0.064028 | 0 | 0 | 0 | 0 | 0 | 0 | 0 | 0 | 0 | 0 | 0 | 0 | 0 | 0 | 0 | 0 | 0 | 0 | 182.4662 | 203.0239 | 207.7024 | 164.124 | -60.5293 | -1.2806 | 0 | 0 | 0 | 0 | 0
0.541666666666667495December | Resource 1 | Sublap 1 | 13:00 | 4 | 95 | December | 21000 | 0 | 0 | 0 | 0 | 0 | 0 | 0 | 0 | 0 | 0 | 0 | 0 | 0 | 9.1233 | 10.1512 | 10.3851 | 8.2062 | -3.0265 | -0.064028 | 0 | 0 | 0 | 0 | 0 | 0 | 0 | 0 | 0 | 0 | 0 | 0 | 0 | 0 | 0 | 0 | 0 | 0 | 191.5895 | 213.1751 | 218.0875 | 172.3302 | -63.5558 | -1.3446 | 0 | 0 | 0 | 0 | 0
0.541666666666667496January | Resource 1 | Sublap 1 | 13:00 | 4 | 96 | January | 10000 | 0 | 0 | 0 | 0 | 0 | 0 | 0 | 0 | 0 | 0 | 0 | 0 | 0 | 8.1226 | 9.0323 | 9.2638 | 7.2828 | -2.6941 | -0.057013 | 0 | 0 | 0 | 0 | 0 | 0 | 0 | 0 | 0 | 0 | 0 | 0 | 0 | 0 | 0 | 0 | 0 | 0 | 81.226 | 90.3231 | 92.6381 | 72.8283 | -26.9407 | -0.57013 | 0 | 0 | 0 | 0 | 0
0.541666666666667496February | Resource 1 | Sublap 1 | 13:00 | 4 | 96 | February | 11000 | 0 | 0 | 0 | 0 | 0 | 0 | 0 | 0 | 0 | 0 | 0 | 0 | 0 | 8.1226 | 9.0323 | 9.2638 | 7.2828 | -2.6941 | -0.057013 | 0 | 0 | 0 | 0 | 0 | 0 | 0 | 0 | 0 | 0 | 0 | 0 | 0 | 0 | 0 | 0 | 0 | 0 | 89.3486 | 99.3554 | 101.902 | 80.1112 | -29.6348 | -0.62714 | 0 | 0 | 0 | 0 | 0
0.541666666666667496March | Resource 1 | Sublap 1 | 13:00 | 4 | 96 | March | 12000 | 0 | 0 | 0 | 0 | 0 | 0 | 0 | 0 | 0 | 0 | 0 | 0 | 0 | 8.1226 | 9.0323 | 9.2638 | 7.2828 | -2.6941 | -0.057013 | 0 | 0 | 0 | 0 | 0 | 0 | 0 | 0 | 0 | 0 | 0 | 0 | 0 | 0 | 0 | 0 | 0 | 0 | 97.4712 | 108.3877 | 111.1658 | 87.394 | -32.3289 | -0.68415 | 0 | 0 | 0 | 0 | 0
0.541666666666667496April | Resource 1 | Sublap 1 | 13:00 | 4 | 96 | April | 13000 | 0 | 0 | 0 | 0 | 0 | 0 | 0 | 0 | 0 | 0 | 0 | 0 | 0 | 8.1226 | 9.0323 | 9.2638 | 7.2828 | -2.6941 | -0.057013 | 0 | 0 | 0 | 0 | 0 | 0 | 0 | 0 | 0 | 0 | 0 | 0 | 0 | 0 | 0 | 0 | 0 | 0 | 105.5938 | 117.42 | 120.4296 | 94.6768 | -35.023 | -0.74117 | 0 | 0 | 0 | 0 | 0
0.541666666666667496May | Resource 1 | Sublap 1 | 13:00 | 4 | 96 | May | 14000 | 0 | 0 | 0 | 0 | 0 | 0 | 0 | 0 | 0 | 0 | 0 | 0 | 0 | 8.1226 | 9.0323 | 9.2638 | 7.2828 | -2.6941 | -0.057013 | 0 | 0 | 0 | 0 | 0 | 0 | 0 | 0 | 0 | 0 | 0 | 0 | 0 | 0 | 0 | 0 | 0 | 0 | 113.7165 | 126.4524 | 129.6934 | 101.9597 | -37.717 | -0.79818 | 0 | 0 | 0 | 0 | 0
0.541666666666667496June | Resource 1 | Sublap 1 | 13:00 | 4 | 96 | June | 15000 | 0 | 0 | 0 | 0 | 0 | 0 | 0 | 0 | 0 | 0 | 0 | 0 | 0 | 8.1226 | 9.0323 | 9.2638 | 7.2828 | -2.6941 | -0.057013 | 0 | 0 | 0 | 0 | 0 | 0 | 0 | 0 | 0 | 0 | 0 | 0 | 0 | 0 | 0 | 0 | 0 | 0 | 121.8391 | 135.4847 | 138.9572 | 109.2425 | -40.4111 | -0.85519 | 0 | 0 | 0 | 0 | 0
0.541666666666667496July | Resource 1 | Sublap 1 | 13:00 | 4 | 96 | July | 16000 | 0 | 0 | 0 | 0 | 0 | 0 | 0 | 0 | 0 | 0 | 0 | 0 | 0 | 8.1226 | 9.0323 | 9.2638 | 7.2828 | -2.6941 | -0.057013 | 0 | 0 | 0 | 0 | 0 | 0 | 0 | 0 | 0 | 0 | 0 | 0 | 0 | 0 | 0 | 0 | 0 | 0 | 129.9617 | 144.517 | 148.221 | 116.5253 | -43.1052 | -0.9122 | 0 | 0 | 0 | 0 | 0
0.541666666666667496August | Resource 1 | Sublap 1 | 13:00 | 4 | 96 | August | 17000 | 0 | 0 | 0 | 0 | 0 | 0 | 0 | 0 | 0 | 0 | 0 | 0 | 0 | 8.1226 | 9.0323 | 9.2638 | 7.2828 | -2.6941 | -0.057013 | 0 | 0 | 0 | 0 | 0 | 0 | 0 | 0 | 0 | 0 | 0 | 0 | 0 | 0 | 0 | 0 | 0 | 0 | 138.0843 | 153.5493 | 157.4849 | 123.8082 | -45.7993 | -0.96922 | 0 | 0 | 0 | 0 | 0
0.541666666666667496September | Resource 1 | Sublap 1 | 13:00 | 4 | 96 | September | 18000 | 0 | 0 | 0 | 0 | 0 | 0 | 0 | 0 | 0 | 0 | 0 | 0 | 0 | 8.1226 | 9.0323 | 9.2638 | 7.2828 | -2.6941 | -0.057013 | 0 | 0 | 0 | 0 | 0 | 0 | 0 | 0 | 0 | 0 | 0 | 0 | 0 | 0 | 0 | 0 | 0 | 0 | 146.2069 | 162.5816 | 166.7487 | 131.091 | -48.4933 | -1.0262 | 0 | 0 | 0 | 0 | 0
0.541666666666667496October | Resource 1 | Sublap 1 | 13:00 | 4 | 96 | October | 19000 | 0 | 0 | 0 | 0 | 0 | 0 | 0 | 0 | 0 | 0 | 0 | 0 | 0 | 8.1226 | 9.0323 | 9.2638 | 7.2828 | -2.6941 | -0.057013 | 0 | 0 | 0 | 0 | 0 | 0 | 0 | 0 | 0 | 0 | 0 | 0 | 0 | 0 | 0 | 0 | 0 | 0 | 154.3295 | 171.6139 | 176.0125 | 138.3738 | -51.1874 | -1.0832 | 0 | 0 | 0 | 0 | 0
0.541666666666667496November | Resource 1 | Sublap 1 | 13:00 | 4 | 96 | November | 20000 | 0 | 0 | 0 | 0 | 0 | 0 | 0 | 0 | 0 | 0 | 0 | 0 | 0 | 8.1226 | 9.0323 | 9.2638 | 7.2828 | -2.6941 | -0.057013 | 0 | 0 | 0 | 0 | 0 | 0 | 0 | 0 | 0 | 0 | 0 | 0 | 0 | 0 | 0 | 0 | 0 | 0 | 162.4521 | 180.6462 | 185.2763 | 145.6567 | -53.8815 | -1.1403 | 0 | 0 | 0 | 0 | 0
0.541666666666667496December | Resource 1 | Sublap 1 | 13:00 | 4 | 96 | December | 21000 | 0 | 0 | 0 | 0 | 0 | 0 | 0 | 0 | 0 | 0 | 0 | 0 | 0 | 8.1226 | 9.0323 | 9.2638 | 7.2828 | -2.6941 | -0.057013 | 0 | 0 | 0 | 0 | 0 | 0 | 0 | 0 | 0 | 0 | 0 | 0 | 0 | 0 | 0 | 0 | 0 | 0 | 170.5747 | 189.6785 | 194.5401 | 152.9395 | -56.5756 | -1.1973 | 0 | 0 | 0 | 0 | 0
0.541666666666667497January | Resource 1 | Sublap 1 | 13:00 | 4 | 97 | January | 10000 | 0 | 0 | 0 | 0 | 0 | 0 | 0 | 0 | 0 | 0 | 0 | 0 | 0 | 7.5618 | 8.4167 | 8.4433 | 6.477 | -2.5016 | -0.05295 | 0 | 0 | 0 | 0 | 0 | 0 | 0 | 0 | 0 | 0 | 0 | 0 | 0 | 0 | 0 | 0 | 0 | 0 | 75.6176 | 84.1674 | 84.4333 | 64.7699 | -25.0158 | -0.5295 | 0 | 0 | 0 | 0 | 0
0.541666666666667497February | Resource 1 | Sublap 1 | 13:00 | 4 | 97 | February | 11000 | 0 | 0 | 0 | 0 | 0 | 0 | 0 | 0 | 0 | 0 | 0 | 0 | 0 | 7.5618 | 8.4167 | 8.4433 | 6.477 | -2.5016 | -0.05295 | 0 | 0 | 0 | 0 | 0 | 0 | 0 | 0 | 0 | 0 | 0 | 0 | 0 | 0 | 0 | 0 | 0 | 0 | 83.1794 | 92.5842 | 92.8766 | 71.2469 | -27.5174 | -0.58245 | 0 | 0 | 0 | 0 | 0
0.541666666666667497March | Resource 1 | Sublap 1 | 13:00 | 4 | 97 | March | 12000 | 0 | 0 | 0 | 0 | 0 | 0 | 0 | 0 | 0 | 0 | 0 | 0 | 0 | 7.5618 | 8.4167 | 8.4433 | 6.477 | -2.5016 | -0.05295 | 0 | 0 | 0 | 0 | 0 | 0 | 0 | 0 | 0 | 0 | 0 | 0 | 0 | 0 | 0 | 0 | 0 | 0 | 90.7411 | 101.0009 | 101.3199 | 77.7239 | -30.019 | -0.6354 | 0 | 0 | 0 | 0 | 0
0.541666666666667497April | Resource 1 | Sublap 1 | 13:00 | 4 | 97 | April | 13000 | 0 | 0 | 0 | 0 | 0 | 0 | 0 | 0 | 0 | 0 | 0 | 0 | 0 | 7.5618 | 8.4167 | 8.4433 | 6.477 | -2.5016 | -0.05295 | 0 | 0 | 0 | 0 | 0 | 0 | 0 | 0 | 0 | 0 | 0 | 0 | 0 | 0 | 0 | 0 | 0 | 0 | 98.3029 | 109.4177 | 109.7632 | 84.2009 | -32.5206 | -0.68835 | 0 | 0 | 0 | 0 | 0
0.541666666666667497May | Resource 1 | Sublap 1 | 13:00 | 4 | 97 | May | 14000 | 0 | 0 | 0 | 0 | 0 | 0 | 0 | 0 | 0 | 0 | 0 | 0 | 0 | 7.5618 | 8.4167 | 8.4433 | 6.477 | -2.5016 | -0.05295 | 0 | 0 | 0 | 0 | 0 | 0 | 0 | 0 | 0 | 0 | 0 | 0 | 0 | 0 | 0 | 0 | 0 | 0 | 105.8646 | 117.8344 | 118.2066 | 90.6779 | -35.0221 | -0.7413 | 0 | 0 | 0 | 0 | 0
0.541666666666667497June | Resource 1 | Sublap 1 | 13:00 | 4 | 97 | June | 15000 | 0 | 0 | 0 | 0 | 0 | 0 | 0 | 0 | 0 | 0 | 0 | 0 | 0 | 7.5618 | 8.4167 | 8.4433 | 6.477 | -2.5016 | -0.05295 | 0 | 0 | 0 | 0 | 0 | 0 | 0 | 0 | 0 | 0 | 0 | 0 | 0 | 0 | 0 | 0 | 0 | 0 | 113.4264 | 126.2512 | 126.6499 | 97.1549 | -37.5237 | -0.79425 | 0 | 0 | 0 | 0 | 0
0.541666666666667497July | Resource 1 | Sublap 1 | 13:00 | 4 | 97 | July | 16000 | 0 | 0 | 0 | 0 | 0 | 0 | 0 | 0 | 0 | 0 | 0 | 0 | 0 | 7.5618 | 8.4167 | 8.4433 | 6.477 | -2.5016 | -0.05295 | 0 | 0 | 0 | 0 | 0 | 0 | 0 | 0 | 0 | 0 | 0 | 0 | 0 | 0 | 0 | 0 | 0 | 0 | 120.9882 | 134.6679 | 135.0932 | 103.6319 | -40.0253 | -0.8472 | 0 | 0 | 0 | 0 | 0
0.541666666666667497August | Resource 1 | Sublap 1 | 13:00 | 4 | 97 | August | 17000 | 0 | 0 | 0 | 0 | 0 | 0 | 0 | 0 | 0 | 0 | 0 | 0 | 0 | 7.5618 | 8.4167 | 8.4433 | 6.477 | -2.5016 | -0.05295 | 0 | 0 | 0 | 0 | 0 | 0 | 0 | 0 | 0 | 0 | 0 | 0 | 0 | 0 | 0 | 0 | 0 | 0 | 128.5499 | 143.0846 | 143.5365 | 110.1089 | -42.5269 | -0.90015 | 0 | 0 | 0 | 0 | 0
0.541666666666667497September | Resource 1 | Sublap 1 | 13:00 | 4 | 97 | September | 18000 | 0 | 0 | 0 | 0 | 0 | 0 | 0 | 0 | 0 | 0 | 0 | 0 | 0 | 7.5618 | 8.4167 | 8.4433 | 6.477 | -2.5016 | -0.05295 | 0 | 0 | 0 | 0 | 0 | 0 | 0 | 0 | 0 | 0 | 0 | 0 | 0 | 0 | 0 | 0 | 0 | 0 | 136.1117 | 151.5014 | 151.9799 | 116.5859 | -45.0284 | -0.9531 | 0 | 0 | 0 | 0 | 0
0.541666666666667497October | Resource 1 | Sublap 1 | 13:00 | 4 | 97 | October | 19000 | 0 | 0 | 0 | 0 | 0 | 0 | 0 | 0 | 0 | 0 | 0 | 0 | 0 | 7.5618 | 8.4167 | 8.4433 | 6.477 | -2.5016 | -0.05295 | 0 | 0 | 0 | 0 | 0 | 0 | 0 | 0 | 0 | 0 | 0 | 0 | 0 | 0 | 0 | 0 | 0 | 0 | 143.6734 | 159.9181 | 160.4232 | 123.0629 | -47.53 | -1.0061 | 0 | 0 | 0 | 0 | 0
0.541666666666667497November | Resource 1 | Sublap 1 | 13:00 | 4 | 97 | November | 20000 | 0 | 0 | 0 | 0 | 0 | 0 | 0 | 0 | 0 | 0 | 0 | 0 | 0 | 7.5618 | 8.4167 | 8.4433 | 6.477 | -2.5016 | -0.05295 | 0 | 0 | 0 | 0 | 0 | 0 | 0 | 0 | 0 | 0 | 0 | 0 | 0 | 0 | 0 | 0 | 0 | 0 | 151.2352 | 168.3349 | 168.8665 | 129.5399 | -50.0316 | -1.059 | 0 | 0 | 0 | 0 | 0
0.541666666666667497December | Resource 1 | Sublap 1 | 13:00 | 4 | 97 | December | 21000 | 0 | 0 | 0 | 0 | 0 | 0 | 0 | 0 | 0 | 0 | 0 | 0 | 0 | 7.5618 | 8.4167 | 8.4433 | 6.477 | -2.5016 | -0.05295 | 0 | 0 | 0 | 0 | 0 | 0 | 0 | 0 | 0 | 0 | 0 | 0 | 0 | 0 | 0 | 0 | 0 | 0 | 158.797 | 176.7516 | 177.3098 | 136.0169 | -52.5332 | -1.112 | 0 | 0 | 0 | 0 | 0
0.541666666666667498January | Resource 1 | Sublap 1 | 13:00 | 4 | 98 | January | 10000 | 0 | 0 | 0 | 0 | 0 | 0 | 0 | 0 | 0 | 0 | 0 | 0 | 0 | 8.6495 | 9.6128 | 10.2361 | 8.1064 | -2.8602 | -0.060519 | 0 | 0 | 0 | 0 | 0 | 0 | 0 | 0 | 0 | 0 | 0 | 0 | 0 | 0 | 0 | 0 | 0 | 0 | 86.4949 | 96.1276 | 102.3612 | 81.0644 | -28.6022 | -0.60519 | 0 | 0 | 0 | 0 | 0
0.541666666666667498February | Resource 1 | Sublap 1 | 13:00 | 4 | 98 | February | 11000 | 0 | 0 | 0 | 0 | 0 | 0 | 0 | 0 | 0 | 0 | 0 | 0 | 0 | 8.6495 | 9.6128 | 10.2361 | 8.1064 | -2.8602 | -0.060519 | 0 | 0 | 0 | 0 | 0 | 0 | 0 | 0 | 0 | 0 | 0 | 0 | 0 | 0 | 0 | 0 | 0 | 0 | 95.1444 | 105.7403 | 112.5973 | 89.1708 | -31.4625 | -0.66571 | 0 | 0 | 0 | 0 | 0
0.541666666666667498March | Resource 1 | Sublap 1 | 13:00 | 4 | 98 | March | 12000 | 0 | 0 | 0 | 0 | 0 | 0 | 0 | 0 | 0 | 0 | 0 | 0 | 0 | 8.6495 | 9.6128 | 10.2361 | 8.1064 | -2.8602 | -0.060519 | 0 | 0 | 0 | 0 | 0 | 0 | 0 | 0 | 0 | 0 | 0 | 0 | 0 | 0 | 0 | 0 | 0 | 0 | 103.7939 | 115.3531 | 122.8334 | 97.2772 | -34.3227 | -0.72623 | 0 | 0 | 0 | 0 | 0
0.541666666666667498April | Resource 1 | Sublap 1 | 13:00 | 4 | 98 | April | 13000 | 0 | 0 | 0 | 0 | 0 | 0 | 0 | 0 | 0 | 0 | 0 | 0 | 0 | 8.6495 | 9.6128 | 10.2361 | 8.1064 | -2.8602 | -0.060519 | 0 | 0 | 0 | 0 | 0 | 0 | 0 | 0 | 0 | 0 | 0 | 0 | 0 | 0 | 0 | 0 | 0 | 0 | 112.4434 | 124.9658 | 133.0695 | 105.3837 | -37.1829 | -0.78675 | 0 | 0 | 0 | 0 | 0
0.541666666666667498May | Resource 1 | Sublap 1 | 13:00 | 4 | 98 | May | 14000 | 0 | 0 | 0 | 0 | 0 | 0 | 0 | 0 | 0 | 0 | 0 | 0 | 0 | 8.6495 | 9.6128 | 10.2361 | 8.1064 | -2.8602 | -0.060519 | 0 | 0 | 0 | 0 | 0 | 0 | 0 | 0 | 0 | 0 | 0 | 0 | 0 | 0 | 0 | 0 | 0 | 0 | 121.0929 | 134.5786 | 143.3056 | 113.4901 | -40.0431 | -0.84727 | 0 | 0 | 0 | 0 | 0
0.541666666666667498June | Resource 1 | Sublap 1 | 13:00 | 4 | 98 | June | 15000 | 0 | 0 | 0 | 0 | 0 | 0 | 0 | 0 | 0 | 0 | 0 | 0 | 0 | 8.6495 | 9.6128 | 10.2361 | 8.1064 | -2.8602 | -0.060519 | 0 | 0 | 0 | 0 | 0 | 0 | 0 | 0 | 0 | 0 | 0 | 0 | 0 | 0 | 0 | 0 | 0 | 0 | 129.7424 | 144.1913 | 153.5417 | 121.5966 | -42.9034 | -0.90779 | 0 | 0 | 0 | 0 | 0
0.541666666666667498July | Resource 1 | Sublap 1 | 13:00 | 4 | 98 | July | 16000 | 0 | 0 | 0 | 0 | 0 | 0 | 0 | 0 | 0 | 0 | 0 | 0 | 0 | 8.6495 | 9.6128 | 10.2361 | 8.1064 | -2.8602 | -0.060519 | 0 | 0 | 0 | 0 | 0 | 0 | 0 | 0 | 0 | 0 | 0 | 0 | 0 | 0 | 0 | 0 | 0 | 0 | 138.3919 | 153.8041 | 163.7778 | 129.703 | -45.7636 | -0.96831 | 0 | 0 | 0 | 0 | 0
0.541666666666667498August | Resource 1 | Sublap 1 | 13:00 | 4 | 98 | August | 17000 | 0 | 0 | 0 | 0 | 0 | 0 | 0 | 0 | 0 | 0 | 0 | 0 | 0 | 8.6495 | 9.6128 | 10.2361 | 8.1064 | -2.8602 | -0.060519 | 0 | 0 | 0 | 0 | 0 | 0 | 0 | 0 | 0 | 0 | 0 | 0 | 0 | 0 | 0 | 0 | 0 | 0 | 147.0414 | 163.4168 | 174.014 | 137.8094 | -48.6238 | -1.0288 | 0 | 0 | 0 | 0 | 0
0.541666666666667498September | Resource 1 | Sublap 1 | 13:00 | 4 | 98 | September | 18000 | 0 | 0 | 0 | 0 | 0 | 0 | 0 | 0 | 0 | 0 | 0 | 0 | 0 | 8.6495 | 9.6128 | 10.2361 | 8.1064 | -2.8602 | -0.060519 | 0 | 0 | 0 | 0 | 0 | 0 | 0 | 0 | 0 | 0 | 0 | 0 | 0 | 0 | 0 | 0 | 0 | 0 | 155.6909 | 173.0296 | 184.2501 | 145.9159 | -51.484 | -1.0893 | 0 | 0 | 0 | 0 | 0
0.541666666666667498October | Resource 1 | Sublap 1 | 13:00 | 4 | 98 | October | 19000 | 0 | 0 | 0 | 0 | 0 | 0 | 0 | 0 | 0 | 0 | 0 | 0 | 0 | 8.6495 | 9.6128 | 10.2361 | 8.1064 | -2.8602 | -0.060519 | 0 | 0 | 0 | 0 | 0 | 0 | 0 | 0 | 0 | 0 | 0 | 0 | 0 | 0 | 0 | 0 | 0 | 0 | 164.3404 | 182.6423 | 194.4862 | 154.0223 | -54.3443 | -1.1499 | 0 | 0 | 0 | 0 | 0
0.541666666666667498November | Resource 1 | Sublap 1 | 13:00 | 4 | 98 | November | 20000 | 0 | 0 | 0 | 0 | 0 | 0 | 0 | 0 | 0 | 0 | 0 | 0 | 0 | 8.6495 | 9.6128 | 10.2361 | 8.1064 | -2.8602 | -0.060519 | 0 | 0 | 0 | 0 | 0 | 0 | 0 | 0 | 0 | 0 | 0 | 0 | 0 | 0 | 0 | 0 | 0 | 0 | 172.9899 | 192.2551 | 204.7223 | 162.1287 | -57.2045 | -1.2104 | 0 | 0 | 0 | 0 | 0
0.541666666666667498December | Resource 1 | Sublap 1 | 13:00 | 4 | 98 | December | 21000 | 0 | 0 | 0 | 0 | 0 | 0 | 0 | 0 | 0 | 0 | 0 | 0 | 0 | 8.6495 | 9.6128 | 10.2361 | 8.1064 | -2.8602 | -0.060519 | 0 | 0 | 0 | 0 | 0 | 0 | 0 | 0 | 0 | 0 | 0 | 0 | 0 | 0 | 0 | 0 | 0 | 0 | 181.6394 | 201.8679 | 214.9584 | 170.2352 | -60.0647 | -1.2709 | 0 | 0 | 0 | 0 | 0
0.541666666666667499January | Resource 1 | Sublap 1 | 13:00 | 4 | 99 | January | 10000 | 0 | 0 | 0 | 0 | 0 | 0 | 0 | 0 | 0 | 0 | 0 | 0 | 0 | 8.5709 | 9.5161 | 10.0014 | 7.8086 | -2.8289 | -0.059859 | 0 | 0 | 0 | 0 | 0 | 0 | 0 | 0 | 0 | 0 | 0 | 0 | 0 | 0 | 0 | 0 | 0 | 0 | 85.7085 | 95.1606 | 100.0143 | 78.0859 | -28.2894 | -0.59859 | 0 | 0 | 0 | 0 | 0
0.541666666666667499February | Resource 1 | Sublap 1 | 13:00 | 4 | 99 | February | 11000 | 0 | 0 | 0 | 0 | 0 | 0 | 0 | 0 | 0 | 0 | 0 | 0 | 0 | 8.5709 | 9.5161 | 10.0014 | 7.8086 | -2.8289 | -0.059859 | 0 | 0 | 0 | 0 | 0 | 0 | 0 | 0 | 0 | 0 | 0 | 0 | 0 | 0 | 0 | 0 | 0 | 0 | 94.2793 | 104.6767 | 110.0157 | 85.8945 | -31.1183 | -0.65845 | 0 | 0 | 0 | 0 | 0
0.541666666666667499March | Resource 1 | Sublap 1 | 13:00 | 4 | 99 | March | 12000 | 0 | 0 | 0 | 0 | 0 | 0 | 0 | 0 | 0 | 0 | 0 | 0 | 0 | 8.5709 | 9.5161 | 10.0014 | 7.8086 | -2.8289 | -0.059859 | 0 | 0 | 0 | 0 | 0 | 0 | 0 | 0 | 0 | 0 | 0 | 0 | 0 | 0 | 0 | 0 | 0 | 0 | 102.8502 | 114.1927 | 120.0172 | 93.7031 | -33.9473 | -0.71831 | 0 | 0 | 0 | 0 | 0
0.541666666666667499April | Resource 1 | Sublap 1 | 13:00 | 4 | 99 | April | 13000 | 0 | 0 | 0 | 0 | 0 | 0 | 0 | 0 | 0 | 0 | 0 | 0 | 0 | 8.5709 | 9.5161 | 10.0014 | 7.8086 | -2.8289 | -0.059859 | 0 | 0 | 0 | 0 | 0 | 0 | 0 | 0 | 0 | 0 | 0 | 0 | 0 | 0 | 0 | 0 | 0 | 0 | 111.4211 | 123.7088 | 130.0186 | 101.5117 | -36.7762 | -0.77817 | 0 | 0 | 0 | 0 | 0
0.541666666666667499May | Resource 1 | Sublap 1 | 13:00 | 4 | 99 | May | 14000 | 0 | 0 | 0 | 0 | 0 | 0 | 0 | 0 | 0 | 0 | 0 | 0 | 0 | 8.5709 | 9.5161 | 10.0014 | 7.8086 | -2.8289 | -0.059859 | 0 | 0 | 0 | 0 | 0 | 0 | 0 | 0 | 0 | 0 | 0 | 0 | 0 | 0 | 0 | 0 | 0 | 0 | 119.9919 | 133.2248 | 140.02 | 109.3203 | -39.6052 | -0.83803 | 0 | 0 | 0 | 0 | 0
0.541666666666667499June | Resource 1 | Sublap 1 | 13:00 | 4 | 99 | June | 15000 | 0 | 0 | 0 | 0 | 0 | 0 | 0 | 0 | 0 | 0 | 0 | 0 | 0 | 8.5709 | 9.5161 | 10.0014 | 7.8086 | -2.8289 | -0.059859 | 0 | 0 | 0 | 0 | 0 | 0 | 0 | 0 | 0 | 0 | 0 | 0 | 0 | 0 | 0 | 0 | 0 | 0 | 128.5627 | 142.7409 | 150.0215 | 117.1289 | -42.4341 | -0.89788 | 0 | 0 | 0 | 0 | 0
0.541666666666667499July | Resource 1 | Sublap 1 | 13:00 | 4 | 99 | July | 16000 | 0 | 0 | 0 | 0 | 0 | 0 | 0 | 0 | 0 | 0 | 0 | 0 | 0 | 8.5709 | 9.5161 | 10.0014 | 7.8086 | -2.8289 | -0.059859 | 0 | 0 | 0 | 0 | 0 | 0 | 0 | 0 | 0 | 0 | 0 | 0 | 0 | 0 | 0 | 0 | 0 | 0 | 137.1336 | 152.257 | 160.0229 | 124.9375 | -45.263 | -0.95774 | 0 | 0 | 0 | 0 | 0
0.541666666666667499August | Resource 1 | Sublap 1 | 13:00 | 4 | 99 | August | 17000 | 0 | 0 | 0 | 0 | 0 | 0 | 0 | 0 | 0 | 0 | 0 | 0 | 0 | 8.5709 | 9.5161 | 10.0014 | 7.8086 | -2.8289 | -0.059859 | 0 | 0 | 0 | 0 | 0 | 0 | 0 | 0 | 0 | 0 | 0 | 0 | 0 | 0 | 0 | 0 | 0 | 0 | 145.7045 | 161.773 | 170.0243 | 132.7461 | -48.092 | -1.0176 | 0 | 0 | 0 | 0 | 0
0.541666666666667499September | Resource 1 | Sublap 1 | 13:00 | 4 | 99 | September | 18000 | 0 | 0 | 0 | 0 | 0 | 0 | 0 | 0 | 0 | 0 | 0 | 0 | 0 | 8.5709 | 9.5161 | 10.0014 | 7.8086 | -2.8289 | -0.059859 | 0 | 0 | 0 | 0 | 0 | 0 | 0 | 0 | 0 | 0 | 0 | 0 | 0 | 0 | 0 | 0 | 0 | 0 | 154.2753 | 171.2891 | 180.0258 | 140.5547 | -50.9209 | -1.0775 | 0 | 0 | 0 | 0 | 0
0.541666666666667499October | Resource 1 | Sublap 1 | 13:00 | 4 | 99 | October | 19000 | 0 | 0 | 0 | 0 | 0 | 0 | 0 | 0 | 0 | 0 | 0 | 0 | 0 | 8.5709 | 9.5161 | 10.0014 | 7.8086 | -2.8289 | -0.059859 | 0 | 0 | 0 | 0 | 0 | 0 | 0 | 0 | 0 | 0 | 0 | 0 | 0 | 0 | 0 | 0 | 0 | 0 | 162.8461 | 180.8051 | 190.0272 | 148.3633 | -53.7499 | -1.1373 | 0 | 0 | 0 | 0 | 0
0.541666666666667499November | Resource 1 | Sublap 1 | 13:00 | 4 | 99 | November | 20000 | 0 | 0 | 0 | 0 | 0 | 0 | 0 | 0 | 0 | 0 | 0 | 0 | 0 | 8.5709 | 9.5161 | 10.0014 | 7.8086 | -2.8289 | -0.059859 | 0 | 0 | 0 | 0 | 0 | 0 | 0 | 0 | 0 | 0 | 0 | 0 | 0 | 0 | 0 | 0 | 0 | 0 | 171.417 | 190.3212 | 200.0286 | 156.1719 | -56.5788 | -1.1972 | 0 | 0 | 0 | 0 | 0
0.541666666666667499December | Resource 1 | Sublap 1 | 13:00 | 4 | 99 | December | 21000 | 0 | 0 | 0 | 0 | 0 | 0 | 0 | 0 | 0 | 0 | 0 | 0 | 0 | 8.5709 | 9.5161 | 10.0014 | 7.8086 | -2.8289 | -0.059859 | 0 | 0 | 0 | 0 | 0 | 0 | 0 | 0 | 0 | 0 | 0 | 0 | 0 | 0 | 0 | 0 | 0 | 0 | 179.9879 | 199.8372 | 210.03 | 163.9805 | -59.4077 | -1.257 | 0 | 0 | 0 | 0 | 0
0.5416666666666674100January | Resource 1 | Sublap 1 | 13:00 | 4 | 100 | January | 10000 | 0 | 0 | 0 | 0 | 0 | 0 | 0 | 0 | 0 | 0 | 0 | 0 | 0 | 9.8711 | 10.992 | 11.0476 | 10.373 | -3.2748 | -0.069269 | 0 | 0 | 0 | 0 | 0 | 0 | 0 | 0 | 0 | 0 | 0 | 0 | 0 | 0 | 0 | 0 | 0 | 0 | 98.7109 | 109.9196 | 110.4758 | 103.7304 | -32.7485 | -0.69269 | 0 | 0 | 0 | 0 | 0
0.5416666666666674100February | Resource 1 | Sublap 1 | 13:00 | 4 | 100 | February | 11000 | 0 | 0 | 0 | 0 | 0 | 0 | 0 | 0 | 0 | 0 | 0 | 0 | 0 | 9.8711 | 10.992 | 11.0476 | 10.373 | -3.2748 | -0.069269 | 0 | 0 | 0 | 0 | 0 | 0 | 0 | 0 | 0 | 0 | 0 | 0 | 0 | 0 | 0 | 0 | 0 | 0 | 108.582 | 120.9115 | 121.5234 | 114.1034 | -36.0233 | -0.76196 | 0 | 0 | 0 | 0 | 0
0.5416666666666674100March | Resource 1 | Sublap 1 | 13:00 | 4 | 100 | March | 12000 | 0 | 0 | 0 | 0 | 0 | 0 | 0 | 0 | 0 | 0 | 0 | 0 | 0 | 9.8711 | 10.992 | 11.0476 | 10.373 | -3.2748 | -0.069269 | 0 | 0 | 0 | 0 | 0 | 0 | 0 | 0 | 0 | 0 | 0 | 0 | 0 | 0 | 0 | 0 | 0 | 0 | 118.4531 | 131.9035 | 132.571 | 124.4765 | -39.2982 | -0.83123 | 0 | 0 | 0 | 0 | 0
0.5416666666666674100April | Resource 1 | Sublap 1 | 13:00 | 4 | 100 | April | 13000 | 0 | 0 | 0 | 0 | 0 | 0 | 0 | 0 | 0 | 0 | 0 | 0 | 0 | 9.8711 | 10.992 | 11.0476 | 10.373 | -3.2748 | -0.069269 | 0 | 0 | 0 | 0 | 0 | 0 | 0 | 0 | 0 | 0 | 0 | 0 | 0 | 0 | 0 | 0 | 0 | 0 | 128.3242 | 142.8955 | 143.6185 | 134.8495 | -42.573 | -0.9005 | 0 | 0 | 0 | 0 | 0
0.5416666666666674100May | Resource 1 | Sublap 1 | 13:00 | 4 | 100 | May | 14000 | 0 | 0 | 0 | 0 | 0 | 0 | 0 | 0 | 0 | 0 | 0 | 0 | 0 | 9.8711 | 10.992 | 11.0476 | 10.373 | -3.2748 | -0.069269 | 0 | 0 | 0 | 0 | 0 | 0 | 0 | 0 | 0 | 0 | 0 | 0 | 0 | 0 | 0 | 0 | 0 | 0 | 138.1953 | 153.8874 | 154.6661 | 145.2225 | -45.8479 | -0.96977 | 0 | 0 | 0 | 0 | 0
0.5416666666666674100June | Resource 1 | Sublap 1 | 13:00 | 4 | 100 | June | 15000 | 0 | 0 | 0 | 0 | 0 | 0 | 0 | 0 | 0 | 0 | 0 | 0 | 0 | 9.8711 | 10.992 | 11.0476 | 10.373 | -3.2748 | -0.069269 | 0 | 0 | 0 | 0 | 0 | 0 | 0 | 0 | 0 | 0 | 0 | 0 | 0 | 0 | 0 | 0 | 0 | 0 | 148.0664 | 164.8794 | 165.7137 | 155.5956 | -49.1227 | -1.039 | 0 | 0 | 0 | 0 | 0
0.5416666666666674100July | Resource 1 | Sublap 1 | 13:00 | 4 | 100 | July | 16000 | 0 | 0 | 0 | 0 | 0 | 0 | 0 | 0 | 0 | 0 | 0 | 0 | 0 | 9.8711 | 10.992 | 11.0476 | 10.373 | -3.2748 | -0.069269 | 0 | 0 | 0 | 0 | 0 | 0 | 0 | 0 | 0 | 0 | 0 | 0 | 0 | 0 | 0 | 0 | 0 | 0 | 157.9375 | 175.8713 | 176.7613 | 165.9686 | -52.3976 | -1.1083 | 0 | 0 | 0 | 0 | 0
0.5416666666666674100August | Resource 1 | Sublap 1 | 13:00 | 4 | 100 | August | 17000 | 0 | 0 | 0 | 0 | 0 | 0 | 0 | 0 | 0 | 0 | 0 | 0 | 0 | 9.8711 | 10.992 | 11.0476 | 10.373 | -3.2748 | -0.069269 | 0 | 0 | 0 | 0 | 0 | 0 | 0 | 0 | 0 | 0 | 0 | 0 | 0 | 0 | 0 | 0 | 0 | 0 | 167.8086 | 186.8633 | 187.8089 | 176.3416 | -55.6724 | -1.1776 | 0 | 0 | 0 | 0 | 0
0.5416666666666674100September | Resource 1 | Sublap 1 | 13:00 | 4 | 100 | September | 18000 | 0 | 0 | 0 | 0 | 0 | 0 | 0 | 0 | 0 | 0 | 0 | 0 | 0 | 9.8711 | 10.992 | 11.0476 | 10.373 | -3.2748 | -0.069269 | 0 | 0 | 0 | 0 | 0 | 0 | 0 | 0 | 0 | 0 | 0 | 0 | 0 | 0 | 0 | 0 | 0 | 0 | 177.6797 | 197.8552 | 198.8564 | 186.7147 | -58.9473 | -1.2469 | 0 | 0 | 0 | 0 | 0
0.5416666666666674100October | Resource 1 | Sublap 1 | 13:00 | 4 | 100 | October | 19000 | 0 | 0 | 0 | 0 | 0 | 0 | 0 | 0 | 0 | 0 | 0 | 0 | 0 | 9.8711 | 10.992 | 11.0476 | 10.373 | -3.2748 | -0.069269 | 0 | 0 | 0 | 0 | 0 | 0 | 0 | 0 | 0 | 0 | 0 | 0 | 0 | 0 | 0 | 0 | 0 | 0 | 187.5507 | 208.8472 | 209.904 | 197.0877 | -62.2221 | -1.3161 | 0 | 0 | 0 | 0 | 0
0.5416666666666674100November | Resource 1 | Sublap 1 | 13:00 | 4 | 100 | November | 20000 | 0 | 0 | 0 | 0 | 0 | 0 | 0 | 0 | 0 | 0 | 0 | 0 | 0 | 9.8711 | 10.992 | 11.0476 | 10.373 | -3.2748 | -0.069269 | 0 | 0 | 0 | 0 | 0 | 0 | 0 | 0 | 0 | 0 | 0 | 0 | 0 | 0 | 0 | 0 | 0 | 0 | 197.4218 | 219.8392 | 220.9516 | 207.4608 | -65.497 | -1.3854 | 0 | 0 | 0 | 0 | 0
0.5416666666666674100December | Resource 1 | Sublap 1 | 13:00 | 4 | 100 | December | 21000 | 0 | 0 | 0 | 0 | 0 | 0 | 0 | 0 | 0 | 0 | 0 | 0 | 0 | 9.8711 | 10.992 | 11.0476 | 10.373 | -3.2748 | -0.069269 | 0 | 0 | 0 | 0 | 0 | 0 | 0 | 0 | 0 | 0 | 0 | 0 | 0 | 0 | 0 | 0 | 0 | 0 | 207.2929 | 230.8311 | 231.9992 | 217.8338 | -68.7718 | -1.4547 | 0 | 0 | 0 | 0 | 0
0.5416666666666674101January | Resource 1 | Sublap 1 | 13:00 | 4 | 101 | January | 10000 | 0 | 0 | 0 | 0 | 0 | 0 | 0 | 0 | 0 | 0 | 0 | 0 | 0 | 8.5926 | 9.5768 | 10.1981 | 8.5918 | -2.8067 | -0.05939 | 0 | 0 | 0 | 0 | 0 | 0 | 0 | 0 | 0 | 0 | 0 | 0 | 0 | 0 | 0 | 0 | 0 | 0 | 85.9262 | 95.7679 | 101.9807 | 85.9179 | -28.0671 | -0.5939 | 0 | 0 | 0 | 0 | 0
0.5416666666666674101February | Resource 1 | Sublap 1 | 13:00 | 4 | 101 | February | 11000 | 0 | 0 | 0 | 0 | 0 | 0 | 0 | 0 | 0 | 0 | 0 | 0 | 0 | 8.5926 | 9.5768 | 10.1981 | 8.5918 | -2.8067 | -0.05939 | 0 | 0 | 0 | 0 | 0 | 0 | 0 | 0 | 0 | 0 | 0 | 0 | 0 | 0 | 0 | 0 | 0 | 0 | 94.5188 | 105.3447 | 112.1788 | 94.5096 | -30.8738 | -0.65329 | 0 | 0 | 0 | 0 | 0
0.5416666666666674101March | Resource 1 | Sublap 1 | 13:00 | 4 | 101 | March | 12000 | 0 | 0 | 0 | 0 | 0 | 0 | 0 | 0 | 0 | 0 | 0 | 0 | 0 | 8.5926 | 9.5768 | 10.1981 | 8.5918 | -2.8067 | -0.05939 | 0 | 0 | 0 | 0 | 0 | 0 | 0 | 0 | 0 | 0 | 0 | 0 | 0 | 0 | 0 | 0 | 0 | 0 | 103.1114 | 114.9215 | 122.3768 | 103.1014 | -33.6805 | -0.71268 | 0 | 0 | 0 | 0 | 0
0.5416666666666674101April | Resource 1 | Sublap 1 | 13:00 | 4 | 101 | April | 13000 | 0 | 0 | 0 | 0 | 0 | 0 | 0 | 0 | 0 | 0 | 0 | 0 | 0 | 8.5926 | 9.5768 | 10.1981 | 8.5918 | -2.8067 | -0.05939 | 0 | 0 | 0 | 0 | 0 | 0 | 0 | 0 | 0 | 0 | 0 | 0 | 0 | 0 | 0 | 0 | 0 | 0 | 111.704 | 124.4983 | 132.5749 | 111.6932 | -36.4873 | -0.77207 | 0 | 0 | 0 | 0 | 0
0.5416666666666674101May | Resource 1 | Sublap 1 | 13:00 | 4 | 101 | May | 14000 | 0 | 0 | 0 | 0 | 0 | 0 | 0 | 0 | 0 | 0 | 0 | 0 | 0 | 8.5926 | 9.5768 | 10.1981 | 8.5918 | -2.8067 | -0.05939 | 0 | 0 | 0 | 0 | 0 | 0 | 0 | 0 | 0 | 0 | 0 | 0 | 0 | 0 | 0 | 0 | 0 | 0 | 120.2966 | 134.0751 | 142.773 | 120.285 | -39.294 | -0.83146 | 0 | 0 | 0 | 0 | 0
0.5416666666666674101June | Resource 1 | Sublap 1 | 13:00 | 4 | 101 | June | 15000 | 0 | 0 | 0 | 0 | 0 | 0 | 0 | 0 | 0 | 0 | 0 | 0 | 0 | 8.5926 | 9.5768 | 10.1981 | 8.5918 | -2.8067 | -0.05939 | 0 | 0 | 0 | 0 | 0 | 0 | 0 | 0 | 0 | 0 | 0 | 0 | 0 | 0 | 0 | 0 | 0 | 0 | 128.8892 | 143.6518 | 152.9711 | 128.8768 | -42.1007 | -0.89085 | 0 | 0 | 0 | 0 | 0
0.5416666666666674101July | Resource 1 | Sublap 1 | 13:00 | 4 | 101 | July | 16000 | 0 | 0 | 0 | 0 | 0 | 0 | 0 | 0 | 0 | 0 | 0 | 0 | 0 | 8.5926 | 9.5768 | 10.1981 | 8.5918 | -2.8067 | -0.05939 | 0 | 0 | 0 | 0 | 0 | 0 | 0 | 0 | 0 | 0 | 0 | 0 | 0 | 0 | 0 | 0 | 0 | 0 | 137.4818 | 153.2286 | 163.1691 | 137.4686 | -44.9074 | -0.95024 | 0 | 0 | 0 | 0 | 0
0.5416666666666674101August | Resource 1 | Sublap 1 | 13:00 | 4 | 101 | August | 17000 | 0 | 0 | 0 | 0 | 0 | 0 | 0 | 0 | 0 | 0 | 0 | 0 | 0 | 8.5926 | 9.5768 | 10.1981 | 8.5918 | -2.8067 | -0.05939 | 0 | 0 | 0 | 0 | 0 | 0 | 0 | 0 | 0 | 0 | 0 | 0 | 0 | 0 | 0 | 0 | 0 | 0 | 146.0745 | 162.8054 | 173.3672 | 146.0603 | -47.7141 | -1.0096 | 0 | 0 | 0 | 0 | 0
0.5416666666666674101September | Resource 1 | Sublap 1 | 13:00 | 4 | 101 | September | 18000 | 0 | 0 | 0 | 0 | 0 | 0 | 0 | 0 | 0 | 0 | 0 | 0 | 0 | 8.5926 | 9.5768 | 10.1981 | 8.5918 | -2.8067 | -0.05939 | 0 | 0 | 0 | 0 | 0 | 0 | 0 | 0 | 0 | 0 | 0 | 0 | 0 | 0 | 0 | 0 | 0 | 0 | 154.6671 | 172.3822 | 183.5653 | 154.6521 | -50.5208 | -1.069 | 0 | 0 | 0 | 0 | 0
0.5416666666666674101October | Resource 1 | Sublap 1 | 13:00 | 4 | 101 | October | 19000 | 0 | 0 | 0 | 0 | 0 | 0 | 0 | 0 | 0 | 0 | 0 | 0 | 0 | 8.5926 | 9.5768 | 10.1981 | 8.5918 | -2.8067 | -0.05939 | 0 | 0 | 0 | 0 | 0 | 0 | 0 | 0 | 0 | 0 | 0 | 0 | 0 | 0 | 0 | 0 | 0 | 0 | 163.2597 | 181.959 | 193.7633 | 163.2439 | -53.3275 | -1.1284 | 0 | 0 | 0 | 0 | 0
0.5416666666666674101November | Resource 1 | Sublap 1 | 13:00 | 4 | 101 | November | 20000 | 0 | 0 | 0 | 0 | 0 | 0 | 0 | 0 | 0 | 0 | 0 | 0 | 0 | 8.5926 | 9.5768 | 10.1981 | 8.5918 | -2.8067 | -0.05939 | 0 | 0 | 0 | 0 | 0 | 0 | 0 | 0 | 0 | 0 | 0 | 0 | 0 | 0 | 0 | 0 | 0 | 0 | 171.8523 | 191.5358 | 203.9614 | 171.8357 | -56.1342 | -1.1878 | 0 | 0 | 0 | 0 | 0
0.5416666666666674101December | Resource 1 | Sublap 1 | 13:00 | 4 | 101 | December | 21000 | 0 | 0 | 0 | 0 | 0 | 0 | 0 | 0 | 0 | 0 | 0 | 0 | 0 | 8.5926 | 9.5768 | 10.1981 | 8.5918 | -2.8067 | -0.05939 | 0 | 0 | 0 | 0 | 0 | 0 | 0 | 0 | 0 | 0 | 0 | 0 | 0 | 0 | 0 | 0 | 0 | 0 | 180.4449 | 201.1126 | 214.1595 | 180.4275 | -58.941 | -1.2472 | 0 | 0 | 0 | 0 | 0
0.5416666666666674102January | Resource 1 | Sublap 1 | 13:00 | 4 | 102 | January | 10000 | 0 | 0 | 0 | 0 | 0 | 0 | 0 | 0 | 0 | 0 | 0 | 0 | 0 | 11.0215 | 12.3557 | 13.2529 | 12.0925 | -3.578 | -0.075666 | 0 | 0 | 0 | 0 | 0 | 0 | 0 | 0 | 0 | 0 | 0 | 0 | 0 | 0 | 0 | 0 | 0 | 0 | 110.2148 | 123.5565 | 132.5293 | 120.9255 | -35.7796 | -0.75666 | 0 | 0 | 0 | 0 | 0
0.5416666666666674102February | Resource 1 | Sublap 1 | 13:00 | 4 | 102 | February | 11000 | 0 | 0 | 0 | 0 | 0 | 0 | 0 | 0 | 0 | 0 | 0 | 0 | 0 | 11.0215 | 12.3557 | 13.2529 | 12.0925 | -3.578 | -0.075666 | 0 | 0 | 0 | 0 | 0 | 0 | 0 | 0 | 0 | 0 | 0 | 0 | 0 | 0 | 0 | 0 | 0 | 0 | 121.2363 | 135.9121 | 145.7822 | 133.0181 | -39.3575 | -0.83233 | 0 | 0 | 0 | 0 | 0
0.5416666666666674102March | Resource 1 | Sublap 1 | 13:00 | 4 | 102 | March | 12000 | 0 | 0 | 0 | 0 | 0 | 0 | 0 | 0 | 0 | 0 | 0 | 0 | 0 | 11.0215 | 12.3557 | 13.2529 | 12.0925 | -3.578 | -0.075666 | 0 | 0 | 0 | 0 | 0 | 0 | 0 | 0 | 0 | 0 | 0 | 0 | 0 | 0 | 0 | 0 | 0 | 0 | 132.2578 | 148.2677 | 159.0351 | 145.1106 | -42.9355 | -0.908 | 0 | 0 | 0 | 0 | 0
0.5416666666666674102April | Resource 1 | Sublap 1 | 13:00 | 4 | 102 | April | 13000 | 0 | 0 | 0 | 0 | 0 | 0 | 0 | 0 | 0 | 0 | 0 | 0 | 0 | 11.0215 | 12.3557 | 13.2529 | 12.0925 | -3.578 | -0.075666 | 0 | 0 | 0 | 0 | 0 | 0 | 0 | 0 | 0 | 0 | 0 | 0 | 0 | 0 | 0 | 0 | 0 | 0 | 143.2793 | 160.6234 | 172.288 | 157.2032 | -46.5135 | -0.98366 | 0 | 0 | 0 | 0 | 0
0.5416666666666674102May | Resource 1 | Sublap 1 | 13:00 | 4 | 102 | May | 14000 | 0 | 0 | 0 | 0 | 0 | 0 | 0 | 0 | 0 | 0 | 0 | 0 | 0 | 11.0215 | 12.3557 | 13.2529 | 12.0925 | -3.578 | -0.075666 | 0 | 0 | 0 | 0 | 0 | 0 | 0 | 0 | 0 | 0 | 0 | 0 | 0 | 0 | 0 | 0 | 0 | 0 | 154.3008 | 172.979 | 185.541 | 169.2958 | -50.0914 | -1.0593 | 0 | 0 | 0 | 0 | 0
0.5416666666666674102June | Resource 1 | Sublap 1 | 13:00 | 4 | 102 | June | 15000 | 0 | 0 | 0 | 0 | 0 | 0 | 0 | 0 | 0 | 0 | 0 | 0 | 0 | 11.0215 | 12.3557 | 13.2529 | 12.0925 | -3.578 | -0.075666 | 0 | 0 | 0 | 0 | 0 | 0 | 0 | 0 | 0 | 0 | 0 | 0 | 0 | 0 | 0 | 0 | 0 | 0 | 165.3223 | 185.3347 | 198.7939 | 181.3883 | -53.6694 | -1.135 | 0 | 0 | 0 | 0 | 0
0.5416666666666674102July | Resource 1 | Sublap 1 | 13:00 | 4 | 102 | July | 16000 | 0 | 0 | 0 | 0 | 0 | 0 | 0 | 0 | 0 | 0 | 0 | 0 | 0 | 11.0215 | 12.3557 | 13.2529 | 12.0925 | -3.578 | -0.075666 | 0 | 0 | 0 | 0 | 0 | 0 | 0 | 0 | 0 | 0 | 0 | 0 | 0 | 0 | 0 | 0 | 0 | 0 | 176.3437 | 197.6903 | 212.0468 | 193.4809 | -57.2473 | -1.2107 | 0 | 0 | 0 | 0 | 0
0.5416666666666674102August | Resource 1 | Sublap 1 | 13:00 | 4 | 102 | August | 17000 | 0 | 0 | 0 | 0 | 0 | 0 | 0 | 0 | 0 | 0 | 0 | 0 | 0 | 11.0215 | 12.3557 | 13.2529 | 12.0925 | -3.578 | -0.075666 | 0 | 0 | 0 | 0 | 0 | 0 | 0 | 0 | 0 | 0 | 0 | 0 | 0 | 0 | 0 | 0 | 0 | 0 | 187.3652 | 210.046 | 225.2997 | 205.5734 | -60.8253 | -1.2863 | 0 | 0 | 0 | 0 | 0
0.5416666666666674102September | Resource 1 | Sublap 1 | 13:00 | 4 | 102 | September | 18000 | 0 | 0 | 0 | 0 | 0 | 0 | 0 | 0 | 0 | 0 | 0 | 0 | 0 | 11.0215 | 12.3557 | 13.2529 | 12.0925 | -3.578 | -0.075666 | 0 | 0 | 0 | 0 | 0 | 0 | 0 | 0 | 0 | 0 | 0 | 0 | 0 | 0 | 0 | 0 | 0 | 0 | 198.3867 | 222.4016 | 238.5526 | 217.666 | -64.4032 | -1.362 | 0 | 0 | 0 | 0 | 0
0.5416666666666674102October | Resource 1 | Sublap 1 | 13:00 | 4 | 102 | October | 19000 | 0 | 0 | 0 | 0 | 0 | 0 | 0 | 0 | 0 | 0 | 0 | 0 | 0 | 11.0215 | 12.3557 | 13.2529 | 12.0925 | -3.578 | -0.075666 | 0 | 0 | 0 | 0 | 0 | 0 | 0 | 0 | 0 | 0 | 0 | 0 | 0 | 0 | 0 | 0 | 0 | 0 | 209.4082 | 234.7573 | 251.8056 | 229.7585 | -67.9812 | -1.4377 | 0 | 0 | 0 | 0 | 0
0.5416666666666674102November | Resource 1 | Sublap 1 | 13:00 | 4 | 102 | November | 20000 | 0 | 0 | 0 | 0 | 0 | 0 | 0 | 0 | 0 | 0 | 0 | 0 | 0 | 11.0215 | 12.3557 | 13.2529 | 12.0925 | -3.578 | -0.075666 | 0 | 0 | 0 | 0 | 0 | 0 | 0 | 0 | 0 | 0 | 0 | 0 | 0 | 0 | 0 | 0 | 0 | 0 | 220.4297 | 247.1129 | 265.0585 | 241.8511 | -71.5592 | -1.5133 | 0 | 0 | 0 | 0 | 0
0.5416666666666674102December | Resource 1 | Sublap 1 | 13:00 | 4 | 102 | December | 21000 | 0 | 0 | 0 | 0 | 0 | 0 | 0 | 0 | 0 | 0 | 0 | 0 | 0 | 11.0215 | 12.3557 | 13.2529 | 12.0925 | -3.578 | -0.075666 | 0 | 0 | 0 | 0 | 0 | 0 | 0 | 0 | 0 | 0 | 0 | 0 | 0 | 0 | 0 | 0 | 0 | 0 | 231.4511 | 259.4686 | 278.3114 | 253.9436 | -75.1371 | -1.589 | 0 | 0 | 0 | 0 | 0
0.5416666666666674103January | Resource 1 | Sublap 1 | 13:00 | 4 | 103 | January | 10000 | 0 | 0 | 0 | 0 | 0 | 0 | 0 | 0 | 0 | 0 | 0 | 0 | 0 | 11.5381 | 12.8618 | 13.7426 | 12.6833 | -3.7531 | -0.079362 | 0 | 0 | 0 | 0 | 0 | 0 | 0 | 0 | 0 | 0 | 0 | 0 | 0 | 0 | 0 | 0 | 0 | 0 | 115.3807 | 128.6183 | 137.4258 | 126.8328 | -37.5309 | -0.79362 | 0 | 0 | 0 | 0 | 0
0.5416666666666674103February | Resource 1 | Sublap 1 | 13:00 | 4 | 103 | February | 11000 | 0 | 0 | 0 | 0 | 0 | 0 | 0 | 0 | 0 | 0 | 0 | 0 | 0 | 11.5381 | 12.8618 | 13.7426 | 12.6833 | -3.7531 | -0.079362 | 0 | 0 | 0 | 0 | 0 | 0 | 0 | 0 | 0 | 0 | 0 | 0 | 0 | 0 | 0 | 0 | 0 | 0 | 126.9187 | 141.4801 | 151.1684 | 139.5161 | -41.284 | -0.87299 | 0 | 0 | 0 | 0 | 0
0.5416666666666674103March | Resource 1 | Sublap 1 | 13:00 | 4 | 103 | March | 12000 | 0 | 0 | 0 | 0 | 0 | 0 | 0 | 0 | 0 | 0 | 0 | 0 | 0 | 11.5381 | 12.8618 | 13.7426 | 12.6833 | -3.7531 | -0.079362 | 0 | 0 | 0 | 0 | 0 | 0 | 0 | 0 | 0 | 0 | 0 | 0 | 0 | 0 | 0 | 0 | 0 | 0 | 138.4568 | 154.342 | 164.9109 | 152.1994 | -45.0371 | -0.95235 | 0 | 0 | 0 | 0 | 0
0.5416666666666674103April | Resource 1 | Sublap 1 | 13:00 | 4 | 103 | April | 13000 | 0 | 0 | 0 | 0 | 0 | 0 | 0 | 0 | 0 | 0 | 0 | 0 | 0 | 11.5381 | 12.8618 | 13.7426 | 12.6833 | -3.7531 | -0.079362 | 0 | 0 | 0 | 0 | 0 | 0 | 0 | 0 | 0 | 0 | 0 | 0 | 0 | 0 | 0 | 0 | 0 | 0 | 149.9948 | 167.2038 | 178.6535 | 164.8827 | -48.7902 | -1.0317 | 0 | 0 | 0 | 0 | 0
0.5416666666666674103May | Resource 1 | Sublap 1 | 13:00 | 4 | 103 | May | 14000 | 0 | 0 | 0 | 0 | 0 | 0 | 0 | 0 | 0 | 0 | 0 | 0 | 0 | 11.5381 | 12.8618 | 13.7426 | 12.6833 | -3.7531 | -0.079362 | 0 | 0 | 0 | 0 | 0 | 0 | 0 | 0 | 0 | 0 | 0 | 0 | 0 | 0 | 0 | 0 | 0 | 0 | 161.5329 | 180.0656 | 192.3961 | 177.5659 | -52.5433 | -1.1111 | 0 | 0 | 0 | 0 | 0
0.5416666666666674103June | Resource 1 | Sublap 1 | 13:00 | 4 | 103 | June | 15000 | 0 | 0 | 0 | 0 | 0 | 0 | 0 | 0 | 0 | 0 | 0 | 0 | 0 | 11.5381 | 12.8618 | 13.7426 | 12.6833 | -3.7531 | -0.079362 | 0 | 0 | 0 | 0 | 0 | 0 | 0 | 0 | 0 | 0 | 0 | 0 | 0 | 0 | 0 | 0 | 0 | 0 | 173.071 | 192.9275 | 206.1387 | 190.2492 | -56.2963 | -1.1904 | 0 | 0 | 0 | 0 | 0
0.5416666666666674103July | Resource 1 | Sublap 1 | 13:00 | 4 | 103 | July | 16000 | 0 | 0 | 0 | 0 | 0 | 0 | 0 | 0 | 0 | 0 | 0 | 0 | 0 | 11.5381 | 12.8618 | 13.7426 | 12.6833 | -3.7531 | -0.079362 | 0 | 0 | 0 | 0 | 0 | 0 | 0 | 0 | 0 | 0 | 0 | 0 | 0 | 0 | 0 | 0 | 0 | 0 | 184.609 | 205.7893 | 219.8813 | 202.9325 | -60.0494 | -1.2698 | 0 | 0 | 0 | 0 | 0
0.5416666666666674103August | Resource 1 | Sublap 1 | 13:00 | 4 | 103 | August | 17000 | 0 | 0 | 0 | 0 | 0 | 0 | 0 | 0 | 0 | 0 | 0 | 0 | 0 | 11.5381 | 12.8618 | 13.7426 | 12.6833 | -3.7531 | -0.079362 | 0 | 0 | 0 | 0 | 0 | 0 | 0 | 0 | 0 | 0 | 0 | 0 | 0 | 0 | 0 | 0 | 0 | 0 | 196.1471 | 218.6512 | 233.6239 | 215.6158 | -63.8025 | -1.3492 | 0 | 0 | 0 | 0 | 0
0.5416666666666674103September | Resource 1 | Sublap 1 | 13:00 | 4 | 103 | September | 18000 | 0 | 0 | 0 | 0 | 0 | 0 | 0 | 0 | 0 | 0 | 0 | 0 | 0 | 11.5381 | 12.8618 | 13.7426 | 12.6833 | -3.7531 | -0.079362 | 0 | 0 | 0 | 0 | 0 | 0 | 0 | 0 | 0 | 0 | 0 | 0 | 0 | 0 | 0 | 0 | 0 | 0 | 207.6852 | 231.513 | 247.3664 | 228.2991 | -67.5556 | -1.4285 | 0 | 0 | 0 | 0 | 0
0.5416666666666674103October | Resource 1 | Sublap 1 | 13:00 | 4 | 103 | October | 19000 | 0 | 0 | 0 | 0 | 0 | 0 | 0 | 0 | 0 | 0 | 0 | 0 | 0 | 11.5381 | 12.8618 | 13.7426 | 12.6833 | -3.7531 | -0.079362 | 0 | 0 | 0 | 0 | 0 | 0 | 0 | 0 | 0 | 0 | 0 | 0 | 0 | 0 | 0 | 0 | 0 | 0 | 219.2232 | 244.3748 | 261.109 | 240.9823 | -71.3087 | -1.5079 | 0 | 0 | 0 | 0 | 0
0.5416666666666674103November | Resource 1 | Sublap 1 | 13:00 | 4 | 103 | November | 20000 | 0 | 0 | 0 | 0 | 0 | 0 | 0 | 0 | 0 | 0 | 0 | 0 | 0 | 11.5381 | 12.8618 | 13.7426 | 12.6833 | -3.7531 | -0.079362 | 0 | 0 | 0 | 0 | 0 | 0 | 0 | 0 | 0 | 0 | 0 | 0 | 0 | 0 | 0 | 0 | 0 | 0 | 230.7613 | 257.2366 | 274.8516 | 253.6656 | -75.0618 | -1.5872 | 0 | 0 | 0 | 0 | 0
0.5416666666666674103December | Resource 1 | Sublap 1 | 13:00 | 4 | 103 | December | 21000 | 0 | 0 | 0 | 0 | 0 | 0 | 0 | 0 | 0 | 0 | 0 | 0 | 0 | 11.5381 | 12.8618 | 13.7426 | 12.6833 | -3.7531 | -0.079362 | 0 | 0 | 0 | 0 | 0 | 0 | 0 | 0 | 0 | 0 | 0 | 0 | 0 | 0 | 0 | 0 | 0 | 0 | 242.2994 | 270.0985 | 288.5942 | 266.3489 | -78.8149 | -1.6666 | 0 | 0 | 0 | 0 | 0
0.5416666666666674104January | Resource 1 | Sublap 1 | 13:00 | 4 | 104 | January | 10000 | 0 | 0 | 0 | 0 | 0 | 0 | 0 | 0 | 0 | 0 | 0 | 0 | 0 | 12.419 | 13.7982 | 14.8138 | 13.6472 | -4.0461 | -0.085546 | 0 | 0 | 0 | 0 | 0 | 0 | 0 | 0 | 0 | 0 | 0 | 0 | 0 | 0 | 0 | 0 | 0 | 0 | 124.1901 | 137.9822 | 148.1382 | 136.4719 | -40.461 | -0.85546 | 0 | 0 | 0 | 0 | 0
0.5416666666666674104February | Resource 1 | Sublap 1 | 13:00 | 4 | 104 | February | 11000 | 0 | 0 | 0 | 0 | 0 | 0 | 0 | 0 | 0 | 0 | 0 | 0 | 0 | 12.419 | 13.7982 | 14.8138 | 13.6472 | -4.0461 | -0.085546 | 0 | 0 | 0 | 0 | 0 | 0 | 0 | 0 | 0 | 0 | 0 | 0 | 0 | 0 | 0 | 0 | 0 | 0 | 136.6091 | 151.7804 | 162.952 | 150.1191 | -44.507 | -0.94101 | 0 | 0 | 0 | 0 | 0
0.5416666666666674104March | Resource 1 | Sublap 1 | 13:00 | 4 | 104 | March | 12000 | 0 | 0 | 0 | 0 | 0 | 0 | 0 | 0 | 0 | 0 | 0 | 0 | 0 | 12.419 | 13.7982 | 14.8138 | 13.6472 | -4.0461 | -0.085546 | 0 | 0 | 0 | 0 | 0 | 0 | 0 | 0 | 0 | 0 | 0 | 0 | 0 | 0 | 0 | 0 | 0 | 0 | 149.0281 | 165.5786 | 177.7659 | 163.7663 | -48.5532 | -1.0266 | 0 | 0 | 0 | 0 | 0
0.5416666666666674104April | Resource 1 | Sublap 1 | 13:00 | 4 | 104 | April | 13000 | 0 | 0 | 0 | 0 | 0 | 0 | 0 | 0 | 0 | 0 | 0 | 0 | 0 | 12.419 | 13.7982 | 14.8138 | 13.6472 | -4.0461 | -0.085546 | 0 | 0 | 0 | 0 | 0 | 0 | 0 | 0 | 0 | 0 | 0 | 0 | 0 | 0 | 0 | 0 | 0 | 0 | 161.4471 | 179.3768 | 192.5797 | 177.4135 | -52.5992 | -1.1121 | 0 | 0 | 0 | 0 | 0
0.5416666666666674104May | Resource 1 | Sublap 1 | 13:00 | 4 | 104 | May | 14000 | 0 | 0 | 0 | 0 | 0 | 0 | 0 | 0 | 0 | 0 | 0 | 0 | 0 | 12.419 | 13.7982 | 14.8138 | 13.6472 | -4.0461 | -0.085546 | 0 | 0 | 0 | 0 | 0 | 0 | 0 | 0 | 0 | 0 | 0 | 0 | 0 | 0 | 0 | 0 | 0 | 0 | 173.8661 | 193.175 | 207.3935 | 191.0607 | -56.6453 | -1.1976 | 0 | 0 | 0 | 0 | 0
0.5416666666666674104June | Resource 1 | Sublap 1 | 13:00 | 4 | 104 | June | 15000 | 0 | 0 | 0 | 0 | 0 | 0 | 0 | 0 | 0 | 0 | 0 | 0 | 0 | 12.419 | 13.7982 | 14.8138 | 13.6472 | -4.0461 | -0.085546 | 0 | 0 | 0 | 0 | 0 | 0 | 0 | 0 | 0 | 0 | 0 | 0 | 0 | 0 | 0 | 0 | 0 | 0 | 186.2852 | 206.9733 | 222.2073 | 204.7079 | -60.6914 | -1.2832 | 0 | 0 | 0 | 0 | 0
0.5416666666666674104July | Resource 1 | Sublap 1 | 13:00 | 4 | 104 | July | 16000 | 0 | 0 | 0 | 0 | 0 | 0 | 0 | 0 | 0 | 0 | 0 | 0 | 0 | 12.419 | 13.7982 | 14.8138 | 13.6472 | -4.0461 | -0.085546 | 0 | 0 | 0 | 0 | 0 | 0 | 0 | 0 | 0 | 0 | 0 | 0 | 0 | 0 | 0 | 0 | 0 | 0 | 198.7042 | 220.7715 | 237.0211 | 218.3551 | -64.7375 | -1.3687 | 0 | 0 | 0 | 0 | 0
0.5416666666666674104August | Resource 1 | Sublap 1 | 13:00 | 4 | 104 | August | 17000 | 0 | 0 | 0 | 0 | 0 | 0 | 0 | 0 | 0 | 0 | 0 | 0 | 0 | 12.419 | 13.7982 | 14.8138 | 13.6472 | -4.0461 | -0.085546 | 0 | 0 | 0 | 0 | 0 | 0 | 0 | 0 | 0 | 0 | 0 | 0 | 0 | 0 | 0 | 0 | 0 | 0 | 211.1232 | 234.5697 | 251.835 | 232.0023 | -68.7836 | -1.4543 | 0 | 0 | 0 | 0 | 0
0.5416666666666674104September | Resource 1 | Sublap 1 | 13:00 | 4 | 104 | September | 18000 | 0 | 0 | 0 | 0 | 0 | 0 | 0 | 0 | 0 | 0 | 0 | 0 | 0 | 12.419 | 13.7982 | 14.8138 | 13.6472 | -4.0461 | -0.085546 | 0 | 0 | 0 | 0 | 0 | 0 | 0 | 0 | 0 | 0 | 0 | 0 | 0 | 0 | 0 | 0 | 0 | 0 | 223.5422 | 248.3679 | 266.6488 | 245.6495 | -72.8297 | -1.5398 | 0 | 0 | 0 | 0 | 0
0.5416666666666674104October | Resource 1 | Sublap 1 | 13:00 | 4 | 104 | October | 19000 | 0 | 0 | 0 | 0 | 0 | 0 | 0 | 0 | 0 | 0 | 0 | 0 | 0 | 12.419 | 13.7982 | 14.8138 | 13.6472 | -4.0461 | -0.085546 | 0 | 0 | 0 | 0 | 0 | 0 | 0 | 0 | 0 | 0 | 0 | 0 | 0 | 0 | 0 | 0 | 0 | 0 | 235.9612 | 262.1661 | 281.4626 | 259.2967 | -76.8758 | -1.6254 | 0 | 0 | 0 | 0 | 0
0.5416666666666674104November | Resource 1 | Sublap 1 | 13:00 | 4 | 104 | November | 20000 | 0 | 0 | 0 | 0 | 0 | 0 | 0 | 0 | 0 | 0 | 0 | 0 | 0 | 12.419 | 13.7982 | 14.8138 | 13.6472 | -4.0461 | -0.085546 | 0 | 0 | 0 | 0 | 0 | 0 | 0 | 0 | 0 | 0 | 0 | 0 | 0 | 0 | 0 | 0 | 0 | 0 | 248.3802 | 275.9643 | 296.2764 | 272.9439 | -80.9219 | -1.7109 | 0 | 0 | 0 | 0 | 0
0.5416666666666674104December | Resource 1 | Sublap 1 | 13:00 | 4 | 104 | December | 21000 | 0 | 0 | 0 | 0 | 0 | 0 | 0 | 0 | 0 | 0 | 0 | 0 | 0 | 12.419 | 13.7982 | 14.8138 | 13.6472 | -4.0461 | -0.085546 | 0 | 0 | 0 | 0 | 0 | 0 | 0 | 0 | 0 | 0 | 0 | 0 | 0 | 0 | 0 | 0 | 0 | 0 | 260.7992 | 289.7625 | 311.0902 | 286.5911 | -84.968 | -1.7965 | 0 | 0 | 0 | 0 | 0
0.5416666666666674105January | Resource 1 | Sublap 1 | 13:00 | 4 | 105 | January | 10000 | 0 | 0 | 0 | 0 | 0 | 0 | 0 | 0 | 0 | 0 | 0 | 0 | 0 | 10.5835 | 11.7972 | 12.6058 | 11.5739 | -3.4365 | -0.072681 | 0 | 0 | 0 | 0 | 0 | 0 | 0 | 0 | 0 | 0 | 0 | 0 | 0 | 0 | 0 | 0 | 0 | 0 | 105.8348 | 117.9717 | 126.0582 | 115.7391 | -34.3651 | -0.72681 | 0 | 0 | 0 | 0 | 0
0.5416666666666674105February | Resource 1 | Sublap 1 | 13:00 | 4 | 105 | February | 11000 | 0 | 0 | 0 | 0 | 0 | 0 | 0 | 0 | 0 | 0 | 0 | 0 | 0 | 10.5835 | 11.7972 | 12.6058 | 11.5739 | -3.4365 | -0.072681 | 0 | 0 | 0 | 0 | 0 | 0 | 0 | 0 | 0 | 0 | 0 | 0 | 0 | 0 | 0 | 0 | 0 | 0 | 116.4183 | 129.7689 | 138.664 | 127.313 | -37.8016 | -0.79949 | 0 | 0 | 0 | 0 | 0
0.5416666666666674105March | Resource 1 | Sublap 1 | 13:00 | 4 | 105 | March | 12000 | 0 | 0 | 0 | 0 | 0 | 0 | 0 | 0 | 0 | 0 | 0 | 0 | 0 | 10.5835 | 11.7972 | 12.6058 | 11.5739 | -3.4365 | -0.072681 | 0 | 0 | 0 | 0 | 0 | 0 | 0 | 0 | 0 | 0 | 0 | 0 | 0 | 0 | 0 | 0 | 0 | 0 | 127.0018 | 141.5661 | 151.2698 | 138.8869 | -41.2381 | -0.87217 | 0 | 0 | 0 | 0 | 0
0.5416666666666674105April | Resource 1 | Sublap 1 | 13:00 | 4 | 105 | April | 13000 | 0 | 0 | 0 | 0 | 0 | 0 | 0 | 0 | 0 | 0 | 0 | 0 | 0 | 10.5835 | 11.7972 | 12.6058 | 11.5739 | -3.4365 | -0.072681 | 0 | 0 | 0 | 0 | 0 | 0 | 0 | 0 | 0 | 0 | 0 | 0 | 0 | 0 | 0 | 0 | 0 | 0 | 137.5853 | 153.3632 | 163.8756 | 150.4609 | -44.6746 | -0.94486 | 0 | 0 | 0 | 0 | 0
0.5416666666666674105May | Resource 1 | Sublap 1 | 13:00 | 4 | 105 | May | 14000 | 0 | 0 | 0 | 0 | 0 | 0 | 0 | 0 | 0 | 0 | 0 | 0 | 0 | 10.5835 | 11.7972 | 12.6058 | 11.5739 | -3.4365 | -0.072681 | 0 | 0 | 0 | 0 | 0 | 0 | 0 | 0 | 0 | 0 | 0 | 0 | 0 | 0 | 0 | 0 | 0 | 0 | 148.1687 | 165.1604 | 176.4814 | 162.0348 | -48.1111 | -1.0175 | 0 | 0 | 0 | 0 | 0
0.5416666666666674105June | Resource 1 | Sublap 1 | 13:00 | 4 | 105 | June | 15000 | 0 | 0 | 0 | 0 | 0 | 0 | 0 | 0 | 0 | 0 | 0 | 0 | 0 | 10.5835 | 11.7972 | 12.6058 | 11.5739 | -3.4365 | -0.072681 | 0 | 0 | 0 | 0 | 0 | 0 | 0 | 0 | 0 | 0 | 0 | 0 | 0 | 0 | 0 | 0 | 0 | 0 | 158.7522 | 176.9576 | 189.0872 | 173.6087 | -51.5476 | -1.0902 | 0 | 0 | 0 | 0 | 0
0.5416666666666674105July | Resource 1 | Sublap 1 | 13:00 | 4 | 105 | July | 16000 | 0 | 0 | 0 | 0 | 0 | 0 | 0 | 0 | 0 | 0 | 0 | 0 | 0 | 10.5835 | 11.7972 | 12.6058 | 11.5739 | -3.4365 | -0.072681 | 0 | 0 | 0 | 0 | 0 | 0 | 0 | 0 | 0 | 0 | 0 | 0 | 0 | 0 | 0 | 0 | 0 | 0 | 169.3357 | 188.7547 | 201.6931 | 185.1826 | -54.9841 | -1.1629 | 0 | 0 | 0 | 0 | 0
0.5416666666666674105August | Resource 1 | Sublap 1 | 13:00 | 4 | 105 | August | 17000 | 0 | 0 | 0 | 0 | 0 | 0 | 0 | 0 | 0 | 0 | 0 | 0 | 0 | 10.5835 | 11.7972 | 12.6058 | 11.5739 | -3.4365 | -0.072681 | 0 | 0 | 0 | 0 | 0 | 0 | 0 | 0 | 0 | 0 | 0 | 0 | 0 | 0 | 0 | 0 | 0 | 0 | 179.9192 | 200.5519 | 214.2989 | 196.7565 | -58.4206 | -1.2356 | 0 | 0 | 0 | 0 | 0
0.5416666666666674105September | Resource 1 | Sublap 1 | 13:00 | 4 | 105 | September | 18000 | 0 | 0 | 0 | 0 | 0 | 0 | 0 | 0 | 0 | 0 | 0 | 0 | 0 | 10.5835 | 11.7972 | 12.6058 | 11.5739 | -3.4365 | -0.072681 | 0 | 0 | 0 | 0 | 0 | 0 | 0 | 0 | 0 | 0 | 0 | 0 | 0 | 0 | 0 | 0 | 0 | 0 | 190.5027 | 212.3491 | 226.9047 | 208.3304 | -61.8571 | -1.3083 | 0 | 0 | 0 | 0 | 0
0.5416666666666674105October | Resource 1 | Sublap 1 | 13:00 | 4 | 105 | October | 19000 | 0 | 0 | 0 | 0 | 0 | 0 | 0 | 0 | 0 | 0 | 0 | 0 | 0 | 10.5835 | 11.7972 | 12.6058 | 11.5739 | -3.4365 | -0.072681 | 0 | 0 | 0 | 0 | 0 | 0 | 0 | 0 | 0 | 0 | 0 | 0 | 0 | 0 | 0 | 0 | 0 | 0 | 201.0861 | 224.1463 | 239.5105 | 219.9043 | -65.2936 | -1.3809 | 0 | 0 | 0 | 0 | 0
0.5416666666666674105November | Resource 1 | Sublap 1 | 13:00 | 4 | 105 | November | 20000 | 0 | 0 | 0 | 0 | 0 | 0 | 0 | 0 | 0 | 0 | 0 | 0 | 0 | 10.5835 | 11.7972 | 12.6058 | 11.5739 | -3.4365 | -0.072681 | 0 | 0 | 0 | 0 | 0 | 0 | 0 | 0 | 0 | 0 | 0 | 0 | 0 | 0 | 0 | 0 | 0 | 0 | 211.6696 | 235.9434 | 252.1163 | 231.4783 | -68.7301 | -1.4536 | 0 | 0 | 0 | 0 | 0
0.5416666666666674105December | Resource 1 | Sublap 1 | 13:00 | 4 | 105 | December | 21000 | 0 | 0 | 0 | 0 | 0 | 0 | 0 | 0 | 0 | 0 | 0 | 0 | 0 | 10.5835 | 11.7972 | 12.6058 | 11.5739 | -3.4365 | -0.072681 | 0 | 0 | 0 | 0 | 0 | 0 | 0 | 0 | 0 | 0 | 0 | 0 | 0 | 0 | 0 | 0 | 0 | 0 | 222.2531 | 247.7406 | 264.7222 | 243.0522 | -72.1667 | -1.5263 | 0 | 0 | 0 | 0 | 0
0.5416666666666674106January | Resource 1 | Sublap 1 | 13:00 | 4 | 106 | January | 10000 | 0 | 0 | 0 | 0 | 0 | 0 | 0 | 0 | 0 | 0 | 0 | 0 | 0 | 10.0958 | 11.4209 | 12.3078 | 11.3037 | -3.3085 | -0.06998 | 0 | 0 | 0 | 0 | 0 | 0 | 0 | 0 | 0 | 0 | 0 | 0 | 0 | 0 | 0 | 0 | 0 | 0 | 100.9581 | 114.209 | 123.0781 | 113.0369 | -33.0853 | -0.6998 | 0 | 0 | 0 | 0 | 0
0.5416666666666674106February | Resource 1 | Sublap 1 | 13:00 | 4 | 106 | February | 11000 | 0 | 0 | 0 | 0 | 0 | 0 | 0 | 0 | 0 | 0 | 0 | 0 | 0 | 10.0958 | 11.4209 | 12.3078 | 11.3037 | -3.3085 | -0.06998 | 0 | 0 | 0 | 0 | 0 | 0 | 0 | 0 | 0 | 0 | 0 | 0 | 0 | 0 | 0 | 0 | 0 | 0 | 111.0539 | 125.6299 | 135.3859 | 124.3406 | -36.3938 | -0.76978 | 0 | 0 | 0 | 0 | 0
0.5416666666666674106March | Resource 1 | Sublap 1 | 13:00 | 4 | 106 | March | 12000 | 0 | 0 | 0 | 0 | 0 | 0 | 0 | 0 | 0 | 0 | 0 | 0 | 0 | 10.0958 | 11.4209 | 12.3078 | 11.3037 | -3.3085 | -0.06998 | 0 | 0 | 0 | 0 | 0 | 0 | 0 | 0 | 0 | 0 | 0 | 0 | 0 | 0 | 0 | 0 | 0 | 0 | 121.1497 | 137.0508 | 147.6937 | 135.6443 | -39.7023 | -0.83976 | 0 | 0 | 0 | 0 | 0
0.5416666666666674106April | Resource 1 | Sublap 1 | 13:00 | 4 | 106 | April | 13000 | 0 | 0 | 0 | 0 | 0 | 0 | 0 | 0 | 0 | 0 | 0 | 0 | 0 | 10.0958 | 11.4209 | 12.3078 | 11.3037 | -3.3085 | -0.06998 | 0 | 0 | 0 | 0 | 0 | 0 | 0 | 0 | 0 | 0 | 0 | 0 | 0 | 0 | 0 | 0 | 0 | 0 | 131.2455 | 148.4717 | 160.0015 | 146.948 | -43.0109 | -0.90974 | 0 | 0 | 0 | 0 | 0
0.5416666666666674106May | Resource 1 | Sublap 1 | 13:00 | 4 | 106 | May | 14000 | 0 | 0 | 0 | 0 | 0 | 0 | 0 | 0 | 0 | 0 | 0 | 0 | 0 | 10.0958 | 11.4209 | 12.3078 | 11.3037 | -3.3085 | -0.06998 | 0 | 0 | 0 | 0 | 0 | 0 | 0 | 0 | 0 | 0 | 0 | 0 | 0 | 0 | 0 | 0 | 0 | 0 | 141.3413 | 159.8926 | 172.3093 | 158.2517 | -46.3194 | -0.97972 | 0 | 0 | 0 | 0 | 0
0.5416666666666674106June | Resource 1 | Sublap 1 | 13:00 | 4 | 106 | June | 15000 | 0 | 0 | 0 | 0 | 0 | 0 | 0 | 0 | 0 | 0 | 0 | 0 | 0 | 10.0958 | 11.4209 | 12.3078 | 11.3037 | -3.3085 | -0.06998 | 0 | 0 | 0 | 0 | 0 | 0 | 0 | 0 | 0 | 0 | 0 | 0 | 0 | 0 | 0 | 0 | 0 | 0 | 151.4371 | 171.3135 | 184.6171 | 169.5554 | -49.6279 | -1.0497 | 0 | 0 | 0 | 0 | 0
0.5416666666666674106July | Resource 1 | Sublap 1 | 13:00 | 4 | 106 | July | 16000 | 0 | 0 | 0 | 0 | 0 | 0 | 0 | 0 | 0 | 0 | 0 | 0 | 0 | 10.0958 | 11.4209 | 12.3078 | 11.3037 | -3.3085 | -0.06998 | 0 | 0 | 0 | 0 | 0 | 0 | 0 | 0 | 0 | 0 | 0 | 0 | 0 | 0 | 0 | 0 | 0 | 0 | 161.5329 | 182.7344 | 196.9249 | 180.8591 | -52.9364 | -1.1197 | 0 | 0 | 0 | 0 | 0
0.5416666666666674106August | Resource 1 | Sublap 1 | 13:00 | 4 | 106 | August | 17000 | 0 | 0 | 0 | 0 | 0 | 0 | 0 | 0 | 0 | 0 | 0 | 0 | 0 | 10.0958 | 11.4209 | 12.3078 | 11.3037 | -3.3085 | -0.06998 | 0 | 0 | 0 | 0 | 0 | 0 | 0 | 0 | 0 | 0 | 0 | 0 | 0 | 0 | 0 | 0 | 0 | 0 | 171.6288 | 194.1553 | 209.2327 | 192.1628 | -56.245 | -1.1897 | 0 | 0 | 0 | 0 | 0
0.5416666666666674106September | Resource 1 | Sublap 1 | 13:00 | 4 | 106 | September | 18000 | 0 | 0 | 0 | 0 | 0 | 0 | 0 | 0 | 0 | 0 | 0 | 0 | 0 | 10.0958 | 11.4209 | 12.3078 | 11.3037 | -3.3085 | -0.06998 | 0 | 0 | 0 | 0 | 0 | 0 | 0 | 0 | 0 | 0 | 0 | 0 | 0 | 0 | 0 | 0 | 0 | 0 | 181.7245 | 205.5762 | 221.5405 | 203.4664 | -59.5535 | -1.2596 | 0 | 0 | 0 | 0 | 0
0.5416666666666674106October | Resource 1 | Sublap 1 | 13:00 | 4 | 106 | October | 19000 | 0 | 0 | 0 | 0 | 0 | 0 | 0 | 0 | 0 | 0 | 0 | 0 | 0 | 10.0958 | 11.4209 | 12.3078 | 11.3037 | -3.3085 | -0.06998 | 0 | 0 | 0 | 0 | 0 | 0 | 0 | 0 | 0 | 0 | 0 | 0 | 0 | 0 | 0 | 0 | 0 | 0 | 191.8204 | 216.9971 | 233.8484 | 214.7701 | -62.862 | -1.3296 | 0 | 0 | 0 | 0 | 0
0.5416666666666674106November | Resource 1 | Sublap 1 | 13:00 | 4 | 106 | November | 20000 | 0 | 0 | 0 | 0 | 0 | 0 | 0 | 0 | 0 | 0 | 0 | 0 | 0 | 10.0958 | 11.4209 | 12.3078 | 11.3037 | -3.3085 | -0.06998 | 0 | 0 | 0 | 0 | 0 | 0 | 0 | 0 | 0 | 0 | 0 | 0 | 0 | 0 | 0 | 0 | 0 | 0 | 201.9162 | 228.418 | 246.1562 | 226.0738 | -66.1706 | -1.3996 | 0 | 0 | 0 | 0 | 0
0.5416666666666674106December | Resource 1 | Sublap 1 | 13:00 | 4 | 106 | December | 21000 | 0 | 0 | 0 | 0 | 0 | 0 | 0 | 0 | 0 | 0 | 0 | 0 | 0 | 10.0958 | 11.4209 | 12.3078 | 11.3037 | -3.3085 | -0.06998 | 0 | 0 | 0 | 0 | 0 | 0 | 0 | 0 | 0 | 0 | 0 | 0 | 0 | 0 | 0 | 0 | 0 | 0 | 212.012 | 239.8389 | 258.464 | 237.3775 | -69.4791 | -1.4696 | 0 | 0 | 0 | 0 | 0
0.5416666666666674107January | Resource 1 | Sublap 1 | 13:00 | 4 | 107 | January | 10000 | 0 | 0 | 0 | 0 | 0 | 0 | 0 | 0 | 0 | 0 | 0 | 0 | 0 | 11.9207 | 13.3743 | 14.3023 | 13.2793 | -3.8743 | -0.081921 | 0 | 0 | 0 | 0 | 0 | 0 | 0 | 0 | 0 | 0 | 0 | 0 | 0 | 0 | 0 | 0 | 0 | 0 | 119.2067 | 133.7431 | 143.0231 | 132.7933 | -38.7433 | -0.81921 | 0 | 0 | 0 | 0 | 0
0.5416666666666674107February | Resource 1 | Sublap 1 | 13:00 | 4 | 107 | February | 11000 | 0 | 0 | 0 | 0 | 0 | 0 | 0 | 0 | 0 | 0 | 0 | 0 | 0 | 11.9207 | 13.3743 | 14.3023 | 13.2793 | -3.8743 | -0.081921 | 0 | 0 | 0 | 0 | 0 | 0 | 0 | 0 | 0 | 0 | 0 | 0 | 0 | 0 | 0 | 0 | 0 | 0 | 131.1274 | 147.1174 | 157.3254 | 146.0727 | -42.6177 | -0.90113 | 0 | 0 | 0 | 0 | 0
0.5416666666666674107March | Resource 1 | Sublap 1 | 13:00 | 4 | 107 | March | 12000 | 0 | 0 | 0 | 0 | 0 | 0 | 0 | 0 | 0 | 0 | 0 | 0 | 0 | 11.9207 | 13.3743 | 14.3023 | 13.2793 | -3.8743 | -0.081921 | 0 | 0 | 0 | 0 | 0 | 0 | 0 | 0 | 0 | 0 | 0 | 0 | 0 | 0 | 0 | 0 | 0 | 0 | 143.0481 | 160.4917 | 171.6277 | 159.352 | -46.492 | -0.98305 | 0 | 0 | 0 | 0 | 0
0.5416666666666674107April | Resource 1 | Sublap 1 | 13:00 | 4 | 107 | April | 13000 | 0 | 0 | 0 | 0 | 0 | 0 | 0 | 0 | 0 | 0 | 0 | 0 | 0 | 11.9207 | 13.3743 | 14.3023 | 13.2793 | -3.8743 | -0.081921 | 0 | 0 | 0 | 0 | 0 | 0 | 0 | 0 | 0 | 0 | 0 | 0 | 0 | 0 | 0 | 0 | 0 | 0 | 154.9687 | 173.866 | 185.93 | 172.6313 | -50.3663 | -1.065 | 0 | 0 | 0 | 0 | 0
0.5416666666666674107May | Resource 1 | Sublap 1 | 13:00 | 4 | 107 | May | 14000 | 0 | 0 | 0 | 0 | 0 | 0 | 0 | 0 | 0 | 0 | 0 | 0 | 0 | 11.9207 | 13.3743 | 14.3023 | 13.2793 | -3.8743 | -0.081921 | 0 | 0 | 0 | 0 | 0 | 0 | 0 | 0 | 0 | 0 | 0 | 0 | 0 | 0 | 0 | 0 | 0 | 0 | 166.8894 | 187.2403 | 200.2323 | 185.9107 | -54.2407 | -1.1469 | 0 | 0 | 0 | 0 | 0
0.5416666666666674107June | Resource 1 | Sublap 1 | 13:00 | 4 | 107 | June | 15000 | 0 | 0 | 0 | 0 | 0 | 0 | 0 | 0 | 0 | 0 | 0 | 0 | 0 | 11.9207 | 13.3743 | 14.3023 | 13.2793 | -3.8743 | -0.081921 | 0 | 0 | 0 | 0 | 0 | 0 | 0 | 0 | 0 | 0 | 0 | 0 | 0 | 0 | 0 | 0 | 0 | 0 | 178.8101 | 200.6146 | 214.5346 | 199.19 | -58.115 | -1.2288 | 0 | 0 | 0 | 0 | 0
0.5416666666666674107July | Resource 1 | Sublap 1 | 13:00 | 4 | 107 | July | 16000 | 0 | 0 | 0 | 0 | 0 | 0 | 0 | 0 | 0 | 0 | 0 | 0 | 0 | 11.9207 | 13.3743 | 14.3023 | 13.2793 | -3.8743 | -0.081921 | 0 | 0 | 0 | 0 | 0 | 0 | 0 | 0 | 0 | 0 | 0 | 0 | 0 | 0 | 0 | 0 | 0 | 0 | 190.7307 | 213.9889 | 228.8369 | 212.4693 | -61.9893 | -1.3107 | 0 | 0 | 0 | 0 | 0
0.5416666666666674107August | Resource 1 | Sublap 1 | 13:00 | 4 | 107 | August | 17000 | 0 | 0 | 0 | 0 | 0 | 0 | 0 | 0 | 0 | 0 | 0 | 0 | 0 | 11.9207 | 13.3743 | 14.3023 | 13.2793 | -3.8743 | -0.081921 | 0 | 0 | 0 | 0 | 0 | 0 | 0 | 0 | 0 | 0 | 0 | 0 | 0 | 0 | 0 | 0 | 0 | 0 | 202.6514 | 227.3633 | 243.1393 | 225.7487 | -65.8637 | -1.3927 | 0 | 0 | 0 | 0 | 0
0.5416666666666674107September | Resource 1 | Sublap 1 | 13:00 | 4 | 107 | September | 18000 | 0 | 0 | 0 | 0 | 0 | 0 | 0 | 0 | 0 | 0 | 0 | 0 | 0 | 11.9207 | 13.3743 | 14.3023 | 13.2793 | -3.8743 | -0.081921 | 0 | 0 | 0 | 0 | 0 | 0 | 0 | 0 | 0 | 0 | 0 | 0 | 0 | 0 | 0 | 0 | 0 | 0 | 214.5721 | 240.7376 | 257.4416 | 239.028 | -69.738 | -1.4746 | 0 | 0 | 0 | 0 | 0
0.5416666666666674107October | Resource 1 | Sublap 1 | 13:00 | 4 | 107 | October | 19000 | 0 | 0 | 0 | 0 | 0 | 0 | 0 | 0 | 0 | 0 | 0 | 0 | 0 | 11.9207 | 13.3743 | 14.3023 | 13.2793 | -3.8743 | -0.081921 | 0 | 0 | 0 | 0 | 0 | 0 | 0 | 0 | 0 | 0 | 0 | 0 | 0 | 0 | 0 | 0 | 0 | 0 | 226.4928 | 254.1119 | 271.7439 | 252.3073 | -73.6123 | -1.5565 | 0 | 0 | 0 | 0 | 0
0.5416666666666674107November | Resource 1 | Sublap 1 | 13:00 | 4 | 107 | November | 20000 | 0 | 0 | 0 | 0 | 0 | 0 | 0 | 0 | 0 | 0 | 0 | 0 | 0 | 11.9207 | 13.3743 | 14.3023 | 13.2793 | -3.8743 | -0.081921 | 0 | 0 | 0 | 0 | 0 | 0 | 0 | 0 | 0 | 0 | 0 | 0 | 0 | 0 | 0 | 0 | 0 | 0 | 238.4134 | 267.4862 | 286.0462 | 265.5867 | -77.4867 | -1.6384 | 0 | 0 | 0 | 0 | 0
0.5416666666666674107December | Resource 1 | Sublap 1 | 13:00 | 4 | 107 | December | 21000 | 0 | 0 | 0 | 0 | 0 | 0 | 0 | 0 | 0 | 0 | 0 | 0 | 0 | 11.9207 | 13.3743 | 14.3023 | 13.2793 | -3.8743 | -0.081921 | 0 | 0 | 0 | 0 | 0 | 0 | 0 | 0 | 0 | 0 | 0 | 0 | 0 | 0 | 0 | 0 | 0 | 0 | 250.3341 | 280.8605 | 300.3485 | 278.866 | -81.361 | -1.7203 | 0 | 0 | 0 | 0 | 0
0.541666666666667571January | Resource 1 | Sublap 1 | 13:00 | 5 | 71 | January | 10000 | 0 | 0 | 0 | 0 | 0 | 0 | 0 | 0 | 0 | 0 | 0 | 0 | 0 | 0 | 0 | 0 | 0 | 0 | 0 | 0 | 0 | 0 | 0 | 0 | 0 | 0 | 0 | 0 | 0 | 0 | 0 | 0 | 0 | 0 | 0 | 0 | 0 | 0 | 0 | 0 | 0 | 0 | 0 | 0 | 0 | 0 | 0 | 0
0.541666666666667571February | Resource 1 | Sublap 1 | 13:00 | 5 | 71 | February | 11000 | 0 | 0 | 0 | 0 | 0 | 0 | 0 | 0 | 0 | 0 | 0 | 0 | 0 | 0 | 0 | 0 | 0 | 0 | 0 | 0 | 0 | 0 | 0 | 0 | 0 | 0 | 0 | 0 | 0 | 0 | 0 | 0 | 0 | 0 | 0 | 0 | 0 | 0 | 0 | 0 | 0 | 0 | 0 | 0 | 0 | 0 | 0 | 0
0.541666666666667571March | Resource 1 | Sublap 1 | 13:00 | 5 | 71 | March | 12000 | 0 | 0 | 0 | 0 | 0 | 0 | 0 | 0 | 0 | 0 | 0 | 0 | 0 | 0 | 0 | 0 | 0 | 0 | 0 | 0 | 0 | 0 | 0 | 0 | 0 | 0 | 0 | 0 | 0 | 0 | 0 | 0 | 0 | 0 | 0 | 0 | 0 | 0 | 0 | 0 | 0 | 0 | 0 | 0 | 0 | 0 | 0 | 0
0.541666666666667571April | Resource 1 | Sublap 1 | 13:00 | 5 | 71 | April | 13000 | 0 | 0 | 0 | 0 | 0 | 0 | 0 | 0 | 0 | 0 | 0 | 0 | 0 | 0 | 0 | 0 | 0 | 0 | 0 | 0 | 0 | 0 | 0 | 0 | 0 | 0 | 0 | 0 | 0 | 0 | 0 | 0 | 0 | 0 | 0 | 0 | 0 | 0 | 0 | 0 | 0 | 0 | 0 | 0 | 0 | 0 | 0 | 0
0.541666666666667571May | Resource 1 | Sublap 1 | 13:00 | 5 | 71 | May | 14000 | 0 | 0 | 0 | 0 | 0 | 0 | 0 | 0 | 0 | 0 | 0 | 0 | 0 | 0 | 0 | 0 | 0 | 0 | 0 | 0 | 0 | 0 | 0 | 0 | 0 | 0 | 0 | 0 | 0 | 0 | 0 | 0 | 0 | 0 | 0 | 0 | 0 | 0 | 0 | 0 | 0 | 0 | 0 | 0 | 0 | 0 | 0 | 0
0.541666666666667571June | Resource 1 | Sublap 1 | 13:00 | 5 | 71 | June | 15000 | 0 | 0 | 0 | 0 | 0 | 0 | 0 | 0 | 0 | 0 | 0 | 0 | 0 | 0 | 0 | 0 | 0 | 0 | 0 | 0 | 0 | 0 | 0 | 0 | 0 | 0 | 0 | 0 | 0 | 0 | 0 | 0 | 0 | 0 | 0 | 0 | 0 | 0 | 0 | 0 | 0 | 0 | 0 | 0 | 0 | 0 | 0 | 0
0.541666666666667571July | Resource 1 | Sublap 1 | 13:00 | 5 | 71 | July | 16000 | 0 | 0 | 0 | 0 | 0 | 0 | 0 | 0 | 0 | 0 | 0 | 0 | 0 | 0 | 0 | 0 | 0 | 0 | 0 | 0 | 0 | 0 | 0 | 0 | 0 | 0 | 0 | 0 | 0 | 0 | 0 | 0 | 0 | 0 | 0 | 0 | 0 | 0 | 0 | 0 | 0 | 0 | 0 | 0 | 0 | 0 | 0 | 0
0.541666666666667571August | Resource 1 | Sublap 1 | 13:00 | 5 | 71 | August | 17000 | 0 | 0 | 0 | 0 | 0 | 0 | 0 | 0 | 0 | 0 | 0 | 0 | 0 | 0 | 0 | 0 | 0 | 0 | 0 | 0 | 0 | 0 | 0 | 0 | 0 | 0 | 0 | 0 | 0 | 0 | 0 | 0 | 0 | 0 | 0 | 0 | 0 | 0 | 0 | 0 | 0 | 0 | 0 | 0 | 0 | 0 | 0 | 0
0.541666666666667571September | Resource 1 | Sublap 1 | 13:00 | 5 | 71 | September | 18000 | 0 | 0 | 0 | 0 | 0 | 0 | 0 | 0 | 0 | 0 | 0 | 0 | 0 | 0 | 0 | 0 | 0 | 0 | 0 | 0 | 0 | 0 | 0 | 0 | 0 | 0 | 0 | 0 | 0 | 0 | 0 | 0 | 0 | 0 | 0 | 0 | 0 | 0 | 0 | 0 | 0 | 0 | 0 | 0 | 0 | 0 | 0 | 0
0.541666666666667571October | Resource 1 | Sublap 1 | 13:00 | 5 | 71 | October | 19000 | 0 | 0 | 0 | 0 | 0 | 0 | 0 | 0 | 0 | 0 | 0 | 0 | 0 | 0 | 0 | 0 | 0 | 0 | 0 | 0 | 0 | 0 | 0 | 0 | 0 | 0 | 0 | 0 | 0 | 0 | 0 | 0 | 0 | 0 | 0 | 0 | 0 | 0 | 0 | 0 | 0 | 0 | 0 | 0 | 0 | 0 | 0 | 0
0.541666666666667571November | Resource 1 | Sublap 1 | 13:00 | 5 | 71 | November | 20000 | 0 | 0 | 0 | 0 | 0 | 0 | 0 | 0 | 0 | 0 | 0 | 0 | 0 | 0 | 0 | 0 | 0 | 0 | 0 | 0 | 0 | 0 | 0 | 0 | 0 | 0 | 0 | 0 | 0 | 0 | 0 | 0 | 0 | 0 | 0 | 0 | 0 | 0 | 0 | 0 | 0 | 0 | 0 | 0 | 0 | 0 | 0 | 0
0.541666666666667571December | Resource 1 | Sublap 1 | 13:00 | 5 | 71 | December | 21000 | 0 | 0 | 0 | 0 | 0 | 0 | 0 | 0 | 0 | 0 | 0 | 0 | 0 | 0 | 0 | 0 | 0 | 0 | 0 | 0 | 0 | 0 | 0 | 0 | 0 | 0 | 0 | 0 | 0 | 0 | 0 | 0 | 0 | 0 | 0 | 0 | 0 | 0 | 0 | 0 | 0 | 0 | 0 | 0 | 0 | 0 | 0 | 0
0.541666666666667572January | Resource 1 | Sublap 1 | 13:00 | 5 | 72 | January | 10000 | 0 | 0 | 0 | 0 | 0 | 0 | 0 | 0 | 0 | 0 | 0 | 0 | 0 | 0 | 0 | 0 | 0 | 0 | 0 | 0 | 0 | 0 | 0 | 0 | 0 | 0 | 0 | 0 | 0 | 0 | 0 | 0 | 0 | 0 | 0 | 0 | 0 | 0 | 0 | 0 | 0 | 0 | 0 | 0 | 0 | 0 | 0 | 0
0.541666666666667572February | Resource 1 | Sublap 1 | 13:00 | 5 | 72 | February | 11000 | 0 | 0 | 0 | 0 | 0 | 0 | 0 | 0 | 0 | 0 | 0 | 0 | 0 | 0 | 0 | 0 | 0 | 0 | 0 | 0 | 0 | 0 | 0 | 0 | 0 | 0 | 0 | 0 | 0 | 0 | 0 | 0 | 0 | 0 | 0 | 0 | 0 | 0 | 0 | 0 | 0 | 0 | 0 | 0 | 0 | 0 | 0 | 0
0.541666666666667572March | Resource 1 | Sublap 1 | 13:00 | 5 | 72 | March | 12000 | 0 | 0 | 0 | 0 | 0 | 0 | 0 | 0 | 0 | 0 | 0 | 0 | 0 | 0 | 0 | 0 | 0 | 0 | 0 | 0 | 0 | 0 | 0 | 0 | 0 | 0 | 0 | 0 | 0 | 0 | 0 | 0 | 0 | 0 | 0 | 0 | 0 | 0 | 0 | 0 | 0 | 0 | 0 | 0 | 0 | 0 | 0 | 0
0.541666666666667572April | Resource 1 | Sublap 1 | 13:00 | 5 | 72 | April | 13000 | 0 | 0 | 0 | 0 | 0 | 0 | 0 | 0 | 0 | 0 | 0 | 0 | 0 | 0 | 0 | 0 | 0 | 0 | 0 | 0 | 0 | 0 | 0 | 0 | 0 | 0 | 0 | 0 | 0 | 0 | 0 | 0 | 0 | 0 | 0 | 0 | 0 | 0 | 0 | 0 | 0 | 0 | 0 | 0 | 0 | 0 | 0 | 0
0.541666666666667572May | Resource 1 | Sublap 1 | 13:00 | 5 | 72 | May | 14000 | 0 | 0 | 0 | 0 | 0 | 0 | 0 | 0 | 0 | 0 | 0 | 0 | 0 | 0 | 0 | 0 | 0 | 0 | 0 | 0 | 0 | 0 | 0 | 0 | 0 | 0 | 0 | 0 | 0 | 0 | 0 | 0 | 0 | 0 | 0 | 0 | 0 | 0 | 0 | 0 | 0 | 0 | 0 | 0 | 0 | 0 | 0 | 0
0.541666666666667572June | Resource 1 | Sublap 1 | 13:00 | 5 | 72 | June | 15000 | 0 | 0 | 0 | 0 | 0 | 0 | 0 | 0 | 0 | 0 | 0 | 0 | 0 | 0 | 0 | 0 | 0 | 0 | 0 | 0 | 0 | 0 | 0 | 0 | 0 | 0 | 0 | 0 | 0 | 0 | 0 | 0 | 0 | 0 | 0 | 0 | 0 | 0 | 0 | 0 | 0 | 0 | 0 | 0 | 0 | 0 | 0 | 0
0.541666666666667572July | Resource 1 | Sublap 1 | 13:00 | 5 | 72 | July | 16000 | 0 | 0 | 0 | 0 | 0 | 0 | 0 | 0 | 0 | 0 | 0 | 0 | 0 | 0 | 0 | 0 | 0 | 0 | 0 | 0 | 0 | 0 | 0 | 0 | 0 | 0 | 0 | 0 | 0 | 0 | 0 | 0 | 0 | 0 | 0 | 0 | 0 | 0 | 0 | 0 | 0 | 0 | 0 | 0 | 0 | 0 | 0 | 0
0.541666666666667572August | Resource 1 | Sublap 1 | 13:00 | 5 | 72 | August | 17000 | 0 | 0 | 0 | 0 | 0 | 0 | 0 | 0 | 0 | 0 | 0 | 0 | 0 | 0 | 0 | 0 | 0 | 0 | 0 | 0 | 0 | 0 | 0 | 0 | 0 | 0 | 0 | 0 | 0 | 0 | 0 | 0 | 0 | 0 | 0 | 0 | 0 | 0 | 0 | 0 | 0 | 0 | 0 | 0 | 0 | 0 | 0 | 0
0.541666666666667572September | Resource 1 | Sublap 1 | 13:00 | 5 | 72 | September | 18000 | 0 | 0 | 0 | 0 | 0 | 0 | 0 | 0 | 0 | 0 | 0 | 0 | 0 | 0 | 0 | 0 | 0 | 0 | 0 | 0 | 0 | 0 | 0 | 0 | 0 | 0 | 0 | 0 | 0 | 0 | 0 | 0 | 0 | 0 | 0 | 0 | 0 | 0 | 0 | 0 | 0 | 0 | 0 | 0 | 0 | 0 | 0 | 0
0.541666666666667572October | Resource 1 | Sublap 1 | 13:00 | 5 | 72 | October | 19000 | 0 | 0 | 0 | 0 | 0 | 0 | 0 | 0 | 0 | 0 | 0 | 0 | 0 | 0 | 0 | 0 | 0 | 0 | 0 | 0 | 0 | 0 | 0 | 0 | 0 | 0 | 0 | 0 | 0 | 0 | 0 | 0 | 0 | 0 | 0 | 0 | 0 | 0 | 0 | 0 | 0 | 0 | 0 | 0 | 0 | 0 | 0 | 0
0.541666666666667572November | Resource 1 | Sublap 1 | 13:00 | 5 | 72 | November | 20000 | 0 | 0 | 0 | 0 | 0 | 0 | 0 | 0 | 0 | 0 | 0 | 0 | 0 | 0 | 0 | 0 | 0 | 0 | 0 | 0 | 0 | 0 | 0 | 0 | 0 | 0 | 0 | 0 | 0 | 0 | 0 | 0 | 0 | 0 | 0 | 0 | 0 | 0 | 0 | 0 | 0 | 0 | 0 | 0 | 0 | 0 | 0 | 0
0.541666666666667572December | Resource 1 | Sublap 1 | 13:00 | 5 | 72 | December | 21000 | 0 | 0 | 0 | 0 | 0 | 0 | 0 | 0 | 0 | 0 | 0 | 0 | 0 | 0 | 0 | 0 | 0 | 0 | 0 | 0 | 0 | 0 | 0 | 0 | 0 | 0 | 0 | 0 | 0 | 0 | 0 | 0 | 0 | 0 | 0 | 0 | 0 | 0 | 0 | 0 | 0 | 0 | 0 | 0 | 0 | 0 | 0 | 0
0.541666666666667573January | Resource 1 | Sublap 1 | 13:00 | 5 | 73 | January | 10000 | 0 | 0 | 0 | 0 | 0 | 0 | 0 | 0 | 0 | 0 | 0 | 0 | 0 | 0 | 0 | 0 | 0 | 0 | 0 | 0 | 0 | 0 | 0 | 0 | 0 | 0 | 0 | 0 | 0 | 0 | 0 | 0 | 0 | 0 | 0 | 0 | 0 | 0 | 0 | 0 | 0 | 0 | 0 | 0 | 0 | 0 | 0 | 0
0.541666666666667573February | Resource 1 | Sublap 1 | 13:00 | 5 | 73 | February | 11000 | 0 | 0 | 0 | 0 | 0 | 0 | 0 | 0 | 0 | 0 | 0 | 0 | 0 | 0 | 0 | 0 | 0 | 0 | 0 | 0 | 0 | 0 | 0 | 0 | 0 | 0 | 0 | 0 | 0 | 0 | 0 | 0 | 0 | 0 | 0 | 0 | 0 | 0 | 0 | 0 | 0 | 0 | 0 | 0 | 0 | 0 | 0 | 0
0.541666666666667573March | Resource 1 | Sublap 1 | 13:00 | 5 | 73 | March | 12000 | 0 | 0 | 0 | 0 | 0 | 0 | 0 | 0 | 0 | 0 | 0 | 0 | 0 | 0 | 0 | 0 | 0 | 0 | 0 | 0 | 0 | 0 | 0 | 0 | 0 | 0 | 0 | 0 | 0 | 0 | 0 | 0 | 0 | 0 | 0 | 0 | 0 | 0 | 0 | 0 | 0 | 0 | 0 | 0 | 0 | 0 | 0 | 0
0.541666666666667573April | Resource 1 | Sublap 1 | 13:00 | 5 | 73 | April | 13000 | 0 | 0 | 0 | 0 | 0 | 0 | 0 | 0 | 0 | 0 | 0 | 0 | 0 | 0 | 0 | 0 | 0 | 0 | 0 | 0 | 0 | 0 | 0 | 0 | 0 | 0 | 0 | 0 | 0 | 0 | 0 | 0 | 0 | 0 | 0 | 0 | 0 | 0 | 0 | 0 | 0 | 0 | 0 | 0 | 0 | 0 | 0 | 0
0.541666666666667573May | Resource 1 | Sublap 1 | 13:00 | 5 | 73 | May | 14000 | 0 | 0 | 0 | 0 | 0 | 0 | 0 | 0 | 0 | 0 | 0 | 0 | 0 | 0 | 0 | 0 | 0 | 0 | 0 | 0 | 0 | 0 | 0 | 0 | 0 | 0 | 0 | 0 | 0 | 0 | 0 | 0 | 0 | 0 | 0 | 0 | 0 | 0 | 0 | 0 | 0 | 0 | 0 | 0 | 0 | 0 | 0 | 0
0.541666666666667573June | Resource 1 | Sublap 1 | 13:00 | 5 | 73 | June | 15000 | 0 | 0 | 0 | 0 | 0 | 0 | 0 | 0 | 0 | 0 | 0 | 0 | 0 | 0 | 0 | 0 | 0 | 0 | 0 | 0 | 0 | 0 | 0 | 0 | 0 | 0 | 0 | 0 | 0 | 0 | 0 | 0 | 0 | 0 | 0 | 0 | 0 | 0 | 0 | 0 | 0 | 0 | 0 | 0 | 0 | 0 | 0 | 0
0.541666666666667573July | Resource 1 | Sublap 1 | 13:00 | 5 | 73 | July | 16000 | 0 | 0 | 0 | 0 | 0 | 0 | 0 | 0 | 0 | 0 | 0 | 0 | 0 | 0 | 0 | 0 | 0 | 0 | 0 | 0 | 0 | 0 | 0 | 0 | 0 | 0 | 0 | 0 | 0 | 0 | 0 | 0 | 0 | 0 | 0 | 0 | 0 | 0 | 0 | 0 | 0 | 0 | 0 | 0 | 0 | 0 | 0 | 0
0.541666666666667573August | Resource 1 | Sublap 1 | 13:00 | 5 | 73 | August | 17000 | 0 | 0 | 0 | 0 | 0 | 0 | 0 | 0 | 0 | 0 | 0 | 0 | 0 | 0 | 0 | 0 | 0 | 0 | 0 | 0 | 0 | 0 | 0 | 0 | 0 | 0 | 0 | 0 | 0 | 0 | 0 | 0 | 0 | 0 | 0 | 0 | 0 | 0 | 0 | 0 | 0 | 0 | 0 | 0 | 0 | 0 | 0 | 0
0.541666666666667573September | Resource 1 | Sublap 1 | 13:00 | 5 | 73 | September | 18000 | 0 | 0 | 0 | 0 | 0 | 0 | 0 | 0 | 0 | 0 | 0 | 0 | 0 | 0 | 0 | 0 | 0 | 0 | 0 | 0 | 0 | 0 | 0 | 0 | 0 | 0 | 0 | 0 | 0 | 0 | 0 | 0 | 0 | 0 | 0 | 0 | 0 | 0 | 0 | 0 | 0 | 0 | 0 | 0 | 0 | 0 | 0 | 0
0.541666666666667573October | Resource 1 | Sublap 1 | 13:00 | 5 | 73 | October | 19000 | 0 | 0 | 0 | 0 | 0 | 0 | 0 | 0 | 0 | 0 | 0 | 0 | 0 | 0 | 0 | 0 | 0 | 0 | 0 | 0 | 0 | 0 | 0 | 0 | 0 | 0 | 0 | 0 | 0 | 0 | 0 | 0 | 0 | 0 | 0 | 0 | 0 | 0 | 0 | 0 | 0 | 0 | 0 | 0 | 0 | 0 | 0 | 0
0.541666666666667573November | Resource 1 | Sublap 1 | 13:00 | 5 | 73 | November | 20000 | 0 | 0 | 0 | 0 | 0 | 0 | 0 | 0 | 0 | 0 | 0 | 0 | 0 | 0 | 0 | 0 | 0 | 0 | 0 | 0 | 0 | 0 | 0 | 0 | 0 | 0 | 0 | 0 | 0 | 0 | 0 | 0 | 0 | 0 | 0 | 0 | 0 | 0 | 0 | 0 | 0 | 0 | 0 | 0 | 0 | 0 | 0 | 0
0.541666666666667573December | Resource 1 | Sublap 1 | 13:00 | 5 | 73 | December | 21000 | 0 | 0 | 0 | 0 | 0 | 0 | 0 | 0 | 0 | 0 | 0 | 0 | 0 | 0 | 0 | 0 | 0 | 0 | 0 | 0 | 0 | 0 | 0 | 0 | 0 | 0 | 0 | 0 | 0 | 0 | 0 | 0 | 0 | 0 | 0 | 0 | 0 | 0 | 0 | 0 | 0 | 0 | 0 | 0 | 0 | 0 | 0 | 0
0.541666666666667574January | Resource 1 | Sublap 1 | 13:00 | 5 | 74 | January | 10000 | 0 | 0 | 0 | 0 | 0 | 0 | 0 | 0 | 0 | 0 | 0 | 0 | 0 | 0.30766 | 0.28585 | 0.23312 | 0.17056 | 0.11869 | -0.18403 | -0.003524 | 0 | 0 | 0 | 0 | 0 | 0 | 0 | 0 | 0 | 0 | 0 | 0 | 0 | 0 | 0 | 0 | 0 | 3.0766 | 2.8585 | 2.3312 | 1.7056 | 1.1869 | -1.8403 | -0.03524 | 0 | 0 | 0 | 0
0.541666666666667574February | Resource 1 | Sublap 1 | 13:00 | 5 | 74 | February | 11000 | 0 | 0 | 0 | 0 | 0 | 0 | 0 | 0 | 0 | 0 | 0 | 0 | 0 | 0.30766 | 0.28585 | 0.23312 | 0.17056 | 0.11869 | -0.18403 | -0.003524 | 0 | 0 | 0 | 0 | 0 | 0 | 0 | 0 | 0 | 0 | 0 | 0 | 0 | 0 | 0 | 0 | 0 | 3.3843 | 3.1443 | 2.5644 | 1.8762 | 1.3056 | -2.0244 | -0.038764 | 0 | 0 | 0 | 0
0.541666666666667574March | Resource 1 | Sublap 1 | 13:00 | 5 | 74 | March | 12000 | 0 | 0 | 0 | 0 | 0 | 0 | 0 | 0 | 0 | 0 | 0 | 0 | 0 | 0.30766 | 0.28585 | 0.23312 | 0.17056 | 0.11869 | -0.18403 | -0.003524 | 0 | 0 | 0 | 0 | 0 | 0 | 0 | 0 | 0 | 0 | 0 | 0 | 0 | 0 | 0 | 0 | 0 | 3.6919 | 3.4301 | 2.7975 | 2.0467 | 1.4243 | -2.2084 | -0.042288 | 0 | 0 | 0 | 0
0.541666666666667574April | Resource 1 | Sublap 1 | 13:00 | 5 | 74 | April | 13000 | 0 | 0 | 0 | 0 | 0 | 0 | 0 | 0 | 0 | 0 | 0 | 0 | 0 | 0.30766 | 0.28585 | 0.23312 | 0.17056 | 0.11869 | -0.18403 | -0.003524 | 0 | 0 | 0 | 0 | 0 | 0 | 0 | 0 | 0 | 0 | 0 | 0 | 0 | 0 | 0 | 0 | 0 | 3.9996 | 3.716 | 3.0306 | 2.2173 | 1.543 | -2.3924 | -0.045812 | 0 | 0 | 0 | 0
0.541666666666667574May | Resource 1 | Sublap 1 | 13:00 | 5 | 74 | May | 14000 | 0 | 0 | 0 | 0 | 0 | 0 | 0 | 0 | 0 | 0 | 0 | 0 | 0 | 0.30766 | 0.28585 | 0.23312 | 0.17056 | 0.11869 | -0.18403 | -0.003524 | 0 | 0 | 0 | 0 | 0 | 0 | 0 | 0 | 0 | 0 | 0 | 0 | 0 | 0 | 0 | 0 | 0 | 4.3073 | 4.0018 | 3.2637 | 2.3879 | 1.6617 | -2.5764 | -0.049336 | 0 | 0 | 0 | 0
0.541666666666667574June | Resource 1 | Sublap 1 | 13:00 | 5 | 74 | June | 15000 | 0 | 0 | 0 | 0 | 0 | 0 | 0 | 0 | 0 | 0 | 0 | 0 | 0 | 0.30766 | 0.28585 | 0.23312 | 0.17056 | 0.11869 | -0.18403 | -0.003524 | 0 | 0 | 0 | 0 | 0 | 0 | 0 | 0 | 0 | 0 | 0 | 0 | 0 | 0 | 0 | 0 | 0 | 4.6149 | 4.2877 | 3.4969 | 2.5584 | 1.7804 | -2.7605 | -0.05286 | 0 | 0 | 0 | 0
0.541666666666667574July | Resource 1 | Sublap 1 | 13:00 | 5 | 74 | July | 16000 | 0 | 0 | 0 | 0 | 0 | 0 | 0 | 0 | 0 | 0 | 0 | 0 | 0 | 0.30766 | 0.28585 | 0.23312 | 0.17056 | 0.11869 | -0.18403 | -0.003524 | 0 | 0 | 0 | 0 | 0 | 0 | 0 | 0 | 0 | 0 | 0 | 0 | 0 | 0 | 0 | 0 | 0 | 4.9226 | 4.5735 | 3.73 | 2.729 | 1.8991 | -2.9445 | -0.056384 | 0 | 0 | 0 | 0
0.541666666666667574August | Resource 1 | Sublap 1 | 13:00 | 5 | 74 | August | 17000 | 0 | 0 | 0 | 0 | 0 | 0 | 0 | 0 | 0 | 0 | 0 | 0 | 0 | 0.30766 | 0.28585 | 0.23312 | 0.17056 | 0.11869 | -0.18403 | -0.003524 | 0 | 0 | 0 | 0 | 0 | 0 | 0 | 0 | 0 | 0 | 0 | 0 | 0 | 0 | 0 | 0 | 0 | 5.2303 | 4.8594 | 3.9631 | 2.8996 | 2.0177 | -3.1285 | -0.059908 | 0 | 0 | 0 | 0
0.541666666666667574September | Resource 1 | Sublap 1 | 13:00 | 5 | 74 | September | 18000 | 0 | 0 | 0 | 0 | 0 | 0 | 0 | 0 | 0 | 0 | 0 | 0 | 0 | 0.30766 | 0.28585 | 0.23312 | 0.17056 | 0.11869 | -0.18403 | -0.003524 | 0 | 0 | 0 | 0 | 0 | 0 | 0 | 0 | 0 | 0 | 0 | 0 | 0 | 0 | 0 | 0 | 0 | 5.5379 | 5.1452 | 4.1962 | 3.0701 | 2.1364 | -3.3126 | -0.063432 | 0 | 0 | 0 | 0
0.541666666666667574October | Resource 1 | Sublap 1 | 13:00 | 5 | 74 | October | 19000 | 0 | 0 | 0 | 0 | 0 | 0 | 0 | 0 | 0 | 0 | 0 | 0 | 0 | 0.30766 | 0.28585 | 0.23312 | 0.17056 | 0.11869 | -0.18403 | -0.003524 | 0 | 0 | 0 | 0 | 0 | 0 | 0 | 0 | 0 | 0 | 0 | 0 | 0 | 0 | 0 | 0 | 0 | 5.8456 | 5.4311 | 4.4294 | 3.2407 | 2.2551 | -3.4966 | -0.066956 | 0 | 0 | 0 | 0
0.541666666666667574November | Resource 1 | Sublap 1 | 13:00 | 5 | 74 | November | 20000 | 0 | 0 | 0 | 0 | 0 | 0 | 0 | 0 | 0 | 0 | 0 | 0 | 0 | 0.30766 | 0.28585 | 0.23312 | 0.17056 | 0.11869 | -0.18403 | -0.003524 | 0 | 0 | 0 | 0 | 0 | 0 | 0 | 0 | 0 | 0 | 0 | 0 | 0 | 0 | 0 | 0 | 0 | 6.1532 | 5.7169 | 4.6625 | 3.4112 | 2.3738 | -3.6806 | -0.07048 | 0 | 0 | 0 | 0
0.541666666666667574December | Resource 1 | Sublap 1 | 13:00 | 5 | 74 | December | 21000 | 0 | 0 | 0 | 0 | 0 | 0 | 0 | 0 | 0 | 0 | 0 | 0 | 0 | 0.30766 | 0.28585 | 0.23312 | 0.17056 | 0.11869 | -0.18403 | -0.003524 | 0 | 0 | 0 | 0 | 0 | 0 | 0 | 0 | 0 | 0 | 0 | 0 | 0 | 0 | 0 | 0 | 0 | 6.4609 | 6.0028 | 4.8956 | 3.5818 | 2.4925 | -3.8647 | -0.074004 | 0 | 0 | 0 | 0
0.541666666666667575January | Resource 1 | Sublap 1 | 13:00 | 5 | 75 | January | 10000 | 0 | 0 | 0 | 0 | 0 | 0 | 0 | 0 | 0 | 0 | 0 | 0 | 0 | 0.18271 | 0.17041 | 0.14045 | 0.096226 | 0.066962 | -0.10383 | -0.0019881 | 0 | 0 | 0 | 0 | 0 | 0 | 0 | 0 | 0 | 0 | 0 | 0 | 0 | 0 | 0 | 0 | 0 | 1.8271 | 1.7041 | 1.4045 | 0.96226 | 0.66962 | -1.0382 | -0.019881 | 0 | 0 | 0 | 0
0.541666666666667575February | Resource 1 | Sublap 1 | 13:00 | 5 | 75 | February | 11000 | 0 | 0 | 0 | 0 | 0 | 0 | 0 | 0 | 0 | 0 | 0 | 0 | 0 | 0.18271 | 0.17041 | 0.14045 | 0.096226 | 0.066962 | -0.10383 | -0.0019881 | 0 | 0 | 0 | 0 | 0 | 0 | 0 | 0 | 0 | 0 | 0 | 0 | 0 | 0 | 0 | 0 | 0 | 2.0099 | 1.8745 | 1.5449 | 1.0585 | 0.73658 | -1.1421 | -0.021869 | 0 | 0 | 0 | 0
0.541666666666667575March | Resource 1 | Sublap 1 | 13:00 | 5 | 75 | March | 12000 | 0 | 0 | 0 | 0 | 0 | 0 | 0 | 0 | 0 | 0 | 0 | 0 | 0 | 0.18271 | 0.17041 | 0.14045 | 0.096226 | 0.066962 | -0.10383 | -0.0019881 | 0 | 0 | 0 | 0 | 0 | 0 | 0 | 0 | 0 | 0 | 0 | 0 | 0 | 0 | 0 | 0 | 0 | 2.1926 | 2.0449 | 1.6854 | 1.1547 | 0.80354 | -1.2459 | -0.023858 | 0 | 0 | 0 | 0
0.541666666666667575April | Resource 1 | Sublap 1 | 13:00 | 5 | 75 | April | 13000 | 0 | 0 | 0 | 0 | 0 | 0 | 0 | 0 | 0 | 0 | 0 | 0 | 0 | 0.18271 | 0.17041 | 0.14045 | 0.096226 | 0.066962 | -0.10383 | -0.0019881 | 0 | 0 | 0 | 0 | 0 | 0 | 0 | 0 | 0 | 0 | 0 | 0 | 0 | 0 | 0 | 0 | 0 | 2.3753 | 2.2153 | 1.8258 | 1.2509 | 0.8705 | -1.3497 | -0.025846 | 0 | 0 | 0 | 0
0.541666666666667575May | Resource 1 | Sublap 1 | 13:00 | 5 | 75 | May | 14000 | 0 | 0 | 0 | 0 | 0 | 0 | 0 | 0 | 0 | 0 | 0 | 0 | 0 | 0.18271 | 0.17041 | 0.14045 | 0.096226 | 0.066962 | -0.10383 | -0.0019881 | 0 | 0 | 0 | 0 | 0 | 0 | 0 | 0 | 0 | 0 | 0 | 0 | 0 | 0 | 0 | 0 | 0 | 2.558 | 2.3857 | 1.9663 | 1.3472 | 0.93746 | -1.4535 | -0.027834 | 0 | 0 | 0 | 0
0.541666666666667575June | Resource 1 | Sublap 1 | 13:00 | 5 | 75 | June | 15000 | 0 | 0 | 0 | 0 | 0 | 0 | 0 | 0 | 0 | 0 | 0 | 0 | 0 | 0.18271 | 0.17041 | 0.14045 | 0.096226 | 0.066962 | -0.10383 | -0.0019881 | 0 | 0 | 0 | 0 | 0 | 0 | 0 | 0 | 0 | 0 | 0 | 0 | 0 | 0 | 0 | 0 | 0 | 2.7407 | 2.5561 | 2.1067 | 1.4434 | 1.0044 | -1.5574 | -0.029822 | 0 | 0 | 0 | 0
0.541666666666667575July | Resource 1 | Sublap 1 | 13:00 | 5 | 75 | July | 16000 | 0 | 0 | 0 | 0 | 0 | 0 | 0 | 0 | 0 | 0 | 0 | 0 | 0 | 0.18271 | 0.17041 | 0.14045 | 0.096226 | 0.066962 | -0.10383 | -0.0019881 | 0 | 0 | 0 | 0 | 0 | 0 | 0 | 0 | 0 | 0 | 0 | 0 | 0 | 0 | 0 | 0 | 0 | 2.9234 | 2.7265 | 2.2472 | 1.5396 | 1.0714 | -1.6612 | -0.03181 | 0 | 0 | 0 | 0
0.541666666666667575August | Resource 1 | Sublap 1 | 13:00 | 5 | 75 | August | 17000 | 0 | 0 | 0 | 0 | 0 | 0 | 0 | 0 | 0 | 0 | 0 | 0 | 0 | 0.18271 | 0.17041 | 0.14045 | 0.096226 | 0.066962 | -0.10383 | -0.0019881 | 0 | 0 | 0 | 0 | 0 | 0 | 0 | 0 | 0 | 0 | 0 | 0 | 0 | 0 | 0 | 0 | 0 | 3.1061 | 2.897 | 2.3876 | 1.6358 | 1.1383 | -1.765 | -0.033798 | 0 | 0 | 0 | 0
0.541666666666667575September | Resource 1 | Sublap 1 | 13:00 | 5 | 75 | September | 18000 | 0 | 0 | 0 | 0 | 0 | 0 | 0 | 0 | 0 | 0 | 0 | 0 | 0 | 0.18271 | 0.17041 | 0.14045 | 0.096226 | 0.066962 | -0.10383 | -0.0019881 | 0 | 0 | 0 | 0 | 0 | 0 | 0 | 0 | 0 | 0 | 0 | 0 | 0 | 0 | 0 | 0 | 0 | 3.2889 | 3.0674 | 2.5281 | 1.7321 | 1.2053 | -1.8688 | -0.035786 | 0 | 0 | 0 | 0
0.541666666666667575October | Resource 1 | Sublap 1 | 13:00 | 5 | 75 | October | 19000 | 0 | 0 | 0 | 0 | 0 | 0 | 0 | 0 | 0 | 0 | 0 | 0 | 0 | 0.18271 | 0.17041 | 0.14045 | 0.096226 | 0.066962 | -0.10383 | -0.0019881 | 0 | 0 | 0 | 0 | 0 | 0 | 0 | 0 | 0 | 0 | 0 | 0 | 0 | 0 | 0 | 0 | 0 | 3.4716 | 3.2378 | 2.6685 | 1.8283 | 1.2723 | -1.9727 | -0.037774 | 0 | 0 | 0 | 0
0.541666666666667575November | Resource 1 | Sublap 1 | 13:00 | 5 | 75 | November | 20000 | 0 | 0 | 0 | 0 | 0 | 0 | 0 | 0 | 0 | 0 | 0 | 0 | 0 | 0.18271 | 0.17041 | 0.14045 | 0.096226 | 0.066962 | -0.10383 | -0.0019881 | 0 | 0 | 0 | 0 | 0 | 0 | 0 | 0 | 0 | 0 | 0 | 0 | 0 | 0 | 0 | 0 | 0 | 3.6543 | 3.4082 | 2.809 | 1.9245 | 1.3392 | -2.0765 | -0.039763 | 0 | 0 | 0 | 0
0.541666666666667575December | Resource 1 | Sublap 1 | 13:00 | 5 | 75 | December | 21000 | 0 | 0 | 0 | 0 | 0 | 0 | 0 | 0 | 0 | 0 | 0 | 0 | 0 | 0.18271 | 0.17041 | 0.14045 | 0.096226 | 0.066962 | -0.10383 | -0.0019881 | 0 | 0 | 0 | 0 | 0 | 0 | 0 | 0 | 0 | 0 | 0 | 0 | 0 | 0 | 0 | 0 | 0 | 3.837 | 3.5786 | 2.9494 | 2.0207 | 1.4062 | -2.1803 | -0.041751 | 0 | 0 | 0 | 0
0.541666666666667576January | Resource 1 | Sublap 1 | 13:00 | 5 | 76 | January | 10000 | 0 | 0 | 0 | 0 | 0 | 0 | 0 | 0 | 0 | 0 | 0 | 0 | 0 | 0.65026 | 0.61538 | 0.5116 | 0.31892 | 0.22193 | -0.34411 | -0.0065892 | 0 | 0 | 0 | 0 | 0 | 0 | 0 | 0 | 0 | 0 | 0 | 0 | 0 | 0 | 0 | 0 | 0 | 6.5026 | 6.1538 | 5.116 | 3.1892 | 2.2193 | -3.4411 | -0.065893 | 0 | 0 | 0 | 0
0.541666666666667576February | Resource 1 | Sublap 1 | 13:00 | 5 | 76 | February | 11000 | 0 | 0 | 0 | 0 | 0 | 0 | 0 | 0 | 0 | 0 | 0 | 0 | 0 | 0.65026 | 0.61538 | 0.5116 | 0.31892 | 0.22193 | -0.34411 | -0.0065892 | 0 | 0 | 0 | 0 | 0 | 0 | 0 | 0 | 0 | 0 | 0 | 0 | 0 | 0 | 0 | 0 | 0 | 7.1529 | 6.7692 | 5.6276 | 3.5081 | 2.4412 | -3.7852 | -0.072482 | 0 | 0 | 0 | 0
0.541666666666667576March | Resource 1 | Sublap 1 | 13:00 | 5 | 76 | March | 12000 | 0 | 0 | 0 | 0 | 0 | 0 | 0 | 0 | 0 | 0 | 0 | 0 | 0 | 0.65026 | 0.61538 | 0.5116 | 0.31892 | 0.22193 | -0.34411 | -0.0065892 | 0 | 0 | 0 | 0 | 0 | 0 | 0 | 0 | 0 | 0 | 0 | 0 | 0 | 0 | 0 | 0 | 0 | 7.8032 | 7.3846 | 6.1392 | 3.827 | 2.6632 | -4.1293 | -0.079071 | 0 | 0 | 0 | 0
0.541666666666667576April | Resource 1 | Sublap 1 | 13:00 | 5 | 76 | April | 13000 | 0 | 0 | 0 | 0 | 0 | 0 | 0 | 0 | 0 | 0 | 0 | 0 | 0 | 0.65026 | 0.61538 | 0.5116 | 0.31892 | 0.22193 | -0.34411 | -0.0065892 | 0 | 0 | 0 | 0 | 0 | 0 | 0 | 0 | 0 | 0 | 0 | 0 | 0 | 0 | 0 | 0 | 0 | 8.4534 | 8 | 6.6508 | 4.146 | 2.8851 | -4.4734 | -0.08566 | 0 | 0 | 0 | 0
0.541666666666667576May | Resource 1 | Sublap 1 | 13:00 | 5 | 76 | May | 14000 | 0 | 0 | 0 | 0 | 0 | 0 | 0 | 0 | 0 | 0 | 0 | 0 | 0 | 0.65026 | 0.61538 | 0.5116 | 0.31892 | 0.22193 | -0.34411 | -0.0065892 | 0 | 0 | 0 | 0 | 0 | 0 | 0 | 0 | 0 | 0 | 0 | 0 | 0 | 0 | 0 | 0 | 0 | 9.1037 | 8.6154 | 7.1624 | 4.4649 | 3.107 | -4.8175 | -0.092249 | 0 | 0 | 0 | 0
0.541666666666667576June | Resource 1 | Sublap 1 | 13:00 | 5 | 76 | June | 15000 | 0 | 0 | 0 | 0 | 0 | 0 | 0 | 0 | 0 | 0 | 0 | 0 | 0 | 0.65026 | 0.61538 | 0.5116 | 0.31892 | 0.22193 | -0.34411 | -0.0065892 | 0 | 0 | 0 | 0 | 0 | 0 | 0 | 0 | 0 | 0 | 0 | 0 | 0 | 0 | 0 | 0 | 0 | 9.7539 | 9.2308 | 7.6739 | 4.7838 | 3.329 | -5.1616 | -0.098839 | 0 | 0 | 0 | 0
0.541666666666667576July | Resource 1 | Sublap 1 | 13:00 | 5 | 76 | July | 16000 | 0 | 0 | 0 | 0 | 0 | 0 | 0 | 0 | 0 | 0 | 0 | 0 | 0 | 0.65026 | 0.61538 | 0.5116 | 0.31892 | 0.22193 | -0.34411 | -0.0065892 | 0 | 0 | 0 | 0 | 0 | 0 | 0 | 0 | 0 | 0 | 0 | 0 | 0 | 0 | 0 | 0 | 0 | 10.4042 | 9.8461 | 8.1855 | 5.1027 | 3.5509 | -5.5057 | -0.10543 | 0 | 0 | 0 | 0
0.541666666666667576August | Resource 1 | Sublap 1 | 13:00 | 5 | 76 | August | 17000 | 0 | 0 | 0 | 0 | 0 | 0 | 0 | 0 | 0 | 0 | 0 | 0 | 0 | 0.65026 | 0.61538 | 0.5116 | 0.31892 | 0.22193 | -0.34411 | -0.0065892 | 0 | 0 | 0 | 0 | 0 | 0 | 0 | 0 | 0 | 0 | 0 | 0 | 0 | 0 | 0 | 0 | 0 | 11.0545 | 10.4615 | 8.6971 | 5.4216 | 3.7728 | -5.8498 | -0.11202 | 0 | 0 | 0 | 0
0.541666666666667576September | Resource 1 | Sublap 1 | 13:00 | 5 | 76 | September | 18000 | 0 | 0 | 0 | 0 | 0 | 0 | 0 | 0 | 0 | 0 | 0 | 0 | 0 | 0.65026 | 0.61538 | 0.5116 | 0.31892 | 0.22193 | -0.34411 | -0.0065892 | 0 | 0 | 0 | 0 | 0 | 0 | 0 | 0 | 0 | 0 | 0 | 0 | 0 | 0 | 0 | 0 | 0 | 11.7047 | 11.0769 | 9.2087 | 5.7406 | 3.9948 | -6.1939 | -0.11861 | 0 | 0 | 0 | 0
0.541666666666667576October | Resource 1 | Sublap 1 | 13:00 | 5 | 76 | October | 19000 | 0 | 0 | 0 | 0 | 0 | 0 | 0 | 0 | 0 | 0 | 0 | 0 | 0 | 0.65026 | 0.61538 | 0.5116 | 0.31892 | 0.22193 | -0.34411 | -0.0065892 | 0 | 0 | 0 | 0 | 0 | 0 | 0 | 0 | 0 | 0 | 0 | 0 | 0 | 0 | 0 | 0 | 0 | 12.355 | 11.6923 | 9.7203 | 6.0595 | 4.2167 | -6.538 | -0.1252 | 0 | 0 | 0 | 0
0.541666666666667576November | Resource 1 | Sublap 1 | 13:00 | 5 | 76 | November | 20000 | 0 | 0 | 0 | 0 | 0 | 0 | 0 | 0 | 0 | 0 | 0 | 0 | 0 | 0.65026 | 0.61538 | 0.5116 | 0.31892 | 0.22193 | -0.34411 | -0.0065892 | 0 | 0 | 0 | 0 | 0 | 0 | 0 | 0 | 0 | 0 | 0 | 0 | 0 | 0 | 0 | 0 | 0 | 13.0053 | 12.3077 | 10.2319 | 6.3784 | 4.4386 | -6.8821 | -0.13179 | 0 | 0 | 0 | 0
0.541666666666667576December | Resource 1 | Sublap 1 | 13:00 | 5 | 76 | December | 21000 | 0 | 0 | 0 | 0 | 0 | 0 | 0 | 0 | 0 | 0 | 0 | 0 | 0 | 0.65026 | 0.61538 | 0.5116 | 0.31892 | 0.22193 | -0.34411 | -0.0065892 | 0 | 0 | 0 | 0 | 0 | 0 | 0 | 0 | 0 | 0 | 0 | 0 | 0 | 0 | 0 | 0 | 0 | 13.6555 | 12.923 | 10.7435 | 6.6973 | 4.6606 | -7.2262 | -0.13837 | 0 | 0 | 0 | 0
0.541666666666667577January | Resource 1 | Sublap 1 | 13:00 | 5 | 77 | January | 10000 | 0 | 0 | 0 | 0 | 0 | 0 | 0 | 0 | 0 | 0 | 0 | 0 | 0 | 1.08 | 1.0499 | 0.88765 | 0.55221 | 0.34186 | -0.53346 | -0.010174 | 0 | 0 | 0 | 0 | 0 | 0 | 0 | 0 | 0 | 0 | 0 | 0 | 0 | 0 | 0 | 0 | 0 | 10.8003 | 10.4986 | 8.8765 | 5.5221 | 3.4186 | -5.3346 | -0.10174 | 0 | 0 | 0 | 0
0.541666666666667577February | Resource 1 | Sublap 1 | 13:00 | 5 | 77 | February | 11000 | 0 | 0 | 0 | 0 | 0 | 0 | 0 | 0 | 0 | 0 | 0 | 0 | 0 | 1.08 | 1.0499 | 0.88765 | 0.55221 | 0.34186 | -0.53346 | -0.010174 | 0 | 0 | 0 | 0 | 0 | 0 | 0 | 0 | 0 | 0 | 0 | 0 | 0 | 0 | 0 | 0 | 0 | 11.8803 | 11.5485 | 9.7642 | 6.0743 | 3.7604 | -5.868 | -0.11191 | 0 | 0 | 0 | 0
0.541666666666667577March | Resource 1 | Sublap 1 | 13:00 | 5 | 77 | March | 12000 | 0 | 0 | 0 | 0 | 0 | 0 | 0 | 0 | 0 | 0 | 0 | 0 | 0 | 1.08 | 1.0499 | 0.88765 | 0.55221 | 0.34186 | -0.53346 | -0.010174 | 0 | 0 | 0 | 0 | 0 | 0 | 0 | 0 | 0 | 0 | 0 | 0 | 0 | 0 | 0 | 0 | 0 | 12.9603 | 12.5983 | 10.6518 | 6.6265 | 4.1023 | -6.4015 | -0.12208 | 0 | 0 | 0 | 0
0.541666666666667577April | Resource 1 | Sublap 1 | 13:00 | 5 | 77 | April | 13000 | 0 | 0 | 0 | 0 | 0 | 0 | 0 | 0 | 0 | 0 | 0 | 0 | 0 | 1.08 | 1.0499 | 0.88765 | 0.55221 | 0.34186 | -0.53346 | -0.010174 | 0 | 0 | 0 | 0 | 0 | 0 | 0 | 0 | 0 | 0 | 0 | 0 | 0 | 0 | 0 | 0 | 0 | 14.0404 | 13.6482 | 11.5395 | 7.1787 | 4.4442 | -6.9349 | -0.13226 | 0 | 0 | 0 | 0
0.541666666666667577May | Resource 1 | Sublap 1 | 13:00 | 5 | 77 | May | 14000 | 0 | 0 | 0 | 0 | 0 | 0 | 0 | 0 | 0 | 0 | 0 | 0 | 0 | 1.08 | 1.0499 | 0.88765 | 0.55221 | 0.34186 | -0.53346 | -0.010174 | 0 | 0 | 0 | 0 | 0 | 0 | 0 | 0 | 0 | 0 | 0 | 0 | 0 | 0 | 0 | 0 | 0 | 15.1204 | 14.698 | 12.4271 | 7.7309 | 4.786 | -7.4684 | -0.14243 | 0 | 0 | 0 | 0
0.541666666666667577June | Resource 1 | Sublap 1 | 13:00 | 5 | 77 | June | 15000 | 0 | 0 | 0 | 0 | 0 | 0 | 0 | 0 | 0 | 0 | 0 | 0 | 0 | 1.08 | 1.0499 | 0.88765 | 0.55221 | 0.34186 | -0.53346 | -0.010174 | 0 | 0 | 0 | 0 | 0 | 0 | 0 | 0 | 0 | 0 | 0 | 0 | 0 | 0 | 0 | 0 | 0 | 16.2004 | 15.7479 | 13.3148 | 8.2831 | 5.1279 | -8.0019 | -0.15261 | 0 | 0 | 0 | 0
0.541666666666667577July | Resource 1 | Sublap 1 | 13:00 | 5 | 77 | July | 16000 | 0 | 0 | 0 | 0 | 0 | 0 | 0 | 0 | 0 | 0 | 0 | 0 | 0 | 1.08 | 1.0499 | 0.88765 | 0.55221 | 0.34186 | -0.53346 | -0.010174 | 0 | 0 | 0 | 0 | 0 | 0 | 0 | 0 | 0 | 0 | 0 | 0 | 0 | 0 | 0 | 0 | 0 | 17.2804 | 16.7978 | 14.2024 | 8.8354 | 5.4697 | -8.5353 | -0.16278 | 0 | 0 | 0 | 0
0.541666666666667577August | Resource 1 | Sublap 1 | 13:00 | 5 | 77 | August | 17000 | 0 | 0 | 0 | 0 | 0 | 0 | 0 | 0 | 0 | 0 | 0 | 0 | 0 | 1.08 | 1.0499 | 0.88765 | 0.55221 | 0.34186 | -0.53346 | -0.010174 | 0 | 0 | 0 | 0 | 0 | 0 | 0 | 0 | 0 | 0 | 0 | 0 | 0 | 0 | 0 | 0 | 0 | 18.3605 | 17.8476 | 15.0901 | 9.3876 | 5.8116 | -9.0688 | -0.17295 | 0 | 0 | 0 | 0
0.541666666666667577September | Resource 1 | Sublap 1 | 13:00 | 5 | 77 | September | 18000 | 0 | 0 | 0 | 0 | 0 | 0 | 0 | 0 | 0 | 0 | 0 | 0 | 0 | 1.08 | 1.0499 | 0.88765 | 0.55221 | 0.34186 | -0.53346 | -0.010174 | 0 | 0 | 0 | 0 | 0 | 0 | 0 | 0 | 0 | 0 | 0 | 0 | 0 | 0 | 0 | 0 | 0 | 19.4405 | 18.8975 | 15.9778 | 9.9398 | 6.1535 | -9.6022 | -0.18313 | 0 | 0 | 0 | 0
0.541666666666667577October | Resource 1 | Sublap 1 | 13:00 | 5 | 77 | October | 19000 | 0 | 0 | 0 | 0 | 0 | 0 | 0 | 0 | 0 | 0 | 0 | 0 | 0 | 1.08 | 1.0499 | 0.88765 | 0.55221 | 0.34186 | -0.53346 | -0.010174 | 0 | 0 | 0 | 0 | 0 | 0 | 0 | 0 | 0 | 0 | 0 | 0 | 0 | 0 | 0 | 0 | 0 | 20.5205 | 19.9473 | 16.8654 | 10.492 | 6.4953 | -10.1357 | -0.1933 | 0 | 0 | 0 | 0
0.541666666666667577November | Resource 1 | Sublap 1 | 13:00 | 5 | 77 | November | 20000 | 0 | 0 | 0 | 0 | 0 | 0 | 0 | 0 | 0 | 0 | 0 | 0 | 0 | 1.08 | 1.0499 | 0.88765 | 0.55221 | 0.34186 | -0.53346 | -0.010174 | 0 | 0 | 0 | 0 | 0 | 0 | 0 | 0 | 0 | 0 | 0 | 0 | 0 | 0 | 0 | 0 | 0 | 21.6006 | 20.9972 | 17.7531 | 11.0442 | 6.8372 | -10.6691 | -0.20347 | 0 | 0 | 0 | 0
0.541666666666667577December | Resource 1 | Sublap 1 | 13:00 | 5 | 77 | December | 21000 | 0 | 0 | 0 | 0 | 0 | 0 | 0 | 0 | 0 | 0 | 0 | 0 | 0 | 1.08 | 1.0499 | 0.88765 | 0.55221 | 0.34186 | -0.53346 | -0.010174 | 0 | 0 | 0 | 0 | 0 | 0 | 0 | 0 | 0 | 0 | 0 | 0 | 0 | 0 | 0 | 0 | 0 | 22.6806 | 22.047 | 18.6407 | 11.5964 | 7.179 | -11.2026 | -0.21365 | 0 | 0 | 0 | 0
0.541666666666667578January | Resource 1 | Sublap 1 | 13:00 | 5 | 78 | January | 10000 | 0 | 0 | 0 | 0 | 0 | 0 | 0 | 0 | 0 | 0 | 0 | 0 | 0 | 1.1437 | 1.1051 | 0.95134 | 0.5926 | 0.35122 | -0.54842 | -0.010455 | 0 | 0 | 0 | 0 | 0 | 0 | 0 | 0 | 0 | 0 | 0 | 0 | 0 | 0 | 0 | 0 | 0 | 11.437 | 11.0511 | 9.5134 | 5.926 | 3.5122 | -5.4842 | -0.10455 | 0 | 0 | 0 | 0
0.541666666666667578February | Resource 1 | Sublap 1 | 13:00 | 5 | 78 | February | 11000 | 0 | 0 | 0 | 0 | 0 | 0 | 0 | 0 | 0 | 0 | 0 | 0 | 0 | 1.1437 | 1.1051 | 0.95134 | 0.5926 | 0.35122 | -0.54842 | -0.010455 | 0 | 0 | 0 | 0 | 0 | 0 | 0 | 0 | 0 | 0 | 0 | 0 | 0 | 0 | 0 | 0 | 0 | 12.5807 | 12.1562 | 10.4648 | 6.5186 | 3.8634 | -6.0326 | -0.115 | 0 | 0 | 0 | 0
0.541666666666667578March | Resource 1 | Sublap 1 | 13:00 | 5 | 78 | March | 12000 | 0 | 0 | 0 | 0 | 0 | 0 | 0 | 0 | 0 | 0 | 0 | 0 | 0 | 1.1437 | 1.1051 | 0.95134 | 0.5926 | 0.35122 | -0.54842 | -0.010455 | 0 | 0 | 0 | 0 | 0 | 0 | 0 | 0 | 0 | 0 | 0 | 0 | 0 | 0 | 0 | 0 | 0 | 13.7243 | 13.2613 | 11.4161 | 7.1113 | 4.2146 | -6.581 | -0.12546 | 0 | 0 | 0 | 0
0.541666666666667578April | Resource 1 | Sublap 1 | 13:00 | 5 | 78 | April | 13000 | 0 | 0 | 0 | 0 | 0 | 0 | 0 | 0 | 0 | 0 | 0 | 0 | 0 | 1.1437 | 1.1051 | 0.95134 | 0.5926 | 0.35122 | -0.54842 | -0.010455 | 0 | 0 | 0 | 0 | 0 | 0 | 0 | 0 | 0 | 0 | 0 | 0 | 0 | 0 | 0 | 0 | 0 | 14.8681 | 14.3664 | 12.3674 | 7.7039 | 4.5658 | -7.1294 | -0.13591 | 0 | 0 | 0 | 0
0.541666666666667578May | Resource 1 | Sublap 1 | 13:00 | 5 | 78 | May | 14000 | 0 | 0 | 0 | 0 | 0 | 0 | 0 | 0 | 0 | 0 | 0 | 0 | 0 | 1.1437 | 1.1051 | 0.95134 | 0.5926 | 0.35122 | -0.54842 | -0.010455 | 0 | 0 | 0 | 0 | 0 | 0 | 0 | 0 | 0 | 0 | 0 | 0 | 0 | 0 | 0 | 0 | 0 | 16.0117 | 15.4715 | 13.3188 | 8.2965 | 4.9171 | -7.6779 | -0.14637 | 0 | 0 | 0 | 0
0.541666666666667578June | Resource 1 | Sublap 1 | 13:00 | 5 | 78 | June | 15000 | 0 | 0 | 0 | 0 | 0 | 0 | 0 | 0 | 0 | 0 | 0 | 0 | 0 | 1.1437 | 1.1051 | 0.95134 | 0.5926 | 0.35122 | -0.54842 | -0.010455 | 0 | 0 | 0 | 0 | 0 | 0 | 0 | 0 | 0 | 0 | 0 | 0 | 0 | 0 | 0 | 0 | 0 | 17.1554 | 16.5766 | 14.2701 | 8.8891 | 5.2683 | -8.2263 | -0.15682 | 0 | 0 | 0 | 0
0.541666666666667578July | Resource 1 | Sublap 1 | 13:00 | 5 | 78 | July | 16000 | 0 | 0 | 0 | 0 | 0 | 0 | 0 | 0 | 0 | 0 | 0 | 0 | 0 | 1.1437 | 1.1051 | 0.95134 | 0.5926 | 0.35122 | -0.54842 | -0.010455 | 0 | 0 | 0 | 0 | 0 | 0 | 0 | 0 | 0 | 0 | 0 | 0 | 0 | 0 | 0 | 0 | 0 | 18.2991 | 17.6817 | 15.2215 | 9.4817 | 5.6195 | -8.7747 | -0.16728 | 0 | 0 | 0 | 0
0.541666666666667578August | Resource 1 | Sublap 1 | 13:00 | 5 | 78 | August | 17000 | 0 | 0 | 0 | 0 | 0 | 0 | 0 | 0 | 0 | 0 | 0 | 0 | 0 | 1.1437 | 1.1051 | 0.95134 | 0.5926 | 0.35122 | -0.54842 | -0.010455 | 0 | 0 | 0 | 0 | 0 | 0 | 0 | 0 | 0 | 0 | 0 | 0 | 0 | 0 | 0 | 0 | 0 | 19.4428 | 18.7868 | 16.1728 | 10.0743 | 5.9707 | -9.3231 | -0.17773 | 0 | 0 | 0 | 0
0.541666666666667578September | Resource 1 | Sublap 1 | 13:00 | 5 | 78 | September | 18000 | 0 | 0 | 0 | 0 | 0 | 0 | 0 | 0 | 0 | 0 | 0 | 0 | 0 | 1.1437 | 1.1051 | 0.95134 | 0.5926 | 0.35122 | -0.54842 | -0.010455 | 0 | 0 | 0 | 0 | 0 | 0 | 0 | 0 | 0 | 0 | 0 | 0 | 0 | 0 | 0 | 0 | 0 | 20.5865 | 19.8919 | 17.1241 | 10.6669 | 6.3219 | -9.8715 | -0.18819 | 0 | 0 | 0 | 0
0.541666666666667578October | Resource 1 | Sublap 1 | 13:00 | 5 | 78 | October | 19000 | 0 | 0 | 0 | 0 | 0 | 0 | 0 | 0 | 0 | 0 | 0 | 0 | 0 | 1.1437 | 1.1051 | 0.95134 | 0.5926 | 0.35122 | -0.54842 | -0.010455 | 0 | 0 | 0 | 0 | 0 | 0 | 0 | 0 | 0 | 0 | 0 | 0 | 0 | 0 | 0 | 0 | 0 | 21.7302 | 20.997 | 18.0755 | 11.2595 | 6.6731 | -10.4199 | -0.19864 | 0 | 0 | 0 | 0
0.541666666666667578November | Resource 1 | Sublap 1 | 13:00 | 5 | 78 | November | 20000 | 0 | 0 | 0 | 0 | 0 | 0 | 0 | 0 | 0 | 0 | 0 | 0 | 0 | 1.1437 | 1.1051 | 0.95134 | 0.5926 | 0.35122 | -0.54842 | -0.010455 | 0 | 0 | 0 | 0 | 0 | 0 | 0 | 0 | 0 | 0 | 0 | 0 | 0 | 0 | 0 | 0 | 0 | 22.8739 | 22.1021 | 19.0268 | 11.8521 | 7.0244 | -10.9684 | -0.20909 | 0 | 0 | 0 | 0
0.541666666666667578December | Resource 1 | Sublap 1 | 13:00 | 5 | 78 | December | 21000 | 0 | 0 | 0 | 0 | 0 | 0 | 0 | 0 | 0 | 0 | 0 | 0 | 0 | 1.1437 | 1.1051 | 0.95134 | 0.5926 | 0.35122 | -0.54842 | -0.010455 | 0 | 0 | 0 | 0 | 0 | 0 | 0 | 0 | 0 | 0 | 0 | 0 | 0 | 0 | 0 | 0 | 0 | 24.0176 | 23.2072 | 19.9781 | 12.4447 | 7.3756 | -11.5168 | -0.21955 | 0 | 0 | 0 | 0
0.541666666666667579January | Resource 1 | Sublap 1 | 13:00 | 5 | 79 | January | 10000 | 0 | 0 | 0 | 0 | 0 | 0 | 0 | 0 | 0 | 0 | 0 | 0 | 0 | 1.3576 | 1.3292 | 1.1466 | 0.73058 | 0.38929 | -0.60928 | -0.011598 | 0 | 0 | 0 | 0 | 0 | 0 | 0 | 0 | 0 | 0 | 0 | 0 | 0 | 0 | 0 | 0 | 0 | 13.5764 | 13.2917 | 11.4663 | 7.3058 | 3.8929 | -6.0928 | -0.11598 | 0 | 0 | 0 | 0
0.541666666666667579February | Resource 1 | Sublap 1 | 13:00 | 5 | 79 | February | 11000 | 0 | 0 | 0 | 0 | 0 | 0 | 0 | 0 | 0 | 0 | 0 | 0 | 0 | 1.3576 | 1.3292 | 1.1466 | 0.73058 | 0.38929 | -0.60928 | -0.011598 | 0 | 0 | 0 | 0 | 0 | 0 | 0 | 0 | 0 | 0 | 0 | 0 | 0 | 0 | 0 | 0 | 0 | 14.9341 | 14.6209 | 12.6129 | 8.0364 | 4.2822 | -6.7021 | -0.12758 | 0 | 0 | 0 | 0
0.541666666666667579March | Resource 1 | Sublap 1 | 13:00 | 5 | 79 | March | 12000 | 0 | 0 | 0 | 0 | 0 | 0 | 0 | 0 | 0 | 0 | 0 | 0 | 0 | 1.3576 | 1.3292 | 1.1466 | 0.73058 | 0.38929 | -0.60928 | -0.011598 | 0 | 0 | 0 | 0 | 0 | 0 | 0 | 0 | 0 | 0 | 0 | 0 | 0 | 0 | 0 | 0 | 0 | 16.2917 | 15.9501 | 13.7595 | 8.7669 | 4.6715 | -7.3114 | -0.13918 | 0 | 0 | 0 | 0
0.541666666666667579April | Resource 1 | Sublap 1 | 13:00 | 5 | 79 | April | 13000 | 0 | 0 | 0 | 0 | 0 | 0 | 0 | 0 | 0 | 0 | 0 | 0 | 0 | 1.3576 | 1.3292 | 1.1466 | 0.73058 | 0.38929 | -0.60928 | -0.011598 | 0 | 0 | 0 | 0 | 0 | 0 | 0 | 0 | 0 | 0 | 0 | 0 | 0 | 0 | 0 | 0 | 0 | 17.6494 | 17.2793 | 14.9062 | 9.4975 | 5.0608 | -7.9207 | -0.15077 | 0 | 0 | 0 | 0
0.541666666666667579May | Resource 1 | Sublap 1 | 13:00 | 5 | 79 | May | 14000 | 0 | 0 | 0 | 0 | 0 | 0 | 0 | 0 | 0 | 0 | 0 | 0 | 0 | 1.3576 | 1.3292 | 1.1466 | 0.73058 | 0.38929 | -0.60928 | -0.011598 | 0 | 0 | 0 | 0 | 0 | 0 | 0 | 0 | 0 | 0 | 0 | 0 | 0 | 0 | 0 | 0 | 0 | 19.007 | 18.6084 | 16.0528 | 10.2281 | 5.4501 | -8.53 | -0.16237 | 0 | 0 | 0 | 0
0.541666666666667579June | Resource 1 | Sublap 1 | 13:00 | 5 | 79 | June | 15000 | 0 | 0 | 0 | 0 | 0 | 0 | 0 | 0 | 0 | 0 | 0 | 0 | 0 | 1.3576 | 1.3292 | 1.1466 | 0.73058 | 0.38929 | -0.60928 | -0.011598 | 0 | 0 | 0 | 0 | 0 | 0 | 0 | 0 | 0 | 0 | 0 | 0 | 0 | 0 | 0 | 0 | 0 | 20.3647 | 19.9376 | 17.1994 | 10.9587 | 5.8394 | -9.1392 | -0.17397 | 0 | 0 | 0 | 0
0.541666666666667579July | Resource 1 | Sublap 1 | 13:00 | 5 | 79 | July | 16000 | 0 | 0 | 0 | 0 | 0 | 0 | 0 | 0 | 0 | 0 | 0 | 0 | 0 | 1.3576 | 1.3292 | 1.1466 | 0.73058 | 0.38929 | -0.60928 | -0.011598 | 0 | 0 | 0 | 0 | 0 | 0 | 0 | 0 | 0 | 0 | 0 | 0 | 0 | 0 | 0 | 0 | 0 | 21.7223 | 21.2668 | 18.346 | 11.6892 | 6.2287 | -9.7485 | -0.18557 | 0 | 0 | 0 | 0
0.541666666666667579August | Resource 1 | Sublap 1 | 13:00 | 5 | 79 | August | 17000 | 0 | 0 | 0 | 0 | 0 | 0 | 0 | 0 | 0 | 0 | 0 | 0 | 0 | 1.3576 | 1.3292 | 1.1466 | 0.73058 | 0.38929 | -0.60928 | -0.011598 | 0 | 0 | 0 | 0 | 0 | 0 | 0 | 0 | 0 | 0 | 0 | 0 | 0 | 0 | 0 | 0 | 0 | 23.08 | 22.596 | 19.4927 | 12.4198 | 6.618 | -10.3578 | -0.19717 | 0 | 0 | 0 | 0
0.541666666666667579September | Resource 1 | Sublap 1 | 13:00 | 5 | 79 | September | 18000 | 0 | 0 | 0 | 0 | 0 | 0 | 0 | 0 | 0 | 0 | 0 | 0 | 0 | 1.3576 | 1.3292 | 1.1466 | 0.73058 | 0.38929 | -0.60928 | -0.011598 | 0 | 0 | 0 | 0 | 0 | 0 | 0 | 0 | 0 | 0 | 0 | 0 | 0 | 0 | 0 | 0 | 0 | 24.4376 | 23.9251 | 20.6393 | 13.1504 | 7.0073 | -10.9671 | -0.20876 | 0 | 0 | 0 | 0
0.541666666666667579October | Resource 1 | Sublap 1 | 13:00 | 5 | 79 | October | 19000 | 0 | 0 | 0 | 0 | 0 | 0 | 0 | 0 | 0 | 0 | 0 | 0 | 0 | 1.3576 | 1.3292 | 1.1466 | 0.73058 | 0.38929 | -0.60928 | -0.011598 | 0 | 0 | 0 | 0 | 0 | 0 | 0 | 0 | 0 | 0 | 0 | 0 | 0 | 0 | 0 | 0 | 0 | 25.7953 | 25.2543 | 21.7859 | 13.881 | 7.3965 | -11.5764 | -0.22036 | 0 | 0 | 0 | 0
0.541666666666667579November | Resource 1 | Sublap 1 | 13:00 | 5 | 79 | November | 20000 | 0 | 0 | 0 | 0 | 0 | 0 | 0 | 0 | 0 | 0 | 0 | 0 | 0 | 1.3576 | 1.3292 | 1.1466 | 0.73058 | 0.38929 | -0.60928 | -0.011598 | 0 | 0 | 0 | 0 | 0 | 0 | 0 | 0 | 0 | 0 | 0 | 0 | 0 | 0 | 0 | 0 | 0 | 27.1529 | 26.5835 | 22.9326 | 14.6116 | 7.7858 | -12.1856 | -0.23196 | 0 | 0 | 0 | 0
0.541666666666667579December | Resource 1 | Sublap 1 | 13:00 | 5 | 79 | December | 21000 | 0 | 0 | 0 | 0 | 0 | 0 | 0 | 0 | 0 | 0 | 0 | 0 | 0 | 1.3576 | 1.3292 | 1.1466 | 0.73058 | 0.38929 | -0.60928 | -0.011598 | 0 | 0 | 0 | 0 | 0 | 0 | 0 | 0 | 0 | 0 | 0 | 0 | 0 | 0 | 0 | 0 | 0 | 28.5105 | 27.9127 | 24.0792 | 15.3421 | 8.1751 | -12.7949 | -0.24356 | 0 | 0 | 0 | 0
0.541666666666667580January | Resource 1 | Sublap 1 | 13:00 | 5 | 80 | January | 10000 | 0 | 0 | 0 | 0 | 0 | 0 | 0 | 0 | 0 | 0 | 0 | 0 | 0 | 1.7268 | 1.6583 | 1.4603 | 0.9579 | 0.47711 | -0.74967 | -0.014235 | 0 | 0 | 0 | 0 | 0 | 0 | 0 | 0 | 0 | 0 | 0 | 0 | 0 | 0 | 0 | 0 | 0 | 17.2684 | 16.5831 | 14.6027 | 9.579 | 4.7711 | -7.4967 | -0.14235 | 0 | 0 | 0 | 0
0.541666666666667580February | Resource 1 | Sublap 1 | 13:00 | 5 | 80 | February | 11000 | 0 | 0 | 0 | 0 | 0 | 0 | 0 | 0 | 0 | 0 | 0 | 0 | 0 | 1.7268 | 1.6583 | 1.4603 | 0.9579 | 0.47711 | -0.74967 | -0.014235 | 0 | 0 | 0 | 0 | 0 | 0 | 0 | 0 | 0 | 0 | 0 | 0 | 0 | 0 | 0 | 0 | 0 | 18.9952 | 18.2414 | 16.0629 | 10.5369 | 5.2482 | -8.2464 | -0.15658 | 0 | 0 | 0 | 0
0.541666666666667580March | Resource 1 | Sublap 1 | 13:00 | 5 | 80 | March | 12000 | 0 | 0 | 0 | 0 | 0 | 0 | 0 | 0 | 0 | 0 | 0 | 0 | 0 | 1.7268 | 1.6583 | 1.4603 | 0.9579 | 0.47711 | -0.74967 | -0.014235 | 0 | 0 | 0 | 0 | 0 | 0 | 0 | 0 | 0 | 0 | 0 | 0 | 0 | 0 | 0 | 0 | 0 | 20.7221 | 19.8997 | 17.5232 | 11.4948 | 5.7253 | -8.996 | -0.17082 | 0 | 0 | 0 | 0
0.541666666666667580April | Resource 1 | Sublap 1 | 13:00 | 5 | 80 | April | 13000 | 0 | 0 | 0 | 0 | 0 | 0 | 0 | 0 | 0 | 0 | 0 | 0 | 0 | 1.7268 | 1.6583 | 1.4603 | 0.9579 | 0.47711 | -0.74967 | -0.014235 | 0 | 0 | 0 | 0 | 0 | 0 | 0 | 0 | 0 | 0 | 0 | 0 | 0 | 0 | 0 | 0 | 0 | 22.4489 | 21.5581 | 18.9834 | 12.4527 | 6.2025 | -9.7457 | -0.18505 | 0 | 0 | 0 | 0
0.541666666666667580May | Resource 1 | Sublap 1 | 13:00 | 5 | 80 | May | 14000 | 0 | 0 | 0 | 0 | 0 | 0 | 0 | 0 | 0 | 0 | 0 | 0 | 0 | 1.7268 | 1.6583 | 1.4603 | 0.9579 | 0.47711 | -0.74967 | -0.014235 | 0 | 0 | 0 | 0 | 0 | 0 | 0 | 0 | 0 | 0 | 0 | 0 | 0 | 0 | 0 | 0 | 0 | 24.1758 | 23.2164 | 20.4437 | 13.4106 | 6.6796 | -10.4954 | -0.19929 | 0 | 0 | 0 | 0
0.541666666666667580June | Resource 1 | Sublap 1 | 13:00 | 5 | 80 | June | 15000 | 0 | 0 | 0 | 0 | 0 | 0 | 0 | 0 | 0 | 0 | 0 | 0 | 0 | 1.7268 | 1.6583 | 1.4603 | 0.9579 | 0.47711 | -0.74967 | -0.014235 | 0 | 0 | 0 | 0 | 0 | 0 | 0 | 0 | 0 | 0 | 0 | 0 | 0 | 0 | 0 | 0 | 0 | 25.9026 | 24.8747 | 21.904 | 14.3685 | 7.1567 | -11.245 | -0.21352 | 0 | 0 | 0 | 0
0.541666666666667580July | Resource 1 | Sublap 1 | 13:00 | 5 | 80 | July | 16000 | 0 | 0 | 0 | 0 | 0 | 0 | 0 | 0 | 0 | 0 | 0 | 0 | 0 | 1.7268 | 1.6583 | 1.4603 | 0.9579 | 0.47711 | -0.74967 | -0.014235 | 0 | 0 | 0 | 0 | 0 | 0 | 0 | 0 | 0 | 0 | 0 | 0 | 0 | 0 | 0 | 0 | 0 | 27.6294 | 26.533 | 23.3642 | 15.3264 | 7.6338 | -11.9947 | -0.22776 | 0 | 0 | 0 | 0
0.541666666666667580August | Resource 1 | Sublap 1 | 13:00 | 5 | 80 | August | 17000 | 0 | 0 | 0 | 0 | 0 | 0 | 0 | 0 | 0 | 0 | 0 | 0 | 0 | 1.7268 | 1.6583 | 1.4603 | 0.9579 | 0.47711 | -0.74967 | -0.014235 | 0 | 0 | 0 | 0 | 0 | 0 | 0 | 0 | 0 | 0 | 0 | 0 | 0 | 0 | 0 | 0 | 0 | 29.3563 | 28.1913 | 24.8245 | 16.2843 | 8.1109 | -12.7444 | -0.24199 | 0 | 0 | 0 | 0
0.541666666666667580September | Resource 1 | Sublap 1 | 13:00 | 5 | 80 | September | 18000 | 0 | 0 | 0 | 0 | 0 | 0 | 0 | 0 | 0 | 0 | 0 | 0 | 0 | 1.7268 | 1.6583 | 1.4603 | 0.9579 | 0.47711 | -0.74967 | -0.014235 | 0 | 0 | 0 | 0 | 0 | 0 | 0 | 0 | 0 | 0 | 0 | 0 | 0 | 0 | 0 | 0 | 0 | 31.0831 | 29.8496 | 26.2848 | 17.2422 | 8.588 | -13.494 | -0.25623 | 0 | 0 | 0 | 0
0.541666666666667580October | Resource 1 | Sublap 1 | 13:00 | 5 | 80 | October | 19000 | 0 | 0 | 0 | 0 | 0 | 0 | 0 | 0 | 0 | 0 | 0 | 0 | 0 | 1.7268 | 1.6583 | 1.4603 | 0.9579 | 0.47711 | -0.74967 | -0.014235 | 0 | 0 | 0 | 0 | 0 | 0 | 0 | 0 | 0 | 0 | 0 | 0 | 0 | 0 | 0 | 0 | 0 | 32.81 | 31.5079 | 27.745 | 18.2001 | 9.0651 | -14.2437 | -0.27046 | 0 | 0 | 0 | 0
0.541666666666667580November | Resource 1 | Sublap 1 | 13:00 | 5 | 80 | November | 20000 | 0 | 0 | 0 | 0 | 0 | 0 | 0 | 0 | 0 | 0 | 0 | 0 | 0 | 1.7268 | 1.6583 | 1.4603 | 0.9579 | 0.47711 | -0.74967 | -0.014235 | 0 | 0 | 0 | 0 | 0 | 0 | 0 | 0 | 0 | 0 | 0 | 0 | 0 | 0 | 0 | 0 | 0 | 34.5368 | 33.1662 | 29.2053 | 19.158 | 9.5422 | -14.9934 | -0.2847 | 0 | 0 | 0 | 0
0.541666666666667580December | Resource 1 | Sublap 1 | 13:00 | 5 | 80 | December | 21000 | 0 | 0 | 0 | 0 | 0 | 0 | 0 | 0 | 0 | 0 | 0 | 0 | 0 | 1.7268 | 1.6583 | 1.4603 | 0.9579 | 0.47711 | -0.74967 | -0.014235 | 0 | 0 | 0 | 0 | 0 | 0 | 0 | 0 | 0 | 0 | 0 | 0 | 0 | 0 | 0 | 0 | 0 | 36.2636 | 34.8245 | 30.6656 | 20.1159 | 10.0193 | -15.7431 | -0.29893 | 0 | 0 | 0 | 0
0.541666666666667581January | Resource 1 | Sublap 1 | 13:00 | 5 | 81 | January | 10000 | 0 | 0 | 0 | 0 | 0 | 0 | 0 | 0 | 0 | 0 | 0 | 0 | 0 | 2.2276 | 2.1958 | 1.9788 | 1.3525 | 0.72173 | -0.92842 | -0.017592 | 0 | 0 | 0 | 0 | 0 | 0 | 0 | 0 | 0 | 0 | 0 | 0 | 0 | 0 | 0 | 0 | 0 | 22.2757 | 21.9576 | 19.7882 | 13.525 | 7.2173 | -9.2842 | -0.17592 | 0 | 0 | 0 | 0
0.541666666666667581February | Resource 1 | Sublap 1 | 13:00 | 5 | 81 | February | 11000 | 0 | 0 | 0 | 0 | 0 | 0 | 0 | 0 | 0 | 0 | 0 | 0 | 0 | 2.2276 | 2.1958 | 1.9788 | 1.3525 | 0.72173 | -0.92842 | -0.017592 | 0 | 0 | 0 | 0 | 0 | 0 | 0 | 0 | 0 | 0 | 0 | 0 | 0 | 0 | 0 | 0 | 0 | 24.5033 | 24.1533 | 21.767 | 14.8775 | 7.9391 | -10.2126 | -0.19352 | 0 | 0 | 0 | 0
0.541666666666667581March | Resource 1 | Sublap 1 | 13:00 | 5 | 81 | March | 12000 | 0 | 0 | 0 | 0 | 0 | 0 | 0 | 0 | 0 | 0 | 0 | 0 | 0 | 2.2276 | 2.1958 | 1.9788 | 1.3525 | 0.72173 | -0.92842 | -0.017592 | 0 | 0 | 0 | 0 | 0 | 0 | 0 | 0 | 0 | 0 | 0 | 0 | 0 | 0 | 0 | 0 | 0 | 26.7308 | 26.3491 | 23.7458 | 16.23 | 8.6608 | -11.141 | -0.21111 | 0 | 0 | 0 | 0
0.541666666666667581April | Resource 1 | Sublap 1 | 13:00 | 5 | 81 | April | 13000 | 0 | 0 | 0 | 0 | 0 | 0 | 0 | 0 | 0 | 0 | 0 | 0 | 0 | 2.2276 | 2.1958 | 1.9788 | 1.3525 | 0.72173 | -0.92842 | -0.017592 | 0 | 0 | 0 | 0 | 0 | 0 | 0 | 0 | 0 | 0 | 0 | 0 | 0 | 0 | 0 | 0 | 0 | 28.9584 | 28.5449 | 25.7246 | 17.5825 | 9.3825 | -12.0695 | -0.2287 | 0 | 0 | 0 | 0
0.541666666666667581May | Resource 1 | Sublap 1 | 13:00 | 5 | 81 | May | 14000 | 0 | 0 | 0 | 0 | 0 | 0 | 0 | 0 | 0 | 0 | 0 | 0 | 0 | 2.2276 | 2.1958 | 1.9788 | 1.3525 | 0.72173 | -0.92842 | -0.017592 | 0 | 0 | 0 | 0 | 0 | 0 | 0 | 0 | 0 | 0 | 0 | 0 | 0 | 0 | 0 | 0 | 0 | 31.186 | 30.7406 | 27.7034 | 18.935 | 10.1043 | -12.9979 | -0.24629 | 0 | 0 | 0 | 0
0.541666666666667581June | Resource 1 | Sublap 1 | 13:00 | 5 | 81 | June | 15000 | 0 | 0 | 0 | 0 | 0 | 0 | 0 | 0 | 0 | 0 | 0 | 0 | 0 | 2.2276 | 2.1958 | 1.9788 | 1.3525 | 0.72173 | -0.92842 | -0.017592 | 0 | 0 | 0 | 0 | 0 | 0 | 0 | 0 | 0 | 0 | 0 | 0 | 0 | 0 | 0 | 0 | 0 | 33.4136 | 32.9364 | 29.6823 | 20.2875 | 10.826 | -13.9263 | -0.26388 | 0 | 0 | 0 | 0
0.541666666666667581July | Resource 1 | Sublap 1 | 13:00 | 5 | 81 | July | 16000 | 0 | 0 | 0 | 0 | 0 | 0 | 0 | 0 | 0 | 0 | 0 | 0 | 0 | 2.2276 | 2.1958 | 1.9788 | 1.3525 | 0.72173 | -0.92842 | -0.017592 | 0 | 0 | 0 | 0 | 0 | 0 | 0 | 0 | 0 | 0 | 0 | 0 | 0 | 0 | 0 | 0 | 0 | 35.6411 | 35.1322 | 31.6611 | 21.64 | 11.5478 | -14.8547 | -0.28148 | 0 | 0 | 0 | 0
0.541666666666667581August | Resource 1 | Sublap 1 | 13:00 | 5 | 81 | August | 17000 | 0 | 0 | 0 | 0 | 0 | 0 | 0 | 0 | 0 | 0 | 0 | 0 | 0 | 2.2276 | 2.1958 | 1.9788 | 1.3525 | 0.72173 | -0.92842 | -0.017592 | 0 | 0 | 0 | 0 | 0 | 0 | 0 | 0 | 0 | 0 | 0 | 0 | 0 | 0 | 0 | 0 | 0 | 37.8687 | 37.3279 | 33.6399 | 22.9925 | 12.2695 | -15.7831 | -0.29907 | 0 | 0 | 0 | 0
0.541666666666667581September | Resource 1 | Sublap 1 | 13:00 | 5 | 81 | September | 18000 | 0 | 0 | 0 | 0 | 0 | 0 | 0 | 0 | 0 | 0 | 0 | 0 | 0 | 2.2276 | 2.1958 | 1.9788 | 1.3525 | 0.72173 | -0.92842 | -0.017592 | 0 | 0 | 0 | 0 | 0 | 0 | 0 | 0 | 0 | 0 | 0 | 0 | 0 | 0 | 0 | 0 | 0 | 40.0963 | 39.5237 | 35.6187 | 24.345 | 12.9912 | -16.7116 | -0.31666 | 0 | 0 | 0 | 0
0.541666666666667581October | Resource 1 | Sublap 1 | 13:00 | 5 | 81 | October | 19000 | 0 | 0 | 0 | 0 | 0 | 0 | 0 | 0 | 0 | 0 | 0 | 0 | 0 | 2.2276 | 2.1958 | 1.9788 | 1.3525 | 0.72173 | -0.92842 | -0.017592 | 0 | 0 | 0 | 0 | 0 | 0 | 0 | 0 | 0 | 0 | 0 | 0 | 0 | 0 | 0 | 0 | 0 | 42.3238 | 41.7194 | 37.5975 | 25.6975 | 13.7129 | -17.64 | -0.33425 | 0 | 0 | 0 | 0
0.541666666666667581November | Resource 1 | Sublap 1 | 13:00 | 5 | 81 | November | 20000 | 0 | 0 | 0 | 0 | 0 | 0 | 0 | 0 | 0 | 0 | 0 | 0 | 0 | 2.2276 | 2.1958 | 1.9788 | 1.3525 | 0.72173 | -0.92842 | -0.017592 | 0 | 0 | 0 | 0 | 0 | 0 | 0 | 0 | 0 | 0 | 0 | 0 | 0 | 0 | 0 | 0 | 0 | 44.5514 | 43.9152 | 39.5763 | 27.05 | 14.4347 | -18.5684 | -0.35185 | 0 | 0 | 0 | 0
0.541666666666667581December | Resource 1 | Sublap 1 | 13:00 | 5 | 81 | December | 21000 | 0 | 0 | 0 | 0 | 0 | 0 | 0 | 0 | 0 | 0 | 0 | 0 | 0 | 2.2276 | 2.1958 | 1.9788 | 1.3525 | 0.72173 | -0.92842 | -0.017592 | 0 | 0 | 0 | 0 | 0 | 0 | 0 | 0 | 0 | 0 | 0 | 0 | 0 | 0 | 0 | 0 | 0 | 46.779 | 46.111 | 41.5552 | 28.4025 | 15.1564 | -19.4968 | -0.36944 | 0 | 0 | 0 | 0
0.541666666666667582January | Resource 1 | Sublap 1 | 13:00 | 5 | 82 | January | 10000 | 0 | 0 | 0 | 0 | 0 | 0 | 0 | 0 | 0 | 0 | 0 | 0 | 0 | 2.4158 | 2.4473 | 2.1867 | 1.518 | 0.82651 | -0.96718 | -0.01832 | 0 | 0 | 0 | 0 | 0 | 0 | 0 | 0 | 0 | 0 | 0 | 0 | 0 | 0 | 0 | 0 | 0 | 24.1578 | 24.473 | 21.8669 | 15.1797 | 8.2651 | -9.6718 | -0.1832 | 0 | 0 | 0 | 0
0.541666666666667582February | Resource 1 | Sublap 1 | 13:00 | 5 | 82 | February | 11000 | 0 | 0 | 0 | 0 | 0 | 0 | 0 | 0 | 0 | 0 | 0 | 0 | 0 | 2.4158 | 2.4473 | 2.1867 | 1.518 | 0.82651 | -0.96718 | -0.01832 | 0 | 0 | 0 | 0 | 0 | 0 | 0 | 0 | 0 | 0 | 0 | 0 | 0 | 0 | 0 | 0 | 0 | 26.5736 | 26.9203 | 24.0536 | 16.6977 | 9.0916 | -10.6389 | -0.20152 | 0 | 0 | 0 | 0
0.541666666666667582March | Resource 1 | Sublap 1 | 13:00 | 5 | 82 | March | 12000 | 0 | 0 | 0 | 0 | 0 | 0 | 0 | 0 | 0 | 0 | 0 | 0 | 0 | 2.4158 | 2.4473 | 2.1867 | 1.518 | 0.82651 | -0.96718 | -0.01832 | 0 | 0 | 0 | 0 | 0 | 0 | 0 | 0 | 0 | 0 | 0 | 0 | 0 | 0 | 0 | 0 | 0 | 28.9894 | 29.3676 | 26.2403 | 18.2157 | 9.9181 | -11.6061 | -0.21984 | 0 | 0 | 0 | 0
0.541666666666667582April | Resource 1 | Sublap 1 | 13:00 | 5 | 82 | April | 13000 | 0 | 0 | 0 | 0 | 0 | 0 | 0 | 0 | 0 | 0 | 0 | 0 | 0 | 2.4158 | 2.4473 | 2.1867 | 1.518 | 0.82651 | -0.96718 | -0.01832 | 0 | 0 | 0 | 0 | 0 | 0 | 0 | 0 | 0 | 0 | 0 | 0 | 0 | 0 | 0 | 0 | 0 | 31.4051 | 31.8149 | 28.427 | 19.7337 | 10.7447 | -12.5733 | -0.23816 | 0 | 0 | 0 | 0
0.541666666666667582May | Resource 1 | Sublap 1 | 13:00 | 5 | 82 | May | 14000 | 0 | 0 | 0 | 0 | 0 | 0 | 0 | 0 | 0 | 0 | 0 | 0 | 0 | 2.4158 | 2.4473 | 2.1867 | 1.518 | 0.82651 | -0.96718 | -0.01832 | 0 | 0 | 0 | 0 | 0 | 0 | 0 | 0 | 0 | 0 | 0 | 0 | 0 | 0 | 0 | 0 | 0 | 33.8209 | 34.2622 | 30.6137 | 21.2516 | 11.5712 | -13.5405 | -0.25648 | 0 | 0 | 0 | 0
0.541666666666667582June | Resource 1 | Sublap 1 | 13:00 | 5 | 82 | June | 15000 | 0 | 0 | 0 | 0 | 0 | 0 | 0 | 0 | 0 | 0 | 0 | 0 | 0 | 2.4158 | 2.4473 | 2.1867 | 1.518 | 0.82651 | -0.96718 | -0.01832 | 0 | 0 | 0 | 0 | 0 | 0 | 0 | 0 | 0 | 0 | 0 | 0 | 0 | 0 | 0 | 0 | 0 | 36.2367 | 36.7095 | 32.8004 | 22.7696 | 12.3977 | -14.5076 | -0.2748 | 0 | 0 | 0 | 0
0.541666666666667582July | Resource 1 | Sublap 1 | 13:00 | 5 | 82 | July | 16000 | 0 | 0 | 0 | 0 | 0 | 0 | 0 | 0 | 0 | 0 | 0 | 0 | 0 | 2.4158 | 2.4473 | 2.1867 | 1.518 | 0.82651 | -0.96718 | -0.01832 | 0 | 0 | 0 | 0 | 0 | 0 | 0 | 0 | 0 | 0 | 0 | 0 | 0 | 0 | 0 | 0 | 0 | 38.6525 | 39.1568 | 34.9871 | 24.2876 | 13.2242 | -15.4748 | -0.29312 | 0 | 0 | 0 | 0
0.541666666666667582August | Resource 1 | Sublap 1 | 13:00 | 5 | 82 | August | 17000 | 0 | 0 | 0 | 0 | 0 | 0 | 0 | 0 | 0 | 0 | 0 | 0 | 0 | 2.4158 | 2.4473 | 2.1867 | 1.518 | 0.82651 | -0.96718 | -0.01832 | 0 | 0 | 0 | 0 | 0 | 0 | 0 | 0 | 0 | 0 | 0 | 0 | 0 | 0 | 0 | 0 | 0 | 41.0682 | 41.6041 | 37.1738 | 25.8056 | 14.0507 | -16.442 | -0.31144 | 0 | 0 | 0 | 0
0.541666666666667582September | Resource 1 | Sublap 1 | 13:00 | 5 | 82 | September | 18000 | 0 | 0 | 0 | 0 | 0 | 0 | 0 | 0 | 0 | 0 | 0 | 0 | 0 | 2.4158 | 2.4473 | 2.1867 | 1.518 | 0.82651 | -0.96718 | -0.01832 | 0 | 0 | 0 | 0 | 0 | 0 | 0 | 0 | 0 | 0 | 0 | 0 | 0 | 0 | 0 | 0 | 0 | 43.484 | 44.0514 | 39.3605 | 27.3235 | 14.8772 | -17.4092 | -0.32976 | 0 | 0 | 0 | 0
0.541666666666667582October | Resource 1 | Sublap 1 | 13:00 | 5 | 82 | October | 19000 | 0 | 0 | 0 | 0 | 0 | 0 | 0 | 0 | 0 | 0 | 0 | 0 | 0 | 2.4158 | 2.4473 | 2.1867 | 1.518 | 0.82651 | -0.96718 | -0.01832 | 0 | 0 | 0 | 0 | 0 | 0 | 0 | 0 | 0 | 0 | 0 | 0 | 0 | 0 | 0 | 0 | 0 | 45.8998 | 46.4987 | 41.5471 | 28.8415 | 15.7037 | -18.3763 | -0.34808 | 0 | 0 | 0 | 0
0.541666666666667582November | Resource 1 | Sublap 1 | 13:00 | 5 | 82 | November | 20000 | 0 | 0 | 0 | 0 | 0 | 0 | 0 | 0 | 0 | 0 | 0 | 0 | 0 | 2.4158 | 2.4473 | 2.1867 | 1.518 | 0.82651 | -0.96718 | -0.01832 | 0 | 0 | 0 | 0 | 0 | 0 | 0 | 0 | 0 | 0 | 0 | 0 | 0 | 0 | 0 | 0 | 0 | 48.3156 | 48.946 | 43.7338 | 30.3595 | 16.5302 | -19.3435 | -0.36641 | 0 | 0 | 0 | 0
0.541666666666667582December | Resource 1 | Sublap 1 | 13:00 | 5 | 82 | December | 21000 | 0 | 0 | 0 | 0 | 0 | 0 | 0 | 0 | 0 | 0 | 0 | 0 | 0 | 2.4158 | 2.4473 | 2.1867 | 1.518 | 0.82651 | -0.96718 | -0.01832 | 0 | 0 | 0 | 0 | 0 | 0 | 0 | 0 | 0 | 0 | 0 | 0 | 0 | 0 | 0 | 0 | 0 | 50.7314 | 51.3933 | 45.9205 | 31.8774 | 17.3568 | -20.3107 | -0.38473 | 0 | 0 | 0 | 0
0.541666666666667583January | Resource 1 | Sublap 1 | 13:00 | 5 | 83 | January | 10000 | 0 | 0 | 0 | 0 | 0 | 0 | 0 | 0 | 0 | 0 | 0 | 0 | 0 | 2.8621 | 2.8016 | 2.5378 | 1.8738 | 1.1286 | -1.0942 | -0.020706 | 0 | 0 | 0 | 0 | 0 | 0 | 0 | 0 | 0 | 0 | 0 | 0 | 0 | 0 | 0 | 0 | 0 | 28.6212 | 28.0158 | 25.3784 | 18.738 | 11.2859 | -10.9417 | -0.20706 | 0 | 0 | 0 | 0
0.541666666666667583February | Resource 1 | Sublap 1 | 13:00 | 5 | 83 | February | 11000 | 0 | 0 | 0 | 0 | 0 | 0 | 0 | 0 | 0 | 0 | 0 | 0 | 0 | 2.8621 | 2.8016 | 2.5378 | 1.8738 | 1.1286 | -1.0942 | -0.020706 | 0 | 0 | 0 | 0 | 0 | 0 | 0 | 0 | 0 | 0 | 0 | 0 | 0 | 0 | 0 | 0 | 0 | 31.4834 | 30.8174 | 27.9163 | 20.6117 | 12.4145 | -12.0358 | -0.22776 | 0 | 0 | 0 | 0
0.541666666666667583March | Resource 1 | Sublap 1 | 13:00 | 5 | 83 | March | 12000 | 0 | 0 | 0 | 0 | 0 | 0 | 0 | 0 | 0 | 0 | 0 | 0 | 0 | 2.8621 | 2.8016 | 2.5378 | 1.8738 | 1.1286 | -1.0942 | -0.020706 | 0 | 0 | 0 | 0 | 0 | 0 | 0 | 0 | 0 | 0 | 0 | 0 | 0 | 0 | 0 | 0 | 0 | 34.3455 | 33.6189 | 30.4541 | 22.4855 | 13.543 | -13.13 | -0.24847 | 0 | 0 | 0 | 0
0.541666666666667583April | Resource 1 | Sublap 1 | 13:00 | 5 | 83 | April | 13000 | 0 | 0 | 0 | 0 | 0 | 0 | 0 | 0 | 0 | 0 | 0 | 0 | 0 | 2.8621 | 2.8016 | 2.5378 | 1.8738 | 1.1286 | -1.0942 | -0.020706 | 0 | 0 | 0 | 0 | 0 | 0 | 0 | 0 | 0 | 0 | 0 | 0 | 0 | 0 | 0 | 0 | 0 | 37.2076 | 36.4205 | 32.992 | 24.3593 | 14.6716 | -14.2242 | -0.26917 | 0 | 0 | 0 | 0
0.541666666666667583May | Resource 1 | Sublap 1 | 13:00 | 5 | 83 | May | 14000 | 0 | 0 | 0 | 0 | 0 | 0 | 0 | 0 | 0 | 0 | 0 | 0 | 0 | 2.8621 | 2.8016 | 2.5378 | 1.8738 | 1.1286 | -1.0942 | -0.020706 | 0 | 0 | 0 | 0 | 0 | 0 | 0 | 0 | 0 | 0 | 0 | 0 | 0 | 0 | 0 | 0 | 0 | 40.0697 | 39.2221 | 35.5298 | 26.2331 | 15.8002 | -15.3183 | -0.28988 | 0 | 0 | 0 | 0
0.541666666666667583June | Resource 1 | Sublap 1 | 13:00 | 5 | 83 | June | 15000 | 0 | 0 | 0 | 0 | 0 | 0 | 0 | 0 | 0 | 0 | 0 | 0 | 0 | 2.8621 | 2.8016 | 2.5378 | 1.8738 | 1.1286 | -1.0942 | -0.020706 | 0 | 0 | 0 | 0 | 0 | 0 | 0 | 0 | 0 | 0 | 0 | 0 | 0 | 0 | 0 | 0 | 0 | 42.9318 | 42.0237 | 38.0677 | 28.1069 | 16.9288 | -16.4125 | -0.31058 | 0 | 0 | 0 | 0
0.541666666666667583July | Resource 1 | Sublap 1 | 13:00 | 5 | 83 | July | 16000 | 0 | 0 | 0 | 0 | 0 | 0 | 0 | 0 | 0 | 0 | 0 | 0 | 0 | 2.8621 | 2.8016 | 2.5378 | 1.8738 | 1.1286 | -1.0942 | -0.020706 | 0 | 0 | 0 | 0 | 0 | 0 | 0 | 0 | 0 | 0 | 0 | 0 | 0 | 0 | 0 | 0 | 0 | 45.794 | 44.8253 | 40.6055 | 29.9807 | 18.0574 | -17.5067 | -0.33129 | 0 | 0 | 0 | 0
0.541666666666667583August | Resource 1 | Sublap 1 | 13:00 | 5 | 83 | August | 17000 | 0 | 0 | 0 | 0 | 0 | 0 | 0 | 0 | 0 | 0 | 0 | 0 | 0 | 2.8621 | 2.8016 | 2.5378 | 1.8738 | 1.1286 | -1.0942 | -0.020706 | 0 | 0 | 0 | 0 | 0 | 0 | 0 | 0 | 0 | 0 | 0 | 0 | 0 | 0 | 0 | 0 | 0 | 48.6561 | 47.6268 | 43.1434 | 31.8545 | 19.186 | -18.6008 | -0.35199 | 0 | 0 | 0 | 0
0.541666666666667583September | Resource 1 | Sublap 1 | 13:00 | 5 | 83 | September | 18000 | 0 | 0 | 0 | 0 | 0 | 0 | 0 | 0 | 0 | 0 | 0 | 0 | 0 | 2.8621 | 2.8016 | 2.5378 | 1.8738 | 1.1286 | -1.0942 | -0.020706 | 0 | 0 | 0 | 0 | 0 | 0 | 0 | 0 | 0 | 0 | 0 | 0 | 0 | 0 | 0 | 0 | 0 | 51.5182 | 50.4284 | 45.6812 | 33.7283 | 20.3146 | -19.695 | -0.3727 | 0 | 0 | 0 | 0
0.541666666666667583October | Resource 1 | Sublap 1 | 13:00 | 5 | 83 | October | 19000 | 0 | 0 | 0 | 0 | 0 | 0 | 0 | 0 | 0 | 0 | 0 | 0 | 0 | 2.8621 | 2.8016 | 2.5378 | 1.8738 | 1.1286 | -1.0942 | -0.020706 | 0 | 0 | 0 | 0 | 0 | 0 | 0 | 0 | 0 | 0 | 0 | 0 | 0 | 0 | 0 | 0 | 0 | 54.3803 | 53.23 | 48.219 | 35.6021 | 21.4432 | -20.7892 | -0.39341 | 0 | 0 | 0 | 0
0.541666666666667583November | Resource 1 | Sublap 1 | 13:00 | 5 | 83 | November | 20000 | 0 | 0 | 0 | 0 | 0 | 0 | 0 | 0 | 0 | 0 | 0 | 0 | 0 | 2.8621 | 2.8016 | 2.5378 | 1.8738 | 1.1286 | -1.0942 | -0.020706 | 0 | 0 | 0 | 0 | 0 | 0 | 0 | 0 | 0 | 0 | 0 | 0 | 0 | 0 | 0 | 0 | 0 | 57.2425 | 56.0316 | 50.7569 | 37.4759 | 22.5717 | -21.8834 | -0.41411 | 0 | 0 | 0 | 0
0.541666666666667583December | Resource 1 | Sublap 1 | 13:00 | 5 | 83 | December | 21000 | 0 | 0 | 0 | 0 | 0 | 0 | 0 | 0 | 0 | 0 | 0 | 0 | 0 | 2.8621 | 2.8016 | 2.5378 | 1.8738 | 1.1286 | -1.0942 | -0.020706 | 0 | 0 | 0 | 0 | 0 | 0 | 0 | 0 | 0 | 0 | 0 | 0 | 0 | 0 | 0 | 0 | 0 | 60.1046 | 58.8332 | 53.2947 | 39.3497 | 23.7003 | -22.9775 | -0.43482 | 0 | 0 | 0 | 0
0.541666666666667584January | Resource 1 | Sublap 1 | 13:00 | 5 | 84 | January | 10000 | 0 | 0 | 0 | 0 | 0 | 0 | 0 | 0 | 0 | 0 | 0 | 0 | 0 | 3.108 | 3.0581 | 2.8307 | 2.0033 | 1.108 | -1.1422 | -0.021608 | 0 | 0 | 0 | 0 | 0 | 0 | 0 | 0 | 0 | 0 | 0 | 0 | 0 | 0 | 0 | 0 | 0 | 31.0802 | 30.5809 | 28.3074 | 20.0326 | 11.0802 | -11.4219 | -0.21608 | 0 | 0 | 0 | 0
0.541666666666667584February | Resource 1 | Sublap 1 | 13:00 | 5 | 84 | February | 11000 | 0 | 0 | 0 | 0 | 0 | 0 | 0 | 0 | 0 | 0 | 0 | 0 | 0 | 3.108 | 3.0581 | 2.8307 | 2.0033 | 1.108 | -1.1422 | -0.021608 | 0 | 0 | 0 | 0 | 0 | 0 | 0 | 0 | 0 | 0 | 0 | 0 | 0 | 0 | 0 | 0 | 0 | 34.1882 | 33.639 | 31.1381 | 22.0359 | 12.1882 | -12.5641 | -0.23768 | 0 | 0 | 0 | 0
0.541666666666667584March | Resource 1 | Sublap 1 | 13:00 | 5 | 84 | March | 12000 | 0 | 0 | 0 | 0 | 0 | 0 | 0 | 0 | 0 | 0 | 0 | 0 | 0 | 3.108 | 3.0581 | 2.8307 | 2.0033 | 1.108 | -1.1422 | -0.021608 | 0 | 0 | 0 | 0 | 0 | 0 | 0 | 0 | 0 | 0 | 0 | 0 | 0 | 0 | 0 | 0 | 0 | 37.2962 | 36.6971 | 33.9688 | 24.0391 | 13.2962 | -13.7063 | -0.25929 | 0 | 0 | 0 | 0
0.541666666666667584April | Resource 1 | Sublap 1 | 13:00 | 5 | 84 | April | 13000 | 0 | 0 | 0 | 0 | 0 | 0 | 0 | 0 | 0 | 0 | 0 | 0 | 0 | 3.108 | 3.0581 | 2.8307 | 2.0033 | 1.108 | -1.1422 | -0.021608 | 0 | 0 | 0 | 0 | 0 | 0 | 0 | 0 | 0 | 0 | 0 | 0 | 0 | 0 | 0 | 0 | 0 | 40.4042 | 39.7552 | 36.7996 | 26.0424 | 14.4042 | -14.8485 | -0.2809 | 0 | 0 | 0 | 0
0.541666666666667584May | Resource 1 | Sublap 1 | 13:00 | 5 | 84 | May | 14000 | 0 | 0 | 0 | 0 | 0 | 0 | 0 | 0 | 0 | 0 | 0 | 0 | 0 | 3.108 | 3.0581 | 2.8307 | 2.0033 | 1.108 | -1.1422 | -0.021608 | 0 | 0 | 0 | 0 | 0 | 0 | 0 | 0 | 0 | 0 | 0 | 0 | 0 | 0 | 0 | 0 | 0 | 43.5122 | 42.8133 | 39.6303 | 28.0456 | 15.5122 | -15.9907 | -0.30251 | 0 | 0 | 0 | 0
0.541666666666667584June | Resource 1 | Sublap 1 | 13:00 | 5 | 84 | June | 15000 | 0 | 0 | 0 | 0 | 0 | 0 | 0 | 0 | 0 | 0 | 0 | 0 | 0 | 3.108 | 3.0581 | 2.8307 | 2.0033 | 1.108 | -1.1422 | -0.021608 | 0 | 0 | 0 | 0 | 0 | 0 | 0 | 0 | 0 | 0 | 0 | 0 | 0 | 0 | 0 | 0 | 0 | 46.6202 | 45.8713 | 42.461 | 30.0489 | 16.6202 | -17.1329 | -0.32411 | 0 | 0 | 0 | 0
0.541666666666667584July | Resource 1 | Sublap 1 | 13:00 | 5 | 84 | July | 16000 | 0 | 0 | 0 | 0 | 0 | 0 | 0 | 0 | 0 | 0 | 0 | 0 | 0 | 3.108 | 3.0581 | 2.8307 | 2.0033 | 1.108 | -1.1422 | -0.021608 | 0 | 0 | 0 | 0 | 0 | 0 | 0 | 0 | 0 | 0 | 0 | 0 | 0 | 0 | 0 | 0 | 0 | 49.7283 | 48.9294 | 45.2918 | 32.0522 | 17.7282 | -18.2751 | -0.34572 | 0 | 0 | 0 | 0
0.541666666666667584August | Resource 1 | Sublap 1 | 13:00 | 5 | 84 | August | 17000 | 0 | 0 | 0 | 0 | 0 | 0 | 0 | 0 | 0 | 0 | 0 | 0 | 0 | 3.108 | 3.0581 | 2.8307 | 2.0033 | 1.108 | -1.1422 | -0.021608 | 0 | 0 | 0 | 0 | 0 | 0 | 0 | 0 | 0 | 0 | 0 | 0 | 0 | 0 | 0 | 0 | 0 | 52.8363 | 51.9875 | 48.1225 | 34.0554 | 18.8363 | -19.4172 | -0.36733 | 0 | 0 | 0 | 0
0.541666666666667584September | Resource 1 | Sublap 1 | 13:00 | 5 | 84 | September | 18000 | 0 | 0 | 0 | 0 | 0 | 0 | 0 | 0 | 0 | 0 | 0 | 0 | 0 | 3.108 | 3.0581 | 2.8307 | 2.0033 | 1.108 | -1.1422 | -0.021608 | 0 | 0 | 0 | 0 | 0 | 0 | 0 | 0 | 0 | 0 | 0 | 0 | 0 | 0 | 0 | 0 | 0 | 55.9443 | 55.0456 | 50.9532 | 36.0587 | 19.9443 | -20.5594 | -0.38894 | 0 | 0 | 0 | 0
0.541666666666667584October | Resource 1 | Sublap 1 | 13:00 | 5 | 84 | October | 19000 | 0 | 0 | 0 | 0 | 0 | 0 | 0 | 0 | 0 | 0 | 0 | 0 | 0 | 3.108 | 3.0581 | 2.8307 | 2.0033 | 1.108 | -1.1422 | -0.021608 | 0 | 0 | 0 | 0 | 0 | 0 | 0 | 0 | 0 | 0 | 0 | 0 | 0 | 0 | 0 | 0 | 0 | 59.0523 | 58.1037 | 53.784 | 38.0619 | 21.0523 | -21.7016 | -0.41054 | 0 | 0 | 0 | 0
0.541666666666667584November | Resource 1 | Sublap 1 | 13:00 | 5 | 84 | November | 20000 | 0 | 0 | 0 | 0 | 0 | 0 | 0 | 0 | 0 | 0 | 0 | 0 | 0 | 3.108 | 3.0581 | 2.8307 | 2.0033 | 1.108 | -1.1422 | -0.021608 | 0 | 0 | 0 | 0 | 0 | 0 | 0 | 0 | 0 | 0 | 0 | 0 | 0 | 0 | 0 | 0 | 0 | 62.1603 | 61.1618 | 56.6147 | 40.0652 | 22.1603 | -22.8438 | -0.43215 | 0 | 0 | 0 | 0
0.541666666666667584December | Resource 1 | Sublap 1 | 13:00 | 5 | 84 | December | 21000 | 0 | 0 | 0 | 0 | 0 | 0 | 0 | 0 | 0 | 0 | 0 | 0 | 0 | 3.108 | 3.0581 | 2.8307 | 2.0033 | 1.108 | -1.1422 | -0.021608 | 0 | 0 | 0 | 0 | 0 | 0 | 0 | 0 | 0 | 0 | 0 | 0 | 0 | 0 | 0 | 0 | 0 | 65.2683 | 64.2199 | 59.4455 | 42.0685 | 23.2683 | -23.986 | -0.45376 | 0 | 0 | 0 | 0
0.541666666666667585January | Resource 1 | Sublap 1 | 13:00 | 5 | 85 | January | 10000 | 0 | 0 | 0 | 0 | 0 | 0 | 0 | 0 | 0 | 0 | 0 | 0 | 0 | 4.0387 | 4.0626 | 3.7947 | 2.8483 | 1.8314 | -1.4274 | -0.026965 | 0 | 0 | 0 | 0 | 0 | 0 | 0 | 0 | 0 | 0 | 0 | 0 | 0 | 0 | 0 | 0 | 0 | 40.3874 | 40.6256 | 37.9472 | 28.4835 | 18.3141 | -14.2743 | -0.26965 | 0 | 0 | 0 | 0
0.541666666666667585February | Resource 1 | Sublap 1 | 13:00 | 5 | 85 | February | 11000 | 0 | 0 | 0 | 0 | 0 | 0 | 0 | 0 | 0 | 0 | 0 | 0 | 0 | 4.0387 | 4.0626 | 3.7947 | 2.8483 | 1.8314 | -1.4274 | -0.026965 | 0 | 0 | 0 | 0 | 0 | 0 | 0 | 0 | 0 | 0 | 0 | 0 | 0 | 0 | 0 | 0 | 0 | 44.4262 | 44.6882 | 41.7419 | 31.3318 | 20.1455 | -15.7017 | -0.29662 | 0 | 0 | 0 | 0
0.541666666666667585March | Resource 1 | Sublap 1 | 13:00 | 5 | 85 | March | 12000 | 0 | 0 | 0 | 0 | 0 | 0 | 0 | 0 | 0 | 0 | 0 | 0 | 0 | 4.0387 | 4.0626 | 3.7947 | 2.8483 | 1.8314 | -1.4274 | -0.026965 | 0 | 0 | 0 | 0 | 0 | 0 | 0 | 0 | 0 | 0 | 0 | 0 | 0 | 0 | 0 | 0 | 0 | 48.4649 | 48.7508 | 45.5366 | 34.1802 | 21.9769 | -17.1292 | -0.32358 | 0 | 0 | 0 | 0
0.541666666666667585April | Resource 1 | Sublap 1 | 13:00 | 5 | 85 | April | 13000 | 0 | 0 | 0 | 0 | 0 | 0 | 0 | 0 | 0 | 0 | 0 | 0 | 0 | 4.0387 | 4.0626 | 3.7947 | 2.8483 | 1.8314 | -1.4274 | -0.026965 | 0 | 0 | 0 | 0 | 0 | 0 | 0 | 0 | 0 | 0 | 0 | 0 | 0 | 0 | 0 | 0 | 0 | 52.5036 | 52.8133 | 49.3314 | 37.0285 | 23.8084 | -18.5566 | -0.35055 | 0 | 0 | 0 | 0
0.541666666666667585May | Resource 1 | Sublap 1 | 13:00 | 5 | 85 | May | 14000 | 0 | 0 | 0 | 0 | 0 | 0 | 0 | 0 | 0 | 0 | 0 | 0 | 0 | 4.0387 | 4.0626 | 3.7947 | 2.8483 | 1.8314 | -1.4274 | -0.026965 | 0 | 0 | 0 | 0 | 0 | 0 | 0 | 0 | 0 | 0 | 0 | 0 | 0 | 0 | 0 | 0 | 0 | 56.5424 | 56.8759 | 53.1261 | 39.8769 | 25.6398 | -19.984 | -0.37751 | 0 | 0 | 0 | 0
0.541666666666667585June | Resource 1 | Sublap 1 | 13:00 | 5 | 85 | June | 15000 | 0 | 0 | 0 | 0 | 0 | 0 | 0 | 0 | 0 | 0 | 0 | 0 | 0 | 4.0387 | 4.0626 | 3.7947 | 2.8483 | 1.8314 | -1.4274 | -0.026965 | 0 | 0 | 0 | 0 | 0 | 0 | 0 | 0 | 0 | 0 | 0 | 0 | 0 | 0 | 0 | 0 | 0 | 60.5811 | 60.9384 | 56.9208 | 42.7252 | 27.4712 | -21.4115 | -0.40448 | 0 | 0 | 0 | 0
0.541666666666667585July | Resource 1 | Sublap 1 | 13:00 | 5 | 85 | July | 16000 | 0 | 0 | 0 | 0 | 0 | 0 | 0 | 0 | 0 | 0 | 0 | 0 | 0 | 4.0387 | 4.0626 | 3.7947 | 2.8483 | 1.8314 | -1.4274 | -0.026965 | 0 | 0 | 0 | 0 | 0 | 0 | 0 | 0 | 0 | 0 | 0 | 0 | 0 | 0 | 0 | 0 | 0 | 64.6199 | 65.001 | 60.7155 | 45.5736 | 29.3026 | -22.8389 | -0.43144 | 0 | 0 | 0 | 0
0.541666666666667585August | Resource 1 | Sublap 1 | 13:00 | 5 | 85 | August | 17000 | 0 | 0 | 0 | 0 | 0 | 0 | 0 | 0 | 0 | 0 | 0 | 0 | 0 | 4.0387 | 4.0626 | 3.7947 | 2.8483 | 1.8314 | -1.4274 | -0.026965 | 0 | 0 | 0 | 0 | 0 | 0 | 0 | 0 | 0 | 0 | 0 | 0 | 0 | 0 | 0 | 0 | 0 | 68.6586 | 69.0636 | 64.5102 | 48.4219 | 31.134 | -24.2663 | -0.45841 | 0 | 0 | 0 | 0
0.541666666666667585September | Resource 1 | Sublap 1 | 13:00 | 5 | 85 | September | 18000 | 0 | 0 | 0 | 0 | 0 | 0 | 0 | 0 | 0 | 0 | 0 | 0 | 0 | 4.0387 | 4.0626 | 3.7947 | 2.8483 | 1.8314 | -1.4274 | -0.026965 | 0 | 0 | 0 | 0 | 0 | 0 | 0 | 0 | 0 | 0 | 0 | 0 | 0 | 0 | 0 | 0 | 0 | 72.6974 | 73.1261 | 68.305 | 51.2703 | 32.9654 | -25.6938 | -0.48537 | 0 | 0 | 0 | 0
0.541666666666667585October | Resource 1 | Sublap 1 | 13:00 | 5 | 85 | October | 19000 | 0 | 0 | 0 | 0 | 0 | 0 | 0 | 0 | 0 | 0 | 0 | 0 | 0 | 4.0387 | 4.0626 | 3.7947 | 2.8483 | 1.8314 | -1.4274 | -0.026965 | 0 | 0 | 0 | 0 | 0 | 0 | 0 | 0 | 0 | 0 | 0 | 0 | 0 | 0 | 0 | 0 | 0 | 76.7361 | 77.1887 | 72.0997 | 54.1186 | 34.7968 | -27.1212 | -0.51234 | 0 | 0 | 0 | 0
0.541666666666667585November | Resource 1 | Sublap 1 | 13:00 | 5 | 85 | November | 20000 | 0 | 0 | 0 | 0 | 0 | 0 | 0 | 0 | 0 | 0 | 0 | 0 | 0 | 4.0387 | 4.0626 | 3.7947 | 2.8483 | 1.8314 | -1.4274 | -0.026965 | 0 | 0 | 0 | 0 | 0 | 0 | 0 | 0 | 0 | 0 | 0 | 0 | 0 | 0 | 0 | 0 | 0 | 80.7748 | 81.2513 | 75.8944 | 56.967 | 36.6283 | -28.5486 | -0.53931 | 0 | 0 | 0 | 0
0.541666666666667585December | Resource 1 | Sublap 1 | 13:00 | 5 | 85 | December | 21000 | 0 | 0 | 0 | 0 | 0 | 0 | 0 | 0 | 0 | 0 | 0 | 0 | 0 | 4.0387 | 4.0626 | 3.7947 | 2.8483 | 1.8314 | -1.4274 | -0.026965 | 0 | 0 | 0 | 0 | 0 | 0 | 0 | 0 | 0 | 0 | 0 | 0 | 0 | 0 | 0 | 0 | 0 | 84.8136 | 85.3138 | 79.6891 | 59.8153 | 38.4597 | -29.9761 | -0.56627 | 0 | 0 | 0 | 0
0.541666666666667586January | Resource 1 | Sublap 1 | 13:00 | 5 | 86 | January | 10000 | 0 | 0 | 0 | 0 | 0 | 0 | 0 | 0 | 0 | 0 | 0 | 0 | 0 | 3.6937 | 3.6769 | 3.3564 | 2.4574 | 1.4775 | -1.2907 | -0.024398 | 0 | 0 | 0 | 0 | 0 | 0 | 0 | 0 | 0 | 0 | 0 | 0 | 0 | 0 | 0 | 0 | 0 | 36.9373 | 36.7686 | 33.564 | 24.574 | 14.7746 | -12.9073 | -0.24398 | 0 | 0 | 0 | 0
0.541666666666667586February | Resource 1 | Sublap 1 | 13:00 | 5 | 86 | February | 11000 | 0 | 0 | 0 | 0 | 0 | 0 | 0 | 0 | 0 | 0 | 0 | 0 | 0 | 3.6937 | 3.6769 | 3.3564 | 2.4574 | 1.4775 | -1.2907 | -0.024398 | 0 | 0 | 0 | 0 | 0 | 0 | 0 | 0 | 0 | 0 | 0 | 0 | 0 | 0 | 0 | 0 | 0 | 40.631 | 40.4454 | 36.9204 | 27.0314 | 16.2521 | -14.198 | -0.26837 | 0 | 0 | 0 | 0
0.541666666666667586March | Resource 1 | Sublap 1 | 13:00 | 5 | 86 | March | 12000 | 0 | 0 | 0 | 0 | 0 | 0 | 0 | 0 | 0 | 0 | 0 | 0 | 0 | 3.6937 | 3.6769 | 3.3564 | 2.4574 | 1.4775 | -1.2907 | -0.024398 | 0 | 0 | 0 | 0 | 0 | 0 | 0 | 0 | 0 | 0 | 0 | 0 | 0 | 0 | 0 | 0 | 0 | 44.3248 | 44.1223 | 40.2768 | 29.4888 | 17.7295 | -15.4888 | -0.29277 | 0 | 0 | 0 | 0
0.541666666666667586April | Resource 1 | Sublap 1 | 13:00 | 5 | 86 | April | 13000 | 0 | 0 | 0 | 0 | 0 | 0 | 0 | 0 | 0 | 0 | 0 | 0 | 0 | 3.6937 | 3.6769 | 3.3564 | 2.4574 | 1.4775 | -1.2907 | -0.024398 | 0 | 0 | 0 | 0 | 0 | 0 | 0 | 0 | 0 | 0 | 0 | 0 | 0 | 0 | 0 | 0 | 0 | 48.0185 | 47.7991 | 43.6332 | 31.9461 | 19.207 | -16.7795 | -0.31717 | 0 | 0 | 0 | 0
0.541666666666667586May | Resource 1 | Sublap 1 | 13:00 | 5 | 86 | May | 14000 | 0 | 0 | 0 | 0 | 0 | 0 | 0 | 0 | 0 | 0 | 0 | 0 | 0 | 3.6937 | 3.6769 | 3.3564 | 2.4574 | 1.4775 | -1.2907 | -0.024398 | 0 | 0 | 0 | 0 | 0 | 0 | 0 | 0 | 0 | 0 | 0 | 0 | 0 | 0 | 0 | 0 | 0 | 51.7122 | 51.476 | 46.9896 | 34.4036 | 20.6845 | -18.0702 | -0.34157 | 0 | 0 | 0 | 0
0.541666666666667586June | Resource 1 | Sublap 1 | 13:00 | 5 | 86 | June | 15000 | 0 | 0 | 0 | 0 | 0 | 0 | 0 | 0 | 0 | 0 | 0 | 0 | 0 | 3.6937 | 3.6769 | 3.3564 | 2.4574 | 1.4775 | -1.2907 | -0.024398 | 0 | 0 | 0 | 0 | 0 | 0 | 0 | 0 | 0 | 0 | 0 | 0 | 0 | 0 | 0 | 0 | 0 | 55.406 | 55.1529 | 50.346 | 36.861 | 22.1619 | -19.3609 | -0.36596 | 0 | 0 | 0 | 0
0.541666666666667586July | Resource 1 | Sublap 1 | 13:00 | 5 | 86 | July | 16000 | 0 | 0 | 0 | 0 | 0 | 0 | 0 | 0 | 0 | 0 | 0 | 0 | 0 | 3.6937 | 3.6769 | 3.3564 | 2.4574 | 1.4775 | -1.2907 | -0.024398 | 0 | 0 | 0 | 0 | 0 | 0 | 0 | 0 | 0 | 0 | 0 | 0 | 0 | 0 | 0 | 0 | 0 | 59.0997 | 58.8297 | 53.7024 | 39.3183 | 23.6394 | -20.6517 | -0.39036 | 0 | 0 | 0 | 0
0.541666666666667586August | Resource 1 | Sublap 1 | 13:00 | 5 | 86 | August | 17000 | 0 | 0 | 0 | 0 | 0 | 0 | 0 | 0 | 0 | 0 | 0 | 0 | 0 | 3.6937 | 3.6769 | 3.3564 | 2.4574 | 1.4775 | -1.2907 | -0.024398 | 0 | 0 | 0 | 0 | 0 | 0 | 0 | 0 | 0 | 0 | 0 | 0 | 0 | 0 | 0 | 0 | 0 | 62.7934 | 62.5066 | 57.0588 | 41.7757 | 25.1168 | -21.9424 | -0.41476 | 0 | 0 | 0 | 0
0.541666666666667586September | Resource 1 | Sublap 1 | 13:00 | 5 | 86 | September | 18000 | 0 | 0 | 0 | 0 | 0 | 0 | 0 | 0 | 0 | 0 | 0 | 0 | 0 | 3.6937 | 3.6769 | 3.3564 | 2.4574 | 1.4775 | -1.2907 | -0.024398 | 0 | 0 | 0 | 0 | 0 | 0 | 0 | 0 | 0 | 0 | 0 | 0 | 0 | 0 | 0 | 0 | 0 | 66.4872 | 66.1834 | 60.4152 | 44.2331 | 26.5943 | -23.2331 | -0.43916 | 0 | 0 | 0 | 0
0.541666666666667586October | Resource 1 | Sublap 1 | 13:00 | 5 | 86 | October | 19000 | 0 | 0 | 0 | 0 | 0 | 0 | 0 | 0 | 0 | 0 | 0 | 0 | 0 | 3.6937 | 3.6769 | 3.3564 | 2.4574 | 1.4775 | -1.2907 | -0.024398 | 0 | 0 | 0 | 0 | 0 | 0 | 0 | 0 | 0 | 0 | 0 | 0 | 0 | 0 | 0 | 0 | 0 | 70.1809 | 69.8603 | 63.7716 | 46.6905 | 28.0718 | -24.5239 | -0.46355 | 0 | 0 | 0 | 0
0.541666666666667586November | Resource 1 | Sublap 1 | 13:00 | 5 | 86 | November | 20000 | 0 | 0 | 0 | 0 | 0 | 0 | 0 | 0 | 0 | 0 | 0 | 0 | 0 | 3.6937 | 3.6769 | 3.3564 | 2.4574 | 1.4775 | -1.2907 | -0.024398 | 0 | 0 | 0 | 0 | 0 | 0 | 0 | 0 | 0 | 0 | 0 | 0 | 0 | 0 | 0 | 0 | 0 | 73.8746 | 73.5372 | 67.128 | 49.1479 | 29.5492 | -25.8146 | -0.48795 | 0 | 0 | 0 | 0
0.541666666666667586December | Resource 1 | Sublap 1 | 13:00 | 5 | 86 | December | 21000 | 0 | 0 | 0 | 0 | 0 | 0 | 0 | 0 | 0 | 0 | 0 | 0 | 0 | 3.6937 | 3.6769 | 3.3564 | 2.4574 | 1.4775 | -1.2907 | -0.024398 | 0 | 0 | 0 | 0 | 0 | 0 | 0 | 0 | 0 | 0 | 0 | 0 | 0 | 0 | 0 | 0 | 0 | 77.5683 | 77.214 | 70.4844 | 51.6053 | 31.0267 | -27.1053 | -0.51235 | 0 | 0 | 0 | 0
0.541666666666667587January | Resource 1 | Sublap 1 | 13:00 | 5 | 87 | January | 10000 | 0 | 0 | 0 | 0 | 0 | 0 | 0 | 0 | 0 | 0 | 0 | 0 | 0 | 4.054 | 4.1 | 3.8415 | 2.8699 | 1.7986 | -1.3532 | -0.025572 | 0 | 0 | 0 | 0 | 0 | 0 | 0 | 0 | 0 | 0 | 0 | 0 | 0 | 0 | 0 | 0 | 0 | 40.5397 | 40.9998 | 38.4153 | 28.6985 | 17.9861 | -13.5323 | -0.25572 | 0 | 0 | 0 | 0
0.541666666666667587February | Resource 1 | Sublap 1 | 13:00 | 5 | 87 | February | 11000 | 0 | 0 | 0 | 0 | 0 | 0 | 0 | 0 | 0 | 0 | 0 | 0 | 0 | 4.054 | 4.1 | 3.8415 | 2.8699 | 1.7986 | -1.3532 | -0.025572 | 0 | 0 | 0 | 0 | 0 | 0 | 0 | 0 | 0 | 0 | 0 | 0 | 0 | 0 | 0 | 0 | 0 | 44.5937 | 45.0997 | 42.2569 | 31.5684 | 19.7848 | -14.8855 | -0.28129 | 0 | 0 | 0 | 0
0.541666666666667587March | Resource 1 | Sublap 1 | 13:00 | 5 | 87 | March | 12000 | 0 | 0 | 0 | 0 | 0 | 0 | 0 | 0 | 0 | 0 | 0 | 0 | 0 | 4.054 | 4.1 | 3.8415 | 2.8699 | 1.7986 | -1.3532 | -0.025572 | 0 | 0 | 0 | 0 | 0 | 0 | 0 | 0 | 0 | 0 | 0 | 0 | 0 | 0 | 0 | 0 | 0 | 48.6477 | 49.1997 | 46.0984 | 34.4382 | 21.5834 | -16.2388 | -0.30686 | 0 | 0 | 0 | 0
0.541666666666667587April | Resource 1 | Sublap 1 | 13:00 | 5 | 87 | April | 13000 | 0 | 0 | 0 | 0 | 0 | 0 | 0 | 0 | 0 | 0 | 0 | 0 | 0 | 4.054 | 4.1 | 3.8415 | 2.8699 | 1.7986 | -1.3532 | -0.025572 | 0 | 0 | 0 | 0 | 0 | 0 | 0 | 0 | 0 | 0 | 0 | 0 | 0 | 0 | 0 | 0 | 0 | 52.7017 | 53.2997 | 49.94 | 37.3081 | 23.382 | -17.592 | -0.33243 | 0 | 0 | 0 | 0
0.541666666666667587May | Resource 1 | Sublap 1 | 13:00 | 5 | 87 | May | 14000 | 0 | 0 | 0 | 0 | 0 | 0 | 0 | 0 | 0 | 0 | 0 | 0 | 0 | 4.054 | 4.1 | 3.8415 | 2.8699 | 1.7986 | -1.3532 | -0.025572 | 0 | 0 | 0 | 0 | 0 | 0 | 0 | 0 | 0 | 0 | 0 | 0 | 0 | 0 | 0 | 0 | 0 | 56.7557 | 57.3997 | 53.7815 | 40.1779 | 25.1806 | -18.9452 | -0.358 | 0 | 0 | 0 | 0
0.541666666666667587June | Resource 1 | Sublap 1 | 13:00 | 5 | 87 | June | 15000 | 0 | 0 | 0 | 0 | 0 | 0 | 0 | 0 | 0 | 0 | 0 | 0 | 0 | 4.054 | 4.1 | 3.8415 | 2.8699 | 1.7986 | -1.3532 | -0.025572 | 0 | 0 | 0 | 0 | 0 | 0 | 0 | 0 | 0 | 0 | 0 | 0 | 0 | 0 | 0 | 0 | 0 | 60.8096 | 61.4997 | 57.623 | 43.0478 | 26.9792 | -20.2984 | -0.38357 | 0 | 0 | 0 | 0
0.541666666666667587July | Resource 1 | Sublap 1 | 13:00 | 5 | 87 | July | 16000 | 0 | 0 | 0 | 0 | 0 | 0 | 0 | 0 | 0 | 0 | 0 | 0 | 0 | 4.054 | 4.1 | 3.8415 | 2.8699 | 1.7986 | -1.3532 | -0.025572 | 0 | 0 | 0 | 0 | 0 | 0 | 0 | 0 | 0 | 0 | 0 | 0 | 0 | 0 | 0 | 0 | 0 | 64.8636 | 65.5996 | 61.4646 | 45.9176 | 28.7778 | -21.6517 | -0.40914 | 0 | 0 | 0 | 0
0.541666666666667587August | Resource 1 | Sublap 1 | 13:00 | 5 | 87 | August | 17000 | 0 | 0 | 0 | 0 | 0 | 0 | 0 | 0 | 0 | 0 | 0 | 0 | 0 | 4.054 | 4.1 | 3.8415 | 2.8699 | 1.7986 | -1.3532 | -0.025572 | 0 | 0 | 0 | 0 | 0 | 0 | 0 | 0 | 0 | 0 | 0 | 0 | 0 | 0 | 0 | 0 | 0 | 68.9176 | 69.6996 | 65.3061 | 48.7875 | 30.5765 | -23.0049 | -0.43472 | 0 | 0 | 0 | 0
0.541666666666667587September | Resource 1 | Sublap 1 | 13:00 | 5 | 87 | September | 18000 | 0 | 0 | 0 | 0 | 0 | 0 | 0 | 0 | 0 | 0 | 0 | 0 | 0 | 4.054 | 4.1 | 3.8415 | 2.8699 | 1.7986 | -1.3532 | -0.025572 | 0 | 0 | 0 | 0 | 0 | 0 | 0 | 0 | 0 | 0 | 0 | 0 | 0 | 0 | 0 | 0 | 0 | 72.9715 | 73.7996 | 69.1476 | 51.6574 | 32.3751 | -24.3581 | -0.46029 | 0 | 0 | 0 | 0
0.541666666666667587October | Resource 1 | Sublap 1 | 13:00 | 5 | 87 | October | 19000 | 0 | 0 | 0 | 0 | 0 | 0 | 0 | 0 | 0 | 0 | 0 | 0 | 0 | 4.054 | 4.1 | 3.8415 | 2.8699 | 1.7986 | -1.3532 | -0.025572 | 0 | 0 | 0 | 0 | 0 | 0 | 0 | 0 | 0 | 0 | 0 | 0 | 0 | 0 | 0 | 0 | 0 | 77.0255 | 77.8996 | 72.9891 | 54.5272 | 34.1737 | -25.7114 | -0.48586 | 0 | 0 | 0 | 0
0.541666666666667587November | Resource 1 | Sublap 1 | 13:00 | 5 | 87 | November | 20000 | 0 | 0 | 0 | 0 | 0 | 0 | 0 | 0 | 0 | 0 | 0 | 0 | 0 | 4.054 | 4.1 | 3.8415 | 2.8699 | 1.7986 | -1.3532 | -0.025572 | 0 | 0 | 0 | 0 | 0 | 0 | 0 | 0 | 0 | 0 | 0 | 0 | 0 | 0 | 0 | 0 | 0 | 81.0795 | 81.9995 | 76.8307 | 57.3971 | 35.9723 | -27.0646 | -0.51143 | 0 | 0 | 0 | 0
0.541666666666667587December | Resource 1 | Sublap 1 | 13:00 | 5 | 87 | December | 21000 | 0 | 0 | 0 | 0 | 0 | 0 | 0 | 0 | 0 | 0 | 0 | 0 | 0 | 4.054 | 4.1 | 3.8415 | 2.8699 | 1.7986 | -1.3532 | -0.025572 | 0 | 0 | 0 | 0 | 0 | 0 | 0 | 0 | 0 | 0 | 0 | 0 | 0 | 0 | 0 | 0 | 0 | 85.1335 | 86.0995 | 80.6722 | 60.2669 | 37.7709 | -28.4178 | -0.537 | 0 | 0 | 0 | 0
0.541666666666667588January | Resource 1 | Sublap 1 | 13:00 | 5 | 88 | January | 10000 | 0 | 0 | 0 | 0 | 0 | 0 | 0 | 0 | 0 | 0 | 0 | 0 | 0 | 4.486 | 4.6481 | 4.3203 | 3.3282 | 2.1086 | -1.4883 | -0.028109 | 0 | 0 | 0 | 0 | 0 | 0 | 0 | 0 | 0 | 0 | 0 | 0 | 0 | 0 | 0 | 0 | 0 | 44.8598 | 46.4809 | 43.2034 | 33.2822 | 21.0864 | -14.8833 | -0.28109 | 0 | 0 | 0 | 0
0.541666666666667588February | Resource 1 | Sublap 1 | 13:00 | 5 | 88 | February | 11000 | 0 | 0 | 0 | 0 | 0 | 0 | 0 | 0 | 0 | 0 | 0 | 0 | 0 | 4.486 | 4.6481 | 4.3203 | 3.3282 | 2.1086 | -1.4883 | -0.028109 | 0 | 0 | 0 | 0 | 0 | 0 | 0 | 0 | 0 | 0 | 0 | 0 | 0 | 0 | 0 | 0 | 0 | 49.3458 | 51.129 | 47.5237 | 36.6104 | 23.1951 | -16.3716 | -0.3092 | 0 | 0 | 0 | 0
0.541666666666667588March | Resource 1 | Sublap 1 | 13:00 | 5 | 88 | March | 12000 | 0 | 0 | 0 | 0 | 0 | 0 | 0 | 0 | 0 | 0 | 0 | 0 | 0 | 4.486 | 4.6481 | 4.3203 | 3.3282 | 2.1086 | -1.4883 | -0.028109 | 0 | 0 | 0 | 0 | 0 | 0 | 0 | 0 | 0 | 0 | 0 | 0 | 0 | 0 | 0 | 0 | 0 | 53.8318 | 55.7771 | 51.8441 | 39.9387 | 25.3037 | -17.8599 | -0.33731 | 0 | 0 | 0 | 0
0.541666666666667588April | Resource 1 | Sublap 1 | 13:00 | 5 | 88 | April | 13000 | 0 | 0 | 0 | 0 | 0 | 0 | 0 | 0 | 0 | 0 | 0 | 0 | 0 | 4.486 | 4.6481 | 4.3203 | 3.3282 | 2.1086 | -1.4883 | -0.028109 | 0 | 0 | 0 | 0 | 0 | 0 | 0 | 0 | 0 | 0 | 0 | 0 | 0 | 0 | 0 | 0 | 0 | 58.3177 | 60.4252 | 56.1644 | 43.2669 | 27.4123 | -19.3482 | -0.36542 | 0 | 0 | 0 | 0
0.541666666666667588May | Resource 1 | Sublap 1 | 13:00 | 5 | 88 | May | 14000 | 0 | 0 | 0 | 0 | 0 | 0 | 0 | 0 | 0 | 0 | 0 | 0 | 0 | 4.486 | 4.6481 | 4.3203 | 3.3282 | 2.1086 | -1.4883 | -0.028109 | 0 | 0 | 0 | 0 | 0 | 0 | 0 | 0 | 0 | 0 | 0 | 0 | 0 | 0 | 0 | 0 | 0 | 62.8037 | 65.0733 | 60.4847 | 46.5951 | 29.521 | -20.8365 | -0.39353 | 0 | 0 | 0 | 0
0.541666666666667588June | Resource 1 | Sublap 1 | 13:00 | 5 | 88 | June | 15000 | 0 | 0 | 0 | 0 | 0 | 0 | 0 | 0 | 0 | 0 | 0 | 0 | 0 | 4.486 | 4.6481 | 4.3203 | 3.3282 | 2.1086 | -1.4883 | -0.028109 | 0 | 0 | 0 | 0 | 0 | 0 | 0 | 0 | 0 | 0 | 0 | 0 | 0 | 0 | 0 | 0 | 0 | 67.2897 | 69.7214 | 64.8051 | 49.9233 | 31.6296 | -22.3249 | -0.42164 | 0 | 0 | 0 | 0
0.541666666666667588July | Resource 1 | Sublap 1 | 13:00 | 5 | 88 | July | 16000 | 0 | 0 | 0 | 0 | 0 | 0 | 0 | 0 | 0 | 0 | 0 | 0 | 0 | 4.486 | 4.6481 | 4.3203 | 3.3282 | 2.1086 | -1.4883 | -0.028109 | 0 | 0 | 0 | 0 | 0 | 0 | 0 | 0 | 0 | 0 | 0 | 0 | 0 | 0 | 0 | 0 | 0 | 71.7757 | 74.3695 | 69.1254 | 53.2515 | 33.7383 | -23.8132 | -0.44974 | 0 | 0 | 0 | 0
0.541666666666667588August | Resource 1 | Sublap 1 | 13:00 | 5 | 88 | August | 17000 | 0 | 0 | 0 | 0 | 0 | 0 | 0 | 0 | 0 | 0 | 0 | 0 | 0 | 4.486 | 4.6481 | 4.3203 | 3.3282 | 2.1086 | -1.4883 | -0.028109 | 0 | 0 | 0 | 0 | 0 | 0 | 0 | 0 | 0 | 0 | 0 | 0 | 0 | 0 | 0 | 0 | 0 | 76.2617 | 79.0175 | 73.4458 | 56.5797 | 35.8469 | -25.3015 | -0.47785 | 0 | 0 | 0 | 0
0.541666666666667588September | Resource 1 | Sublap 1 | 13:00 | 5 | 88 | September | 18000 | 0 | 0 | 0 | 0 | 0 | 0 | 0 | 0 | 0 | 0 | 0 | 0 | 0 | 4.486 | 4.6481 | 4.3203 | 3.3282 | 2.1086 | -1.4883 | -0.028109 | 0 | 0 | 0 | 0 | 0 | 0 | 0 | 0 | 0 | 0 | 0 | 0 | 0 | 0 | 0 | 0 | 0 | 80.7476 | 83.6656 | 77.7661 | 59.908 | 37.9556 | -26.7898 | -0.50596 | 0 | 0 | 0 | 0
0.541666666666667588October | Resource 1 | Sublap 1 | 13:00 | 5 | 88 | October | 19000 | 0 | 0 | 0 | 0 | 0 | 0 | 0 | 0 | 0 | 0 | 0 | 0 | 0 | 4.486 | 4.6481 | 4.3203 | 3.3282 | 2.1086 | -1.4883 | -0.028109 | 0 | 0 | 0 | 0 | 0 | 0 | 0 | 0 | 0 | 0 | 0 | 0 | 0 | 0 | 0 | 0 | 0 | 85.2336 | 88.3137 | 82.0864 | 63.2362 | 40.0642 | -28.2782 | -0.53407 | 0 | 0 | 0 | 0
0.541666666666667588November | Resource 1 | Sublap 1 | 13:00 | 5 | 88 | November | 20000 | 0 | 0 | 0 | 0 | 0 | 0 | 0 | 0 | 0 | 0 | 0 | 0 | 0 | 4.486 | 4.6481 | 4.3203 | 3.3282 | 2.1086 | -1.4883 | -0.028109 | 0 | 0 | 0 | 0 | 0 | 0 | 0 | 0 | 0 | 0 | 0 | 0 | 0 | 0 | 0 | 0 | 0 | 89.7196 | 92.9618 | 86.4068 | 66.5644 | 42.1728 | -29.7665 | -0.56218 | 0 | 0 | 0 | 0
0.541666666666667588December | Resource 1 | Sublap 1 | 13:00 | 5 | 88 | December | 21000 | 0 | 0 | 0 | 0 | 0 | 0 | 0 | 0 | 0 | 0 | 0 | 0 | 0 | 4.486 | 4.6481 | 4.3203 | 3.3282 | 2.1086 | -1.4883 | -0.028109 | 0 | 0 | 0 | 0 | 0 | 0 | 0 | 0 | 0 | 0 | 0 | 0 | 0 | 0 | 0 | 0 | 0 | 94.2056 | 97.6099 | 90.7271 | 69.8926 | 44.2815 | -31.2548 | -0.59029 | 0 | 0 | 0 | 0
0.541666666666667589January | Resource 1 | Sublap 1 | 13:00 | 5 | 89 | January | 10000 | 0 | 0 | 0 | 0 | 0 | 0 | 0 | 0 | 0 | 0 | 0 | 0 | 0 | 4.5599 | 4.5781 | 4.3432 | 3.3235 | 2.1404 | -1.4482 | -0.027355 | 0 | 0 | 0 | 0 | 0 | 0 | 0 | 0 | 0 | 0 | 0 | 0 | 0 | 0 | 0 | 0 | 0 | 45.5994 | 45.7808 | 43.4318 | 33.2351 | 21.4039 | -14.4817 | -0.27355 | 0 | 0 | 0 | 0
0.541666666666667589February | Resource 1 | Sublap 1 | 13:00 | 5 | 89 | February | 11000 | 0 | 0 | 0 | 0 | 0 | 0 | 0 | 0 | 0 | 0 | 0 | 0 | 0 | 4.5599 | 4.5781 | 4.3432 | 3.3235 | 2.1404 | -1.4482 | -0.027355 | 0 | 0 | 0 | 0 | 0 | 0 | 0 | 0 | 0 | 0 | 0 | 0 | 0 | 0 | 0 | 0 | 0 | 50.1594 | 50.3588 | 47.775 | 36.5586 | 23.5443 | -15.9298 | -0.3009 | 0 | 0 | 0 | 0
0.541666666666667589March | Resource 1 | Sublap 1 | 13:00 | 5 | 89 | March | 12000 | 0 | 0 | 0 | 0 | 0 | 0 | 0 | 0 | 0 | 0 | 0 | 0 | 0 | 4.5599 | 4.5781 | 4.3432 | 3.3235 | 2.1404 | -1.4482 | -0.027355 | 0 | 0 | 0 | 0 | 0 | 0 | 0 | 0 | 0 | 0 | 0 | 0 | 0 | 0 | 0 | 0 | 0 | 54.7193 | 54.9369 | 52.1182 | 39.8821 | 25.6847 | -17.378 | -0.32826 | 0 | 0 | 0 | 0
0.541666666666667589April | Resource 1 | Sublap 1 | 13:00 | 5 | 89 | April | 13000 | 0 | 0 | 0 | 0 | 0 | 0 | 0 | 0 | 0 | 0 | 0 | 0 | 0 | 4.5599 | 4.5781 | 4.3432 | 3.3235 | 2.1404 | -1.4482 | -0.027355 | 0 | 0 | 0 | 0 | 0 | 0 | 0 | 0 | 0 | 0 | 0 | 0 | 0 | 0 | 0 | 0 | 0 | 59.2792 | 59.515 | 56.4614 | 43.2056 | 27.8251 | -18.8261 | -0.35561 | 0 | 0 | 0 | 0
0.541666666666667589May | Resource 1 | Sublap 1 | 13:00 | 5 | 89 | May | 14000 | 0 | 0 | 0 | 0 | 0 | 0 | 0 | 0 | 0 | 0 | 0 | 0 | 0 | 4.5599 | 4.5781 | 4.3432 | 3.3235 | 2.1404 | -1.4482 | -0.027355 | 0 | 0 | 0 | 0 | 0 | 0 | 0 | 0 | 0 | 0 | 0 | 0 | 0 | 0 | 0 | 0 | 0 | 63.8392 | 64.0931 | 60.8046 | 46.5292 | 29.9655 | -20.2743 | -0.38297 | 0 | 0 | 0 | 0
0.541666666666667589June | Resource 1 | Sublap 1 | 13:00 | 5 | 89 | June | 15000 | 0 | 0 | 0 | 0 | 0 | 0 | 0 | 0 | 0 | 0 | 0 | 0 | 0 | 4.5599 | 4.5781 | 4.3432 | 3.3235 | 2.1404 | -1.4482 | -0.027355 | 0 | 0 | 0 | 0 | 0 | 0 | 0 | 0 | 0 | 0 | 0 | 0 | 0 | 0 | 0 | 0 | 0 | 68.3991 | 68.6711 | 65.1478 | 49.8527 | 32.1059 | -21.7225 | -0.41032 | 0 | 0 | 0 | 0
0.541666666666667589July | Resource 1 | Sublap 1 | 13:00 | 5 | 89 | July | 16000 | 0 | 0 | 0 | 0 | 0 | 0 | 0 | 0 | 0 | 0 | 0 | 0 | 0 | 4.5599 | 4.5781 | 4.3432 | 3.3235 | 2.1404 | -1.4482 | -0.027355 | 0 | 0 | 0 | 0 | 0 | 0 | 0 | 0 | 0 | 0 | 0 | 0 | 0 | 0 | 0 | 0 | 0 | 72.9591 | 73.2492 | 69.4909 | 53.1762 | 34.2463 | -23.1706 | -0.43768 | 0 | 0 | 0 | 0
0.541666666666667589August | Resource 1 | Sublap 1 | 13:00 | 5 | 89 | August | 17000 | 0 | 0 | 0 | 0 | 0 | 0 | 0 | 0 | 0 | 0 | 0 | 0 | 0 | 4.5599 | 4.5781 | 4.3432 | 3.3235 | 2.1404 | -1.4482 | -0.027355 | 0 | 0 | 0 | 0 | 0 | 0 | 0 | 0 | 0 | 0 | 0 | 0 | 0 | 0 | 0 | 0 | 0 | 77.519 | 77.8273 | 73.8341 | 56.4997 | 36.3867 | -24.6188 | -0.46503 | 0 | 0 | 0 | 0
0.541666666666667589September | Resource 1 | Sublap 1 | 13:00 | 5 | 89 | September | 18000 | 0 | 0 | 0 | 0 | 0 | 0 | 0 | 0 | 0 | 0 | 0 | 0 | 0 | 4.5599 | 4.5781 | 4.3432 | 3.3235 | 2.1404 | -1.4482 | -0.027355 | 0 | 0 | 0 | 0 | 0 | 0 | 0 | 0 | 0 | 0 | 0 | 0 | 0 | 0 | 0 | 0 | 0 | 82.0789 | 82.4054 | 78.1773 | 59.8232 | 38.527 | -26.067 | -0.49238 | 0 | 0 | 0 | 0
0.541666666666667589October | Resource 1 | Sublap 1 | 13:00 | 5 | 89 | October | 19000 | 0 | 0 | 0 | 0 | 0 | 0 | 0 | 0 | 0 | 0 | 0 | 0 | 0 | 4.5599 | 4.5781 | 4.3432 | 3.3235 | 2.1404 | -1.4482 | -0.027355 | 0 | 0 | 0 | 0 | 0 | 0 | 0 | 0 | 0 | 0 | 0 | 0 | 0 | 0 | 0 | 0 | 0 | 86.6389 | 86.9834 | 82.5205 | 63.1467 | 40.6674 | -27.5151 | -0.51974 | 0 | 0 | 0 | 0
0.541666666666667589November | Resource 1 | Sublap 1 | 13:00 | 5 | 89 | November | 20000 | 0 | 0 | 0 | 0 | 0 | 0 | 0 | 0 | 0 | 0 | 0 | 0 | 0 | 4.5599 | 4.5781 | 4.3432 | 3.3235 | 2.1404 | -1.4482 | -0.027355 | 0 | 0 | 0 | 0 | 0 | 0 | 0 | 0 | 0 | 0 | 0 | 0 | 0 | 0 | 0 | 0 | 0 | 91.1988 | 91.5615 | 86.8637 | 66.4702 | 42.8078 | -28.9633 | -0.54709 | 0 | 0 | 0 | 0
0.541666666666667589December | Resource 1 | Sublap 1 | 13:00 | 5 | 89 | December | 21000 | 0 | 0 | 0 | 0 | 0 | 0 | 0 | 0 | 0 | 0 | 0 | 0 | 0 | 4.5599 | 4.5781 | 4.3432 | 3.3235 | 2.1404 | -1.4482 | -0.027355 | 0 | 0 | 0 | 0 | 0 | 0 | 0 | 0 | 0 | 0 | 0 | 0 | 0 | 0 | 0 | 0 | 0 | 95.7588 | 96.1396 | 91.2069 | 69.7937 | 44.9482 | -30.4115 | -0.57445 | 0 | 0 | 0 | 0
0.541666666666667590January | Resource 1 | Sublap 1 | 13:00 | 5 | 90 | January | 10000 | 0 | 0 | 0 | 0 | 0 | 0 | 0 | 0 | 0 | 0 | 0 | 0 | 0 | 5.3674 | 5.4257 | 5.0518 | 3.7903 | 2.4937 | -1.6382 | -0.030924 | 0 | 0 | 0 | 0 | 0 | 0 | 0 | 0 | 0 | 0 | 0 | 0 | 0 | 0 | 0 | 0 | 0 | 53.6738 | 54.2569 | 50.5178 | 37.9025 | 24.9365 | -16.3818 | -0.30924 | 0 | 0 | 0 | 0
0.541666666666667590February | Resource 1 | Sublap 1 | 13:00 | 5 | 90 | February | 11000 | 0 | 0 | 0 | 0 | 0 | 0 | 0 | 0 | 0 | 0 | 0 | 0 | 0 | 5.3674 | 5.4257 | 5.0518 | 3.7903 | 2.4937 | -1.6382 | -0.030924 | 0 | 0 | 0 | 0 | 0 | 0 | 0 | 0 | 0 | 0 | 0 | 0 | 0 | 0 | 0 | 0 | 0 | 59.0412 | 59.6825 | 55.5695 | 41.6928 | 27.4302 | -18.02 | -0.34016 | 0 | 0 | 0 | 0
0.541666666666667590March | Resource 1 | Sublap 1 | 13:00 | 5 | 90 | March | 12000 | 0 | 0 | 0 | 0 | 0 | 0 | 0 | 0 | 0 | 0 | 0 | 0 | 0 | 5.3674 | 5.4257 | 5.0518 | 3.7903 | 2.4937 | -1.6382 | -0.030924 | 0 | 0 | 0 | 0 | 0 | 0 | 0 | 0 | 0 | 0 | 0 | 0 | 0 | 0 | 0 | 0 | 0 | 64.4086 | 65.1082 | 60.6213 | 45.483 | 29.9238 | -19.6582 | -0.37109 | 0 | 0 | 0 | 0
0.541666666666667590April | Resource 1 | Sublap 1 | 13:00 | 5 | 90 | April | 13000 | 0 | 0 | 0 | 0 | 0 | 0 | 0 | 0 | 0 | 0 | 0 | 0 | 0 | 5.3674 | 5.4257 | 5.0518 | 3.7903 | 2.4937 | -1.6382 | -0.030924 | 0 | 0 | 0 | 0 | 0 | 0 | 0 | 0 | 0 | 0 | 0 | 0 | 0 | 0 | 0 | 0 | 0 | 69.776 | 70.5339 | 65.6731 | 49.2733 | 32.4175 | -21.2964 | -0.40201 | 0 | 0 | 0 | 0
0.541666666666667590May | Resource 1 | Sublap 1 | 13:00 | 5 | 90 | May | 14000 | 0 | 0 | 0 | 0 | 0 | 0 | 0 | 0 | 0 | 0 | 0 | 0 | 0 | 5.3674 | 5.4257 | 5.0518 | 3.7903 | 2.4937 | -1.6382 | -0.030924 | 0 | 0 | 0 | 0 | 0 | 0 | 0 | 0 | 0 | 0 | 0 | 0 | 0 | 0 | 0 | 0 | 0 | 75.1433 | 75.9596 | 70.7249 | 53.0635 | 34.9111 | -22.9346 | -0.43293 | 0 | 0 | 0 | 0
0.541666666666667590June | Resource 1 | Sublap 1 | 13:00 | 5 | 90 | June | 15000 | 0 | 0 | 0 | 0 | 0 | 0 | 0 | 0 | 0 | 0 | 0 | 0 | 0 | 5.3674 | 5.4257 | 5.0518 | 3.7903 | 2.4937 | -1.6382 | -0.030924 | 0 | 0 | 0 | 0 | 0 | 0 | 0 | 0 | 0 | 0 | 0 | 0 | 0 | 0 | 0 | 0 | 0 | 80.5107 | 81.3853 | 75.7766 | 56.8538 | 37.4047 | -24.5727 | -0.46386 | 0 | 0 | 0 | 0
0.541666666666667590July | Resource 1 | Sublap 1 | 13:00 | 5 | 90 | July | 16000 | 0 | 0 | 0 | 0 | 0 | 0 | 0 | 0 | 0 | 0 | 0 | 0 | 0 | 5.3674 | 5.4257 | 5.0518 | 3.7903 | 2.4937 | -1.6382 | -0.030924 | 0 | 0 | 0 | 0 | 0 | 0 | 0 | 0 | 0 | 0 | 0 | 0 | 0 | 0 | 0 | 0 | 0 | 85.8781 | 86.811 | 80.8284 | 60.644 | 39.8984 | -26.2109 | -0.49478 | 0 | 0 | 0 | 0
0.541666666666667590August | Resource 1 | Sublap 1 | 13:00 | 5 | 90 | August | 17000 | 0 | 0 | 0 | 0 | 0 | 0 | 0 | 0 | 0 | 0 | 0 | 0 | 0 | 5.3674 | 5.4257 | 5.0518 | 3.7903 | 2.4937 | -1.6382 | -0.030924 | 0 | 0 | 0 | 0 | 0 | 0 | 0 | 0 | 0 | 0 | 0 | 0 | 0 | 0 | 0 | 0 | 0 | 91.2455 | 92.2367 | 85.8802 | 64.4343 | 42.3921 | -27.8491 | -0.5257 | 0 | 0 | 0 | 0
0.541666666666667590September | Resource 1 | Sublap 1 | 13:00 | 5 | 90 | September | 18000 | 0 | 0 | 0 | 0 | 0 | 0 | 0 | 0 | 0 | 0 | 0 | 0 | 0 | 5.3674 | 5.4257 | 5.0518 | 3.7903 | 2.4937 | -1.6382 | -0.030924 | 0 | 0 | 0 | 0 | 0 | 0 | 0 | 0 | 0 | 0 | 0 | 0 | 0 | 0 | 0 | 0 | 0 | 96.6129 | 97.6624 | 90.932 | 68.2245 | 44.8857 | -29.4873 | -0.55663 | 0 | 0 | 0 | 0
0.541666666666667590October | Resource 1 | Sublap 1 | 13:00 | 5 | 90 | October | 19000 | 0 | 0 | 0 | 0 | 0 | 0 | 0 | 0 | 0 | 0 | 0 | 0 | 0 | 5.3674 | 5.4257 | 5.0518 | 3.7903 | 2.4937 | -1.6382 | -0.030924 | 0 | 0 | 0 | 0 | 0 | 0 | 0 | 0 | 0 | 0 | 0 | 0 | 0 | 0 | 0 | 0 | 0 | 101.9803 | 103.088 | 95.9838 | 72.0148 | 47.3794 | -31.1255 | -0.58755 | 0 | 0 | 0 | 0
0.541666666666667590November | Resource 1 | Sublap 1 | 13:00 | 5 | 90 | November | 20000 | 0 | 0 | 0 | 0 | 0 | 0 | 0 | 0 | 0 | 0 | 0 | 0 | 0 | 5.3674 | 5.4257 | 5.0518 | 3.7903 | 2.4937 | -1.6382 | -0.030924 | 0 | 0 | 0 | 0 | 0 | 0 | 0 | 0 | 0 | 0 | 0 | 0 | 0 | 0 | 0 | 0 | 0 | 107.3476 | 108.5137 | 101.0355 | 75.805 | 49.873 | -32.7636 | -0.61848 | 0 | 0 | 0 | 0
0.541666666666667590December | Resource 1 | Sublap 1 | 13:00 | 5 | 90 | December | 21000 | 0 | 0 | 0 | 0 | 0 | 0 | 0 | 0 | 0 | 0 | 0 | 0 | 0 | 5.3674 | 5.4257 | 5.0518 | 3.7903 | 2.4937 | -1.6382 | -0.030924 | 0 | 0 | 0 | 0 | 0 | 0 | 0 | 0 | 0 | 0 | 0 | 0 | 0 | 0 | 0 | 0 | 0 | 112.715 | 113.9394 | 106.0873 | 79.5953 | 52.3667 | -34.4018 | -0.6494 | 0 | 0 | 0 | 0
0.541666666666667591January | Resource 1 | Sublap 1 | 13:00 | 5 | 91 | January | 10000 | 0 | 0 | 0 | 0 | 0 | 0 | 0 | 0 | 0 | 0 | 0 | 0 | 0 | 6.2018 | 6.381 | 6.1138 | 4.6587 | 3.1841 | -1.8463 | -0.034833 | 0 | 0 | 0 | 0 | 0 | 0 | 0 | 0 | 0 | 0 | 0 | 0 | 0 | 0 | 0 | 0 | 0 | 62.018 | 63.8104 | 61.1382 | 46.5868 | 31.8414 | -18.4628 | -0.34833 | 0 | 0 | 0 | 0
0.541666666666667591February | Resource 1 | Sublap 1 | 13:00 | 5 | 91 | February | 11000 | 0 | 0 | 0 | 0 | 0 | 0 | 0 | 0 | 0 | 0 | 0 | 0 | 0 | 6.2018 | 6.381 | 6.1138 | 4.6587 | 3.1841 | -1.8463 | -0.034833 | 0 | 0 | 0 | 0 | 0 | 0 | 0 | 0 | 0 | 0 | 0 | 0 | 0 | 0 | 0 | 0 | 0 | 68.2198 | 70.1915 | 67.252 | 51.2454 | 35.0255 | -20.3091 | -0.38316 | 0 | 0 | 0 | 0
0.541666666666667591March | Resource 1 | Sublap 1 | 13:00 | 5 | 91 | March | 12000 | 0 | 0 | 0 | 0 | 0 | 0 | 0 | 0 | 0 | 0 | 0 | 0 | 0 | 6.2018 | 6.381 | 6.1138 | 4.6587 | 3.1841 | -1.8463 | -0.034833 | 0 | 0 | 0 | 0 | 0 | 0 | 0 | 0 | 0 | 0 | 0 | 0 | 0 | 0 | 0 | 0 | 0 | 74.4216 | 76.5725 | 73.3659 | 55.9041 | 38.2097 | -22.1554 | -0.41799 | 0 | 0 | 0 | 0
0.541666666666667591April | Resource 1 | Sublap 1 | 13:00 | 5 | 91 | April | 13000 | 0 | 0 | 0 | 0 | 0 | 0 | 0 | 0 | 0 | 0 | 0 | 0 | 0 | 6.2018 | 6.381 | 6.1138 | 4.6587 | 3.1841 | -1.8463 | -0.034833 | 0 | 0 | 0 | 0 | 0 | 0 | 0 | 0 | 0 | 0 | 0 | 0 | 0 | 0 | 0 | 0 | 0 | 80.6234 | 82.9536 | 79.4797 | 60.5628 | 41.3938 | -24.0017 | -0.45282 | 0 | 0 | 0 | 0
0.541666666666667591May | Resource 1 | Sublap 1 | 13:00 | 5 | 91 | May | 14000 | 0 | 0 | 0 | 0 | 0 | 0 | 0 | 0 | 0 | 0 | 0 | 0 | 0 | 6.2018 | 6.381 | 6.1138 | 4.6587 | 3.1841 | -1.8463 | -0.034833 | 0 | 0 | 0 | 0 | 0 | 0 | 0 | 0 | 0 | 0 | 0 | 0 | 0 | 0 | 0 | 0 | 0 | 86.8252 | 89.3346 | 85.5935 | 65.2215 | 44.578 | -25.848 | -0.48766 | 0 | 0 | 0 | 0
0.541666666666667591June | Resource 1 | Sublap 1 | 13:00 | 5 | 91 | June | 15000 | 0 | 0 | 0 | 0 | 0 | 0 | 0 | 0 | 0 | 0 | 0 | 0 | 0 | 6.2018 | 6.381 | 6.1138 | 4.6587 | 3.1841 | -1.8463 | -0.034833 | 0 | 0 | 0 | 0 | 0 | 0 | 0 | 0 | 0 | 0 | 0 | 0 | 0 | 0 | 0 | 0 | 0 | 93.0269 | 95.7157 | 91.7073 | 69.8802 | 47.7621 | -27.6942 | -0.52249 | 0 | 0 | 0 | 0
0.541666666666667591July | Resource 1 | Sublap 1 | 13:00 | 5 | 91 | July | 16000 | 0 | 0 | 0 | 0 | 0 | 0 | 0 | 0 | 0 | 0 | 0 | 0 | 0 | 6.2018 | 6.381 | 6.1138 | 4.6587 | 3.1841 | -1.8463 | -0.034833 | 0 | 0 | 0 | 0 | 0 | 0 | 0 | 0 | 0 | 0 | 0 | 0 | 0 | 0 | 0 | 0 | 0 | 99.2288 | 102.0967 | 97.8211 | 74.5388 | 50.9462 | -29.5405 | -0.55732 | 0 | 0 | 0 | 0
0.541666666666667591August | Resource 1 | Sublap 1 | 13:00 | 5 | 91 | August | 17000 | 0 | 0 | 0 | 0 | 0 | 0 | 0 | 0 | 0 | 0 | 0 | 0 | 0 | 6.2018 | 6.381 | 6.1138 | 4.6587 | 3.1841 | -1.8463 | -0.034833 | 0 | 0 | 0 | 0 | 0 | 0 | 0 | 0 | 0 | 0 | 0 | 0 | 0 | 0 | 0 | 0 | 0 | 105.4305 | 108.4777 | 103.935 | 79.1975 | 54.1304 | -31.3868 | -0.59215 | 0 | 0 | 0 | 0
0.541666666666667591September | Resource 1 | Sublap 1 | 13:00 | 5 | 91 | September | 18000 | 0 | 0 | 0 | 0 | 0 | 0 | 0 | 0 | 0 | 0 | 0 | 0 | 0 | 6.2018 | 6.381 | 6.1138 | 4.6587 | 3.1841 | -1.8463 | -0.034833 | 0 | 0 | 0 | 0 | 0 | 0 | 0 | 0 | 0 | 0 | 0 | 0 | 0 | 0 | 0 | 0 | 0 | 111.6323 | 114.8588 | 110.0488 | 83.8562 | 57.3145 | -33.2331 | -0.62699 | 0 | 0 | 0 | 0
0.541666666666667591October | Resource 1 | Sublap 1 | 13:00 | 5 | 91 | October | 19000 | 0 | 0 | 0 | 0 | 0 | 0 | 0 | 0 | 0 | 0 | 0 | 0 | 0 | 6.2018 | 6.381 | 6.1138 | 4.6587 | 3.1841 | -1.8463 | -0.034833 | 0 | 0 | 0 | 0 | 0 | 0 | 0 | 0 | 0 | 0 | 0 | 0 | 0 | 0 | 0 | 0 | 0 | 117.8341 | 121.2398 | 116.1626 | 88.5149 | 60.4987 | -35.0794 | -0.66182 | 0 | 0 | 0 | 0
0.541666666666667591November | Resource 1 | Sublap 1 | 13:00 | 5 | 91 | November | 20000 | 0 | 0 | 0 | 0 | 0 | 0 | 0 | 0 | 0 | 0 | 0 | 0 | 0 | 6.2018 | 6.381 | 6.1138 | 4.6587 | 3.1841 | -1.8463 | -0.034833 | 0 | 0 | 0 | 0 | 0 | 0 | 0 | 0 | 0 | 0 | 0 | 0 | 0 | 0 | 0 | 0 | 0 | 124.0359 | 127.6209 | 122.2764 | 93.1736 | 63.6828 | -36.9256 | -0.69665 | 0 | 0 | 0 | 0
0.541666666666667591December | Resource 1 | Sublap 1 | 13:00 | 5 | 91 | December | 21000 | 0 | 0 | 0 | 0 | 0 | 0 | 0 | 0 | 0 | 0 | 0 | 0 | 0 | 6.2018 | 6.381 | 6.1138 | 4.6587 | 3.1841 | -1.8463 | -0.034833 | 0 | 0 | 0 | 0 | 0 | 0 | 0 | 0 | 0 | 0 | 0 | 0 | 0 | 0 | 0 | 0 | 0 | 130.2377 | 134.0019 | 128.3903 | 97.8322 | 66.8669 | -38.7719 | -0.73148 | 0 | 0 | 0 | 0
0.541666666666667592January | Resource 1 | Sublap 1 | 13:00 | 5 | 92 | January | 10000 | 0 | 0 | 0 | 0 | 0 | 0 | 0 | 0 | 0 | 0 | 0 | 0 | 0 | 6.4264 | 6.9121 | 6.6416 | 5.0283 | 3.4623 | -1.8981 | -0.035807 | 0 | 0 | 0 | 0 | 0 | 0 | 0 | 0 | 0 | 0 | 0 | 0 | 0 | 0 | 0 | 0 | 0 | 64.2635 | 69.1207 | 66.4157 | 50.2826 | 34.6229 | -18.9815 | -0.35807 | 0 | 0 | 0 | 0
0.541666666666667592February | Resource 1 | Sublap 1 | 13:00 | 5 | 92 | February | 11000 | 0 | 0 | 0 | 0 | 0 | 0 | 0 | 0 | 0 | 0 | 0 | 0 | 0 | 6.4264 | 6.9121 | 6.6416 | 5.0283 | 3.4623 | -1.8981 | -0.035807 | 0 | 0 | 0 | 0 | 0 | 0 | 0 | 0 | 0 | 0 | 0 | 0 | 0 | 0 | 0 | 0 | 0 | 70.6899 | 76.0328 | 73.0573 | 55.3108 | 38.0852 | -20.8796 | -0.39387 | 0 | 0 | 0 | 0
0.541666666666667592March | Resource 1 | Sublap 1 | 13:00 | 5 | 92 | March | 12000 | 0 | 0 | 0 | 0 | 0 | 0 | 0 | 0 | 0 | 0 | 0 | 0 | 0 | 6.4264 | 6.9121 | 6.6416 | 5.0283 | 3.4623 | -1.8981 | -0.035807 | 0 | 0 | 0 | 0 | 0 | 0 | 0 | 0 | 0 | 0 | 0 | 0 | 0 | 0 | 0 | 0 | 0 | 77.1162 | 82.9449 | 79.6988 | 60.3391 | 41.5475 | -22.7778 | -0.42968 | 0 | 0 | 0 | 0
0.541666666666667592April | Resource 1 | Sublap 1 | 13:00 | 5 | 92 | April | 13000 | 0 | 0 | 0 | 0 | 0 | 0 | 0 | 0 | 0 | 0 | 0 | 0 | 0 | 6.4264 | 6.9121 | 6.6416 | 5.0283 | 3.4623 | -1.8981 | -0.035807 | 0 | 0 | 0 | 0 | 0 | 0 | 0 | 0 | 0 | 0 | 0 | 0 | 0 | 0 | 0 | 0 | 0 | 83.5426 | 89.8569 | 86.3404 | 65.3673 | 45.0098 | -24.6759 | -0.46549 | 0 | 0 | 0 | 0
0.541666666666667592May | Resource 1 | Sublap 1 | 13:00 | 5 | 92 | May | 14000 | 0 | 0 | 0 | 0 | 0 | 0 | 0 | 0 | 0 | 0 | 0 | 0 | 0 | 6.4264 | 6.9121 | 6.6416 | 5.0283 | 3.4623 | -1.8981 | -0.035807 | 0 | 0 | 0 | 0 | 0 | 0 | 0 | 0 | 0 | 0 | 0 | 0 | 0 | 0 | 0 | 0 | 0 | 89.969 | 96.769 | 92.982 | 70.3956 | 48.4721 | -26.574 | -0.50129 | 0 | 0 | 0 | 0
0.541666666666667592June | Resource 1 | Sublap 1 | 13:00 | 5 | 92 | June | 15000 | 0 | 0 | 0 | 0 | 0 | 0 | 0 | 0 | 0 | 0 | 0 | 0 | 0 | 6.4264 | 6.9121 | 6.6416 | 5.0283 | 3.4623 | -1.8981 | -0.035807 | 0 | 0 | 0 | 0 | 0 | 0 | 0 | 0 | 0 | 0 | 0 | 0 | 0 | 0 | 0 | 0 | 0 | 96.3953 | 103.6811 | 99.6236 | 75.4238 | 51.9343 | -28.4722 | -0.5371 | 0 | 0 | 0 | 0
0.541666666666667592July | Resource 1 | Sublap 1 | 13:00 | 5 | 92 | July | 16000 | 0 | 0 | 0 | 0 | 0 | 0 | 0 | 0 | 0 | 0 | 0 | 0 | 0 | 6.4264 | 6.9121 | 6.6416 | 5.0283 | 3.4623 | -1.8981 | -0.035807 | 0 | 0 | 0 | 0 | 0 | 0 | 0 | 0 | 0 | 0 | 0 | 0 | 0 | 0 | 0 | 0 | 0 | 102.8217 | 110.5931 | 106.2651 | 80.4521 | 55.3966 | -30.3703 | -0.57291 | 0 | 0 | 0 | 0
0.541666666666667592August | Resource 1 | Sublap 1 | 13:00 | 5 | 92 | August | 17000 | 0 | 0 | 0 | 0 | 0 | 0 | 0 | 0 | 0 | 0 | 0 | 0 | 0 | 6.4264 | 6.9121 | 6.6416 | 5.0283 | 3.4623 | -1.8981 | -0.035807 | 0 | 0 | 0 | 0 | 0 | 0 | 0 | 0 | 0 | 0 | 0 | 0 | 0 | 0 | 0 | 0 | 0 | 109.248 | 117.5052 | 112.9067 | 85.4803 | 58.8589 | -32.2685 | -0.60871 | 0 | 0 | 0 | 0
0.541666666666667592September | Resource 1 | Sublap 1 | 13:00 | 5 | 92 | September | 18000 | 0 | 0 | 0 | 0 | 0 | 0 | 0 | 0 | 0 | 0 | 0 | 0 | 0 | 6.4264 | 6.9121 | 6.6416 | 5.0283 | 3.4623 | -1.8981 | -0.035807 | 0 | 0 | 0 | 0 | 0 | 0 | 0 | 0 | 0 | 0 | 0 | 0 | 0 | 0 | 0 | 0 | 0 | 115.6744 | 124.4173 | 119.5483 | 90.5086 | 62.3212 | -34.1666 | -0.64452 | 0 | 0 | 0 | 0
0.541666666666667592October | Resource 1 | Sublap 1 | 13:00 | 5 | 92 | October | 19000 | 0 | 0 | 0 | 0 | 0 | 0 | 0 | 0 | 0 | 0 | 0 | 0 | 0 | 6.4264 | 6.9121 | 6.6416 | 5.0283 | 3.4623 | -1.8981 | -0.035807 | 0 | 0 | 0 | 0 | 0 | 0 | 0 | 0 | 0 | 0 | 0 | 0 | 0 | 0 | 0 | 0 | 0 | 122.1007 | 131.3293 | 126.1898 | 95.5369 | 65.7835 | -36.0648 | -0.68033 | 0 | 0 | 0 | 0
0.541666666666667592November | Resource 1 | Sublap 1 | 13:00 | 5 | 92 | November | 20000 | 0 | 0 | 0 | 0 | 0 | 0 | 0 | 0 | 0 | 0 | 0 | 0 | 0 | 6.4264 | 6.9121 | 6.6416 | 5.0283 | 3.4623 | -1.8981 | -0.035807 | 0 | 0 | 0 | 0 | 0 | 0 | 0 | 0 | 0 | 0 | 0 | 0 | 0 | 0 | 0 | 0 | 0 | 128.5271 | 138.2414 | 132.8314 | 100.5651 | 69.2458 | -37.9629 | -0.71613 | 0 | 0 | 0 | 0
0.541666666666667592December | Resource 1 | Sublap 1 | 13:00 | 5 | 92 | December | 21000 | 0 | 0 | 0 | 0 | 0 | 0 | 0 | 0 | 0 | 0 | 0 | 0 | 0 | 6.4264 | 6.9121 | 6.6416 | 5.0283 | 3.4623 | -1.8981 | -0.035807 | 0 | 0 | 0 | 0 | 0 | 0 | 0 | 0 | 0 | 0 | 0 | 0 | 0 | 0 | 0 | 0 | 0 | 134.9534 | 145.1535 | 139.473 | 105.5934 | 72.7081 | -39.8611 | -0.75194 | 0 | 0 | 0 | 0
0.541666666666667593January | Resource 1 | Sublap 1 | 13:00 | 5 | 93 | January | 10000 | 0 | 0 | 0 | 0 | 0 | 0 | 0 | 0 | 0 | 0 | 0 | 0 | 0 | 6.8946 | 7.4329 | 6.7965 | 5.3269 | 3.6996 | -2.0333 | -0.038346 | 0 | 0 | 0 | 0 | 0 | 0 | 0 | 0 | 0 | 0 | 0 | 0 | 0 | 0 | 0 | 0 | 0 | 68.9461 | 74.329 | 67.9649 | 53.2691 | 36.9963 | -20.3331 | -0.38346 | 0 | 0 | 0 | 0
0.541666666666667593February | Resource 1 | Sublap 1 | 13:00 | 5 | 93 | February | 11000 | 0 | 0 | 0 | 0 | 0 | 0 | 0 | 0 | 0 | 0 | 0 | 0 | 0 | 6.8946 | 7.4329 | 6.7965 | 5.3269 | 3.6996 | -2.0333 | -0.038346 | 0 | 0 | 0 | 0 | 0 | 0 | 0 | 0 | 0 | 0 | 0 | 0 | 0 | 0 | 0 | 0 | 0 | 75.8407 | 81.762 | 74.7614 | 58.596 | 40.6959 | -22.3665 | -0.4218 | 0 | 0 | 0 | 0
0.541666666666667593March | Resource 1 | Sublap 1 | 13:00 | 5 | 93 | March | 12000 | 0 | 0 | 0 | 0 | 0 | 0 | 0 | 0 | 0 | 0 | 0 | 0 | 0 | 6.8946 | 7.4329 | 6.7965 | 5.3269 | 3.6996 | -2.0333 | -0.038346 | 0 | 0 | 0 | 0 | 0 | 0 | 0 | 0 | 0 | 0 | 0 | 0 | 0 | 0 | 0 | 0 | 0 | 82.7353 | 89.1949 | 81.5579 | 63.923 | 44.3955 | -24.3998 | -0.46015 | 0 | 0 | 0 | 0
0.541666666666667593April | Resource 1 | Sublap 1 | 13:00 | 5 | 93 | April | 13000 | 0 | 0 | 0 | 0 | 0 | 0 | 0 | 0 | 0 | 0 | 0 | 0 | 0 | 6.8946 | 7.4329 | 6.7965 | 5.3269 | 3.6996 | -2.0333 | -0.038346 | 0 | 0 | 0 | 0 | 0 | 0 | 0 | 0 | 0 | 0 | 0 | 0 | 0 | 0 | 0 | 0 | 0 | 89.6299 | 96.6278 | 88.3544 | 69.2499 | 48.0952 | -26.4331 | -0.49849 | 0 | 0 | 0 | 0
0.541666666666667593May | Resource 1 | Sublap 1 | 13:00 | 5 | 93 | May | 14000 | 0 | 0 | 0 | 0 | 0 | 0 | 0 | 0 | 0 | 0 | 0 | 0 | 0 | 6.8946 | 7.4329 | 6.7965 | 5.3269 | 3.6996 | -2.0333 | -0.038346 | 0 | 0 | 0 | 0 | 0 | 0 | 0 | 0 | 0 | 0 | 0 | 0 | 0 | 0 | 0 | 0 | 0 | 96.5245 | 104.0607 | 95.1509 | 74.5768 | 51.7948 | -28.4664 | -0.53684 | 0 | 0 | 0 | 0
0.541666666666667593June | Resource 1 | Sublap 1 | 13:00 | 5 | 93 | June | 15000 | 0 | 0 | 0 | 0 | 0 | 0 | 0 | 0 | 0 | 0 | 0 | 0 | 0 | 6.8946 | 7.4329 | 6.7965 | 5.3269 | 3.6996 | -2.0333 | -0.038346 | 0 | 0 | 0 | 0 | 0 | 0 | 0 | 0 | 0 | 0 | 0 | 0 | 0 | 0 | 0 | 0 | 0 | 103.4191 | 111.4936 | 101.9474 | 79.9037 | 55.4944 | -30.4997 | -0.57518 | 0 | 0 | 0 | 0
0.541666666666667593July | Resource 1 | Sublap 1 | 13:00 | 5 | 93 | July | 16000 | 0 | 0 | 0 | 0 | 0 | 0 | 0 | 0 | 0 | 0 | 0 | 0 | 0 | 6.8946 | 7.4329 | 6.7965 | 5.3269 | 3.6996 | -2.0333 | -0.038346 | 0 | 0 | 0 | 0 | 0 | 0 | 0 | 0 | 0 | 0 | 0 | 0 | 0 | 0 | 0 | 0 | 0 | 110.3138 | 118.9265 | 108.7439 | 85.2306 | 59.194 | -32.533 | -0.61353 | 0 | 0 | 0 | 0
0.541666666666667593August | Resource 1 | Sublap 1 | 13:00 | 5 | 93 | August | 17000 | 0 | 0 | 0 | 0 | 0 | 0 | 0 | 0 | 0 | 0 | 0 | 0 | 0 | 6.8946 | 7.4329 | 6.7965 | 5.3269 | 3.6996 | -2.0333 | -0.038346 | 0 | 0 | 0 | 0 | 0 | 0 | 0 | 0 | 0 | 0 | 0 | 0 | 0 | 0 | 0 | 0 | 0 | 117.2084 | 126.3594 | 115.5404 | 90.5575 | 62.8937 | -34.5663 | -0.65187 | 0 | 0 | 0 | 0
0.541666666666667593September | Resource 1 | Sublap 1 | 13:00 | 5 | 93 | September | 18000 | 0 | 0 | 0 | 0 | 0 | 0 | 0 | 0 | 0 | 0 | 0 | 0 | 0 | 6.8946 | 7.4329 | 6.7965 | 5.3269 | 3.6996 | -2.0333 | -0.038346 | 0 | 0 | 0 | 0 | 0 | 0 | 0 | 0 | 0 | 0 | 0 | 0 | 0 | 0 | 0 | 0 | 0 | 124.103 | 133.7923 | 122.3369 | 95.8844 | 66.5933 | -36.5997 | -0.69022 | 0 | 0 | 0 | 0
0.541666666666667593October | Resource 1 | Sublap 1 | 13:00 | 5 | 93 | October | 19000 | 0 | 0 | 0 | 0 | 0 | 0 | 0 | 0 | 0 | 0 | 0 | 0 | 0 | 6.8946 | 7.4329 | 6.7965 | 5.3269 | 3.6996 | -2.0333 | -0.038346 | 0 | 0 | 0 | 0 | 0 | 0 | 0 | 0 | 0 | 0 | 0 | 0 | 0 | 0 | 0 | 0 | 0 | 130.9976 | 141.2252 | 129.1334 | 101.2113 | 70.2929 | -38.633 | -0.72857 | 0 | 0 | 0 | 0
0.541666666666667593November | Resource 1 | Sublap 1 | 13:00 | 5 | 93 | November | 20000 | 0 | 0 | 0 | 0 | 0 | 0 | 0 | 0 | 0 | 0 | 0 | 0 | 0 | 6.8946 | 7.4329 | 6.7965 | 5.3269 | 3.6996 | -2.0333 | -0.038346 | 0 | 0 | 0 | 0 | 0 | 0 | 0 | 0 | 0 | 0 | 0 | 0 | 0 | 0 | 0 | 0 | 0 | 137.8922 | 148.6581 | 135.9299 | 106.5382 | 73.9925 | -40.6663 | -0.76691 | 0 | 0 | 0 | 0
0.541666666666667593December | Resource 1 | Sublap 1 | 13:00 | 5 | 93 | December | 21000 | 0 | 0 | 0 | 0 | 0 | 0 | 0 | 0 | 0 | 0 | 0 | 0 | 0 | 6.8946 | 7.4329 | 6.7965 | 5.3269 | 3.6996 | -2.0333 | -0.038346 | 0 | 0 | 0 | 0 | 0 | 0 | 0 | 0 | 0 | 0 | 0 | 0 | 0 | 0 | 0 | 0 | 0 | 144.7868 | 156.091 | 142.7263 | 111.8652 | 77.6922 | -42.6996 | -0.80526 | 0 | 0 | 0 | 0
0.541666666666667594January | Resource 1 | Sublap 1 | 13:00 | 5 | 94 | January | 10000 | 0 | 0 | 0 | 0 | 0 | 0 | 0 | 0 | 0 | 0 | 0 | 0 | 0 | 6.9082 | 7.4103 | 6.8182 | 5.1167 | 3.4482 | -2.0358 | -0.038393 | 0 | 0 | 0 | 0 | 0 | 0 | 0 | 0 | 0 | 0 | 0 | 0 | 0 | 0 | 0 | 0 | 0 | 69.0818 | 74.1031 | 68.1821 | 51.1668 | 34.4819 | -20.3583 | -0.38393 | 0 | 0 | 0 | 0
0.541666666666667594February | Resource 1 | Sublap 1 | 13:00 | 5 | 94 | February | 11000 | 0 | 0 | 0 | 0 | 0 | 0 | 0 | 0 | 0 | 0 | 0 | 0 | 0 | 6.9082 | 7.4103 | 6.8182 | 5.1167 | 3.4482 | -2.0358 | -0.038393 | 0 | 0 | 0 | 0 | 0 | 0 | 0 | 0 | 0 | 0 | 0 | 0 | 0 | 0 | 0 | 0 | 0 | 75.9899 | 81.5134 | 75.0003 | 56.2835 | 37.9301 | -22.3942 | -0.42232 | 0 | 0 | 0 | 0
0.541666666666667594March | Resource 1 | Sublap 1 | 13:00 | 5 | 94 | March | 12000 | 0 | 0 | 0 | 0 | 0 | 0 | 0 | 0 | 0 | 0 | 0 | 0 | 0 | 6.9082 | 7.4103 | 6.8182 | 5.1167 | 3.4482 | -2.0358 | -0.038393 | 0 | 0 | 0 | 0 | 0 | 0 | 0 | 0 | 0 | 0 | 0 | 0 | 0 | 0 | 0 | 0 | 0 | 82.8981 | 88.9237 | 81.8186 | 61.4001 | 41.3783 | -24.43 | -0.46071 | 0 | 0 | 0 | 0
0.541666666666667594April | Resource 1 | Sublap 1 | 13:00 | 5 | 94 | April | 13000 | 0 | 0 | 0 | 0 | 0 | 0 | 0 | 0 | 0 | 0 | 0 | 0 | 0 | 6.9082 | 7.4103 | 6.8182 | 5.1167 | 3.4482 | -2.0358 | -0.038393 | 0 | 0 | 0 | 0 | 0 | 0 | 0 | 0 | 0 | 0 | 0 | 0 | 0 | 0 | 0 | 0 | 0 | 89.8063 | 96.334 | 88.6368 | 66.5168 | 44.8265 | -26.4658 | -0.49911 | 0 | 0 | 0 | 0
0.541666666666667594May | Resource 1 | Sublap 1 | 13:00 | 5 | 94 | May | 14000 | 0 | 0 | 0 | 0 | 0 | 0 | 0 | 0 | 0 | 0 | 0 | 0 | 0 | 6.9082 | 7.4103 | 6.8182 | 5.1167 | 3.4482 | -2.0358 | -0.038393 | 0 | 0 | 0 | 0 | 0 | 0 | 0 | 0 | 0 | 0 | 0 | 0 | 0 | 0 | 0 | 0 | 0 | 96.7145 | 103.7443 | 95.455 | 71.6335 | 48.2747 | -28.5017 | -0.5375 | 0 | 0 | 0 | 0
0.541666666666667594June | Resource 1 | Sublap 1 | 13:00 | 5 | 94 | June | 15000 | 0 | 0 | 0 | 0 | 0 | 0 | 0 | 0 | 0 | 0 | 0 | 0 | 0 | 6.9082 | 7.4103 | 6.8182 | 5.1167 | 3.4482 | -2.0358 | -0.038393 | 0 | 0 | 0 | 0 | 0 | 0 | 0 | 0 | 0 | 0 | 0 | 0 | 0 | 0 | 0 | 0 | 0 | 103.6227 | 111.1546 | 102.2732 | 76.7502 | 51.7229 | -30.5375 | -0.57589 | 0 | 0 | 0 | 0
0.541666666666667594July | Resource 1 | Sublap 1 | 13:00 | 5 | 94 | July | 16000 | 0 | 0 | 0 | 0 | 0 | 0 | 0 | 0 | 0 | 0 | 0 | 0 | 0 | 6.9082 | 7.4103 | 6.8182 | 5.1167 | 3.4482 | -2.0358 | -0.038393 | 0 | 0 | 0 | 0 | 0 | 0 | 0 | 0 | 0 | 0 | 0 | 0 | 0 | 0 | 0 | 0 | 0 | 110.5308 | 118.5649 | 109.0914 | 81.8668 | 55.1711 | -32.5733 | -0.61429 | 0 | 0 | 0 | 0
0.541666666666667594August | Resource 1 | Sublap 1 | 13:00 | 5 | 94 | August | 17000 | 0 | 0 | 0 | 0 | 0 | 0 | 0 | 0 | 0 | 0 | 0 | 0 | 0 | 6.9082 | 7.4103 | 6.8182 | 5.1167 | 3.4482 | -2.0358 | -0.038393 | 0 | 0 | 0 | 0 | 0 | 0 | 0 | 0 | 0 | 0 | 0 | 0 | 0 | 0 | 0 | 0 | 0 | 117.439 | 125.9752 | 115.9096 | 86.9835 | 58.6193 | -34.6092 | -0.65268 | 0 | 0 | 0 | 0
0.541666666666667594September | Resource 1 | Sublap 1 | 13:00 | 5 | 94 | September | 18000 | 0 | 0 | 0 | 0 | 0 | 0 | 0 | 0 | 0 | 0 | 0 | 0 | 0 | 6.9082 | 7.4103 | 6.8182 | 5.1167 | 3.4482 | -2.0358 | -0.038393 | 0 | 0 | 0 | 0 | 0 | 0 | 0 | 0 | 0 | 0 | 0 | 0 | 0 | 0 | 0 | 0 | 0 | 124.3472 | 133.3855 | 122.7279 | 92.1002 | 62.0674 | -36.645 | -0.69107 | 0 | 0 | 0 | 0
0.541666666666667594October | Resource 1 | Sublap 1 | 13:00 | 5 | 94 | October | 19000 | 0 | 0 | 0 | 0 | 0 | 0 | 0 | 0 | 0 | 0 | 0 | 0 | 0 | 6.9082 | 7.4103 | 6.8182 | 5.1167 | 3.4482 | -2.0358 | -0.038393 | 0 | 0 | 0 | 0 | 0 | 0 | 0 | 0 | 0 | 0 | 0 | 0 | 0 | 0 | 0 | 0 | 0 | 131.2554 | 140.7958 | 129.5461 | 97.2169 | 65.5156 | -38.6808 | -0.72946 | 0 | 0 | 0 | 0
0.541666666666667594November | Resource 1 | Sublap 1 | 13:00 | 5 | 94 | November | 20000 | 0 | 0 | 0 | 0 | 0 | 0 | 0 | 0 | 0 | 0 | 0 | 0 | 0 | 6.9082 | 7.4103 | 6.8182 | 5.1167 | 3.4482 | -2.0358 | -0.038393 | 0 | 0 | 0 | 0 | 0 | 0 | 0 | 0 | 0 | 0 | 0 | 0 | 0 | 0 | 0 | 0 | 0 | 138.1635 | 148.2061 | 136.3643 | 102.3336 | 68.9638 | -40.7167 | -0.76786 | 0 | 0 | 0 | 0
0.541666666666667594December | Resource 1 | Sublap 1 | 13:00 | 5 | 94 | December | 21000 | 0 | 0 | 0 | 0 | 0 | 0 | 0 | 0 | 0 | 0 | 0 | 0 | 0 | 6.9082 | 7.4103 | 6.8182 | 5.1167 | 3.4482 | -2.0358 | -0.038393 | 0 | 0 | 0 | 0 | 0 | 0 | 0 | 0 | 0 | 0 | 0 | 0 | 0 | 0 | 0 | 0 | 0 | 145.0717 | 155.6164 | 143.1825 | 107.4502 | 72.412 | -42.7525 | -0.80625 | 0 | 0 | 0 | 0
0.541666666666667595January | Resource 1 | Sublap 1 | 13:00 | 5 | 95 | January | 10000 | 0 | 0 | 0 | 0 | 0 | 0 | 0 | 0 | 0 | 0 | 0 | 0 | 0 | 9.1233 | 10.1512 | 10.3851 | 8.2062 | 6.0434 | -2.661 | -0.050135 | 0 | 0 | 0 | 0 | 0 | 0 | 0 | 0 | 0 | 0 | 0 | 0 | 0 | 0 | 0 | 0 | 0 | 91.2331 | 101.512 | 103.8512 | 82.062 | 60.4336 | -26.6098 | -0.50135 | 0 | 0 | 0 | 0
0.541666666666667595February | Resource 1 | Sublap 1 | 13:00 | 5 | 95 | February | 11000 | 0 | 0 | 0 | 0 | 0 | 0 | 0 | 0 | 0 | 0 | 0 | 0 | 0 | 9.1233 | 10.1512 | 10.3851 | 8.2062 | 6.0434 | -2.661 | -0.050135 | 0 | 0 | 0 | 0 | 0 | 0 | 0 | 0 | 0 | 0 | 0 | 0 | 0 | 0 | 0 | 0 | 0 | 100.3564 | 111.6632 | 114.2363 | 90.2682 | 66.477 | -29.2708 | -0.55149 | 0 | 0 | 0 | 0
0.541666666666667595March | Resource 1 | Sublap 1 | 13:00 | 5 | 95 | March | 12000 | 0 | 0 | 0 | 0 | 0 | 0 | 0 | 0 | 0 | 0 | 0 | 0 | 0 | 9.1233 | 10.1512 | 10.3851 | 8.2062 | 6.0434 | -2.661 | -0.050135 | 0 | 0 | 0 | 0 | 0 | 0 | 0 | 0 | 0 | 0 | 0 | 0 | 0 | 0 | 0 | 0 | 0 | 109.4797 | 121.8143 | 124.6214 | 98.4744 | 72.5203 | -31.9318 | -0.60162 | 0 | 0 | 0 | 0
0.541666666666667595April | Resource 1 | Sublap 1 | 13:00 | 5 | 95 | April | 13000 | 0 | 0 | 0 | 0 | 0 | 0 | 0 | 0 | 0 | 0 | 0 | 0 | 0 | 9.1233 | 10.1512 | 10.3851 | 8.2062 | 6.0434 | -2.661 | -0.050135 | 0 | 0 | 0 | 0 | 0 | 0 | 0 | 0 | 0 | 0 | 0 | 0 | 0 | 0 | 0 | 0 | 0 | 118.603 | 131.9655 | 135.0065 | 106.6806 | 78.5637 | -34.5927 | -0.65176 | 0 | 0 | 0 | 0
0.541666666666667595May | Resource 1 | Sublap 1 | 13:00 | 5 | 95 | May | 14000 | 0 | 0 | 0 | 0 | 0 | 0 | 0 | 0 | 0 | 0 | 0 | 0 | 0 | 9.1233 | 10.1512 | 10.3851 | 8.2062 | 6.0434 | -2.661 | -0.050135 | 0 | 0 | 0 | 0 | 0 | 0 | 0 | 0 | 0 | 0 | 0 | 0 | 0 | 0 | 0 | 0 | 0 | 127.7263 | 142.1167 | 145.3916 | 114.8868 | 84.6071 | -37.2537 | -0.70189 | 0 | 0 | 0 | 0
0.541666666666667595June | Resource 1 | Sublap 1 | 13:00 | 5 | 95 | June | 15000 | 0 | 0 | 0 | 0 | 0 | 0 | 0 | 0 | 0 | 0 | 0 | 0 | 0 | 9.1233 | 10.1512 | 10.3851 | 8.2062 | 6.0434 | -2.661 | -0.050135 | 0 | 0 | 0 | 0 | 0 | 0 | 0 | 0 | 0 | 0 | 0 | 0 | 0 | 0 | 0 | 0 | 0 | 136.8497 | 152.2679 | 155.7768 | 123.093 | 90.6504 | -39.9147 | -0.75203 | 0 | 0 | 0 | 0
0.541666666666667595July | Resource 1 | Sublap 1 | 13:00 | 5 | 95 | July | 16000 | 0 | 0 | 0 | 0 | 0 | 0 | 0 | 0 | 0 | 0 | 0 | 0 | 0 | 9.1233 | 10.1512 | 10.3851 | 8.2062 | 6.0434 | -2.661 | -0.050135 | 0 | 0 | 0 | 0 | 0 | 0 | 0 | 0 | 0 | 0 | 0 | 0 | 0 | 0 | 0 | 0 | 0 | 145.973 | 162.4191 | 166.1619 | 131.2992 | 96.6938 | -42.5757 | -0.80216 | 0 | 0 | 0 | 0
0.541666666666667595August | Resource 1 | Sublap 1 | 13:00 | 5 | 95 | August | 17000 | 0 | 0 | 0 | 0 | 0 | 0 | 0 | 0 | 0 | 0 | 0 | 0 | 0 | 9.1233 | 10.1512 | 10.3851 | 8.2062 | 6.0434 | -2.661 | -0.050135 | 0 | 0 | 0 | 0 | 0 | 0 | 0 | 0 | 0 | 0 | 0 | 0 | 0 | 0 | 0 | 0 | 0 | 155.0963 | 172.5703 | 176.547 | 139.5054 | 102.7371 | -45.2366 | -0.8523 | 0 | 0 | 0 | 0
0.541666666666667595September | Resource 1 | Sublap 1 | 13:00 | 5 | 95 | September | 18000 | 0 | 0 | 0 | 0 | 0 | 0 | 0 | 0 | 0 | 0 | 0 | 0 | 0 | 9.1233 | 10.1512 | 10.3851 | 8.2062 | 6.0434 | -2.661 | -0.050135 | 0 | 0 | 0 | 0 | 0 | 0 | 0 | 0 | 0 | 0 | 0 | 0 | 0 | 0 | 0 | 0 | 0 | 164.2196 | 182.7215 | 186.9321 | 147.7116 | 108.7805 | -47.8976 | -0.90243 | 0 | 0 | 0 | 0
0.541666666666667595October | Resource 1 | Sublap 1 | 13:00 | 5 | 95 | October | 19000 | 0 | 0 | 0 | 0 | 0 | 0 | 0 | 0 | 0 | 0 | 0 | 0 | 0 | 9.1233 | 10.1512 | 10.3851 | 8.2062 | 6.0434 | -2.661 | -0.050135 | 0 | 0 | 0 | 0 | 0 | 0 | 0 | 0 | 0 | 0 | 0 | 0 | 0 | 0 | 0 | 0 | 0 | 173.3429 | 192.8727 | 197.3172 | 155.9178 | 114.8239 | -50.5586 | -0.95257 | 0 | 0 | 0 | 0
0.541666666666667595November | Resource 1 | Sublap 1 | 13:00 | 5 | 95 | November | 20000 | 0 | 0 | 0 | 0 | 0 | 0 | 0 | 0 | 0 | 0 | 0 | 0 | 0 | 9.1233 | 10.1512 | 10.3851 | 8.2062 | 6.0434 | -2.661 | -0.050135 | 0 | 0 | 0 | 0 | 0 | 0 | 0 | 0 | 0 | 0 | 0 | 0 | 0 | 0 | 0 | 0 | 0 | 182.4662 | 203.0239 | 207.7024 | 164.124 | 120.8672 | -53.2196 | -1.0027 | 0 | 0 | 0 | 0
0.541666666666667595December | Resource 1 | Sublap 1 | 13:00 | 5 | 95 | December | 21000 | 0 | 0 | 0 | 0 | 0 | 0 | 0 | 0 | 0 | 0 | 0 | 0 | 0 | 9.1233 | 10.1512 | 10.3851 | 8.2062 | 6.0434 | -2.661 | -0.050135 | 0 | 0 | 0 | 0 | 0 | 0 | 0 | 0 | 0 | 0 | 0 | 0 | 0 | 0 | 0 | 0 | 0 | 191.5895 | 213.1751 | 218.0875 | 172.3302 | 126.9106 | -55.8806 | -1.0528 | 0 | 0 | 0 | 0
0.541666666666667596January | Resource 1 | Sublap 1 | 13:00 | 5 | 96 | January | 10000 | 0 | 0 | 0 | 0 | 0 | 0 | 0 | 0 | 0 | 0 | 0 | 0 | 0 | 8.1226 | 9.0323 | 9.2638 | 7.2828 | 5.6287 | -2.3686 | -0.044643 | 0 | 0 | 0 | 0 | 0 | 0 | 0 | 0 | 0 | 0 | 0 | 0 | 0 | 0 | 0 | 0 | 0 | 81.226 | 90.3231 | 92.6381 | 72.8283 | 56.2869 | -23.6857 | -0.44643 | 0 | 0 | 0 | 0
0.541666666666667596February | Resource 1 | Sublap 1 | 13:00 | 5 | 96 | February | 11000 | 0 | 0 | 0 | 0 | 0 | 0 | 0 | 0 | 0 | 0 | 0 | 0 | 0 | 8.1226 | 9.0323 | 9.2638 | 7.2828 | 5.6287 | -2.3686 | -0.044643 | 0 | 0 | 0 | 0 | 0 | 0 | 0 | 0 | 0 | 0 | 0 | 0 | 0 | 0 | 0 | 0 | 0 | 89.3486 | 99.3554 | 101.902 | 80.1112 | 61.9156 | -26.0543 | -0.49107 | 0 | 0 | 0 | 0
0.541666666666667596March | Resource 1 | Sublap 1 | 13:00 | 5 | 96 | March | 12000 | 0 | 0 | 0 | 0 | 0 | 0 | 0 | 0 | 0 | 0 | 0 | 0 | 0 | 8.1226 | 9.0323 | 9.2638 | 7.2828 | 5.6287 | -2.3686 | -0.044643 | 0 | 0 | 0 | 0 | 0 | 0 | 0 | 0 | 0 | 0 | 0 | 0 | 0 | 0 | 0 | 0 | 0 | 97.4712 | 108.3877 | 111.1658 | 87.394 | 67.5443 | -28.4228 | -0.53571 | 0 | 0 | 0 | 0
0.541666666666667596April | Resource 1 | Sublap 1 | 13:00 | 5 | 96 | April | 13000 | 0 | 0 | 0 | 0 | 0 | 0 | 0 | 0 | 0 | 0 | 0 | 0 | 0 | 8.1226 | 9.0323 | 9.2638 | 7.2828 | 5.6287 | -2.3686 | -0.044643 | 0 | 0 | 0 | 0 | 0 | 0 | 0 | 0 | 0 | 0 | 0 | 0 | 0 | 0 | 0 | 0 | 0 | 105.5938 | 117.42 | 120.4296 | 94.6768 | 73.173 | -30.7914 | -0.58035 | 0 | 0 | 0 | 0
0.541666666666667596May | Resource 1 | Sublap 1 | 13:00 | 5 | 96 | May | 14000 | 0 | 0 | 0 | 0 | 0 | 0 | 0 | 0 | 0 | 0 | 0 | 0 | 0 | 8.1226 | 9.0323 | 9.2638 | 7.2828 | 5.6287 | -2.3686 | -0.044643 | 0 | 0 | 0 | 0 | 0 | 0 | 0 | 0 | 0 | 0 | 0 | 0 | 0 | 0 | 0 | 0 | 0 | 113.7165 | 126.4524 | 129.6934 | 101.9597 | 78.8017 | -33.16 | -0.625 | 0 | 0 | 0 | 0
0.541666666666667596June | Resource 1 | Sublap 1 | 13:00 | 5 | 96 | June | 15000 | 0 | 0 | 0 | 0 | 0 | 0 | 0 | 0 | 0 | 0 | 0 | 0 | 0 | 8.1226 | 9.0323 | 9.2638 | 7.2828 | 5.6287 | -2.3686 | -0.044643 | 0 | 0 | 0 | 0 | 0 | 0 | 0 | 0 | 0 | 0 | 0 | 0 | 0 | 0 | 0 | 0 | 0 | 121.8391 | 135.4847 | 138.9572 | 109.2425 | 84.4304 | -35.5285 | -0.66964 | 0 | 0 | 0 | 0
0.541666666666667596July | Resource 1 | Sublap 1 | 13:00 | 5 | 96 | July | 16000 | 0 | 0 | 0 | 0 | 0 | 0 | 0 | 0 | 0 | 0 | 0 | 0 | 0 | 8.1226 | 9.0323 | 9.2638 | 7.2828 | 5.6287 | -2.3686 | -0.044643 | 0 | 0 | 0 | 0 | 0 | 0 | 0 | 0 | 0 | 0 | 0 | 0 | 0 | 0 | 0 | 0 | 0 | 129.9617 | 144.517 | 148.221 | 116.5253 | 90.0591 | -37.8971 | -0.71428 | 0 | 0 | 0 | 0
0.541666666666667596August | Resource 1 | Sublap 1 | 13:00 | 5 | 96 | August | 17000 | 0 | 0 | 0 | 0 | 0 | 0 | 0 | 0 | 0 | 0 | 0 | 0 | 0 | 8.1226 | 9.0323 | 9.2638 | 7.2828 | 5.6287 | -2.3686 | -0.044643 | 0 | 0 | 0 | 0 | 0 | 0 | 0 | 0 | 0 | 0 | 0 | 0 | 0 | 0 | 0 | 0 | 0 | 138.0843 | 153.5493 | 157.4849 | 123.8082 | 95.6878 | -40.2657 | -0.75893 | 0 | 0 | 0 | 0
0.541666666666667596September | Resource 1 | Sublap 1 | 13:00 | 5 | 96 | September | 18000 | 0 | 0 | 0 | 0 | 0 | 0 | 0 | 0 | 0 | 0 | 0 | 0 | 0 | 8.1226 | 9.0323 | 9.2638 | 7.2828 | 5.6287 | -2.3686 | -0.044643 | 0 | 0 | 0 | 0 | 0 | 0 | 0 | 0 | 0 | 0 | 0 | 0 | 0 | 0 | 0 | 0 | 0 | 146.2069 | 162.5816 | 166.7487 | 131.091 | 101.3165 | -42.6343 | -0.80357 | 0 | 0 | 0 | 0
0.541666666666667596October | Resource 1 | Sublap 1 | 13:00 | 5 | 96 | October | 19000 | 0 | 0 | 0 | 0 | 0 | 0 | 0 | 0 | 0 | 0 | 0 | 0 | 0 | 8.1226 | 9.0323 | 9.2638 | 7.2828 | 5.6287 | -2.3686 | -0.044643 | 0 | 0 | 0 | 0 | 0 | 0 | 0 | 0 | 0 | 0 | 0 | 0 | 0 | 0 | 0 | 0 | 0 | 154.3295 | 171.6139 | 176.0125 | 138.3738 | 106.9452 | -45.0028 | -0.84821 | 0 | 0 | 0 | 0
0.541666666666667596November | Resource 1 | Sublap 1 | 13:00 | 5 | 96 | November | 20000 | 0 | 0 | 0 | 0 | 0 | 0 | 0 | 0 | 0 | 0 | 0 | 0 | 0 | 8.1226 | 9.0323 | 9.2638 | 7.2828 | 5.6287 | -2.3686 | -0.044643 | 0 | 0 | 0 | 0 | 0 | 0 | 0 | 0 | 0 | 0 | 0 | 0 | 0 | 0 | 0 | 0 | 0 | 162.4521 | 180.6462 | 185.2763 | 145.6567 | 112.5739 | -47.3714 | -0.89285 | 0 | 0 | 0 | 0
0.541666666666667596December | Resource 1 | Sublap 1 | 13:00 | 5 | 96 | December | 21000 | 0 | 0 | 0 | 0 | 0 | 0 | 0 | 0 | 0 | 0 | 0 | 0 | 0 | 8.1226 | 9.0323 | 9.2638 | 7.2828 | 5.6287 | -2.3686 | -0.044643 | 0 | 0 | 0 | 0 | 0 | 0 | 0 | 0 | 0 | 0 | 0 | 0 | 0 | 0 | 0 | 0 | 0 | 170.5747 | 189.6785 | 194.5401 | 152.9395 | 118.2026 | -49.74 | -0.9375 | 0 | 0 | 0 | 0
0.541666666666667597January | Resource 1 | Sublap 1 | 13:00 | 5 | 97 | January | 10000 | 0 | 0 | 0 | 0 | 0 | 0 | 0 | 0 | 0 | 0 | 0 | 0 | 0 | 7.5618 | 8.4167 | 8.4433 | 6.477 | 4.1206 | -2.1992 | -0.041462 | 0 | 0 | 0 | 0 | 0 | 0 | 0 | 0 | 0 | 0 | 0 | 0 | 0 | 0 | 0 | 0 | 0 | 75.6176 | 84.1674 | 84.4333 | 64.7699 | 41.2056 | -21.9923 | -0.41462 | 0 | 0 | 0 | 0
0.541666666666667597February | Resource 1 | Sublap 1 | 13:00 | 5 | 97 | February | 11000 | 0 | 0 | 0 | 0 | 0 | 0 | 0 | 0 | 0 | 0 | 0 | 0 | 0 | 7.5618 | 8.4167 | 8.4433 | 6.477 | 4.1206 | -2.1992 | -0.041462 | 0 | 0 | 0 | 0 | 0 | 0 | 0 | 0 | 0 | 0 | 0 | 0 | 0 | 0 | 0 | 0 | 0 | 83.1794 | 92.5842 | 92.8766 | 71.2469 | 45.3261 | -24.1915 | -0.45608 | 0 | 0 | 0 | 0
0.541666666666667597March | Resource 1 | Sublap 1 | 13:00 | 5 | 97 | March | 12000 | 0 | 0 | 0 | 0 | 0 | 0 | 0 | 0 | 0 | 0 | 0 | 0 | 0 | 7.5618 | 8.4167 | 8.4433 | 6.477 | 4.1206 | -2.1992 | -0.041462 | 0 | 0 | 0 | 0 | 0 | 0 | 0 | 0 | 0 | 0 | 0 | 0 | 0 | 0 | 0 | 0 | 0 | 90.7411 | 101.0009 | 101.3199 | 77.7239 | 49.4467 | -26.3908 | -0.49754 | 0 | 0 | 0 | 0
0.541666666666667597April | Resource 1 | Sublap 1 | 13:00 | 5 | 97 | April | 13000 | 0 | 0 | 0 | 0 | 0 | 0 | 0 | 0 | 0 | 0 | 0 | 0 | 0 | 7.5618 | 8.4167 | 8.4433 | 6.477 | 4.1206 | -2.1992 | -0.041462 | 0 | 0 | 0 | 0 | 0 | 0 | 0 | 0 | 0 | 0 | 0 | 0 | 0 | 0 | 0 | 0 | 0 | 98.3029 | 109.4177 | 109.7632 | 84.2009 | 53.5673 | -28.59 | -0.53901 | 0 | 0 | 0 | 0
0.541666666666667597May | Resource 1 | Sublap 1 | 13:00 | 5 | 97 | May | 14000 | 0 | 0 | 0 | 0 | 0 | 0 | 0 | 0 | 0 | 0 | 0 | 0 | 0 | 7.5618 | 8.4167 | 8.4433 | 6.477 | 4.1206 | -2.1992 | -0.041462 | 0 | 0 | 0 | 0 | 0 | 0 | 0 | 0 | 0 | 0 | 0 | 0 | 0 | 0 | 0 | 0 | 0 | 105.8646 | 117.8344 | 118.2066 | 90.6779 | 57.6878 | -30.7892 | -0.58047 | 0 | 0 | 0 | 0
0.541666666666667597June | Resource 1 | Sublap 1 | 13:00 | 5 | 97 | June | 15000 | 0 | 0 | 0 | 0 | 0 | 0 | 0 | 0 | 0 | 0 | 0 | 0 | 0 | 7.5618 | 8.4167 | 8.4433 | 6.477 | 4.1206 | -2.1992 | -0.041462 | 0 | 0 | 0 | 0 | 0 | 0 | 0 | 0 | 0 | 0 | 0 | 0 | 0 | 0 | 0 | 0 | 0 | 113.4264 | 126.2512 | 126.6499 | 97.1549 | 61.8084 | -32.9885 | -0.62193 | 0 | 0 | 0 | 0
0.541666666666667597July | Resource 1 | Sublap 1 | 13:00 | 5 | 97 | July | 16000 | 0 | 0 | 0 | 0 | 0 | 0 | 0 | 0 | 0 | 0 | 0 | 0 | 0 | 7.5618 | 8.4167 | 8.4433 | 6.477 | 4.1206 | -2.1992 | -0.041462 | 0 | 0 | 0 | 0 | 0 | 0 | 0 | 0 | 0 | 0 | 0 | 0 | 0 | 0 | 0 | 0 | 0 | 120.9882 | 134.6679 | 135.0932 | 103.6319 | 65.9289 | -35.1877 | -0.66339 | 0 | 0 | 0 | 0
0.541666666666667597August | Resource 1 | Sublap 1 | 13:00 | 5 | 97 | August | 17000 | 0 | 0 | 0 | 0 | 0 | 0 | 0 | 0 | 0 | 0 | 0 | 0 | 0 | 7.5618 | 8.4167 | 8.4433 | 6.477 | 4.1206 | -2.1992 | -0.041462 | 0 | 0 | 0 | 0 | 0 | 0 | 0 | 0 | 0 | 0 | 0 | 0 | 0 | 0 | 0 | 0 | 0 | 128.5499 | 143.0846 | 143.5365 | 110.1089 | 70.0495 | -37.3869 | -0.70485 | 0 | 0 | 0 | 0
0.541666666666667597September | Resource 1 | Sublap 1 | 13:00 | 5 | 97 | September | 18000 | 0 | 0 | 0 | 0 | 0 | 0 | 0 | 0 | 0 | 0 | 0 | 0 | 0 | 7.5618 | 8.4167 | 8.4433 | 6.477 | 4.1206 | -2.1992 | -0.041462 | 0 | 0 | 0 | 0 | 0 | 0 | 0 | 0 | 0 | 0 | 0 | 0 | 0 | 0 | 0 | 0 | 0 | 136.1117 | 151.5014 | 151.9799 | 116.5859 | 74.17 | -39.5861 | -0.74632 | 0 | 0 | 0 | 0
0.541666666666667597October | Resource 1 | Sublap 1 | 13:00 | 5 | 97 | October | 19000 | 0 | 0 | 0 | 0 | 0 | 0 | 0 | 0 | 0 | 0 | 0 | 0 | 0 | 7.5618 | 8.4167 | 8.4433 | 6.477 | 4.1206 | -2.1992 | -0.041462 | 0 | 0 | 0 | 0 | 0 | 0 | 0 | 0 | 0 | 0 | 0 | 0 | 0 | 0 | 0 | 0 | 0 | 143.6734 | 159.9181 | 160.4232 | 123.0629 | 78.2906 | -41.7854 | -0.78778 | 0 | 0 | 0 | 0
0.541666666666667597November | Resource 1 | Sublap 1 | 13:00 | 5 | 97 | November | 20000 | 0 | 0 | 0 | 0 | 0 | 0 | 0 | 0 | 0 | 0 | 0 | 0 | 0 | 7.5618 | 8.4167 | 8.4433 | 6.477 | 4.1206 | -2.1992 | -0.041462 | 0 | 0 | 0 | 0 | 0 | 0 | 0 | 0 | 0 | 0 | 0 | 0 | 0 | 0 | 0 | 0 | 0 | 151.2352 | 168.3349 | 168.8665 | 129.5399 | 82.4112 | -43.9846 | -0.82924 | 0 | 0 | 0 | 0
0.541666666666667597December | Resource 1 | Sublap 1 | 13:00 | 5 | 97 | December | 21000 | 0 | 0 | 0 | 0 | 0 | 0 | 0 | 0 | 0 | 0 | 0 | 0 | 0 | 7.5618 | 8.4167 | 8.4433 | 6.477 | 4.1206 | -2.1992 | -0.041462 | 0 | 0 | 0 | 0 | 0 | 0 | 0 | 0 | 0 | 0 | 0 | 0 | 0 | 0 | 0 | 0 | 0 | 158.797 | 176.7516 | 177.3098 | 136.0169 | 86.5317 | -46.1838 | -0.8707 | 0 | 0 | 0 | 0
0.541666666666667598January | Resource 1 | Sublap 1 | 13:00 | 5 | 98 | January | 10000 | 0 | 0 | 0 | 0 | 0 | 0 | 0 | 0 | 0 | 0 | 0 | 0 | 0 | 8.6495 | 9.6128 | 10.2361 | 8.1064 | 5.7124 | -2.5147 | -0.047388 | 0 | 0 | 0 | 0 | 0 | 0 | 0 | 0 | 0 | 0 | 0 | 0 | 0 | 0 | 0 | 0 | 0 | 86.4949 | 96.1276 | 102.3612 | 81.0644 | 57.1239 | -25.1473 | -0.47388 | 0 | 0 | 0 | 0
0.541666666666667598February | Resource 1 | Sublap 1 | 13:00 | 5 | 98 | February | 11000 | 0 | 0 | 0 | 0 | 0 | 0 | 0 | 0 | 0 | 0 | 0 | 0 | 0 | 8.6495 | 9.6128 | 10.2361 | 8.1064 | 5.7124 | -2.5147 | -0.047388 | 0 | 0 | 0 | 0 | 0 | 0 | 0 | 0 | 0 | 0 | 0 | 0 | 0 | 0 | 0 | 0 | 0 | 95.1444 | 105.7403 | 112.5973 | 89.1708 | 62.8362 | -27.6621 | -0.52127 | 0 | 0 | 0 | 0
0.541666666666667598March | Resource 1 | Sublap 1 | 13:00 | 5 | 98 | March | 12000 | 0 | 0 | 0 | 0 | 0 | 0 | 0 | 0 | 0 | 0 | 0 | 0 | 0 | 8.6495 | 9.6128 | 10.2361 | 8.1064 | 5.7124 | -2.5147 | -0.047388 | 0 | 0 | 0 | 0 | 0 | 0 | 0 | 0 | 0 | 0 | 0 | 0 | 0 | 0 | 0 | 0 | 0 | 103.7939 | 115.3531 | 122.8334 | 97.2772 | 68.5486 | -30.1768 | -0.56866 | 0 | 0 | 0 | 0
0.541666666666667598April | Resource 1 | Sublap 1 | 13:00 | 5 | 98 | April | 13000 | 0 | 0 | 0 | 0 | 0 | 0 | 0 | 0 | 0 | 0 | 0 | 0 | 0 | 8.6495 | 9.6128 | 10.2361 | 8.1064 | 5.7124 | -2.5147 | -0.047388 | 0 | 0 | 0 | 0 | 0 | 0 | 0 | 0 | 0 | 0 | 0 | 0 | 0 | 0 | 0 | 0 | 0 | 112.4434 | 124.9658 | 133.0695 | 105.3837 | 74.261 | -32.6915 | -0.61605 | 0 | 0 | 0 | 0
0.541666666666667598May | Resource 1 | Sublap 1 | 13:00 | 5 | 98 | May | 14000 | 0 | 0 | 0 | 0 | 0 | 0 | 0 | 0 | 0 | 0 | 0 | 0 | 0 | 8.6495 | 9.6128 | 10.2361 | 8.1064 | 5.7124 | -2.5147 | -0.047388 | 0 | 0 | 0 | 0 | 0 | 0 | 0 | 0 | 0 | 0 | 0 | 0 | 0 | 0 | 0 | 0 | 0 | 121.0929 | 134.5786 | 143.3056 | 113.4901 | 79.9734 | -35.2063 | -0.66343 | 0 | 0 | 0 | 0
0.541666666666667598June | Resource 1 | Sublap 1 | 13:00 | 5 | 98 | June | 15000 | 0 | 0 | 0 | 0 | 0 | 0 | 0 | 0 | 0 | 0 | 0 | 0 | 0 | 8.6495 | 9.6128 | 10.2361 | 8.1064 | 5.7124 | -2.5147 | -0.047388 | 0 | 0 | 0 | 0 | 0 | 0 | 0 | 0 | 0 | 0 | 0 | 0 | 0 | 0 | 0 | 0 | 0 | 129.7424 | 144.1913 | 153.5417 | 121.5966 | 85.6858 | -37.721 | -0.71082 | 0 | 0 | 0 | 0
0.541666666666667598July | Resource 1 | Sublap 1 | 13:00 | 5 | 98 | July | 16000 | 0 | 0 | 0 | 0 | 0 | 0 | 0 | 0 | 0 | 0 | 0 | 0 | 0 | 8.6495 | 9.6128 | 10.2361 | 8.1064 | 5.7124 | -2.5147 | -0.047388 | 0 | 0 | 0 | 0 | 0 | 0 | 0 | 0 | 0 | 0 | 0 | 0 | 0 | 0 | 0 | 0 | 0 | 138.3919 | 153.8041 | 163.7778 | 129.703 | 91.3982 | -40.2357 | -0.75821 | 0 | 0 | 0 | 0
0.541666666666667598August | Resource 1 | Sublap 1 | 13:00 | 5 | 98 | August | 17000 | 0 | 0 | 0 | 0 | 0 | 0 | 0 | 0 | 0 | 0 | 0 | 0 | 0 | 8.6495 | 9.6128 | 10.2361 | 8.1064 | 5.7124 | -2.5147 | -0.047388 | 0 | 0 | 0 | 0 | 0 | 0 | 0 | 0 | 0 | 0 | 0 | 0 | 0 | 0 | 0 | 0 | 0 | 147.0414 | 163.4168 | 174.014 | 137.8094 | 97.1106 | -42.7505 | -0.8056 | 0 | 0 | 0 | 0
0.541666666666667598September | Resource 1 | Sublap 1 | 13:00 | 5 | 98 | September | 18000 | 0 | 0 | 0 | 0 | 0 | 0 | 0 | 0 | 0 | 0 | 0 | 0 | 0 | 8.6495 | 9.6128 | 10.2361 | 8.1064 | 5.7124 | -2.5147 | -0.047388 | 0 | 0 | 0 | 0 | 0 | 0 | 0 | 0 | 0 | 0 | 0 | 0 | 0 | 0 | 0 | 0 | 0 | 155.6909 | 173.0296 | 184.2501 | 145.9159 | 102.8229 | -45.2652 | -0.85299 | 0 | 0 | 0 | 0
0.541666666666667598October | Resource 1 | Sublap 1 | 13:00 | 5 | 98 | October | 19000 | 0 | 0 | 0 | 0 | 0 | 0 | 0 | 0 | 0 | 0 | 0 | 0 | 0 | 8.6495 | 9.6128 | 10.2361 | 8.1064 | 5.7124 | -2.5147 | -0.047388 | 0 | 0 | 0 | 0 | 0 | 0 | 0 | 0 | 0 | 0 | 0 | 0 | 0 | 0 | 0 | 0 | 0 | 164.3404 | 182.6423 | 194.4862 | 154.0223 | 108.5353 | -47.7799 | -0.90037 | 0 | 0 | 0 | 0
0.541666666666667598November | Resource 1 | Sublap 1 | 13:00 | 5 | 98 | November | 20000 | 0 | 0 | 0 | 0 | 0 | 0 | 0 | 0 | 0 | 0 | 0 | 0 | 0 | 8.6495 | 9.6128 | 10.2361 | 8.1064 | 5.7124 | -2.5147 | -0.047388 | 0 | 0 | 0 | 0 | 0 | 0 | 0 | 0 | 0 | 0 | 0 | 0 | 0 | 0 | 0 | 0 | 0 | 172.9899 | 192.2551 | 204.7223 | 162.1287 | 114.2477 | -50.2947 | -0.94776 | 0 | 0 | 0 | 0
0.541666666666667598December | Resource 1 | Sublap 1 | 13:00 | 5 | 98 | December | 21000 | 0 | 0 | 0 | 0 | 0 | 0 | 0 | 0 | 0 | 0 | 0 | 0 | 0 | 8.6495 | 9.6128 | 10.2361 | 8.1064 | 5.7124 | -2.5147 | -0.047388 | 0 | 0 | 0 | 0 | 0 | 0 | 0 | 0 | 0 | 0 | 0 | 0 | 0 | 0 | 0 | 0 | 0 | 181.6394 | 201.8679 | 214.9584 | 170.2352 | 119.9601 | -52.8094 | -0.99515 | 0 | 0 | 0 | 0
0.541666666666667599January | Resource 1 | Sublap 1 | 13:00 | 5 | 99 | January | 10000 | 0 | 0 | 0 | 0 | 0 | 0 | 0 | 0 | 0 | 0 | 0 | 0 | 0 | 8.5709 | 9.5161 | 10.0014 | 7.8086 | 5.475 | -2.4872 | -0.046871 | 0 | 0 | 0 | 0 | 0 | 0 | 0 | 0 | 0 | 0 | 0 | 0 | 0 | 0 | 0 | 0 | 0 | 85.7085 | 95.1606 | 100.0143 | 78.0859 | 54.7499 | -24.8721 | -0.46871 | 0 | 0 | 0 | 0
0.541666666666667599February | Resource 1 | Sublap 1 | 13:00 | 5 | 99 | February | 11000 | 0 | 0 | 0 | 0 | 0 | 0 | 0 | 0 | 0 | 0 | 0 | 0 | 0 | 8.5709 | 9.5161 | 10.0014 | 7.8086 | 5.475 | -2.4872 | -0.046871 | 0 | 0 | 0 | 0 | 0 | 0 | 0 | 0 | 0 | 0 | 0 | 0 | 0 | 0 | 0 | 0 | 0 | 94.2793 | 104.6767 | 110.0157 | 85.8945 | 60.2248 | -27.3593 | -0.51558 | 0 | 0 | 0 | 0
0.541666666666667599March | Resource 1 | Sublap 1 | 13:00 | 5 | 99 | March | 12000 | 0 | 0 | 0 | 0 | 0 | 0 | 0 | 0 | 0 | 0 | 0 | 0 | 0 | 8.5709 | 9.5161 | 10.0014 | 7.8086 | 5.475 | -2.4872 | -0.046871 | 0 | 0 | 0 | 0 | 0 | 0 | 0 | 0 | 0 | 0 | 0 | 0 | 0 | 0 | 0 | 0 | 0 | 102.8502 | 114.1927 | 120.0172 | 93.7031 | 65.6998 | -29.8466 | -0.56245 | 0 | 0 | 0 | 0
0.541666666666667599April | Resource 1 | Sublap 1 | 13:00 | 5 | 99 | April | 13000 | 0 | 0 | 0 | 0 | 0 | 0 | 0 | 0 | 0 | 0 | 0 | 0 | 0 | 8.5709 | 9.5161 | 10.0014 | 7.8086 | 5.475 | -2.4872 | -0.046871 | 0 | 0 | 0 | 0 | 0 | 0 | 0 | 0 | 0 | 0 | 0 | 0 | 0 | 0 | 0 | 0 | 0 | 111.4211 | 123.7088 | 130.0186 | 101.5117 | 71.1748 | -32.3338 | -0.60932 | 0 | 0 | 0 | 0
0.541666666666667599May | Resource 1 | Sublap 1 | 13:00 | 5 | 99 | May | 14000 | 0 | 0 | 0 | 0 | 0 | 0 | 0 | 0 | 0 | 0 | 0 | 0 | 0 | 8.5709 | 9.5161 | 10.0014 | 7.8086 | 5.475 | -2.4872 | -0.046871 | 0 | 0 | 0 | 0 | 0 | 0 | 0 | 0 | 0 | 0 | 0 | 0 | 0 | 0 | 0 | 0 | 0 | 119.9919 | 133.2248 | 140.02 | 109.3203 | 76.6498 | -34.821 | -0.6562 | 0 | 0 | 0 | 0
0.541666666666667599June | Resource 1 | Sublap 1 | 13:00 | 5 | 99 | June | 15000 | 0 | 0 | 0 | 0 | 0 | 0 | 0 | 0 | 0 | 0 | 0 | 0 | 0 | 8.5709 | 9.5161 | 10.0014 | 7.8086 | 5.475 | -2.4872 | -0.046871 | 0 | 0 | 0 | 0 | 0 | 0 | 0 | 0 | 0 | 0 | 0 | 0 | 0 | 0 | 0 | 0 | 0 | 128.5627 | 142.7409 | 150.0215 | 117.1289 | 82.1248 | -37.3082 | -0.70307 | 0 | 0 | 0 | 0
0.541666666666667599July | Resource 1 | Sublap 1 | 13:00 | 5 | 99 | July | 16000 | 0 | 0 | 0 | 0 | 0 | 0 | 0 | 0 | 0 | 0 | 0 | 0 | 0 | 8.5709 | 9.5161 | 10.0014 | 7.8086 | 5.475 | -2.4872 | -0.046871 | 0 | 0 | 0 | 0 | 0 | 0 | 0 | 0 | 0 | 0 | 0 | 0 | 0 | 0 | 0 | 0 | 0 | 137.1336 | 152.257 | 160.0229 | 124.9375 | 87.5998 | -39.7954 | -0.74994 | 0 | 0 | 0 | 0
0.541666666666667599August | Resource 1 | Sublap 1 | 13:00 | 5 | 99 | August | 17000 | 0 | 0 | 0 | 0 | 0 | 0 | 0 | 0 | 0 | 0 | 0 | 0 | 0 | 8.5709 | 9.5161 | 10.0014 | 7.8086 | 5.475 | -2.4872 | -0.046871 | 0 | 0 | 0 | 0 | 0 | 0 | 0 | 0 | 0 | 0 | 0 | 0 | 0 | 0 | 0 | 0 | 0 | 145.7045 | 161.773 | 170.0243 | 132.7461 | 93.0747 | -42.2826 | -0.79681 | 0 | 0 | 0 | 0
0.541666666666667599September | Resource 1 | Sublap 1 | 13:00 | 5 | 99 | September | 18000 | 0 | 0 | 0 | 0 | 0 | 0 | 0 | 0 | 0 | 0 | 0 | 0 | 0 | 8.5709 | 9.5161 | 10.0014 | 7.8086 | 5.475 | -2.4872 | -0.046871 | 0 | 0 | 0 | 0 | 0 | 0 | 0 | 0 | 0 | 0 | 0 | 0 | 0 | 0 | 0 | 0 | 0 | 154.2753 | 171.2891 | 180.0258 | 140.5547 | 98.5497 | -44.7698 | -0.84368 | 0 | 0 | 0 | 0
0.541666666666667599October | Resource 1 | Sublap 1 | 13:00 | 5 | 99 | October | 19000 | 0 | 0 | 0 | 0 | 0 | 0 | 0 | 0 | 0 | 0 | 0 | 0 | 0 | 8.5709 | 9.5161 | 10.0014 | 7.8086 | 5.475 | -2.4872 | -0.046871 | 0 | 0 | 0 | 0 | 0 | 0 | 0 | 0 | 0 | 0 | 0 | 0 | 0 | 0 | 0 | 0 | 0 | 162.8461 | 180.8051 | 190.0272 | 148.3633 | 104.0247 | -47.257 | -0.89055 | 0 | 0 | 0 | 0
0.541666666666667599November | Resource 1 | Sublap 1 | 13:00 | 5 | 99 | November | 20000 | 0 | 0 | 0 | 0 | 0 | 0 | 0 | 0 | 0 | 0 | 0 | 0 | 0 | 8.5709 | 9.5161 | 10.0014 | 7.8086 | 5.475 | -2.4872 | -0.046871 | 0 | 0 | 0 | 0 | 0 | 0 | 0 | 0 | 0 | 0 | 0 | 0 | 0 | 0 | 0 | 0 | 0 | 171.417 | 190.3212 | 200.0286 | 156.1719 | 109.4997 | -49.7442 | -0.93742 | 0 | 0 | 0 | 0
0.541666666666667599December | Resource 1 | Sublap 1 | 13:00 | 5 | 99 | December | 21000 | 0 | 0 | 0 | 0 | 0 | 0 | 0 | 0 | 0 | 0 | 0 | 0 | 0 | 8.5709 | 9.5161 | 10.0014 | 7.8086 | 5.475 | -2.4872 | -0.046871 | 0 | 0 | 0 | 0 | 0 | 0 | 0 | 0 | 0 | 0 | 0 | 0 | 0 | 0 | 0 | 0 | 0 | 179.9879 | 199.8372 | 210.03 | 163.9805 | 114.9747 | -52.2315 | -0.98429 | 0 | 0 | 0 | 0
0.5416666666666675100January | Resource 1 | Sublap 1 | 13:00 | 5 | 100 | January | 10000 | 0 | 0 | 0 | 0 | 0 | 0 | 0 | 0 | 0 | 0 | 0 | 0 | 0 | 9.8711 | 10.992 | 11.0476 | 10.373 | 6.5379 | -2.8795 | -0.054239 | 0 | 0 | 0 | 0 | 0 | 0 | 0 | 0 | 0 | 0 | 0 | 0 | 0 | 0 | 0 | 0 | 0 | 98.7109 | 109.9196 | 110.4758 | 103.7304 | 65.3787 | -28.7948 | -0.54239 | 0 | 0 | 0 | 0
0.5416666666666675100February | Resource 1 | Sublap 1 | 13:00 | 5 | 100 | February | 11000 | 0 | 0 | 0 | 0 | 0 | 0 | 0 | 0 | 0 | 0 | 0 | 0 | 0 | 9.8711 | 10.992 | 11.0476 | 10.373 | 6.5379 | -2.8795 | -0.054239 | 0 | 0 | 0 | 0 | 0 | 0 | 0 | 0 | 0 | 0 | 0 | 0 | 0 | 0 | 0 | 0 | 0 | 108.582 | 120.9115 | 121.5234 | 114.1034 | 71.9165 | -31.6743 | -0.59663 | 0 | 0 | 0 | 0
0.5416666666666675100March | Resource 1 | Sublap 1 | 13:00 | 5 | 100 | March | 12000 | 0 | 0 | 0 | 0 | 0 | 0 | 0 | 0 | 0 | 0 | 0 | 0 | 0 | 9.8711 | 10.992 | 11.0476 | 10.373 | 6.5379 | -2.8795 | -0.054239 | 0 | 0 | 0 | 0 | 0 | 0 | 0 | 0 | 0 | 0 | 0 | 0 | 0 | 0 | 0 | 0 | 0 | 118.4531 | 131.9035 | 132.571 | 124.4765 | 78.4544 | -34.5538 | -0.65087 | 0 | 0 | 0 | 0
0.5416666666666675100April | Resource 1 | Sublap 1 | 13:00 | 5 | 100 | April | 13000 | 0 | 0 | 0 | 0 | 0 | 0 | 0 | 0 | 0 | 0 | 0 | 0 | 0 | 9.8711 | 10.992 | 11.0476 | 10.373 | 6.5379 | -2.8795 | -0.054239 | 0 | 0 | 0 | 0 | 0 | 0 | 0 | 0 | 0 | 0 | 0 | 0 | 0 | 0 | 0 | 0 | 0 | 128.3242 | 142.8955 | 143.6185 | 134.8495 | 84.9923 | -37.4333 | -0.70511 | 0 | 0 | 0 | 0
0.5416666666666675100May | Resource 1 | Sublap 1 | 13:00 | 5 | 100 | May | 14000 | 0 | 0 | 0 | 0 | 0 | 0 | 0 | 0 | 0 | 0 | 0 | 0 | 0 | 9.8711 | 10.992 | 11.0476 | 10.373 | 6.5379 | -2.8795 | -0.054239 | 0 | 0 | 0 | 0 | 0 | 0 | 0 | 0 | 0 | 0 | 0 | 0 | 0 | 0 | 0 | 0 | 0 | 138.1953 | 153.8874 | 154.6661 | 145.2225 | 91.5301 | -40.3128 | -0.75935 | 0 | 0 | 0 | 0
0.5416666666666675100June | Resource 1 | Sublap 1 | 13:00 | 5 | 100 | June | 15000 | 0 | 0 | 0 | 0 | 0 | 0 | 0 | 0 | 0 | 0 | 0 | 0 | 0 | 9.8711 | 10.992 | 11.0476 | 10.373 | 6.5379 | -2.8795 | -0.054239 | 0 | 0 | 0 | 0 | 0 | 0 | 0 | 0 | 0 | 0 | 0 | 0 | 0 | 0 | 0 | 0 | 0 | 148.0664 | 164.8794 | 165.7137 | 155.5956 | 98.068 | -43.1923 | -0.81359 | 0 | 0 | 0 | 0
0.5416666666666675100July | Resource 1 | Sublap 1 | 13:00 | 5 | 100 | July | 16000 | 0 | 0 | 0 | 0 | 0 | 0 | 0 | 0 | 0 | 0 | 0 | 0 | 0 | 9.8711 | 10.992 | 11.0476 | 10.373 | 6.5379 | -2.8795 | -0.054239 | 0 | 0 | 0 | 0 | 0 | 0 | 0 | 0 | 0 | 0 | 0 | 0 | 0 | 0 | 0 | 0 | 0 | 157.9375 | 175.8713 | 176.7613 | 165.9686 | 104.6059 | -46.0717 | -0.86783 | 0 | 0 | 0 | 0
0.5416666666666675100August | Resource 1 | Sublap 1 | 13:00 | 5 | 100 | August | 17000 | 0 | 0 | 0 | 0 | 0 | 0 | 0 | 0 | 0 | 0 | 0 | 0 | 0 | 9.8711 | 10.992 | 11.0476 | 10.373 | 6.5379 | -2.8795 | -0.054239 | 0 | 0 | 0 | 0 | 0 | 0 | 0 | 0 | 0 | 0 | 0 | 0 | 0 | 0 | 0 | 0 | 0 | 167.8086 | 186.8633 | 187.8089 | 176.3416 | 111.1437 | -48.9512 | -0.92207 | 0 | 0 | 0 | 0
0.5416666666666675100September | Resource 1 | Sublap 1 | 13:00 | 5 | 100 | September | 18000 | 0 | 0 | 0 | 0 | 0 | 0 | 0 | 0 | 0 | 0 | 0 | 0 | 0 | 9.8711 | 10.992 | 11.0476 | 10.373 | 6.5379 | -2.8795 | -0.054239 | 0 | 0 | 0 | 0 | 0 | 0 | 0 | 0 | 0 | 0 | 0 | 0 | 0 | 0 | 0 | 0 | 0 | 177.6797 | 197.8552 | 198.8564 | 186.7147 | 117.6816 | -51.8307 | -0.97631 | 0 | 0 | 0 | 0
0.5416666666666675100October | Resource 1 | Sublap 1 | 13:00 | 5 | 100 | October | 19000 | 0 | 0 | 0 | 0 | 0 | 0 | 0 | 0 | 0 | 0 | 0 | 0 | 0 | 9.8711 | 10.992 | 11.0476 | 10.373 | 6.5379 | -2.8795 | -0.054239 | 0 | 0 | 0 | 0 | 0 | 0 | 0 | 0 | 0 | 0 | 0 | 0 | 0 | 0 | 0 | 0 | 0 | 187.5507 | 208.8472 | 209.904 | 197.0877 | 124.2195 | -54.7102 | -1.0305 | 0 | 0 | 0 | 0
0.5416666666666675100November | Resource 1 | Sublap 1 | 13:00 | 5 | 100 | November | 20000 | 0 | 0 | 0 | 0 | 0 | 0 | 0 | 0 | 0 | 0 | 0 | 0 | 0 | 9.8711 | 10.992 | 11.0476 | 10.373 | 6.5379 | -2.8795 | -0.054239 | 0 | 0 | 0 | 0 | 0 | 0 | 0 | 0 | 0 | 0 | 0 | 0 | 0 | 0 | 0 | 0 | 0 | 197.4218 | 219.8392 | 220.9516 | 207.4608 | 130.7573 | -57.5897 | -1.0848 | 0 | 0 | 0 | 0
0.5416666666666675100December | Resource 1 | Sublap 1 | 13:00 | 5 | 100 | December | 21000 | 0 | 0 | 0 | 0 | 0 | 0 | 0 | 0 | 0 | 0 | 0 | 0 | 0 | 9.8711 | 10.992 | 11.0476 | 10.373 | 6.5379 | -2.8795 | -0.054239 | 0 | 0 | 0 | 0 | 0 | 0 | 0 | 0 | 0 | 0 | 0 | 0 | 0 | 0 | 0 | 0 | 0 | 207.2929 | 230.8311 | 231.9992 | 217.8338 | 137.2952 | -60.4691 | -1.139 | 0 | 0 | 0 | 0
0.5416666666666675101January | Resource 1 | Sublap 1 | 13:00 | 5 | 101 | January | 10000 | 0 | 0 | 0 | 0 | 0 | 0 | 0 | 0 | 0 | 0 | 0 | 0 | 0 | 8.5926 | 9.5768 | 10.1981 | 8.5918 | 5.7506 | -2.4677 | -0.046504 | 0 | 0 | 0 | 0 | 0 | 0 | 0 | 0 | 0 | 0 | 0 | 0 | 0 | 0 | 0 | 0 | 0 | 85.9262 | 95.7679 | 101.9807 | 85.9179 | 57.5064 | -24.6766 | -0.46504 | 0 | 0 | 0 | 0
0.5416666666666675101February | Resource 1 | Sublap 1 | 13:00 | 5 | 101 | February | 11000 | 0 | 0 | 0 | 0 | 0 | 0 | 0 | 0 | 0 | 0 | 0 | 0 | 0 | 8.5926 | 9.5768 | 10.1981 | 8.5918 | 5.7506 | -2.4677 | -0.046504 | 0 | 0 | 0 | 0 | 0 | 0 | 0 | 0 | 0 | 0 | 0 | 0 | 0 | 0 | 0 | 0 | 0 | 94.5188 | 105.3447 | 112.1788 | 94.5096 | 63.257 | -27.1442 | -0.51154 | 0 | 0 | 0 | 0
0.5416666666666675101March | Resource 1 | Sublap 1 | 13:00 | 5 | 101 | March | 12000 | 0 | 0 | 0 | 0 | 0 | 0 | 0 | 0 | 0 | 0 | 0 | 0 | 0 | 8.5926 | 9.5768 | 10.1981 | 8.5918 | 5.7506 | -2.4677 | -0.046504 | 0 | 0 | 0 | 0 | 0 | 0 | 0 | 0 | 0 | 0 | 0 | 0 | 0 | 0 | 0 | 0 | 0 | 103.1114 | 114.9215 | 122.3768 | 103.1014 | 69.0076 | -29.6119 | -0.55805 | 0 | 0 | 0 | 0
0.5416666666666675101April | Resource 1 | Sublap 1 | 13:00 | 5 | 101 | April | 13000 | 0 | 0 | 0 | 0 | 0 | 0 | 0 | 0 | 0 | 0 | 0 | 0 | 0 | 8.5926 | 9.5768 | 10.1981 | 8.5918 | 5.7506 | -2.4677 | -0.046504 | 0 | 0 | 0 | 0 | 0 | 0 | 0 | 0 | 0 | 0 | 0 | 0 | 0 | 0 | 0 | 0 | 0 | 111.704 | 124.4983 | 132.5749 | 111.6932 | 74.7583 | -32.0796 | -0.60455 | 0 | 0 | 0 | 0
0.5416666666666675101May | Resource 1 | Sublap 1 | 13:00 | 5 | 101 | May | 14000 | 0 | 0 | 0 | 0 | 0 | 0 | 0 | 0 | 0 | 0 | 0 | 0 | 0 | 8.5926 | 9.5768 | 10.1981 | 8.5918 | 5.7506 | -2.4677 | -0.046504 | 0 | 0 | 0 | 0 | 0 | 0 | 0 | 0 | 0 | 0 | 0 | 0 | 0 | 0 | 0 | 0 | 0 | 120.2966 | 134.0751 | 142.773 | 120.285 | 80.5089 | -34.5472 | -0.65105 | 0 | 0 | 0 | 0
0.5416666666666675101June | Resource 1 | Sublap 1 | 13:00 | 5 | 101 | June | 15000 | 0 | 0 | 0 | 0 | 0 | 0 | 0 | 0 | 0 | 0 | 0 | 0 | 0 | 8.5926 | 9.5768 | 10.1981 | 8.5918 | 5.7506 | -2.4677 | -0.046504 | 0 | 0 | 0 | 0 | 0 | 0 | 0 | 0 | 0 | 0 | 0 | 0 | 0 | 0 | 0 | 0 | 0 | 128.8892 | 143.6518 | 152.9711 | 128.8768 | 86.2595 | -37.0149 | -0.69756 | 0 | 0 | 0 | 0
0.5416666666666675101July | Resource 1 | Sublap 1 | 13:00 | 5 | 101 | July | 16000 | 0 | 0 | 0 | 0 | 0 | 0 | 0 | 0 | 0 | 0 | 0 | 0 | 0 | 8.5926 | 9.5768 | 10.1981 | 8.5918 | 5.7506 | -2.4677 | -0.046504 | 0 | 0 | 0 | 0 | 0 | 0 | 0 | 0 | 0 | 0 | 0 | 0 | 0 | 0 | 0 | 0 | 0 | 137.4818 | 153.2286 | 163.1691 | 137.4686 | 92.0102 | -39.4825 | -0.74406 | 0 | 0 | 0 | 0
0.5416666666666675101August | Resource 1 | Sublap 1 | 13:00 | 5 | 101 | August | 17000 | 0 | 0 | 0 | 0 | 0 | 0 | 0 | 0 | 0 | 0 | 0 | 0 | 0 | 8.5926 | 9.5768 | 10.1981 | 8.5918 | 5.7506 | -2.4677 | -0.046504 | 0 | 0 | 0 | 0 | 0 | 0 | 0 | 0 | 0 | 0 | 0 | 0 | 0 | 0 | 0 | 0 | 0 | 146.0745 | 162.8054 | 173.3672 | 146.0603 | 97.7608 | -41.9502 | -0.79057 | 0 | 0 | 0 | 0
0.5416666666666675101September | Resource 1 | Sublap 1 | 13:00 | 5 | 101 | September | 18000 | 0 | 0 | 0 | 0 | 0 | 0 | 0 | 0 | 0 | 0 | 0 | 0 | 0 | 8.5926 | 9.5768 | 10.1981 | 8.5918 | 5.7506 | -2.4677 | -0.046504 | 0 | 0 | 0 | 0 | 0 | 0 | 0 | 0 | 0 | 0 | 0 | 0 | 0 | 0 | 0 | 0 | 0 | 154.6671 | 172.3822 | 183.5653 | 154.6521 | 103.5115 | -44.4179 | -0.83707 | 0 | 0 | 0 | 0
0.5416666666666675101October | Resource 1 | Sublap 1 | 13:00 | 5 | 101 | October | 19000 | 0 | 0 | 0 | 0 | 0 | 0 | 0 | 0 | 0 | 0 | 0 | 0 | 0 | 8.5926 | 9.5768 | 10.1981 | 8.5918 | 5.7506 | -2.4677 | -0.046504 | 0 | 0 | 0 | 0 | 0 | 0 | 0 | 0 | 0 | 0 | 0 | 0 | 0 | 0 | 0 | 0 | 0 | 163.2597 | 181.959 | 193.7633 | 163.2439 | 109.2621 | -46.8855 | -0.88357 | 0 | 0 | 0 | 0
0.5416666666666675101November | Resource 1 | Sublap 1 | 13:00 | 5 | 101 | November | 20000 | 0 | 0 | 0 | 0 | 0 | 0 | 0 | 0 | 0 | 0 | 0 | 0 | 0 | 8.5926 | 9.5768 | 10.1981 | 8.5918 | 5.7506 | -2.4677 | -0.046504 | 0 | 0 | 0 | 0 | 0 | 0 | 0 | 0 | 0 | 0 | 0 | 0 | 0 | 0 | 0 | 0 | 0 | 171.8523 | 191.5358 | 203.9614 | 171.8357 | 115.0127 | -49.3532 | -0.93008 | 0 | 0 | 0 | 0
0.5416666666666675101December | Resource 1 | Sublap 1 | 13:00 | 5 | 101 | December | 21000 | 0 | 0 | 0 | 0 | 0 | 0 | 0 | 0 | 0 | 0 | 0 | 0 | 0 | 8.5926 | 9.5768 | 10.1981 | 8.5918 | 5.7506 | -2.4677 | -0.046504 | 0 | 0 | 0 | 0 | 0 | 0 | 0 | 0 | 0 | 0 | 0 | 0 | 0 | 0 | 0 | 0 | 0 | 180.4449 | 201.1126 | 214.1595 | 180.4275 | 120.7634 | -51.8208 | -0.97658 | 0 | 0 | 0 | 0
0.5416666666666675102January | Resource 1 | Sublap 1 | 13:00 | 5 | 102 | January | 10000 | 0 | 0 | 0 | 0 | 0 | 0 | 0 | 0 | 0 | 0 | 0 | 0 | 0 | 11.0215 | 12.3557 | 13.2529 | 12.0925 | 9.7239 | -3.1461 | -0.059248 | 0 | 0 | 0 | 0 | 0 | 0 | 0 | 0 | 0 | 0 | 0 | 0 | 0 | 0 | 0 | 0 | 0 | 110.2148 | 123.5565 | 132.5293 | 120.9255 | 97.2388 | -31.4613 | -0.59248 | 0 | 0 | 0 | 0
0.5416666666666675102February | Resource 1 | Sublap 1 | 13:00 | 5 | 102 | February | 11000 | 0 | 0 | 0 | 0 | 0 | 0 | 0 | 0 | 0 | 0 | 0 | 0 | 0 | 11.0215 | 12.3557 | 13.2529 | 12.0925 | 9.7239 | -3.1461 | -0.059248 | 0 | 0 | 0 | 0 | 0 | 0 | 0 | 0 | 0 | 0 | 0 | 0 | 0 | 0 | 0 | 0 | 0 | 121.2363 | 135.9121 | 145.7822 | 133.0181 | 106.9627 | -34.6075 | -0.65172 | 0 | 0 | 0 | 0
0.5416666666666675102March | Resource 1 | Sublap 1 | 13:00 | 5 | 102 | March | 12000 | 0 | 0 | 0 | 0 | 0 | 0 | 0 | 0 | 0 | 0 | 0 | 0 | 0 | 11.0215 | 12.3557 | 13.2529 | 12.0925 | 9.7239 | -3.1461 | -0.059248 | 0 | 0 | 0 | 0 | 0 | 0 | 0 | 0 | 0 | 0 | 0 | 0 | 0 | 0 | 0 | 0 | 0 | 132.2578 | 148.2677 | 159.0351 | 145.1106 | 116.6866 | -37.7536 | -0.71097 | 0 | 0 | 0 | 0
0.5416666666666675102April | Resource 1 | Sublap 1 | 13:00 | 5 | 102 | April | 13000 | 0 | 0 | 0 | 0 | 0 | 0 | 0 | 0 | 0 | 0 | 0 | 0 | 0 | 11.0215 | 12.3557 | 13.2529 | 12.0925 | 9.7239 | -3.1461 | -0.059248 | 0 | 0 | 0 | 0 | 0 | 0 | 0 | 0 | 0 | 0 | 0 | 0 | 0 | 0 | 0 | 0 | 0 | 143.2793 | 160.6234 | 172.288 | 157.2032 | 126.4105 | -40.8997 | -0.77022 | 0 | 0 | 0 | 0
0.5416666666666675102May | Resource 1 | Sublap 1 | 13:00 | 5 | 102 | May | 14000 | 0 | 0 | 0 | 0 | 0 | 0 | 0 | 0 | 0 | 0 | 0 | 0 | 0 | 11.0215 | 12.3557 | 13.2529 | 12.0925 | 9.7239 | -3.1461 | -0.059248 | 0 | 0 | 0 | 0 | 0 | 0 | 0 | 0 | 0 | 0 | 0 | 0 | 0 | 0 | 0 | 0 | 0 | 154.3008 | 172.979 | 185.541 | 169.2958 | 136.1344 | -44.0459 | -0.82947 | 0 | 0 | 0 | 0
0.5416666666666675102June | Resource 1 | Sublap 1 | 13:00 | 5 | 102 | June | 15000 | 0 | 0 | 0 | 0 | 0 | 0 | 0 | 0 | 0 | 0 | 0 | 0 | 0 | 11.0215 | 12.3557 | 13.2529 | 12.0925 | 9.7239 | -3.1461 | -0.059248 | 0 | 0 | 0 | 0 | 0 | 0 | 0 | 0 | 0 | 0 | 0 | 0 | 0 | 0 | 0 | 0 | 0 | 165.3223 | 185.3347 | 198.7939 | 181.3883 | 145.8583 | -47.192 | -0.88872 | 0 | 0 | 0 | 0
0.5416666666666675102July | Resource 1 | Sublap 1 | 13:00 | 5 | 102 | July | 16000 | 0 | 0 | 0 | 0 | 0 | 0 | 0 | 0 | 0 | 0 | 0 | 0 | 0 | 11.0215 | 12.3557 | 13.2529 | 12.0925 | 9.7239 | -3.1461 | -0.059248 | 0 | 0 | 0 | 0 | 0 | 0 | 0 | 0 | 0 | 0 | 0 | 0 | 0 | 0 | 0 | 0 | 0 | 176.3437 | 197.6903 | 212.0468 | 193.4809 | 155.5822 | -50.3381 | -0.94796 | 0 | 0 | 0 | 0
0.5416666666666675102August | Resource 1 | Sublap 1 | 13:00 | 5 | 102 | August | 17000 | 0 | 0 | 0 | 0 | 0 | 0 | 0 | 0 | 0 | 0 | 0 | 0 | 0 | 11.0215 | 12.3557 | 13.2529 | 12.0925 | 9.7239 | -3.1461 | -0.059248 | 0 | 0 | 0 | 0 | 0 | 0 | 0 | 0 | 0 | 0 | 0 | 0 | 0 | 0 | 0 | 0 | 0 | 187.3652 | 210.046 | 225.2997 | 205.5734 | 165.306 | -53.4843 | -1.0072 | 0 | 0 | 0 | 0
0.5416666666666675102September | Resource 1 | Sublap 1 | 13:00 | 5 | 102 | September | 18000 | 0 | 0 | 0 | 0 | 0 | 0 | 0 | 0 | 0 | 0 | 0 | 0 | 0 | 11.0215 | 12.3557 | 13.2529 | 12.0925 | 9.7239 | -3.1461 | -0.059248 | 0 | 0 | 0 | 0 | 0 | 0 | 0 | 0 | 0 | 0 | 0 | 0 | 0 | 0 | 0 | 0 | 0 | 198.3867 | 222.4016 | 238.5526 | 217.666 | 175.0299 | -56.6304 | -1.0665 | 0 | 0 | 0 | 0
0.5416666666666675102October | Resource 1 | Sublap 1 | 13:00 | 5 | 102 | October | 19000 | 0 | 0 | 0 | 0 | 0 | 0 | 0 | 0 | 0 | 0 | 0 | 0 | 0 | 11.0215 | 12.3557 | 13.2529 | 12.0925 | 9.7239 | -3.1461 | -0.059248 | 0 | 0 | 0 | 0 | 0 | 0 | 0 | 0 | 0 | 0 | 0 | 0 | 0 | 0 | 0 | 0 | 0 | 209.4082 | 234.7573 | 251.8056 | 229.7585 | 184.7538 | -59.7765 | -1.1257 | 0 | 0 | 0 | 0
0.5416666666666675102November | Resource 1 | Sublap 1 | 13:00 | 5 | 102 | November | 20000 | 0 | 0 | 0 | 0 | 0 | 0 | 0 | 0 | 0 | 0 | 0 | 0 | 0 | 11.0215 | 12.3557 | 13.2529 | 12.0925 | 9.7239 | -3.1461 | -0.059248 | 0 | 0 | 0 | 0 | 0 | 0 | 0 | 0 | 0 | 0 | 0 | 0 | 0 | 0 | 0 | 0 | 0 | 220.4297 | 247.1129 | 265.0585 | 241.8511 | 194.4777 | -62.9227 | -1.185 | 0 | 0 | 0 | 0
0.5416666666666675102December | Resource 1 | Sublap 1 | 13:00 | 5 | 102 | December | 21000 | 0 | 0 | 0 | 0 | 0 | 0 | 0 | 0 | 0 | 0 | 0 | 0 | 0 | 11.0215 | 12.3557 | 13.2529 | 12.0925 | 9.7239 | -3.1461 | -0.059248 | 0 | 0 | 0 | 0 | 0 | 0 | 0 | 0 | 0 | 0 | 0 | 0 | 0 | 0 | 0 | 0 | 0 | 231.4511 | 259.4686 | 278.3114 | 253.9436 | 204.2016 | -66.0688 | -1.2442 | 0 | 0 | 0 | 0
0.5416666666666675103January | Resource 1 | Sublap 1 | 13:00 | 5 | 103 | January | 10000 | 0 | 0 | 0 | 0 | 0 | 0 | 0 | 0 | 0 | 0 | 0 | 0 | 0 | 11.5381 | 12.8618 | 13.7426 | 12.6833 | 10.9726 | -3.3002 | -0.062142 | 0 | 0 | 0 | 0 | 0 | 0 | 0 | 0 | 0 | 0 | 0 | 0 | 0 | 0 | 0 | 0 | 0 | 115.3807 | 128.6183 | 137.4258 | 126.8328 | 109.7262 | -33.002 | -0.62142 | 0 | 0 | 0 | 0
0.5416666666666675103February | Resource 1 | Sublap 1 | 13:00 | 5 | 103 | February | 11000 | 0 | 0 | 0 | 0 | 0 | 0 | 0 | 0 | 0 | 0 | 0 | 0 | 0 | 11.5381 | 12.8618 | 13.7426 | 12.6833 | 10.9726 | -3.3002 | -0.062142 | 0 | 0 | 0 | 0 | 0 | 0 | 0 | 0 | 0 | 0 | 0 | 0 | 0 | 0 | 0 | 0 | 0 | 126.9187 | 141.4801 | 151.1684 | 139.5161 | 120.6988 | -36.3022 | -0.68356 | 0 | 0 | 0 | 0
0.5416666666666675103March | Resource 1 | Sublap 1 | 13:00 | 5 | 103 | March | 12000 | 0 | 0 | 0 | 0 | 0 | 0 | 0 | 0 | 0 | 0 | 0 | 0 | 0 | 11.5381 | 12.8618 | 13.7426 | 12.6833 | 10.9726 | -3.3002 | -0.062142 | 0 | 0 | 0 | 0 | 0 | 0 | 0 | 0 | 0 | 0 | 0 | 0 | 0 | 0 | 0 | 0 | 0 | 138.4568 | 154.342 | 164.9109 | 152.1994 | 131.6714 | -39.6024 | -0.7457 | 0 | 0 | 0 | 0
0.5416666666666675103April | Resource 1 | Sublap 1 | 13:00 | 5 | 103 | April | 13000 | 0 | 0 | 0 | 0 | 0 | 0 | 0 | 0 | 0 | 0 | 0 | 0 | 0 | 11.5381 | 12.8618 | 13.7426 | 12.6833 | 10.9726 | -3.3002 | -0.062142 | 0 | 0 | 0 | 0 | 0 | 0 | 0 | 0 | 0 | 0 | 0 | 0 | 0 | 0 | 0 | 0 | 0 | 149.9948 | 167.2038 | 178.6535 | 164.8827 | 142.644 | -42.9026 | -0.80784 | 0 | 0 | 0 | 0
0.5416666666666675103May | Resource 1 | Sublap 1 | 13:00 | 5 | 103 | May | 14000 | 0 | 0 | 0 | 0 | 0 | 0 | 0 | 0 | 0 | 0 | 0 | 0 | 0 | 11.5381 | 12.8618 | 13.7426 | 12.6833 | 10.9726 | -3.3002 | -0.062142 | 0 | 0 | 0 | 0 | 0 | 0 | 0 | 0 | 0 | 0 | 0 | 0 | 0 | 0 | 0 | 0 | 0 | 161.5329 | 180.0656 | 192.3961 | 177.5659 | 153.6166 | -46.2028 | -0.86998 | 0 | 0 | 0 | 0
0.5416666666666675103June | Resource 1 | Sublap 1 | 13:00 | 5 | 103 | June | 15000 | 0 | 0 | 0 | 0 | 0 | 0 | 0 | 0 | 0 | 0 | 0 | 0 | 0 | 11.5381 | 12.8618 | 13.7426 | 12.6833 | 10.9726 | -3.3002 | -0.062142 | 0 | 0 | 0 | 0 | 0 | 0 | 0 | 0 | 0 | 0 | 0 | 0 | 0 | 0 | 0 | 0 | 0 | 173.071 | 192.9275 | 206.1387 | 190.2492 | 164.5892 | -49.503 | -0.93212 | 0 | 0 | 0 | 0
0.5416666666666675103July | Resource 1 | Sublap 1 | 13:00 | 5 | 103 | July | 16000 | 0 | 0 | 0 | 0 | 0 | 0 | 0 | 0 | 0 | 0 | 0 | 0 | 0 | 11.5381 | 12.8618 | 13.7426 | 12.6833 | 10.9726 | -3.3002 | -0.062142 | 0 | 0 | 0 | 0 | 0 | 0 | 0 | 0 | 0 | 0 | 0 | 0 | 0 | 0 | 0 | 0 | 0 | 184.609 | 205.7893 | 219.8813 | 202.9325 | 175.5619 | -52.8032 | -0.99426 | 0 | 0 | 0 | 0
0.5416666666666675103August | Resource 1 | Sublap 1 | 13:00 | 5 | 103 | August | 17000 | 0 | 0 | 0 | 0 | 0 | 0 | 0 | 0 | 0 | 0 | 0 | 0 | 0 | 11.5381 | 12.8618 | 13.7426 | 12.6833 | 10.9726 | -3.3002 | -0.062142 | 0 | 0 | 0 | 0 | 0 | 0 | 0 | 0 | 0 | 0 | 0 | 0 | 0 | 0 | 0 | 0 | 0 | 196.1471 | 218.6512 | 233.6239 | 215.6158 | 186.5345 | -56.1034 | -1.0564 | 0 | 0 | 0 | 0
0.5416666666666675103September | Resource 1 | Sublap 1 | 13:00 | 5 | 103 | September | 18000 | 0 | 0 | 0 | 0 | 0 | 0 | 0 | 0 | 0 | 0 | 0 | 0 | 0 | 11.5381 | 12.8618 | 13.7426 | 12.6833 | 10.9726 | -3.3002 | -0.062142 | 0 | 0 | 0 | 0 | 0 | 0 | 0 | 0 | 0 | 0 | 0 | 0 | 0 | 0 | 0 | 0 | 0 | 207.6852 | 231.513 | 247.3664 | 228.2991 | 197.5071 | -59.4036 | -1.1185 | 0 | 0 | 0 | 0
0.5416666666666675103October | Resource 1 | Sublap 1 | 13:00 | 5 | 103 | October | 19000 | 0 | 0 | 0 | 0 | 0 | 0 | 0 | 0 | 0 | 0 | 0 | 0 | 0 | 11.5381 | 12.8618 | 13.7426 | 12.6833 | 10.9726 | -3.3002 | -0.062142 | 0 | 0 | 0 | 0 | 0 | 0 | 0 | 0 | 0 | 0 | 0 | 0 | 0 | 0 | 0 | 0 | 0 | 219.2232 | 244.3748 | 261.109 | 240.9823 | 208.4797 | -62.7038 | -1.1807 | 0 | 0 | 0 | 0
0.5416666666666675103November | Resource 1 | Sublap 1 | 13:00 | 5 | 103 | November | 20000 | 0 | 0 | 0 | 0 | 0 | 0 | 0 | 0 | 0 | 0 | 0 | 0 | 0 | 11.5381 | 12.8618 | 13.7426 | 12.6833 | 10.9726 | -3.3002 | -0.062142 | 0 | 0 | 0 | 0 | 0 | 0 | 0 | 0 | 0 | 0 | 0 | 0 | 0 | 0 | 0 | 0 | 0 | 230.7613 | 257.2366 | 274.8516 | 253.6656 | 219.4523 | -66.004 | -1.2428 | 0 | 0 | 0 | 0
0.5416666666666675103December | Resource 1 | Sublap 1 | 13:00 | 5 | 103 | December | 21000 | 0 | 0 | 0 | 0 | 0 | 0 | 0 | 0 | 0 | 0 | 0 | 0 | 0 | 11.5381 | 12.8618 | 13.7426 | 12.6833 | 10.9726 | -3.3002 | -0.062142 | 0 | 0 | 0 | 0 | 0 | 0 | 0 | 0 | 0 | 0 | 0 | 0 | 0 | 0 | 0 | 0 | 0 | 242.2994 | 270.0985 | 288.5942 | 266.3489 | 230.4249 | -69.3042 | -1.305 | 0 | 0 | 0 | 0
0.5416666666666675104January | Resource 1 | Sublap 1 | 13:00 | 5 | 104 | January | 10000 | 0 | 0 | 0 | 0 | 0 | 0 | 0 | 0 | 0 | 0 | 0 | 0 | 0 | 12.419 | 13.7982 | 14.8138 | 13.6472 | 10.7845 | -3.558 | -0.066983 | 0 | 0 | 0 | 0 | 0 | 0 | 0 | 0 | 0 | 0 | 0 | 0 | 0 | 0 | 0 | 0 | 0 | 124.1901 | 137.9822 | 148.1382 | 136.4719 | 107.8455 | -35.5796 | -0.66983 | 0 | 0 | 0 | 0
0.5416666666666675104February | Resource 1 | Sublap 1 | 13:00 | 5 | 104 | February | 11000 | 0 | 0 | 0 | 0 | 0 | 0 | 0 | 0 | 0 | 0 | 0 | 0 | 0 | 12.419 | 13.7982 | 14.8138 | 13.6472 | 10.7845 | -3.558 | -0.066983 | 0 | 0 | 0 | 0 | 0 | 0 | 0 | 0 | 0 | 0 | 0 | 0 | 0 | 0 | 0 | 0 | 0 | 136.6091 | 151.7804 | 162.952 | 150.1191 | 118.6301 | -39.1376 | -0.73681 | 0 | 0 | 0 | 0
0.5416666666666675104March | Resource 1 | Sublap 1 | 13:00 | 5 | 104 | March | 12000 | 0 | 0 | 0 | 0 | 0 | 0 | 0 | 0 | 0 | 0 | 0 | 0 | 0 | 12.419 | 13.7982 | 14.8138 | 13.6472 | 10.7845 | -3.558 | -0.066983 | 0 | 0 | 0 | 0 | 0 | 0 | 0 | 0 | 0 | 0 | 0 | 0 | 0 | 0 | 0 | 0 | 0 | 149.0281 | 165.5786 | 177.7659 | 163.7663 | 129.4146 | -42.6955 | -0.8038 | 0 | 0 | 0 | 0
0.5416666666666675104April | Resource 1 | Sublap 1 | 13:00 | 5 | 104 | April | 13000 | 0 | 0 | 0 | 0 | 0 | 0 | 0 | 0 | 0 | 0 | 0 | 0 | 0 | 12.419 | 13.7982 | 14.8138 | 13.6472 | 10.7845 | -3.558 | -0.066983 | 0 | 0 | 0 | 0 | 0 | 0 | 0 | 0 | 0 | 0 | 0 | 0 | 0 | 0 | 0 | 0 | 0 | 161.4471 | 179.3768 | 192.5797 | 177.4135 | 140.1992 | -46.2535 | -0.87078 | 0 | 0 | 0 | 0
0.5416666666666675104May | Resource 1 | Sublap 1 | 13:00 | 5 | 104 | May | 14000 | 0 | 0 | 0 | 0 | 0 | 0 | 0 | 0 | 0 | 0 | 0 | 0 | 0 | 12.419 | 13.7982 | 14.8138 | 13.6472 | 10.7845 | -3.558 | -0.066983 | 0 | 0 | 0 | 0 | 0 | 0 | 0 | 0 | 0 | 0 | 0 | 0 | 0 | 0 | 0 | 0 | 0 | 173.8661 | 193.175 | 207.3935 | 191.0607 | 150.9837 | -49.8114 | -0.93776 | 0 | 0 | 0 | 0
0.5416666666666675104June | Resource 1 | Sublap 1 | 13:00 | 5 | 104 | June | 15000 | 0 | 0 | 0 | 0 | 0 | 0 | 0 | 0 | 0 | 0 | 0 | 0 | 0 | 12.419 | 13.7982 | 14.8138 | 13.6472 | 10.7845 | -3.558 | -0.066983 | 0 | 0 | 0 | 0 | 0 | 0 | 0 | 0 | 0 | 0 | 0 | 0 | 0 | 0 | 0 | 0 | 0 | 186.2852 | 206.9733 | 222.2073 | 204.7079 | 161.7683 | -53.3694 | -1.0047 | 0 | 0 | 0 | 0
0.5416666666666675104July | Resource 1 | Sublap 1 | 13:00 | 5 | 104 | July | 16000 | 0 | 0 | 0 | 0 | 0 | 0 | 0 | 0 | 0 | 0 | 0 | 0 | 0 | 12.419 | 13.7982 | 14.8138 | 13.6472 | 10.7845 | -3.558 | -0.066983 | 0 | 0 | 0 | 0 | 0 | 0 | 0 | 0 | 0 | 0 | 0 | 0 | 0 | 0 | 0 | 0 | 0 | 198.7042 | 220.7715 | 237.0211 | 218.3551 | 172.5528 | -56.9274 | -1.0717 | 0 | 0 | 0 | 0
0.5416666666666675104August | Resource 1 | Sublap 1 | 13:00 | 5 | 104 | August | 17000 | 0 | 0 | 0 | 0 | 0 | 0 | 0 | 0 | 0 | 0 | 0 | 0 | 0 | 12.419 | 13.7982 | 14.8138 | 13.6472 | 10.7845 | -3.558 | -0.066983 | 0 | 0 | 0 | 0 | 0 | 0 | 0 | 0 | 0 | 0 | 0 | 0 | 0 | 0 | 0 | 0 | 0 | 211.1232 | 234.5697 | 251.835 | 232.0023 | 183.3374 | -60.4853 | -1.1387 | 0 | 0 | 0 | 0
0.5416666666666675104September | Resource 1 | Sublap 1 | 13:00 | 5 | 104 | September | 18000 | 0 | 0 | 0 | 0 | 0 | 0 | 0 | 0 | 0 | 0 | 0 | 0 | 0 | 12.419 | 13.7982 | 14.8138 | 13.6472 | 10.7845 | -3.558 | -0.066983 | 0 | 0 | 0 | 0 | 0 | 0 | 0 | 0 | 0 | 0 | 0 | 0 | 0 | 0 | 0 | 0 | 0 | 223.5422 | 248.3679 | 266.6488 | 245.6495 | 194.1219 | -64.0433 | -1.2057 | 0 | 0 | 0 | 0
0.5416666666666675104October | Resource 1 | Sublap 1 | 13:00 | 5 | 104 | October | 19000 | 0 | 0 | 0 | 0 | 0 | 0 | 0 | 0 | 0 | 0 | 0 | 0 | 0 | 12.419 | 13.7982 | 14.8138 | 13.6472 | 10.7845 | -3.558 | -0.066983 | 0 | 0 | 0 | 0 | 0 | 0 | 0 | 0 | 0 | 0 | 0 | 0 | 0 | 0 | 0 | 0 | 0 | 235.9612 | 262.1661 | 281.4626 | 259.2967 | 204.9065 | -67.6012 | -1.2727 | 0 | 0 | 0 | 0
0.5416666666666675104November | Resource 1 | Sublap 1 | 13:00 | 5 | 104 | November | 20000 | 0 | 0 | 0 | 0 | 0 | 0 | 0 | 0 | 0 | 0 | 0 | 0 | 0 | 12.419 | 13.7982 | 14.8138 | 13.6472 | 10.7845 | -3.558 | -0.066983 | 0 | 0 | 0 | 0 | 0 | 0 | 0 | 0 | 0 | 0 | 0 | 0 | 0 | 0 | 0 | 0 | 0 | 248.3802 | 275.9643 | 296.2764 | 272.9439 | 215.691 | -71.1592 | -1.3397 | 0 | 0 | 0 | 0
0.5416666666666675104December | Resource 1 | Sublap 1 | 13:00 | 5 | 104 | December | 21000 | 0 | 0 | 0 | 0 | 0 | 0 | 0 | 0 | 0 | 0 | 0 | 0 | 0 | 12.419 | 13.7982 | 14.8138 | 13.6472 | 10.7845 | -3.558 | -0.066983 | 0 | 0 | 0 | 0 | 0 | 0 | 0 | 0 | 0 | 0 | 0 | 0 | 0 | 0 | 0 | 0 | 0 | 260.7992 | 289.7625 | 311.0902 | 286.5911 | 226.4756 | -74.7172 | -1.4066 | 0 | 0 | 0 | 0
0.5416666666666675105January | Resource 1 | Sublap 1 | 13:00 | 5 | 105 | January | 10000 | 0 | 0 | 0 | 0 | 0 | 0 | 0 | 0 | 0 | 0 | 0 | 0 | 0 | 10.5835 | 11.7972 | 12.6058 | 11.5739 | 8.2772 | -3.0217 | -0.05691 | 0 | 0 | 0 | 0 | 0 | 0 | 0 | 0 | 0 | 0 | 0 | 0 | 0 | 0 | 0 | 0 | 0 | 105.8348 | 117.9717 | 126.0582 | 115.7391 | 82.7724 | -30.217 | -0.5691 | 0 | 0 | 0 | 0
0.5416666666666675105February | Resource 1 | Sublap 1 | 13:00 | 5 | 105 | February | 11000 | 0 | 0 | 0 | 0 | 0 | 0 | 0 | 0 | 0 | 0 | 0 | 0 | 0 | 10.5835 | 11.7972 | 12.6058 | 11.5739 | 8.2772 | -3.0217 | -0.05691 | 0 | 0 | 0 | 0 | 0 | 0 | 0 | 0 | 0 | 0 | 0 | 0 | 0 | 0 | 0 | 0 | 0 | 116.4183 | 129.7689 | 138.664 | 127.313 | 91.0496 | -33.2387 | -0.62601 | 0 | 0 | 0 | 0
0.5416666666666675105March | Resource 1 | Sublap 1 | 13:00 | 5 | 105 | March | 12000 | 0 | 0 | 0 | 0 | 0 | 0 | 0 | 0 | 0 | 0 | 0 | 0 | 0 | 10.5835 | 11.7972 | 12.6058 | 11.5739 | 8.2772 | -3.0217 | -0.05691 | 0 | 0 | 0 | 0 | 0 | 0 | 0 | 0 | 0 | 0 | 0 | 0 | 0 | 0 | 0 | 0 | 0 | 127.0018 | 141.5661 | 151.2698 | 138.8869 | 99.3268 | -36.2604 | -0.68292 | 0 | 0 | 0 | 0
0.5416666666666675105April | Resource 1 | Sublap 1 | 13:00 | 5 | 105 | April | 13000 | 0 | 0 | 0 | 0 | 0 | 0 | 0 | 0 | 0 | 0 | 0 | 0 | 0 | 10.5835 | 11.7972 | 12.6058 | 11.5739 | 8.2772 | -3.0217 | -0.05691 | 0 | 0 | 0 | 0 | 0 | 0 | 0 | 0 | 0 | 0 | 0 | 0 | 0 | 0 | 0 | 0 | 0 | 137.5853 | 153.3632 | 163.8756 | 150.4609 | 107.6041 | -39.2821 | -0.73984 | 0 | 0 | 0 | 0
0.5416666666666675105May | Resource 1 | Sublap 1 | 13:00 | 5 | 105 | May | 14000 | 0 | 0 | 0 | 0 | 0 | 0 | 0 | 0 | 0 | 0 | 0 | 0 | 0 | 10.5835 | 11.7972 | 12.6058 | 11.5739 | 8.2772 | -3.0217 | -0.05691 | 0 | 0 | 0 | 0 | 0 | 0 | 0 | 0 | 0 | 0 | 0 | 0 | 0 | 0 | 0 | 0 | 0 | 148.1687 | 165.1604 | 176.4814 | 162.0348 | 115.8813 | -42.3038 | -0.79675 | 0 | 0 | 0 | 0
0.5416666666666675105June | Resource 1 | Sublap 1 | 13:00 | 5 | 105 | June | 15000 | 0 | 0 | 0 | 0 | 0 | 0 | 0 | 0 | 0 | 0 | 0 | 0 | 0 | 10.5835 | 11.7972 | 12.6058 | 11.5739 | 8.2772 | -3.0217 | -0.05691 | 0 | 0 | 0 | 0 | 0 | 0 | 0 | 0 | 0 | 0 | 0 | 0 | 0 | 0 | 0 | 0 | 0 | 158.7522 | 176.9576 | 189.0872 | 173.6087 | 124.1586 | -45.3254 | -0.85366 | 0 | 0 | 0 | 0
0.5416666666666675105July | Resource 1 | Sublap 1 | 13:00 | 5 | 105 | July | 16000 | 0 | 0 | 0 | 0 | 0 | 0 | 0 | 0 | 0 | 0 | 0 | 0 | 0 | 10.5835 | 11.7972 | 12.6058 | 11.5739 | 8.2772 | -3.0217 | -0.05691 | 0 | 0 | 0 | 0 | 0 | 0 | 0 | 0 | 0 | 0 | 0 | 0 | 0 | 0 | 0 | 0 | 0 | 169.3357 | 188.7547 | 201.6931 | 185.1826 | 132.4358 | -48.3471 | -0.91057 | 0 | 0 | 0 | 0
0.5416666666666675105August | Resource 1 | Sublap 1 | 13:00 | 5 | 105 | August | 17000 | 0 | 0 | 0 | 0 | 0 | 0 | 0 | 0 | 0 | 0 | 0 | 0 | 0 | 10.5835 | 11.7972 | 12.6058 | 11.5739 | 8.2772 | -3.0217 | -0.05691 | 0 | 0 | 0 | 0 | 0 | 0 | 0 | 0 | 0 | 0 | 0 | 0 | 0 | 0 | 0 | 0 | 0 | 179.9192 | 200.5519 | 214.2989 | 196.7565 | 140.713 | -51.3689 | -0.96748 | 0 | 0 | 0 | 0
0.5416666666666675105September | Resource 1 | Sublap 1 | 13:00 | 5 | 105 | September | 18000 | 0 | 0 | 0 | 0 | 0 | 0 | 0 | 0 | 0 | 0 | 0 | 0 | 0 | 10.5835 | 11.7972 | 12.6058 | 11.5739 | 8.2772 | -3.0217 | -0.05691 | 0 | 0 | 0 | 0 | 0 | 0 | 0 | 0 | 0 | 0 | 0 | 0 | 0 | 0 | 0 | 0 | 0 | 190.5027 | 212.3491 | 226.9047 | 208.3304 | 148.9903 | -54.3905 | -1.0244 | 0 | 0 | 0 | 0
0.5416666666666675105October | Resource 1 | Sublap 1 | 13:00 | 5 | 105 | October | 19000 | 0 | 0 | 0 | 0 | 0 | 0 | 0 | 0 | 0 | 0 | 0 | 0 | 0 | 10.5835 | 11.7972 | 12.6058 | 11.5739 | 8.2772 | -3.0217 | -0.05691 | 0 | 0 | 0 | 0 | 0 | 0 | 0 | 0 | 0 | 0 | 0 | 0 | 0 | 0 | 0 | 0 | 0 | 201.0861 | 224.1463 | 239.5105 | 219.9043 | 157.2675 | -57.4122 | -1.0813 | 0 | 0 | 0 | 0
0.5416666666666675105November | Resource 1 | Sublap 1 | 13:00 | 5 | 105 | November | 20000 | 0 | 0 | 0 | 0 | 0 | 0 | 0 | 0 | 0 | 0 | 0 | 0 | 0 | 10.5835 | 11.7972 | 12.6058 | 11.5739 | 8.2772 | -3.0217 | -0.05691 | 0 | 0 | 0 | 0 | 0 | 0 | 0 | 0 | 0 | 0 | 0 | 0 | 0 | 0 | 0 | 0 | 0 | 211.6696 | 235.9434 | 252.1163 | 231.4783 | 165.5448 | -60.4339 | -1.1382 | 0 | 0 | 0 | 0
0.5416666666666675105December | Resource 1 | Sublap 1 | 13:00 | 5 | 105 | December | 21000 | 0 | 0 | 0 | 0 | 0 | 0 | 0 | 0 | 0 | 0 | 0 | 0 | 0 | 10.5835 | 11.7972 | 12.6058 | 11.5739 | 8.2772 | -3.0217 | -0.05691 | 0 | 0 | 0 | 0 | 0 | 0 | 0 | 0 | 0 | 0 | 0 | 0 | 0 | 0 | 0 | 0 | 0 | 222.2531 | 247.7406 | 264.7222 | 243.0522 | 173.822 | -63.4556 | -1.1951 | 0 | 0 | 0 | 0
0.5416666666666675106January | Resource 1 | Sublap 1 | 13:00 | 5 | 106 | January | 10000 | 0 | 0 | 0 | 0 | 0 | 0 | 0 | 0 | 0 | 0 | 0 | 0 | 0 | 10.0958 | 11.4209 | 12.3078 | 11.3037 | 10.3582 | -2.9091 | -0.054796 | 0 | 0 | 0 | 0 | 0 | 0 | 0 | 0 | 0 | 0 | 0 | 0 | 0 | 0 | 0 | 0 | 0 | 100.9581 | 114.209 | 123.0781 | 113.0369 | 103.5825 | -29.0911 | -0.54796 | 0 | 0 | 0 | 0
0.5416666666666675106February | Resource 1 | Sublap 1 | 13:00 | 5 | 106 | February | 11000 | 0 | 0 | 0 | 0 | 0 | 0 | 0 | 0 | 0 | 0 | 0 | 0 | 0 | 10.0958 | 11.4209 | 12.3078 | 11.3037 | 10.3582 | -2.9091 | -0.054796 | 0 | 0 | 0 | 0 | 0 | 0 | 0 | 0 | 0 | 0 | 0 | 0 | 0 | 0 | 0 | 0 | 0 | 111.0539 | 125.6299 | 135.3859 | 124.3406 | 113.9407 | -32.0002 | -0.60275 | 0 | 0 | 0 | 0
0.5416666666666675106March | Resource 1 | Sublap 1 | 13:00 | 5 | 106 | March | 12000 | 0 | 0 | 0 | 0 | 0 | 0 | 0 | 0 | 0 | 0 | 0 | 0 | 0 | 10.0958 | 11.4209 | 12.3078 | 11.3037 | 10.3582 | -2.9091 | -0.054796 | 0 | 0 | 0 | 0 | 0 | 0 | 0 | 0 | 0 | 0 | 0 | 0 | 0 | 0 | 0 | 0 | 0 | 121.1497 | 137.0508 | 147.6937 | 135.6443 | 124.299 | -34.9093 | -0.65755 | 0 | 0 | 0 | 0
0.5416666666666675106April | Resource 1 | Sublap 1 | 13:00 | 5 | 106 | April | 13000 | 0 | 0 | 0 | 0 | 0 | 0 | 0 | 0 | 0 | 0 | 0 | 0 | 0 | 10.0958 | 11.4209 | 12.3078 | 11.3037 | 10.3582 | -2.9091 | -0.054796 | 0 | 0 | 0 | 0 | 0 | 0 | 0 | 0 | 0 | 0 | 0 | 0 | 0 | 0 | 0 | 0 | 0 | 131.2455 | 148.4717 | 160.0015 | 146.948 | 134.6572 | -37.8184 | -0.71234 | 0 | 0 | 0 | 0
0.5416666666666675106May | Resource 1 | Sublap 1 | 13:00 | 5 | 106 | May | 14000 | 0 | 0 | 0 | 0 | 0 | 0 | 0 | 0 | 0 | 0 | 0 | 0 | 0 | 10.0958 | 11.4209 | 12.3078 | 11.3037 | 10.3582 | -2.9091 | -0.054796 | 0 | 0 | 0 | 0 | 0 | 0 | 0 | 0 | 0 | 0 | 0 | 0 | 0 | 0 | 0 | 0 | 0 | 141.3413 | 159.8926 | 172.3093 | 158.2517 | 145.0154 | -40.7276 | -0.76714 | 0 | 0 | 0 | 0
0.5416666666666675106June | Resource 1 | Sublap 1 | 13:00 | 5 | 106 | June | 15000 | 0 | 0 | 0 | 0 | 0 | 0 | 0 | 0 | 0 | 0 | 0 | 0 | 0 | 10.0958 | 11.4209 | 12.3078 | 11.3037 | 10.3582 | -2.9091 | -0.054796 | 0 | 0 | 0 | 0 | 0 | 0 | 0 | 0 | 0 | 0 | 0 | 0 | 0 | 0 | 0 | 0 | 0 | 151.4371 | 171.3135 | 184.6171 | 169.5554 | 155.3737 | -43.6367 | -0.82194 | 0 | 0 | 0 | 0
0.5416666666666675106July | Resource 1 | Sublap 1 | 13:00 | 5 | 106 | July | 16000 | 0 | 0 | 0 | 0 | 0 | 0 | 0 | 0 | 0 | 0 | 0 | 0 | 0 | 10.0958 | 11.4209 | 12.3078 | 11.3037 | 10.3582 | -2.9091 | -0.054796 | 0 | 0 | 0 | 0 | 0 | 0 | 0 | 0 | 0 | 0 | 0 | 0 | 0 | 0 | 0 | 0 | 0 | 161.5329 | 182.7344 | 196.9249 | 180.8591 | 165.7319 | -46.5458 | -0.87673 | 0 | 0 | 0 | 0
0.5416666666666675106August | Resource 1 | Sublap 1 | 13:00 | 5 | 106 | August | 17000 | 0 | 0 | 0 | 0 | 0 | 0 | 0 | 0 | 0 | 0 | 0 | 0 | 0 | 10.0958 | 11.4209 | 12.3078 | 11.3037 | 10.3582 | -2.9091 | -0.054796 | 0 | 0 | 0 | 0 | 0 | 0 | 0 | 0 | 0 | 0 | 0 | 0 | 0 | 0 | 0 | 0 | 0 | 171.6288 | 194.1553 | 209.2327 | 192.1628 | 176.0902 | -49.4549 | -0.93153 | 0 | 0 | 0 | 0
0.5416666666666675106September | Resource 1 | Sublap 1 | 13:00 | 5 | 106 | September | 18000 | 0 | 0 | 0 | 0 | 0 | 0 | 0 | 0 | 0 | 0 | 0 | 0 | 0 | 10.0958 | 11.4209 | 12.3078 | 11.3037 | 10.3582 | -2.9091 | -0.054796 | 0 | 0 | 0 | 0 | 0 | 0 | 0 | 0 | 0 | 0 | 0 | 0 | 0 | 0 | 0 | 0 | 0 | 181.7245 | 205.5762 | 221.5405 | 203.4664 | 186.4484 | -52.364 | -0.98632 | 0 | 0 | 0 | 0
0.5416666666666675106October | Resource 1 | Sublap 1 | 13:00 | 5 | 106 | October | 19000 | 0 | 0 | 0 | 0 | 0 | 0 | 0 | 0 | 0 | 0 | 0 | 0 | 0 | 10.0958 | 11.4209 | 12.3078 | 11.3037 | 10.3582 | -2.9091 | -0.054796 | 0 | 0 | 0 | 0 | 0 | 0 | 0 | 0 | 0 | 0 | 0 | 0 | 0 | 0 | 0 | 0 | 0 | 191.8204 | 216.9971 | 233.8484 | 214.7701 | 196.8067 | -55.2731 | -1.0411 | 0 | 0 | 0 | 0
0.5416666666666675106November | Resource 1 | Sublap 1 | 13:00 | 5 | 106 | November | 20000 | 0 | 0 | 0 | 0 | 0 | 0 | 0 | 0 | 0 | 0 | 0 | 0 | 0 | 10.0958 | 11.4209 | 12.3078 | 11.3037 | 10.3582 | -2.9091 | -0.054796 | 0 | 0 | 0 | 0 | 0 | 0 | 0 | 0 | 0 | 0 | 0 | 0 | 0 | 0 | 0 | 0 | 0 | 201.9162 | 228.418 | 246.1562 | 226.0738 | 207.1649 | -58.1822 | -1.0959 | 0 | 0 | 0 | 0
0.5416666666666675106December | Resource 1 | Sublap 1 | 13:00 | 5 | 106 | December | 21000 | 0 | 0 | 0 | 0 | 0 | 0 | 0 | 0 | 0 | 0 | 0 | 0 | 0 | 10.0958 | 11.4209 | 12.3078 | 11.3037 | 10.3582 | -2.9091 | -0.054796 | 0 | 0 | 0 | 0 | 0 | 0 | 0 | 0 | 0 | 0 | 0 | 0 | 0 | 0 | 0 | 0 | 0 | 212.012 | 239.8389 | 258.464 | 237.3775 | 217.5232 | -61.0913 | -1.1507 | 0 | 0 | 0 | 0
0.5416666666666675107January | Resource 1 | Sublap 1 | 13:00 | 5 | 107 | January | 10000 | 0 | 0 | 0 | 0 | 0 | 0 | 0 | 0 | 0 | 0 | 0 | 0 | 0 | 11.9207 | 13.3743 | 14.3023 | 13.2793 | 11.3263 | -3.4069 | -0.064145 | 0 | 0 | 0 | 0 | 0 | 0 | 0 | 0 | 0 | 0 | 0 | 0 | 0 | 0 | 0 | 0 | 0 | 119.2067 | 133.7431 | 143.0231 | 132.7933 | 113.2629 | -34.0686 | -0.64145 | 0 | 0 | 0 | 0
0.5416666666666675107February | Resource 1 | Sublap 1 | 13:00 | 5 | 107 | February | 11000 | 0 | 0 | 0 | 0 | 0 | 0 | 0 | 0 | 0 | 0 | 0 | 0 | 0 | 11.9207 | 13.3743 | 14.3023 | 13.2793 | 11.3263 | -3.4069 | -0.064145 | 0 | 0 | 0 | 0 | 0 | 0 | 0 | 0 | 0 | 0 | 0 | 0 | 0 | 0 | 0 | 0 | 0 | 131.1274 | 147.1174 | 157.3254 | 146.0727 | 124.5892 | -37.4754 | -0.70559 | 0 | 0 | 0 | 0
0.5416666666666675107March | Resource 1 | Sublap 1 | 13:00 | 5 | 107 | March | 12000 | 0 | 0 | 0 | 0 | 0 | 0 | 0 | 0 | 0 | 0 | 0 | 0 | 0 | 11.9207 | 13.3743 | 14.3023 | 13.2793 | 11.3263 | -3.4069 | -0.064145 | 0 | 0 | 0 | 0 | 0 | 0 | 0 | 0 | 0 | 0 | 0 | 0 | 0 | 0 | 0 | 0 | 0 | 143.0481 | 160.4917 | 171.6277 | 159.352 | 135.9155 | -40.8823 | -0.76974 | 0 | 0 | 0 | 0
0.5416666666666675107April | Resource 1 | Sublap 1 | 13:00 | 5 | 107 | April | 13000 | 0 | 0 | 0 | 0 | 0 | 0 | 0 | 0 | 0 | 0 | 0 | 0 | 0 | 11.9207 | 13.3743 | 14.3023 | 13.2793 | 11.3263 | -3.4069 | -0.064145 | 0 | 0 | 0 | 0 | 0 | 0 | 0 | 0 | 0 | 0 | 0 | 0 | 0 | 0 | 0 | 0 | 0 | 154.9687 | 173.866 | 185.93 | 172.6313 | 147.2417 | -44.2892 | -0.83388 | 0 | 0 | 0 | 0
0.5416666666666675107May | Resource 1 | Sublap 1 | 13:00 | 5 | 107 | May | 14000 | 0 | 0 | 0 | 0 | 0 | 0 | 0 | 0 | 0 | 0 | 0 | 0 | 0 | 11.9207 | 13.3743 | 14.3023 | 13.2793 | 11.3263 | -3.4069 | -0.064145 | 0 | 0 | 0 | 0 | 0 | 0 | 0 | 0 | 0 | 0 | 0 | 0 | 0 | 0 | 0 | 0 | 0 | 166.8894 | 187.2403 | 200.2323 | 185.9107 | 158.568 | -47.696 | -0.89803 | 0 | 0 | 0 | 0
0.5416666666666675107June | Resource 1 | Sublap 1 | 13:00 | 5 | 107 | June | 15000 | 0 | 0 | 0 | 0 | 0 | 0 | 0 | 0 | 0 | 0 | 0 | 0 | 0 | 11.9207 | 13.3743 | 14.3023 | 13.2793 | 11.3263 | -3.4069 | -0.064145 | 0 | 0 | 0 | 0 | 0 | 0 | 0 | 0 | 0 | 0 | 0 | 0 | 0 | 0 | 0 | 0 | 0 | 178.8101 | 200.6146 | 214.5346 | 199.19 | 169.8943 | -51.1029 | -0.96217 | 0 | 0 | 0 | 0
0.5416666666666675107July | Resource 1 | Sublap 1 | 13:00 | 5 | 107 | July | 16000 | 0 | 0 | 0 | 0 | 0 | 0 | 0 | 0 | 0 | 0 | 0 | 0 | 0 | 11.9207 | 13.3743 | 14.3023 | 13.2793 | 11.3263 | -3.4069 | -0.064145 | 0 | 0 | 0 | 0 | 0 | 0 | 0 | 0 | 0 | 0 | 0 | 0 | 0 | 0 | 0 | 0 | 0 | 190.7307 | 213.9889 | 228.8369 | 212.4693 | 181.2206 | -54.5097 | -1.0263 | 0 | 0 | 0 | 0
0.5416666666666675107August | Resource 1 | Sublap 1 | 13:00 | 5 | 107 | August | 17000 | 0 | 0 | 0 | 0 | 0 | 0 | 0 | 0 | 0 | 0 | 0 | 0 | 0 | 11.9207 | 13.3743 | 14.3023 | 13.2793 | 11.3263 | -3.4069 | -0.064145 | 0 | 0 | 0 | 0 | 0 | 0 | 0 | 0 | 0 | 0 | 0 | 0 | 0 | 0 | 0 | 0 | 0 | 202.6514 | 227.3633 | 243.1393 | 225.7487 | 192.5469 | -57.9166 | -1.0905 | 0 | 0 | 0 | 0
0.5416666666666675107September | Resource 1 | Sublap 1 | 13:00 | 5 | 107 | September | 18000 | 0 | 0 | 0 | 0 | 0 | 0 | 0 | 0 | 0 | 0 | 0 | 0 | 0 | 11.9207 | 13.3743 | 14.3023 | 13.2793 | 11.3263 | -3.4069 | -0.064145 | 0 | 0 | 0 | 0 | 0 | 0 | 0 | 0 | 0 | 0 | 0 | 0 | 0 | 0 | 0 | 0 | 0 | 214.5721 | 240.7376 | 257.4416 | 239.028 | 203.8732 | -61.3235 | -1.1546 | 0 | 0 | 0 | 0
0.5416666666666675107October | Resource 1 | Sublap 1 | 13:00 | 5 | 107 | October | 19000 | 0 | 0 | 0 | 0 | 0 | 0 | 0 | 0 | 0 | 0 | 0 | 0 | 0 | 11.9207 | 13.3743 | 14.3023 | 13.2793 | 11.3263 | -3.4069 | -0.064145 | 0 | 0 | 0 | 0 | 0 | 0 | 0 | 0 | 0 | 0 | 0 | 0 | 0 | 0 | 0 | 0 | 0 | 226.4928 | 254.1119 | 271.7439 | 252.3073 | 215.1995 | -64.7303 | -1.2188 | 0 | 0 | 0 | 0
0.5416666666666675107November | Resource 1 | Sublap 1 | 13:00 | 5 | 107 | November | 20000 | 0 | 0 | 0 | 0 | 0 | 0 | 0 | 0 | 0 | 0 | 0 | 0 | 0 | 11.9207 | 13.3743 | 14.3023 | 13.2793 | 11.3263 | -3.4069 | -0.064145 | 0 | 0 | 0 | 0 | 0 | 0 | 0 | 0 | 0 | 0 | 0 | 0 | 0 | 0 | 0 | 0 | 0 | 238.4134 | 267.4862 | 286.0462 | 265.5867 | 226.5258 | -68.1372 | -1.2829 | 0 | 0 | 0 | 0
0.5416666666666675107December | Resource 1 | Sublap 1 | 13:00 | 5 | 107 | December | 21000 | 0 | 0 | 0 | 0 | 0 | 0 | 0 | 0 | 0 | 0 | 0 | 0 | 0 | 11.9207 | 13.3743 | 14.3023 | 13.2793 | 11.3263 | -3.4069 | -0.064145 | 0 | 0 | 0 | 0 | 0 | 0 | 0 | 0 | 0 | 0 | 0 | 0 | 0 | 0 | 0 | 0 | 0 | 250.3341 | 280.8605 | 300.3485 | 278.866 | 237.852 | -71.544 | -1.347 | 0 | 0 | 0 | 0
0.541666666666667671January | Resource 1 | Sublap 1 | 13:00 | 6 | 71 | January | 10000 | 0 | 0 | 0 | 0 | 0 | 0 | 0 | 0 | 0 | 0 | 0 | 0 | 0 | 0 | 0 | 0 | 0 | 0 | 0 | 0 | 0 | 0 | 0 | 0 | 0 | 0 | 0 | 0 | 0 | 0 | 0 | 0 | 0 | 0 | 0 | 0 | 0 | 0 | 0 | 0 | 0 | 0 | 0 | 0 | 0 | 0 | 0 | 0
0.541666666666667671February | Resource 1 | Sublap 1 | 13:00 | 6 | 71 | February | 11000 | 0 | 0 | 0 | 0 | 0 | 0 | 0 | 0 | 0 | 0 | 0 | 0 | 0 | 0 | 0 | 0 | 0 | 0 | 0 | 0 | 0 | 0 | 0 | 0 | 0 | 0 | 0 | 0 | 0 | 0 | 0 | 0 | 0 | 0 | 0 | 0 | 0 | 0 | 0 | 0 | 0 | 0 | 0 | 0 | 0 | 0 | 0 | 0
0.541666666666667671March | Resource 1 | Sublap 1 | 13:00 | 6 | 71 | March | 12000 | 0 | 0 | 0 | 0 | 0 | 0 | 0 | 0 | 0 | 0 | 0 | 0 | 0 | 0 | 0 | 0 | 0 | 0 | 0 | 0 | 0 | 0 | 0 | 0 | 0 | 0 | 0 | 0 | 0 | 0 | 0 | 0 | 0 | 0 | 0 | 0 | 0 | 0 | 0 | 0 | 0 | 0 | 0 | 0 | 0 | 0 | 0 | 0
0.541666666666667671April | Resource 1 | Sublap 1 | 13:00 | 6 | 71 | April | 13000 | 0 | 0 | 0 | 0 | 0 | 0 | 0 | 0 | 0 | 0 | 0 | 0 | 0 | 0 | 0 | 0 | 0 | 0 | 0 | 0 | 0 | 0 | 0 | 0 | 0 | 0 | 0 | 0 | 0 | 0 | 0 | 0 | 0 | 0 | 0 | 0 | 0 | 0 | 0 | 0 | 0 | 0 | 0 | 0 | 0 | 0 | 0 | 0
0.541666666666667671May | Resource 1 | Sublap 1 | 13:00 | 6 | 71 | May | 14000 | 0 | 0 | 0 | 0 | 0 | 0 | 0 | 0 | 0 | 0 | 0 | 0 | 0 | 0 | 0 | 0 | 0 | 0 | 0 | 0 | 0 | 0 | 0 | 0 | 0 | 0 | 0 | 0 | 0 | 0 | 0 | 0 | 0 | 0 | 0 | 0 | 0 | 0 | 0 | 0 | 0 | 0 | 0 | 0 | 0 | 0 | 0 | 0
0.541666666666667671June | Resource 1 | Sublap 1 | 13:00 | 6 | 71 | June | 15000 | 0 | 0 | 0 | 0 | 0 | 0 | 0 | 0 | 0 | 0 | 0 | 0 | 0 | 0 | 0 | 0 | 0 | 0 | 0 | 0 | 0 | 0 | 0 | 0 | 0 | 0 | 0 | 0 | 0 | 0 | 0 | 0 | 0 | 0 | 0 | 0 | 0 | 0 | 0 | 0 | 0 | 0 | 0 | 0 | 0 | 0 | 0 | 0
0.541666666666667671July | Resource 1 | Sublap 1 | 13:00 | 6 | 71 | July | 16000 | 0 | 0 | 0 | 0 | 0 | 0 | 0 | 0 | 0 | 0 | 0 | 0 | 0 | 0 | 0 | 0 | 0 | 0 | 0 | 0 | 0 | 0 | 0 | 0 | 0 | 0 | 0 | 0 | 0 | 0 | 0 | 0 | 0 | 0 | 0 | 0 | 0 | 0 | 0 | 0 | 0 | 0 | 0 | 0 | 0 | 0 | 0 | 0
0.541666666666667671August | Resource 1 | Sublap 1 | 13:00 | 6 | 71 | August | 17000 | 0 | 0 | 0 | 0 | 0 | 0 | 0 | 0 | 0 | 0 | 0 | 0 | 0 | 0 | 0 | 0 | 0 | 0 | 0 | 0 | 0 | 0 | 0 | 0 | 0 | 0 | 0 | 0 | 0 | 0 | 0 | 0 | 0 | 0 | 0 | 0 | 0 | 0 | 0 | 0 | 0 | 0 | 0 | 0 | 0 | 0 | 0 | 0
0.541666666666667671September | Resource 1 | Sublap 1 | 13:00 | 6 | 71 | September | 18000 | 0 | 0 | 0 | 0 | 0 | 0 | 0 | 0 | 0 | 0 | 0 | 0 | 0 | 0 | 0 | 0 | 0 | 0 | 0 | 0 | 0 | 0 | 0 | 0 | 0 | 0 | 0 | 0 | 0 | 0 | 0 | 0 | 0 | 0 | 0 | 0 | 0 | 0 | 0 | 0 | 0 | 0 | 0 | 0 | 0 | 0 | 0 | 0
0.541666666666667671October | Resource 1 | Sublap 1 | 13:00 | 6 | 71 | October | 19000 | 0 | 0 | 0 | 0 | 0 | 0 | 0 | 0 | 0 | 0 | 0 | 0 | 0 | 0 | 0 | 0 | 0 | 0 | 0 | 0 | 0 | 0 | 0 | 0 | 0 | 0 | 0 | 0 | 0 | 0 | 0 | 0 | 0 | 0 | 0 | 0 | 0 | 0 | 0 | 0 | 0 | 0 | 0 | 0 | 0 | 0 | 0 | 0
0.541666666666667671November | Resource 1 | Sublap 1 | 13:00 | 6 | 71 | November | 20000 | 0 | 0 | 0 | 0 | 0 | 0 | 0 | 0 | 0 | 0 | 0 | 0 | 0 | 0 | 0 | 0 | 0 | 0 | 0 | 0 | 0 | 0 | 0 | 0 | 0 | 0 | 0 | 0 | 0 | 0 | 0 | 0 | 0 | 0 | 0 | 0 | 0 | 0 | 0 | 0 | 0 | 0 | 0 | 0 | 0 | 0 | 0 | 0
0.541666666666667671December | Resource 1 | Sublap 1 | 13:00 | 6 | 71 | December | 21000 | 0 | 0 | 0 | 0 | 0 | 0 | 0 | 0 | 0 | 0 | 0 | 0 | 0 | 0 | 0 | 0 | 0 | 0 | 0 | 0 | 0 | 0 | 0 | 0 | 0 | 0 | 0 | 0 | 0 | 0 | 0 | 0 | 0 | 0 | 0 | 0 | 0 | 0 | 0 | 0 | 0 | 0 | 0 | 0 | 0 | 0 | 0 | 0
0.541666666666667672January | Resource 1 | Sublap 1 | 13:00 | 6 | 72 | January | 10000 | 0 | 0 | 0 | 0 | 0 | 0 | 0 | 0 | 0 | 0 | 0 | 0 | 0 | 0 | 0 | 0 | 0 | 0 | 0 | 0 | 0 | 0 | 0 | 0 | 0 | 0 | 0 | 0 | 0 | 0 | 0 | 0 | 0 | 0 | 0 | 0 | 0 | 0 | 0 | 0 | 0 | 0 | 0 | 0 | 0 | 0 | 0 | 0
0.541666666666667672February | Resource 1 | Sublap 1 | 13:00 | 6 | 72 | February | 11000 | 0 | 0 | 0 | 0 | 0 | 0 | 0 | 0 | 0 | 0 | 0 | 0 | 0 | 0 | 0 | 0 | 0 | 0 | 0 | 0 | 0 | 0 | 0 | 0 | 0 | 0 | 0 | 0 | 0 | 0 | 0 | 0 | 0 | 0 | 0 | 0 | 0 | 0 | 0 | 0 | 0 | 0 | 0 | 0 | 0 | 0 | 0 | 0
0.541666666666667672March | Resource 1 | Sublap 1 | 13:00 | 6 | 72 | March | 12000 | 0 | 0 | 0 | 0 | 0 | 0 | 0 | 0 | 0 | 0 | 0 | 0 | 0 | 0 | 0 | 0 | 0 | 0 | 0 | 0 | 0 | 0 | 0 | 0 | 0 | 0 | 0 | 0 | 0 | 0 | 0 | 0 | 0 | 0 | 0 | 0 | 0 | 0 | 0 | 0 | 0 | 0 | 0 | 0 | 0 | 0 | 0 | 0
0.541666666666667672April | Resource 1 | Sublap 1 | 13:00 | 6 | 72 | April | 13000 | 0 | 0 | 0 | 0 | 0 | 0 | 0 | 0 | 0 | 0 | 0 | 0 | 0 | 0 | 0 | 0 | 0 | 0 | 0 | 0 | 0 | 0 | 0 | 0 | 0 | 0 | 0 | 0 | 0 | 0 | 0 | 0 | 0 | 0 | 0 | 0 | 0 | 0 | 0 | 0 | 0 | 0 | 0 | 0 | 0 | 0 | 0 | 0
0.541666666666667672May | Resource 1 | Sublap 1 | 13:00 | 6 | 72 | May | 14000 | 0 | 0 | 0 | 0 | 0 | 0 | 0 | 0 | 0 | 0 | 0 | 0 | 0 | 0 | 0 | 0 | 0 | 0 | 0 | 0 | 0 | 0 | 0 | 0 | 0 | 0 | 0 | 0 | 0 | 0 | 0 | 0 | 0 | 0 | 0 | 0 | 0 | 0 | 0 | 0 | 0 | 0 | 0 | 0 | 0 | 0 | 0 | 0
0.541666666666667672June | Resource 1 | Sublap 1 | 13:00 | 6 | 72 | June | 15000 | 0 | 0 | 0 | 0 | 0 | 0 | 0 | 0 | 0 | 0 | 0 | 0 | 0 | 0 | 0 | 0 | 0 | 0 | 0 | 0 | 0 | 0 | 0 | 0 | 0 | 0 | 0 | 0 | 0 | 0 | 0 | 0 | 0 | 0 | 0 | 0 | 0 | 0 | 0 | 0 | 0 | 0 | 0 | 0 | 0 | 0 | 0 | 0
0.541666666666667672July | Resource 1 | Sublap 1 | 13:00 | 6 | 72 | July | 16000 | 0 | 0 | 0 | 0 | 0 | 0 | 0 | 0 | 0 | 0 | 0 | 0 | 0 | 0 | 0 | 0 | 0 | 0 | 0 | 0 | 0 | 0 | 0 | 0 | 0 | 0 | 0 | 0 | 0 | 0 | 0 | 0 | 0 | 0 | 0 | 0 | 0 | 0 | 0 | 0 | 0 | 0 | 0 | 0 | 0 | 0 | 0 | 0
0.541666666666667672August | Resource 1 | Sublap 1 | 13:00 | 6 | 72 | August | 17000 | 0 | 0 | 0 | 0 | 0 | 0 | 0 | 0 | 0 | 0 | 0 | 0 | 0 | 0 | 0 | 0 | 0 | 0 | 0 | 0 | 0 | 0 | 0 | 0 | 0 | 0 | 0 | 0 | 0 | 0 | 0 | 0 | 0 | 0 | 0 | 0 | 0 | 0 | 0 | 0 | 0 | 0 | 0 | 0 | 0 | 0 | 0 | 0
0.541666666666667672September | Resource 1 | Sublap 1 | 13:00 | 6 | 72 | September | 18000 | 0 | 0 | 0 | 0 | 0 | 0 | 0 | 0 | 0 | 0 | 0 | 0 | 0 | 0 | 0 | 0 | 0 | 0 | 0 | 0 | 0 | 0 | 0 | 0 | 0 | 0 | 0 | 0 | 0 | 0 | 0 | 0 | 0 | 0 | 0 | 0 | 0 | 0 | 0 | 0 | 0 | 0 | 0 | 0 | 0 | 0 | 0 | 0
0.541666666666667672October | Resource 1 | Sublap 1 | 13:00 | 6 | 72 | October | 19000 | 0 | 0 | 0 | 0 | 0 | 0 | 0 | 0 | 0 | 0 | 0 | 0 | 0 | 0 | 0 | 0 | 0 | 0 | 0 | 0 | 0 | 0 | 0 | 0 | 0 | 0 | 0 | 0 | 0 | 0 | 0 | 0 | 0 | 0 | 0 | 0 | 0 | 0 | 0 | 0 | 0 | 0 | 0 | 0 | 0 | 0 | 0 | 0
0.541666666666667672November | Resource 1 | Sublap 1 | 13:00 | 6 | 72 | November | 20000 | 0 | 0 | 0 | 0 | 0 | 0 | 0 | 0 | 0 | 0 | 0 | 0 | 0 | 0 | 0 | 0 | 0 | 0 | 0 | 0 | 0 | 0 | 0 | 0 | 0 | 0 | 0 | 0 | 0 | 0 | 0 | 0 | 0 | 0 | 0 | 0 | 0 | 0 | 0 | 0 | 0 | 0 | 0 | 0 | 0 | 0 | 0 | 0
0.541666666666667672December | Resource 1 | Sublap 1 | 13:00 | 6 | 72 | December | 21000 | 0 | 0 | 0 | 0 | 0 | 0 | 0 | 0 | 0 | 0 | 0 | 0 | 0 | 0 | 0 | 0 | 0 | 0 | 0 | 0 | 0 | 0 | 0 | 0 | 0 | 0 | 0 | 0 | 0 | 0 | 0 | 0 | 0 | 0 | 0 | 0 | 0 | 0 | 0 | 0 | 0 | 0 | 0 | 0 | 0 | 0 | 0 | 0
0.541666666666667673January | Resource 1 | Sublap 1 | 13:00 | 6 | 73 | January | 10000 | 0 | 0 | 0 | 0 | 0 | 0 | 0 | 0 | 0 | 0 | 0 | 0 | 0 | 0 | 0 | 0 | 0 | 0 | 0 | 0 | 0 | 0 | 0 | 0 | 0 | 0 | 0 | 0 | 0 | 0 | 0 | 0 | 0 | 0 | 0 | 0 | 0 | 0 | 0 | 0 | 0 | 0 | 0 | 0 | 0 | 0 | 0 | 0
0.541666666666667673February | Resource 1 | Sublap 1 | 13:00 | 6 | 73 | February | 11000 | 0 | 0 | 0 | 0 | 0 | 0 | 0 | 0 | 0 | 0 | 0 | 0 | 0 | 0 | 0 | 0 | 0 | 0 | 0 | 0 | 0 | 0 | 0 | 0 | 0 | 0 | 0 | 0 | 0 | 0 | 0 | 0 | 0 | 0 | 0 | 0 | 0 | 0 | 0 | 0 | 0 | 0 | 0 | 0 | 0 | 0 | 0 | 0
0.541666666666667673March | Resource 1 | Sublap 1 | 13:00 | 6 | 73 | March | 12000 | 0 | 0 | 0 | 0 | 0 | 0 | 0 | 0 | 0 | 0 | 0 | 0 | 0 | 0 | 0 | 0 | 0 | 0 | 0 | 0 | 0 | 0 | 0 | 0 | 0 | 0 | 0 | 0 | 0 | 0 | 0 | 0 | 0 | 0 | 0 | 0 | 0 | 0 | 0 | 0 | 0 | 0 | 0 | 0 | 0 | 0 | 0 | 0
0.541666666666667673April | Resource 1 | Sublap 1 | 13:00 | 6 | 73 | April | 13000 | 0 | 0 | 0 | 0 | 0 | 0 | 0 | 0 | 0 | 0 | 0 | 0 | 0 | 0 | 0 | 0 | 0 | 0 | 0 | 0 | 0 | 0 | 0 | 0 | 0 | 0 | 0 | 0 | 0 | 0 | 0 | 0 | 0 | 0 | 0 | 0 | 0 | 0 | 0 | 0 | 0 | 0 | 0 | 0 | 0 | 0 | 0 | 0
0.541666666666667673May | Resource 1 | Sublap 1 | 13:00 | 6 | 73 | May | 14000 | 0 | 0 | 0 | 0 | 0 | 0 | 0 | 0 | 0 | 0 | 0 | 0 | 0 | 0 | 0 | 0 | 0 | 0 | 0 | 0 | 0 | 0 | 0 | 0 | 0 | 0 | 0 | 0 | 0 | 0 | 0 | 0 | 0 | 0 | 0 | 0 | 0 | 0 | 0 | 0 | 0 | 0 | 0 | 0 | 0 | 0 | 0 | 0
0.541666666666667673June | Resource 1 | Sublap 1 | 13:00 | 6 | 73 | June | 15000 | 0 | 0 | 0 | 0 | 0 | 0 | 0 | 0 | 0 | 0 | 0 | 0 | 0 | 0 | 0 | 0 | 0 | 0 | 0 | 0 | 0 | 0 | 0 | 0 | 0 | 0 | 0 | 0 | 0 | 0 | 0 | 0 | 0 | 0 | 0 | 0 | 0 | 0 | 0 | 0 | 0 | 0 | 0 | 0 | 0 | 0 | 0 | 0
0.541666666666667673July | Resource 1 | Sublap 1 | 13:00 | 6 | 73 | July | 16000 | 0 | 0 | 0 | 0 | 0 | 0 | 0 | 0 | 0 | 0 | 0 | 0 | 0 | 0 | 0 | 0 | 0 | 0 | 0 | 0 | 0 | 0 | 0 | 0 | 0 | 0 | 0 | 0 | 0 | 0 | 0 | 0 | 0 | 0 | 0 | 0 | 0 | 0 | 0 | 0 | 0 | 0 | 0 | 0 | 0 | 0 | 0 | 0
0.541666666666667673August | Resource 1 | Sublap 1 | 13:00 | 6 | 73 | August | 17000 | 0 | 0 | 0 | 0 | 0 | 0 | 0 | 0 | 0 | 0 | 0 | 0 | 0 | 0 | 0 | 0 | 0 | 0 | 0 | 0 | 0 | 0 | 0 | 0 | 0 | 0 | 0 | 0 | 0 | 0 | 0 | 0 | 0 | 0 | 0 | 0 | 0 | 0 | 0 | 0 | 0 | 0 | 0 | 0 | 0 | 0 | 0 | 0
0.541666666666667673September | Resource 1 | Sublap 1 | 13:00 | 6 | 73 | September | 18000 | 0 | 0 | 0 | 0 | 0 | 0 | 0 | 0 | 0 | 0 | 0 | 0 | 0 | 0 | 0 | 0 | 0 | 0 | 0 | 0 | 0 | 0 | 0 | 0 | 0 | 0 | 0 | 0 | 0 | 0 | 0 | 0 | 0 | 0 | 0 | 0 | 0 | 0 | 0 | 0 | 0 | 0 | 0 | 0 | 0 | 0 | 0 | 0
0.541666666666667673October | Resource 1 | Sublap 1 | 13:00 | 6 | 73 | October | 19000 | 0 | 0 | 0 | 0 | 0 | 0 | 0 | 0 | 0 | 0 | 0 | 0 | 0 | 0 | 0 | 0 | 0 | 0 | 0 | 0 | 0 | 0 | 0 | 0 | 0 | 0 | 0 | 0 | 0 | 0 | 0 | 0 | 0 | 0 | 0 | 0 | 0 | 0 | 0 | 0 | 0 | 0 | 0 | 0 | 0 | 0 | 0 | 0
0.541666666666667673November | Resource 1 | Sublap 1 | 13:00 | 6 | 73 | November | 20000 | 0 | 0 | 0 | 0 | 0 | 0 | 0 | 0 | 0 | 0 | 0 | 0 | 0 | 0 | 0 | 0 | 0 | 0 | 0 | 0 | 0 | 0 | 0 | 0 | 0 | 0 | 0 | 0 | 0 | 0 | 0 | 0 | 0 | 0 | 0 | 0 | 0 | 0 | 0 | 0 | 0 | 0 | 0 | 0 | 0 | 0 | 0 | 0
0.541666666666667673December | Resource 1 | Sublap 1 | 13:00 | 6 | 73 | December | 21000 | 0 | 0 | 0 | 0 | 0 | 0 | 0 | 0 | 0 | 0 | 0 | 0 | 0 | 0 | 0 | 0 | 0 | 0 | 0 | 0 | 0 | 0 | 0 | 0 | 0 | 0 | 0 | 0 | 0 | 0 | 0 | 0 | 0 | 0 | 0 | 0 | 0 | 0 | 0 | 0 | 0 | 0 | 0 | 0 | 0 | 0 | 0 | 0
0.541666666666667674January | Resource 1 | Sublap 1 | 13:00 | 6 | 74 | January | 10000 | 0 | 0 | 0 | 0 | 0 | 0 | 0 | 0 | 0 | 0 | 0 | 0 | 0 | 0.30766 | 0.28585 | 0.23312 | 0.17056 | 0.11869 | 0.060615 | -0.15013 | -0.0032893 | 0 | 0 | 0 | 0 | 0 | 0 | 0 | 0 | 0 | 0 | 0 | 0 | 0 | 0 | 0 | 0 | 3.0766 | 2.8585 | 2.3312 | 1.7056 | 1.1869 | 0.60615 | -1.5013 | -0.032893 | 0 | 0 | 0
0.541666666666667674February | Resource 1 | Sublap 1 | 13:00 | 6 | 74 | February | 11000 | 0 | 0 | 0 | 0 | 0 | 0 | 0 | 0 | 0 | 0 | 0 | 0 | 0 | 0.30766 | 0.28585 | 0.23312 | 0.17056 | 0.11869 | 0.060615 | -0.15013 | -0.0032893 | 0 | 0 | 0 | 0 | 0 | 0 | 0 | 0 | 0 | 0 | 0 | 0 | 0 | 0 | 0 | 0 | 3.3843 | 3.1443 | 2.5644 | 1.8762 | 1.3056 | 0.66676 | -1.6514 | -0.036183 | 0 | 0 | 0
0.541666666666667674March | Resource 1 | Sublap 1 | 13:00 | 6 | 74 | March | 12000 | 0 | 0 | 0 | 0 | 0 | 0 | 0 | 0 | 0 | 0 | 0 | 0 | 0 | 0.30766 | 0.28585 | 0.23312 | 0.17056 | 0.11869 | 0.060615 | -0.15013 | -0.0032893 | 0 | 0 | 0 | 0 | 0 | 0 | 0 | 0 | 0 | 0 | 0 | 0 | 0 | 0 | 0 | 0 | 3.6919 | 3.4301 | 2.7975 | 2.0467 | 1.4243 | 0.72738 | -1.8016 | -0.039472 | 0 | 0 | 0
0.541666666666667674April | Resource 1 | Sublap 1 | 13:00 | 6 | 74 | April | 13000 | 0 | 0 | 0 | 0 | 0 | 0 | 0 | 0 | 0 | 0 | 0 | 0 | 0 | 0.30766 | 0.28585 | 0.23312 | 0.17056 | 0.11869 | 0.060615 | -0.15013 | -0.0032893 | 0 | 0 | 0 | 0 | 0 | 0 | 0 | 0 | 0 | 0 | 0 | 0 | 0 | 0 | 0 | 0 | 3.9996 | 3.716 | 3.0306 | 2.2173 | 1.543 | 0.78799 | -1.9517 | -0.042761 | 0 | 0 | 0
0.541666666666667674May | Resource 1 | Sublap 1 | 13:00 | 6 | 74 | May | 14000 | 0 | 0 | 0 | 0 | 0 | 0 | 0 | 0 | 0 | 0 | 0 | 0 | 0 | 0.30766 | 0.28585 | 0.23312 | 0.17056 | 0.11869 | 0.060615 | -0.15013 | -0.0032893 | 0 | 0 | 0 | 0 | 0 | 0 | 0 | 0 | 0 | 0 | 0 | 0 | 0 | 0 | 0 | 0 | 4.3073 | 4.0018 | 3.2637 | 2.3879 | 1.6617 | 0.84861 | -2.1018 | -0.046051 | 0 | 0 | 0
0.541666666666667674June | Resource 1 | Sublap 1 | 13:00 | 6 | 74 | June | 15000 | 0 | 0 | 0 | 0 | 0 | 0 | 0 | 0 | 0 | 0 | 0 | 0 | 0 | 0.30766 | 0.28585 | 0.23312 | 0.17056 | 0.11869 | 0.060615 | -0.15013 | -0.0032893 | 0 | 0 | 0 | 0 | 0 | 0 | 0 | 0 | 0 | 0 | 0 | 0 | 0 | 0 | 0 | 0 | 4.6149 | 4.2877 | 3.4969 | 2.5584 | 1.7804 | 0.90922 | -2.252 | -0.04934 | 0 | 0 | 0
0.541666666666667674July | Resource 1 | Sublap 1 | 13:00 | 6 | 74 | July | 16000 | 0 | 0 | 0 | 0 | 0 | 0 | 0 | 0 | 0 | 0 | 0 | 0 | 0 | 0.30766 | 0.28585 | 0.23312 | 0.17056 | 0.11869 | 0.060615 | -0.15013 | -0.0032893 | 0 | 0 | 0 | 0 | 0 | 0 | 0 | 0 | 0 | 0 | 0 | 0 | 0 | 0 | 0 | 0 | 4.9226 | 4.5735 | 3.73 | 2.729 | 1.8991 | 0.96984 | -2.4021 | -0.052629 | 0 | 0 | 0
0.541666666666667674August | Resource 1 | Sublap 1 | 13:00 | 6 | 74 | August | 17000 | 0 | 0 | 0 | 0 | 0 | 0 | 0 | 0 | 0 | 0 | 0 | 0 | 0 | 0.30766 | 0.28585 | 0.23312 | 0.17056 | 0.11869 | 0.060615 | -0.15013 | -0.0032893 | 0 | 0 | 0 | 0 | 0 | 0 | 0 | 0 | 0 | 0 | 0 | 0 | 0 | 0 | 0 | 0 | 5.2303 | 4.8594 | 3.9631 | 2.8996 | 2.0177 | 1.0305 | -2.5522 | -0.055919 | 0 | 0 | 0
0.541666666666667674September | Resource 1 | Sublap 1 | 13:00 | 6 | 74 | September | 18000 | 0 | 0 | 0 | 0 | 0 | 0 | 0 | 0 | 0 | 0 | 0 | 0 | 0 | 0.30766 | 0.28585 | 0.23312 | 0.17056 | 0.11869 | 0.060615 | -0.15013 | -0.0032893 | 0 | 0 | 0 | 0 | 0 | 0 | 0 | 0 | 0 | 0 | 0 | 0 | 0 | 0 | 0 | 0 | 5.5379 | 5.1452 | 4.1962 | 3.0701 | 2.1364 | 1.0911 | -2.7024 | -0.059208 | 0 | 0 | 0
0.541666666666667674October | Resource 1 | Sublap 1 | 13:00 | 6 | 74 | October | 19000 | 0 | 0 | 0 | 0 | 0 | 0 | 0 | 0 | 0 | 0 | 0 | 0 | 0 | 0.30766 | 0.28585 | 0.23312 | 0.17056 | 0.11869 | 0.060615 | -0.15013 | -0.0032893 | 0 | 0 | 0 | 0 | 0 | 0 | 0 | 0 | 0 | 0 | 0 | 0 | 0 | 0 | 0 | 0 | 5.8456 | 5.4311 | 4.4294 | 3.2407 | 2.2551 | 1.1517 | -2.8525 | -0.062497 | 0 | 0 | 0
0.541666666666667674November | Resource 1 | Sublap 1 | 13:00 | 6 | 74 | November | 20000 | 0 | 0 | 0 | 0 | 0 | 0 | 0 | 0 | 0 | 0 | 0 | 0 | 0 | 0.30766 | 0.28585 | 0.23312 | 0.17056 | 0.11869 | 0.060615 | -0.15013 | -0.0032893 | 0 | 0 | 0 | 0 | 0 | 0 | 0 | 0 | 0 | 0 | 0 | 0 | 0 | 0 | 0 | 0 | 6.1532 | 5.7169 | 4.6625 | 3.4112 | 2.3738 | 1.2123 | -3.0026 | -0.065786 | 0 | 0 | 0
0.541666666666667674December | Resource 1 | Sublap 1 | 13:00 | 6 | 74 | December | 21000 | 0 | 0 | 0 | 0 | 0 | 0 | 0 | 0 | 0 | 0 | 0 | 0 | 0 | 0.30766 | 0.28585 | 0.23312 | 0.17056 | 0.11869 | 0.060615 | -0.15013 | -0.0032893 | 0 | 0 | 0 | 0 | 0 | 0 | 0 | 0 | 0 | 0 | 0 | 0 | 0 | 0 | 0 | 0 | 6.4609 | 6.0028 | 4.8956 | 3.5818 | 2.4925 | 1.2729 | -3.1528 | -0.069076 | 0 | 0 | 0
0.541666666666667675January | Resource 1 | Sublap 1 | 13:00 | 6 | 75 | January | 10000 | 0 | 0 | 0 | 0 | 0 | 0 | 0 | 0 | 0 | 0 | 0 | 0 | 0 | 0.18271 | 0.17041 | 0.14045 | 0.096226 | 0.066962 | 0.034197 | -0.084699 | -0.0018557 | 0 | 0 | 0 | 0 | 0 | 0 | 0 | 0 | 0 | 0 | 0 | 0 | 0 | 0 | 0 | 0 | 1.8271 | 1.7041 | 1.4045 | 0.96226 | 0.66962 | 0.34197 | -0.84699 | -0.018557 | 0 | 0 | 0
0.541666666666667675February | Resource 1 | Sublap 1 | 13:00 | 6 | 75 | February | 11000 | 0 | 0 | 0 | 0 | 0 | 0 | 0 | 0 | 0 | 0 | 0 | 0 | 0 | 0.18271 | 0.17041 | 0.14045 | 0.096226 | 0.066962 | 0.034197 | -0.084699 | -0.0018557 | 0 | 0 | 0 | 0 | 0 | 0 | 0 | 0 | 0 | 0 | 0 | 0 | 0 | 0 | 0 | 0 | 2.0099 | 1.8745 | 1.5449 | 1.0585 | 0.73658 | 0.37617 | -0.93169 | -0.020413 | 0 | 0 | 0
0.541666666666667675March | Resource 1 | Sublap 1 | 13:00 | 6 | 75 | March | 12000 | 0 | 0 | 0 | 0 | 0 | 0 | 0 | 0 | 0 | 0 | 0 | 0 | 0 | 0.18271 | 0.17041 | 0.14045 | 0.096226 | 0.066962 | 0.034197 | -0.084699 | -0.0018557 | 0 | 0 | 0 | 0 | 0 | 0 | 0 | 0 | 0 | 0 | 0 | 0 | 0 | 0 | 0 | 0 | 2.1926 | 2.0449 | 1.6854 | 1.1547 | 0.80354 | 0.41036 | -1.0164 | -0.022269 | 0 | 0 | 0
0.541666666666667675April | Resource 1 | Sublap 1 | 13:00 | 6 | 75 | April | 13000 | 0 | 0 | 0 | 0 | 0 | 0 | 0 | 0 | 0 | 0 | 0 | 0 | 0 | 0.18271 | 0.17041 | 0.14045 | 0.096226 | 0.066962 | 0.034197 | -0.084699 | -0.0018557 | 0 | 0 | 0 | 0 | 0 | 0 | 0 | 0 | 0 | 0 | 0 | 0 | 0 | 0 | 0 | 0 | 2.3753 | 2.2153 | 1.8258 | 1.2509 | 0.8705 | 0.44456 | -1.1011 | -0.024125 | 0 | 0 | 0
0.541666666666667675May | Resource 1 | Sublap 1 | 13:00 | 6 | 75 | May | 14000 | 0 | 0 | 0 | 0 | 0 | 0 | 0 | 0 | 0 | 0 | 0 | 0 | 0 | 0.18271 | 0.17041 | 0.14045 | 0.096226 | 0.066962 | 0.034197 | -0.084699 | -0.0018557 | 0 | 0 | 0 | 0 | 0 | 0 | 0 | 0 | 0 | 0 | 0 | 0 | 0 | 0 | 0 | 0 | 2.558 | 2.3857 | 1.9663 | 1.3472 | 0.93746 | 0.47876 | -1.1858 | -0.02598 | 0 | 0 | 0
0.541666666666667675June | Resource 1 | Sublap 1 | 13:00 | 6 | 75 | June | 15000 | 0 | 0 | 0 | 0 | 0 | 0 | 0 | 0 | 0 | 0 | 0 | 0 | 0 | 0.18271 | 0.17041 | 0.14045 | 0.096226 | 0.066962 | 0.034197 | -0.084699 | -0.0018557 | 0 | 0 | 0 | 0 | 0 | 0 | 0 | 0 | 0 | 0 | 0 | 0 | 0 | 0 | 0 | 0 | 2.7407 | 2.5561 | 2.1067 | 1.4434 | 1.0044 | 0.51295 | -1.2705 | -0.027836 | 0 | 0 | 0
0.541666666666667675July | Resource 1 | Sublap 1 | 13:00 | 6 | 75 | July | 16000 | 0 | 0 | 0 | 0 | 0 | 0 | 0 | 0 | 0 | 0 | 0 | 0 | 0 | 0.18271 | 0.17041 | 0.14045 | 0.096226 | 0.066962 | 0.034197 | -0.084699 | -0.0018557 | 0 | 0 | 0 | 0 | 0 | 0 | 0 | 0 | 0 | 0 | 0 | 0 | 0 | 0 | 0 | 0 | 2.9234 | 2.7265 | 2.2472 | 1.5396 | 1.0714 | 0.54715 | -1.3552 | -0.029692 | 0 | 0 | 0
0.541666666666667675August | Resource 1 | Sublap 1 | 13:00 | 6 | 75 | August | 17000 | 0 | 0 | 0 | 0 | 0 | 0 | 0 | 0 | 0 | 0 | 0 | 0 | 0 | 0.18271 | 0.17041 | 0.14045 | 0.096226 | 0.066962 | 0.034197 | -0.084699 | -0.0018557 | 0 | 0 | 0 | 0 | 0 | 0 | 0 | 0 | 0 | 0 | 0 | 0 | 0 | 0 | 0 | 0 | 3.1061 | 2.897 | 2.3876 | 1.6358 | 1.1383 | 0.58135 | -1.4399 | -0.031547 | 0 | 0 | 0
0.541666666666667675September | Resource 1 | Sublap 1 | 13:00 | 6 | 75 | September | 18000 | 0 | 0 | 0 | 0 | 0 | 0 | 0 | 0 | 0 | 0 | 0 | 0 | 0 | 0.18271 | 0.17041 | 0.14045 | 0.096226 | 0.066962 | 0.034197 | -0.084699 | -0.0018557 | 0 | 0 | 0 | 0 | 0 | 0 | 0 | 0 | 0 | 0 | 0 | 0 | 0 | 0 | 0 | 0 | 3.2889 | 3.0674 | 2.5281 | 1.7321 | 1.2053 | 0.61555 | -1.5246 | -0.033403 | 0 | 0 | 0
0.541666666666667675October | Resource 1 | Sublap 1 | 13:00 | 6 | 75 | October | 19000 | 0 | 0 | 0 | 0 | 0 | 0 | 0 | 0 | 0 | 0 | 0 | 0 | 0 | 0.18271 | 0.17041 | 0.14045 | 0.096226 | 0.066962 | 0.034197 | -0.084699 | -0.0018557 | 0 | 0 | 0 | 0 | 0 | 0 | 0 | 0 | 0 | 0 | 0 | 0 | 0 | 0 | 0 | 0 | 3.4716 | 3.2378 | 2.6685 | 1.8283 | 1.2723 | 0.64974 | -1.6093 | -0.035259 | 0 | 0 | 0
0.541666666666667675November | Resource 1 | Sublap 1 | 13:00 | 6 | 75 | November | 20000 | 0 | 0 | 0 | 0 | 0 | 0 | 0 | 0 | 0 | 0 | 0 | 0 | 0 | 0.18271 | 0.17041 | 0.14045 | 0.096226 | 0.066962 | 0.034197 | -0.084699 | -0.0018557 | 0 | 0 | 0 | 0 | 0 | 0 | 0 | 0 | 0 | 0 | 0 | 0 | 0 | 0 | 0 | 0 | 3.6543 | 3.4082 | 2.809 | 1.9245 | 1.3392 | 0.68394 | -1.694 | -0.037115 | 0 | 0 | 0
0.541666666666667675December | Resource 1 | Sublap 1 | 13:00 | 6 | 75 | December | 21000 | 0 | 0 | 0 | 0 | 0 | 0 | 0 | 0 | 0 | 0 | 0 | 0 | 0 | 0.18271 | 0.17041 | 0.14045 | 0.096226 | 0.066962 | 0.034197 | -0.084699 | -0.0018557 | 0 | 0 | 0 | 0 | 0 | 0 | 0 | 0 | 0 | 0 | 0 | 0 | 0 | 0 | 0 | 0 | 3.837 | 3.5786 | 2.9494 | 2.0207 | 1.4062 | 0.71814 | -1.7787 | -0.03897 | 0 | 0 | 0
0.541666666666667676January | Resource 1 | Sublap 1 | 13:00 | 6 | 76 | January | 10000 | 0 | 0 | 0 | 0 | 0 | 0 | 0 | 0 | 0 | 0 | 0 | 0 | 0 | 0.65026 | 0.61538 | 0.5116 | 0.31892 | 0.22193 | 0.11334 | -0.28072 | -0.0061505 | 0 | 0 | 0 | 0 | 0 | 0 | 0 | 0 | 0 | 0 | 0 | 0 | 0 | 0 | 0 | 0 | 6.5026 | 6.1538 | 5.116 | 3.1892 | 2.2193 | 1.1334 | -2.8072 | -0.061504 | 0 | 0 | 0
0.541666666666667676February | Resource 1 | Sublap 1 | 13:00 | 6 | 76 | February | 11000 | 0 | 0 | 0 | 0 | 0 | 0 | 0 | 0 | 0 | 0 | 0 | 0 | 0 | 0.65026 | 0.61538 | 0.5116 | 0.31892 | 0.22193 | 0.11334 | -0.28072 | -0.0061505 | 0 | 0 | 0 | 0 | 0 | 0 | 0 | 0 | 0 | 0 | 0 | 0 | 0 | 0 | 0 | 0 | 7.1529 | 6.7692 | 5.6276 | 3.5081 | 2.4412 | 1.2467 | -3.0879 | -0.067655 | 0 | 0 | 0
0.541666666666667676March | Resource 1 | Sublap 1 | 13:00 | 6 | 76 | March | 12000 | 0 | 0 | 0 | 0 | 0 | 0 | 0 | 0 | 0 | 0 | 0 | 0 | 0 | 0.65026 | 0.61538 | 0.5116 | 0.31892 | 0.22193 | 0.11334 | -0.28072 | -0.0061505 | 0 | 0 | 0 | 0 | 0 | 0 | 0 | 0 | 0 | 0 | 0 | 0 | 0 | 0 | 0 | 0 | 7.8032 | 7.3846 | 6.1392 | 3.827 | 2.6632 | 1.3601 | -3.3686 | -0.073805 | 0 | 0 | 0
0.541666666666667676April | Resource 1 | Sublap 1 | 13:00 | 6 | 76 | April | 13000 | 0 | 0 | 0 | 0 | 0 | 0 | 0 | 0 | 0 | 0 | 0 | 0 | 0 | 0.65026 | 0.61538 | 0.5116 | 0.31892 | 0.22193 | 0.11334 | -0.28072 | -0.0061505 | 0 | 0 | 0 | 0 | 0 | 0 | 0 | 0 | 0 | 0 | 0 | 0 | 0 | 0 | 0 | 0 | 8.4534 | 8 | 6.6508 | 4.146 | 2.8851 | 1.4734 | -3.6493 | -0.079956 | 0 | 0 | 0
0.541666666666667676May | Resource 1 | Sublap 1 | 13:00 | 6 | 76 | May | 14000 | 0 | 0 | 0 | 0 | 0 | 0 | 0 | 0 | 0 | 0 | 0 | 0 | 0 | 0.65026 | 0.61538 | 0.5116 | 0.31892 | 0.22193 | 0.11334 | -0.28072 | -0.0061505 | 0 | 0 | 0 | 0 | 0 | 0 | 0 | 0 | 0 | 0 | 0 | 0 | 0 | 0 | 0 | 0 | 9.1037 | 8.6154 | 7.1624 | 4.4649 | 3.107 | 1.5867 | -3.9301 | -0.086106 | 0 | 0 | 0
0.541666666666667676June | Resource 1 | Sublap 1 | 13:00 | 6 | 76 | June | 15000 | 0 | 0 | 0 | 0 | 0 | 0 | 0 | 0 | 0 | 0 | 0 | 0 | 0 | 0.65026 | 0.61538 | 0.5116 | 0.31892 | 0.22193 | 0.11334 | -0.28072 | -0.0061505 | 0 | 0 | 0 | 0 | 0 | 0 | 0 | 0 | 0 | 0 | 0 | 0 | 0 | 0 | 0 | 0 | 9.7539 | 9.2308 | 7.6739 | 4.7838 | 3.329 | 1.7001 | -4.2108 | -0.092257 | 0 | 0 | 0
0.541666666666667676July | Resource 1 | Sublap 1 | 13:00 | 6 | 76 | July | 16000 | 0 | 0 | 0 | 0 | 0 | 0 | 0 | 0 | 0 | 0 | 0 | 0 | 0 | 0.65026 | 0.61538 | 0.5116 | 0.31892 | 0.22193 | 0.11334 | -0.28072 | -0.0061505 | 0 | 0 | 0 | 0 | 0 | 0 | 0 | 0 | 0 | 0 | 0 | 0 | 0 | 0 | 0 | 0 | 10.4042 | 9.8461 | 8.1855 | 5.1027 | 3.5509 | 1.8134 | -4.4915 | -0.098407 | 0 | 0 | 0
0.541666666666667676August | Resource 1 | Sublap 1 | 13:00 | 6 | 76 | August | 17000 | 0 | 0 | 0 | 0 | 0 | 0 | 0 | 0 | 0 | 0 | 0 | 0 | 0 | 0.65026 | 0.61538 | 0.5116 | 0.31892 | 0.22193 | 0.11334 | -0.28072 | -0.0061505 | 0 | 0 | 0 | 0 | 0 | 0 | 0 | 0 | 0 | 0 | 0 | 0 | 0 | 0 | 0 | 0 | 11.0545 | 10.4615 | 8.6971 | 5.4216 | 3.7728 | 1.9268 | -4.7722 | -0.10456 | 0 | 0 | 0
0.541666666666667676September | Resource 1 | Sublap 1 | 13:00 | 6 | 76 | September | 18000 | 0 | 0 | 0 | 0 | 0 | 0 | 0 | 0 | 0 | 0 | 0 | 0 | 0 | 0.65026 | 0.61538 | 0.5116 | 0.31892 | 0.22193 | 0.11334 | -0.28072 | -0.0061505 | 0 | 0 | 0 | 0 | 0 | 0 | 0 | 0 | 0 | 0 | 0 | 0 | 0 | 0 | 0 | 0 | 11.7047 | 11.0769 | 9.2087 | 5.7406 | 3.9948 | 2.0401 | -5.0529 | -0.11071 | 0 | 0 | 0
0.541666666666667676October | Resource 1 | Sublap 1 | 13:00 | 6 | 76 | October | 19000 | 0 | 0 | 0 | 0 | 0 | 0 | 0 | 0 | 0 | 0 | 0 | 0 | 0 | 0.65026 | 0.61538 | 0.5116 | 0.31892 | 0.22193 | 0.11334 | -0.28072 | -0.0061505 | 0 | 0 | 0 | 0 | 0 | 0 | 0 | 0 | 0 | 0 | 0 | 0 | 0 | 0 | 0 | 0 | 12.355 | 11.6923 | 9.7203 | 6.0595 | 4.2167 | 2.1534 | -5.3337 | -0.11686 | 0 | 0 | 0
0.541666666666667676November | Resource 1 | Sublap 1 | 13:00 | 6 | 76 | November | 20000 | 0 | 0 | 0 | 0 | 0 | 0 | 0 | 0 | 0 | 0 | 0 | 0 | 0 | 0.65026 | 0.61538 | 0.5116 | 0.31892 | 0.22193 | 0.11334 | -0.28072 | -0.0061505 | 0 | 0 | 0 | 0 | 0 | 0 | 0 | 0 | 0 | 0 | 0 | 0 | 0 | 0 | 0 | 0 | 13.0053 | 12.3077 | 10.2319 | 6.3784 | 4.4386 | 2.2668 | -5.6144 | -0.12301 | 0 | 0 | 0
0.541666666666667676December | Resource 1 | Sublap 1 | 13:00 | 6 | 76 | December | 21000 | 0 | 0 | 0 | 0 | 0 | 0 | 0 | 0 | 0 | 0 | 0 | 0 | 0 | 0.65026 | 0.61538 | 0.5116 | 0.31892 | 0.22193 | 0.11334 | -0.28072 | -0.0061505 | 0 | 0 | 0 | 0 | 0 | 0 | 0 | 0 | 0 | 0 | 0 | 0 | 0 | 0 | 0 | 0 | 13.6555 | 12.923 | 10.7435 | 6.6973 | 4.6606 | 2.3801 | -5.8951 | -0.12916 | 0 | 0 | 0
0.541666666666667677January | Resource 1 | Sublap 1 | 13:00 | 6 | 77 | January | 10000 | 0 | 0 | 0 | 0 | 0 | 0 | 0 | 0 | 0 | 0 | 0 | 0 | 0 | 1.08 | 1.0499 | 0.88765 | 0.55221 | 0.34186 | 0.17261 | -0.43531 | -0.0094961 | 0 | 0 | 0 | 0 | 0 | 0 | 0 | 0 | 0 | 0 | 0 | 0 | 0 | 0 | 0 | 0 | 10.8003 | 10.4986 | 8.8765 | 5.5221 | 3.4186 | 1.7261 | -4.3531 | -0.094961 | 0 | 0 | 0
0.541666666666667677February | Resource 1 | Sublap 1 | 13:00 | 6 | 77 | February | 11000 | 0 | 0 | 0 | 0 | 0 | 0 | 0 | 0 | 0 | 0 | 0 | 0 | 0 | 1.08 | 1.0499 | 0.88765 | 0.55221 | 0.34186 | 0.17261 | -0.43531 | -0.0094961 | 0 | 0 | 0 | 0 | 0 | 0 | 0 | 0 | 0 | 0 | 0 | 0 | 0 | 0 | 0 | 0 | 11.8803 | 11.5485 | 9.7642 | 6.0743 | 3.7604 | 1.8987 | -4.7884 | -0.10446 | 0 | 0 | 0
0.541666666666667677March | Resource 1 | Sublap 1 | 13:00 | 6 | 77 | March | 12000 | 0 | 0 | 0 | 0 | 0 | 0 | 0 | 0 | 0 | 0 | 0 | 0 | 0 | 1.08 | 1.0499 | 0.88765 | 0.55221 | 0.34186 | 0.17261 | -0.43531 | -0.0094961 | 0 | 0 | 0 | 0 | 0 | 0 | 0 | 0 | 0 | 0 | 0 | 0 | 0 | 0 | 0 | 0 | 12.9603 | 12.5983 | 10.6518 | 6.6265 | 4.1023 | 2.0714 | -5.2237 | -0.11395 | 0 | 0 | 0
0.541666666666667677April | Resource 1 | Sublap 1 | 13:00 | 6 | 77 | April | 13000 | 0 | 0 | 0 | 0 | 0 | 0 | 0 | 0 | 0 | 0 | 0 | 0 | 0 | 1.08 | 1.0499 | 0.88765 | 0.55221 | 0.34186 | 0.17261 | -0.43531 | -0.0094961 | 0 | 0 | 0 | 0 | 0 | 0 | 0 | 0 | 0 | 0 | 0 | 0 | 0 | 0 | 0 | 0 | 14.0404 | 13.6482 | 11.5395 | 7.1787 | 4.4442 | 2.244 | -5.659 | -0.12345 | 0 | 0 | 0
0.541666666666667677May | Resource 1 | Sublap 1 | 13:00 | 6 | 77 | May | 14000 | 0 | 0 | 0 | 0 | 0 | 0 | 0 | 0 | 0 | 0 | 0 | 0 | 0 | 1.08 | 1.0499 | 0.88765 | 0.55221 | 0.34186 | 0.17261 | -0.43531 | -0.0094961 | 0 | 0 | 0 | 0 | 0 | 0 | 0 | 0 | 0 | 0 | 0 | 0 | 0 | 0 | 0 | 0 | 15.1204 | 14.698 | 12.4271 | 7.7309 | 4.786 | 2.4166 | -6.0943 | -0.13295 | 0 | 0 | 0
0.541666666666667677June | Resource 1 | Sublap 1 | 13:00 | 6 | 77 | June | 15000 | 0 | 0 | 0 | 0 | 0 | 0 | 0 | 0 | 0 | 0 | 0 | 0 | 0 | 1.08 | 1.0499 | 0.88765 | 0.55221 | 0.34186 | 0.17261 | -0.43531 | -0.0094961 | 0 | 0 | 0 | 0 | 0 | 0 | 0 | 0 | 0 | 0 | 0 | 0 | 0 | 0 | 0 | 0 | 16.2004 | 15.7479 | 13.3148 | 8.2831 | 5.1279 | 2.5892 | -6.5296 | -0.14244 | 0 | 0 | 0
0.541666666666667677July | Resource 1 | Sublap 1 | 13:00 | 6 | 77 | July | 16000 | 0 | 0 | 0 | 0 | 0 | 0 | 0 | 0 | 0 | 0 | 0 | 0 | 0 | 1.08 | 1.0499 | 0.88765 | 0.55221 | 0.34186 | 0.17261 | -0.43531 | -0.0094961 | 0 | 0 | 0 | 0 | 0 | 0 | 0 | 0 | 0 | 0 | 0 | 0 | 0 | 0 | 0 | 0 | 17.2804 | 16.7978 | 14.2024 | 8.8354 | 5.4697 | 2.7618 | -6.9649 | -0.15194 | 0 | 0 | 0
0.541666666666667677August | Resource 1 | Sublap 1 | 13:00 | 6 | 77 | August | 17000 | 0 | 0 | 0 | 0 | 0 | 0 | 0 | 0 | 0 | 0 | 0 | 0 | 0 | 1.08 | 1.0499 | 0.88765 | 0.55221 | 0.34186 | 0.17261 | -0.43531 | -0.0094961 | 0 | 0 | 0 | 0 | 0 | 0 | 0 | 0 | 0 | 0 | 0 | 0 | 0 | 0 | 0 | 0 | 18.3605 | 17.8476 | 15.0901 | 9.3876 | 5.8116 | 2.9344 | -7.4002 | -0.16143 | 0 | 0 | 0
0.541666666666667677September | Resource 1 | Sublap 1 | 13:00 | 6 | 77 | September | 18000 | 0 | 0 | 0 | 0 | 0 | 0 | 0 | 0 | 0 | 0 | 0 | 0 | 0 | 1.08 | 1.0499 | 0.88765 | 0.55221 | 0.34186 | 0.17261 | -0.43531 | -0.0094961 | 0 | 0 | 0 | 0 | 0 | 0 | 0 | 0 | 0 | 0 | 0 | 0 | 0 | 0 | 0 | 0 | 19.4405 | 18.8975 | 15.9778 | 9.9398 | 6.1535 | 3.107 | -7.8355 | -0.17093 | 0 | 0 | 0
0.541666666666667677October | Resource 1 | Sublap 1 | 13:00 | 6 | 77 | October | 19000 | 0 | 0 | 0 | 0 | 0 | 0 | 0 | 0 | 0 | 0 | 0 | 0 | 0 | 1.08 | 1.0499 | 0.88765 | 0.55221 | 0.34186 | 0.17261 | -0.43531 | -0.0094961 | 0 | 0 | 0 | 0 | 0 | 0 | 0 | 0 | 0 | 0 | 0 | 0 | 0 | 0 | 0 | 0 | 20.5205 | 19.9473 | 16.8654 | 10.492 | 6.4953 | 3.2796 | -8.2709 | -0.18043 | 0 | 0 | 0
0.541666666666667677November | Resource 1 | Sublap 1 | 13:00 | 6 | 77 | November | 20000 | 0 | 0 | 0 | 0 | 0 | 0 | 0 | 0 | 0 | 0 | 0 | 0 | 0 | 1.08 | 1.0499 | 0.88765 | 0.55221 | 0.34186 | 0.17261 | -0.43531 | -0.0094961 | 0 | 0 | 0 | 0 | 0 | 0 | 0 | 0 | 0 | 0 | 0 | 0 | 0 | 0 | 0 | 0 | 21.6006 | 20.9972 | 17.7531 | 11.0442 | 6.8372 | 3.4523 | -8.7062 | -0.18992 | 0 | 0 | 0
0.541666666666667677December | Resource 1 | Sublap 1 | 13:00 | 6 | 77 | December | 21000 | 0 | 0 | 0 | 0 | 0 | 0 | 0 | 0 | 0 | 0 | 0 | 0 | 0 | 1.08 | 1.0499 | 0.88765 | 0.55221 | 0.34186 | 0.17261 | -0.43531 | -0.0094961 | 0 | 0 | 0 | 0 | 0 | 0 | 0 | 0 | 0 | 0 | 0 | 0 | 0 | 0 | 0 | 0 | 22.6806 | 22.047 | 18.6407 | 11.5964 | 7.179 | 3.6249 | -9.1415 | -0.19942 | 0 | 0 | 0
0.541666666666667678January | Resource 1 | Sublap 1 | 13:00 | 6 | 78 | January | 10000 | 0 | 0 | 0 | 0 | 0 | 0 | 0 | 0 | 0 | 0 | 0 | 0 | 0 | 1.1437 | 1.1051 | 0.95134 | 0.5926 | 0.35122 | 0.17713 | -0.44753 | -0.0097584 | 0 | 0 | 0 | 0 | 0 | 0 | 0 | 0 | 0 | 0 | 0 | 0 | 0 | 0 | 0 | 0 | 11.437 | 11.0511 | 9.5134 | 5.926 | 3.5122 | 1.7713 | -4.4753 | -0.097584 | 0 | 0 | 0
0.541666666666667678February | Resource 1 | Sublap 1 | 13:00 | 6 | 78 | February | 11000 | 0 | 0 | 0 | 0 | 0 | 0 | 0 | 0 | 0 | 0 | 0 | 0 | 0 | 1.1437 | 1.1051 | 0.95134 | 0.5926 | 0.35122 | 0.17713 | -0.44753 | -0.0097584 | 0 | 0 | 0 | 0 | 0 | 0 | 0 | 0 | 0 | 0 | 0 | 0 | 0 | 0 | 0 | 0 | 12.5807 | 12.1562 | 10.4648 | 6.5186 | 3.8634 | 1.9484 | -4.9228 | -0.10734 | 0 | 0 | 0
0.541666666666667678March | Resource 1 | Sublap 1 | 13:00 | 6 | 78 | March | 12000 | 0 | 0 | 0 | 0 | 0 | 0 | 0 | 0 | 0 | 0 | 0 | 0 | 0 | 1.1437 | 1.1051 | 0.95134 | 0.5926 | 0.35122 | 0.17713 | -0.44753 | -0.0097584 | 0 | 0 | 0 | 0 | 0 | 0 | 0 | 0 | 0 | 0 | 0 | 0 | 0 | 0 | 0 | 0 | 13.7243 | 13.2613 | 11.4161 | 7.1113 | 4.2146 | 2.1256 | -5.3703 | -0.1171 | 0 | 0 | 0
0.541666666666667678April | Resource 1 | Sublap 1 | 13:00 | 6 | 78 | April | 13000 | 0 | 0 | 0 | 0 | 0 | 0 | 0 | 0 | 0 | 0 | 0 | 0 | 0 | 1.1437 | 1.1051 | 0.95134 | 0.5926 | 0.35122 | 0.17713 | -0.44753 | -0.0097584 | 0 | 0 | 0 | 0 | 0 | 0 | 0 | 0 | 0 | 0 | 0 | 0 | 0 | 0 | 0 | 0 | 14.8681 | 14.3664 | 12.3674 | 7.7039 | 4.5658 | 2.3027 | -5.8179 | -0.12686 | 0 | 0 | 0
0.541666666666667678May | Resource 1 | Sublap 1 | 13:00 | 6 | 78 | May | 14000 | 0 | 0 | 0 | 0 | 0 | 0 | 0 | 0 | 0 | 0 | 0 | 0 | 0 | 1.1437 | 1.1051 | 0.95134 | 0.5926 | 0.35122 | 0.17713 | -0.44753 | -0.0097584 | 0 | 0 | 0 | 0 | 0 | 0 | 0 | 0 | 0 | 0 | 0 | 0 | 0 | 0 | 0 | 0 | 16.0117 | 15.4715 | 13.3188 | 8.2965 | 4.9171 | 2.4798 | -6.2654 | -0.13662 | 0 | 0 | 0
0.541666666666667678June | Resource 1 | Sublap 1 | 13:00 | 6 | 78 | June | 15000 | 0 | 0 | 0 | 0 | 0 | 0 | 0 | 0 | 0 | 0 | 0 | 0 | 0 | 1.1437 | 1.1051 | 0.95134 | 0.5926 | 0.35122 | 0.17713 | -0.44753 | -0.0097584 | 0 | 0 | 0 | 0 | 0 | 0 | 0 | 0 | 0 | 0 | 0 | 0 | 0 | 0 | 0 | 0 | 17.1554 | 16.5766 | 14.2701 | 8.8891 | 5.2683 | 2.657 | -6.7129 | -0.14638 | 0 | 0 | 0
0.541666666666667678July | Resource 1 | Sublap 1 | 13:00 | 6 | 78 | July | 16000 | 0 | 0 | 0 | 0 | 0 | 0 | 0 | 0 | 0 | 0 | 0 | 0 | 0 | 1.1437 | 1.1051 | 0.95134 | 0.5926 | 0.35122 | 0.17713 | -0.44753 | -0.0097584 | 0 | 0 | 0 | 0 | 0 | 0 | 0 | 0 | 0 | 0 | 0 | 0 | 0 | 0 | 0 | 0 | 18.2991 | 17.6817 | 15.2215 | 9.4817 | 5.6195 | 2.8341 | -7.1605 | -0.15613 | 0 | 0 | 0
0.541666666666667678August | Resource 1 | Sublap 1 | 13:00 | 6 | 78 | August | 17000 | 0 | 0 | 0 | 0 | 0 | 0 | 0 | 0 | 0 | 0 | 0 | 0 | 0 | 1.1437 | 1.1051 | 0.95134 | 0.5926 | 0.35122 | 0.17713 | -0.44753 | -0.0097584 | 0 | 0 | 0 | 0 | 0 | 0 | 0 | 0 | 0 | 0 | 0 | 0 | 0 | 0 | 0 | 0 | 19.4428 | 18.7868 | 16.1728 | 10.0743 | 5.9707 | 3.0112 | -7.608 | -0.16589 | 0 | 0 | 0
0.541666666666667678September | Resource 1 | Sublap 1 | 13:00 | 6 | 78 | September | 18000 | 0 | 0 | 0 | 0 | 0 | 0 | 0 | 0 | 0 | 0 | 0 | 0 | 0 | 1.1437 | 1.1051 | 0.95134 | 0.5926 | 0.35122 | 0.17713 | -0.44753 | -0.0097584 | 0 | 0 | 0 | 0 | 0 | 0 | 0 | 0 | 0 | 0 | 0 | 0 | 0 | 0 | 0 | 0 | 20.5865 | 19.8919 | 17.1241 | 10.6669 | 6.3219 | 3.1884 | -8.0555 | -0.17565 | 0 | 0 | 0
0.541666666666667678October | Resource 1 | Sublap 1 | 13:00 | 6 | 78 | October | 19000 | 0 | 0 | 0 | 0 | 0 | 0 | 0 | 0 | 0 | 0 | 0 | 0 | 0 | 1.1437 | 1.1051 | 0.95134 | 0.5926 | 0.35122 | 0.17713 | -0.44753 | -0.0097584 | 0 | 0 | 0 | 0 | 0 | 0 | 0 | 0 | 0 | 0 | 0 | 0 | 0 | 0 | 0 | 0 | 21.7302 | 20.997 | 18.0755 | 11.2595 | 6.6731 | 3.3655 | -8.5031 | -0.18541 | 0 | 0 | 0
0.541666666666667678November | Resource 1 | Sublap 1 | 13:00 | 6 | 78 | November | 20000 | 0 | 0 | 0 | 0 | 0 | 0 | 0 | 0 | 0 | 0 | 0 | 0 | 0 | 1.1437 | 1.1051 | 0.95134 | 0.5926 | 0.35122 | 0.17713 | -0.44753 | -0.0097584 | 0 | 0 | 0 | 0 | 0 | 0 | 0 | 0 | 0 | 0 | 0 | 0 | 0 | 0 | 0 | 0 | 22.8739 | 22.1021 | 19.0268 | 11.8521 | 7.0244 | 3.5426 | -8.9506 | -0.19517 | 0 | 0 | 0
0.541666666666667678December | Resource 1 | Sublap 1 | 13:00 | 6 | 78 | December | 21000 | 0 | 0 | 0 | 0 | 0 | 0 | 0 | 0 | 0 | 0 | 0 | 0 | 0 | 1.1437 | 1.1051 | 0.95134 | 0.5926 | 0.35122 | 0.17713 | -0.44753 | -0.0097584 | 0 | 0 | 0 | 0 | 0 | 0 | 0 | 0 | 0 | 0 | 0 | 0 | 0 | 0 | 0 | 0 | 24.0176 | 23.2072 | 19.9781 | 12.4447 | 7.3756 | 3.7198 | -9.3981 | -0.20493 | 0 | 0 | 0
0.541666666666667679January | Resource 1 | Sublap 1 | 13:00 | 6 | 79 | January | 10000 | 0 | 0 | 0 | 0 | 0 | 0 | 0 | 0 | 0 | 0 | 0 | 0 | 0 | 1.3576 | 1.3292 | 1.1466 | 0.73058 | 0.38929 | 0.19551 | -0.49725 | -0.010825 | 0 | 0 | 0 | 0 | 0 | 0 | 0 | 0 | 0 | 0 | 0 | 0 | 0 | 0 | 0 | 0 | 13.5764 | 13.2917 | 11.4663 | 7.3058 | 3.8929 | 1.9551 | -4.9725 | -0.10825 | 0 | 0 | 0
0.541666666666667679February | Resource 1 | Sublap 1 | 13:00 | 6 | 79 | February | 11000 | 0 | 0 | 0 | 0 | 0 | 0 | 0 | 0 | 0 | 0 | 0 | 0 | 0 | 1.3576 | 1.3292 | 1.1466 | 0.73058 | 0.38929 | 0.19551 | -0.49725 | -0.010825 | 0 | 0 | 0 | 0 | 0 | 0 | 0 | 0 | 0 | 0 | 0 | 0 | 0 | 0 | 0 | 0 | 14.9341 | 14.6209 | 12.6129 | 8.0364 | 4.2822 | 2.1507 | -5.4697 | -0.11908 | 0 | 0 | 0
0.541666666666667679March | Resource 1 | Sublap 1 | 13:00 | 6 | 79 | March | 12000 | 0 | 0 | 0 | 0 | 0 | 0 | 0 | 0 | 0 | 0 | 0 | 0 | 0 | 1.3576 | 1.3292 | 1.1466 | 0.73058 | 0.38929 | 0.19551 | -0.49725 | -0.010825 | 0 | 0 | 0 | 0 | 0 | 0 | 0 | 0 | 0 | 0 | 0 | 0 | 0 | 0 | 0 | 0 | 16.2917 | 15.9501 | 13.7595 | 8.7669 | 4.6715 | 2.3462 | -5.9669 | -0.1299 | 0 | 0 | 0
0.541666666666667679April | Resource 1 | Sublap 1 | 13:00 | 6 | 79 | April | 13000 | 0 | 0 | 0 | 0 | 0 | 0 | 0 | 0 | 0 | 0 | 0 | 0 | 0 | 1.3576 | 1.3292 | 1.1466 | 0.73058 | 0.38929 | 0.19551 | -0.49725 | -0.010825 | 0 | 0 | 0 | 0 | 0 | 0 | 0 | 0 | 0 | 0 | 0 | 0 | 0 | 0 | 0 | 0 | 17.6494 | 17.2793 | 14.9062 | 9.4975 | 5.0608 | 2.5417 | -6.4642 | -0.14073 | 0 | 0 | 0
0.541666666666667679May | Resource 1 | Sublap 1 | 13:00 | 6 | 79 | May | 14000 | 0 | 0 | 0 | 0 | 0 | 0 | 0 | 0 | 0 | 0 | 0 | 0 | 0 | 1.3576 | 1.3292 | 1.1466 | 0.73058 | 0.38929 | 0.19551 | -0.49725 | -0.010825 | 0 | 0 | 0 | 0 | 0 | 0 | 0 | 0 | 0 | 0 | 0 | 0 | 0 | 0 | 0 | 0 | 19.007 | 18.6084 | 16.0528 | 10.2281 | 5.4501 | 2.7372 | -6.9614 | -0.15156 | 0 | 0 | 0
0.541666666666667679June | Resource 1 | Sublap 1 | 13:00 | 6 | 79 | June | 15000 | 0 | 0 | 0 | 0 | 0 | 0 | 0 | 0 | 0 | 0 | 0 | 0 | 0 | 1.3576 | 1.3292 | 1.1466 | 0.73058 | 0.38929 | 0.19551 | -0.49725 | -0.010825 | 0 | 0 | 0 | 0 | 0 | 0 | 0 | 0 | 0 | 0 | 0 | 0 | 0 | 0 | 0 | 0 | 20.3647 | 19.9376 | 17.1994 | 10.9587 | 5.8394 | 2.9327 | -7.4587 | -0.16238 | 0 | 0 | 0
0.541666666666667679July | Resource 1 | Sublap 1 | 13:00 | 6 | 79 | July | 16000 | 0 | 0 | 0 | 0 | 0 | 0 | 0 | 0 | 0 | 0 | 0 | 0 | 0 | 1.3576 | 1.3292 | 1.1466 | 0.73058 | 0.38929 | 0.19551 | -0.49725 | -0.010825 | 0 | 0 | 0 | 0 | 0 | 0 | 0 | 0 | 0 | 0 | 0 | 0 | 0 | 0 | 0 | 0 | 21.7223 | 21.2668 | 18.346 | 11.6892 | 6.2287 | 3.1282 | -7.9559 | -0.17321 | 0 | 0 | 0
0.541666666666667679August | Resource 1 | Sublap 1 | 13:00 | 6 | 79 | August | 17000 | 0 | 0 | 0 | 0 | 0 | 0 | 0 | 0 | 0 | 0 | 0 | 0 | 0 | 1.3576 | 1.3292 | 1.1466 | 0.73058 | 0.38929 | 0.19551 | -0.49725 | -0.010825 | 0 | 0 | 0 | 0 | 0 | 0 | 0 | 0 | 0 | 0 | 0 | 0 | 0 | 0 | 0 | 0 | 23.08 | 22.596 | 19.4927 | 12.4198 | 6.618 | 3.3237 | -8.4532 | -0.18403 | 0 | 0 | 0
0.541666666666667679September | Resource 1 | Sublap 1 | 13:00 | 6 | 79 | September | 18000 | 0 | 0 | 0 | 0 | 0 | 0 | 0 | 0 | 0 | 0 | 0 | 0 | 0 | 1.3576 | 1.3292 | 1.1466 | 0.73058 | 0.38929 | 0.19551 | -0.49725 | -0.010825 | 0 | 0 | 0 | 0 | 0 | 0 | 0 | 0 | 0 | 0 | 0 | 0 | 0 | 0 | 0 | 0 | 24.4376 | 23.9251 | 20.6393 | 13.1504 | 7.0073 | 3.5193 | -8.9504 | -0.19486 | 0 | 0 | 0
0.541666666666667679October | Resource 1 | Sublap 1 | 13:00 | 6 | 79 | October | 19000 | 0 | 0 | 0 | 0 | 0 | 0 | 0 | 0 | 0 | 0 | 0 | 0 | 0 | 1.3576 | 1.3292 | 1.1466 | 0.73058 | 0.38929 | 0.19551 | -0.49725 | -0.010825 | 0 | 0 | 0 | 0 | 0 | 0 | 0 | 0 | 0 | 0 | 0 | 0 | 0 | 0 | 0 | 0 | 25.7953 | 25.2543 | 21.7859 | 13.881 | 7.3965 | 3.7148 | -9.4477 | -0.20568 | 0 | 0 | 0
0.541666666666667679November | Resource 1 | Sublap 1 | 13:00 | 6 | 79 | November | 20000 | 0 | 0 | 0 | 0 | 0 | 0 | 0 | 0 | 0 | 0 | 0 | 0 | 0 | 1.3576 | 1.3292 | 1.1466 | 0.73058 | 0.38929 | 0.19551 | -0.49725 | -0.010825 | 0 | 0 | 0 | 0 | 0 | 0 | 0 | 0 | 0 | 0 | 0 | 0 | 0 | 0 | 0 | 0 | 27.1529 | 26.5835 | 22.9326 | 14.6116 | 7.7858 | 3.9103 | -9.9449 | -0.21651 | 0 | 0 | 0
0.541666666666667679December | Resource 1 | Sublap 1 | 13:00 | 6 | 79 | December | 21000 | 0 | 0 | 0 | 0 | 0 | 0 | 0 | 0 | 0 | 0 | 0 | 0 | 0 | 1.3576 | 1.3292 | 1.1466 | 0.73058 | 0.38929 | 0.19551 | -0.49725 | -0.010825 | 0 | 0 | 0 | 0 | 0 | 0 | 0 | 0 | 0 | 0 | 0 | 0 | 0 | 0 | 0 | 0 | 28.5105 | 27.9127 | 24.0792 | 15.3421 | 8.1751 | 4.1058 | -10.4422 | -0.22733 | 0 | 0 | 0
0.541666666666667680January | Resource 1 | Sublap 1 | 13:00 | 6 | 80 | January | 10000 | 0 | 0 | 0 | 0 | 0 | 0 | 0 | 0 | 0 | 0 | 0 | 0 | 0 | 1.7268 | 1.6583 | 1.4603 | 0.9579 | 0.47711 | 0.23791 | -0.61192 | -0.013287 | 0 | 0 | 0 | 0 | 0 | 0 | 0 | 0 | 0 | 0 | 0 | 0 | 0 | 0 | 0 | 0 | 17.2684 | 16.5831 | 14.6027 | 9.579 | 4.7711 | 2.3791 | -6.1192 | -0.13287 | 0 | 0 | 0
0.541666666666667680February | Resource 1 | Sublap 1 | 13:00 | 6 | 80 | February | 11000 | 0 | 0 | 0 | 0 | 0 | 0 | 0 | 0 | 0 | 0 | 0 | 0 | 0 | 1.7268 | 1.6583 | 1.4603 | 0.9579 | 0.47711 | 0.23791 | -0.61192 | -0.013287 | 0 | 0 | 0 | 0 | 0 | 0 | 0 | 0 | 0 | 0 | 0 | 0 | 0 | 0 | 0 | 0 | 18.9952 | 18.2414 | 16.0629 | 10.5369 | 5.2482 | 2.6171 | -6.7311 | -0.14615 | 0 | 0 | 0
0.541666666666667680March | Resource 1 | Sublap 1 | 13:00 | 6 | 80 | March | 12000 | 0 | 0 | 0 | 0 | 0 | 0 | 0 | 0 | 0 | 0 | 0 | 0 | 0 | 1.7268 | 1.6583 | 1.4603 | 0.9579 | 0.47711 | 0.23791 | -0.61192 | -0.013287 | 0 | 0 | 0 | 0 | 0 | 0 | 0 | 0 | 0 | 0 | 0 | 0 | 0 | 0 | 0 | 0 | 20.7221 | 19.8997 | 17.5232 | 11.4948 | 5.7253 | 2.855 | -7.343 | -0.15944 | 0 | 0 | 0
0.541666666666667680April | Resource 1 | Sublap 1 | 13:00 | 6 | 80 | April | 13000 | 0 | 0 | 0 | 0 | 0 | 0 | 0 | 0 | 0 | 0 | 0 | 0 | 0 | 1.7268 | 1.6583 | 1.4603 | 0.9579 | 0.47711 | 0.23791 | -0.61192 | -0.013287 | 0 | 0 | 0 | 0 | 0 | 0 | 0 | 0 | 0 | 0 | 0 | 0 | 0 | 0 | 0 | 0 | 22.4489 | 21.5581 | 18.9834 | 12.4527 | 6.2025 | 3.0929 | -7.955 | -0.17273 | 0 | 0 | 0
0.541666666666667680May | Resource 1 | Sublap 1 | 13:00 | 6 | 80 | May | 14000 | 0 | 0 | 0 | 0 | 0 | 0 | 0 | 0 | 0 | 0 | 0 | 0 | 0 | 1.7268 | 1.6583 | 1.4603 | 0.9579 | 0.47711 | 0.23791 | -0.61192 | -0.013287 | 0 | 0 | 0 | 0 | 0 | 0 | 0 | 0 | 0 | 0 | 0 | 0 | 0 | 0 | 0 | 0 | 24.1758 | 23.2164 | 20.4437 | 13.4106 | 6.6796 | 3.3308 | -8.5669 | -0.18601 | 0 | 0 | 0
0.541666666666667680June | Resource 1 | Sublap 1 | 13:00 | 6 | 80 | June | 15000 | 0 | 0 | 0 | 0 | 0 | 0 | 0 | 0 | 0 | 0 | 0 | 0 | 0 | 1.7268 | 1.6583 | 1.4603 | 0.9579 | 0.47711 | 0.23791 | -0.61192 | -0.013287 | 0 | 0 | 0 | 0 | 0 | 0 | 0 | 0 | 0 | 0 | 0 | 0 | 0 | 0 | 0 | 0 | 25.9026 | 24.8747 | 21.904 | 14.3685 | 7.1567 | 3.5687 | -9.1788 | -0.1993 | 0 | 0 | 0
0.541666666666667680July | Resource 1 | Sublap 1 | 13:00 | 6 | 80 | July | 16000 | 0 | 0 | 0 | 0 | 0 | 0 | 0 | 0 | 0 | 0 | 0 | 0 | 0 | 1.7268 | 1.6583 | 1.4603 | 0.9579 | 0.47711 | 0.23791 | -0.61192 | -0.013287 | 0 | 0 | 0 | 0 | 0 | 0 | 0 | 0 | 0 | 0 | 0 | 0 | 0 | 0 | 0 | 0 | 27.6294 | 26.533 | 23.3642 | 15.3264 | 7.6338 | 3.8066 | -9.7907 | -0.21259 | 0 | 0 | 0
0.541666666666667680August | Resource 1 | Sublap 1 | 13:00 | 6 | 80 | August | 17000 | 0 | 0 | 0 | 0 | 0 | 0 | 0 | 0 | 0 | 0 | 0 | 0 | 0 | 1.7268 | 1.6583 | 1.4603 | 0.9579 | 0.47711 | 0.23791 | -0.61192 | -0.013287 | 0 | 0 | 0 | 0 | 0 | 0 | 0 | 0 | 0 | 0 | 0 | 0 | 0 | 0 | 0 | 0 | 29.3563 | 28.1913 | 24.8245 | 16.2843 | 8.1109 | 4.0446 | -10.4026 | -0.22587 | 0 | 0 | 0
0.541666666666667680September | Resource 1 | Sublap 1 | 13:00 | 6 | 80 | September | 18000 | 0 | 0 | 0 | 0 | 0 | 0 | 0 | 0 | 0 | 0 | 0 | 0 | 0 | 1.7268 | 1.6583 | 1.4603 | 0.9579 | 0.47711 | 0.23791 | -0.61192 | -0.013287 | 0 | 0 | 0 | 0 | 0 | 0 | 0 | 0 | 0 | 0 | 0 | 0 | 0 | 0 | 0 | 0 | 31.0831 | 29.8496 | 26.2848 | 17.2422 | 8.588 | 4.2825 | -11.0146 | -0.23916 | 0 | 0 | 0
0.541666666666667680October | Resource 1 | Sublap 1 | 13:00 | 6 | 80 | October | 19000 | 0 | 0 | 0 | 0 | 0 | 0 | 0 | 0 | 0 | 0 | 0 | 0 | 0 | 1.7268 | 1.6583 | 1.4603 | 0.9579 | 0.47711 | 0.23791 | -0.61192 | -0.013287 | 0 | 0 | 0 | 0 | 0 | 0 | 0 | 0 | 0 | 0 | 0 | 0 | 0 | 0 | 0 | 0 | 32.81 | 31.5079 | 27.745 | 18.2001 | 9.0651 | 4.5204 | -11.6265 | -0.25244 | 0 | 0 | 0
0.541666666666667680November | Resource 1 | Sublap 1 | 13:00 | 6 | 80 | November | 20000 | 0 | 0 | 0 | 0 | 0 | 0 | 0 | 0 | 0 | 0 | 0 | 0 | 0 | 1.7268 | 1.6583 | 1.4603 | 0.9579 | 0.47711 | 0.23791 | -0.61192 | -0.013287 | 0 | 0 | 0 | 0 | 0 | 0 | 0 | 0 | 0 | 0 | 0 | 0 | 0 | 0 | 0 | 0 | 34.5368 | 33.1662 | 29.2053 | 19.158 | 9.5422 | 4.7583 | -12.2384 | -0.26573 | 0 | 0 | 0
0.541666666666667680December | Resource 1 | Sublap 1 | 13:00 | 6 | 80 | December | 21000 | 0 | 0 | 0 | 0 | 0 | 0 | 0 | 0 | 0 | 0 | 0 | 0 | 0 | 1.7268 | 1.6583 | 1.4603 | 0.9579 | 0.47711 | 0.23791 | -0.61192 | -0.013287 | 0 | 0 | 0 | 0 | 0 | 0 | 0 | 0 | 0 | 0 | 0 | 0 | 0 | 0 | 0 | 0 | 36.2636 | 34.8245 | 30.6656 | 20.1159 | 10.0193 | 4.9962 | -12.8503 | -0.27902 | 0 | 0 | 0
0.541666666666667681January | Resource 1 | Sublap 1 | 13:00 | 6 | 81 | January | 10000 | 0 | 0 | 0 | 0 | 0 | 0 | 0 | 0 | 0 | 0 | 0 | 0 | 0 | 2.2276 | 2.1958 | 1.9788 | 1.3525 | 0.72173 | 0.2919 | -0.75793 | -0.01642 | 0 | 0 | 0 | 0 | 0 | 0 | 0 | 0 | 0 | 0 | 0 | 0 | 0 | 0 | 0 | 0 | 22.2757 | 21.9576 | 19.7882 | 13.525 | 7.2173 | 2.919 | -7.5793 | -0.1642 | 0 | 0 | 0
0.541666666666667681February | Resource 1 | Sublap 1 | 13:00 | 6 | 81 | February | 11000 | 0 | 0 | 0 | 0 | 0 | 0 | 0 | 0 | 0 | 0 | 0 | 0 | 0 | 2.2276 | 2.1958 | 1.9788 | 1.3525 | 0.72173 | 0.2919 | -0.75793 | -0.01642 | 0 | 0 | 0 | 0 | 0 | 0 | 0 | 0 | 0 | 0 | 0 | 0 | 0 | 0 | 0 | 0 | 24.5033 | 24.1533 | 21.767 | 14.8775 | 7.9391 | 3.2109 | -8.3373 | -0.18062 | 0 | 0 | 0
0.541666666666667681March | Resource 1 | Sublap 1 | 13:00 | 6 | 81 | March | 12000 | 0 | 0 | 0 | 0 | 0 | 0 | 0 | 0 | 0 | 0 | 0 | 0 | 0 | 2.2276 | 2.1958 | 1.9788 | 1.3525 | 0.72173 | 0.2919 | -0.75793 | -0.01642 | 0 | 0 | 0 | 0 | 0 | 0 | 0 | 0 | 0 | 0 | 0 | 0 | 0 | 0 | 0 | 0 | 26.7308 | 26.3491 | 23.7458 | 16.23 | 8.6608 | 3.5028 | -9.0952 | -0.19704 | 0 | 0 | 0
0.541666666666667681April | Resource 1 | Sublap 1 | 13:00 | 6 | 81 | April | 13000 | 0 | 0 | 0 | 0 | 0 | 0 | 0 | 0 | 0 | 0 | 0 | 0 | 0 | 2.2276 | 2.1958 | 1.9788 | 1.3525 | 0.72173 | 0.2919 | -0.75793 | -0.01642 | 0 | 0 | 0 | 0 | 0 | 0 | 0 | 0 | 0 | 0 | 0 | 0 | 0 | 0 | 0 | 0 | 28.9584 | 28.5449 | 25.7246 | 17.5825 | 9.3825 | 3.7947 | -9.8531 | -0.21346 | 0 | 0 | 0
0.541666666666667681May | Resource 1 | Sublap 1 | 13:00 | 6 | 81 | May | 14000 | 0 | 0 | 0 | 0 | 0 | 0 | 0 | 0 | 0 | 0 | 0 | 0 | 0 | 2.2276 | 2.1958 | 1.9788 | 1.3525 | 0.72173 | 0.2919 | -0.75793 | -0.01642 | 0 | 0 | 0 | 0 | 0 | 0 | 0 | 0 | 0 | 0 | 0 | 0 | 0 | 0 | 0 | 0 | 31.186 | 30.7406 | 27.7034 | 18.935 | 10.1043 | 4.0866 | -10.6111 | -0.22988 | 0 | 0 | 0
0.541666666666667681June | Resource 1 | Sublap 1 | 13:00 | 6 | 81 | June | 15000 | 0 | 0 | 0 | 0 | 0 | 0 | 0 | 0 | 0 | 0 | 0 | 0 | 0 | 2.2276 | 2.1958 | 1.9788 | 1.3525 | 0.72173 | 0.2919 | -0.75793 | -0.01642 | 0 | 0 | 0 | 0 | 0 | 0 | 0 | 0 | 0 | 0 | 0 | 0 | 0 | 0 | 0 | 0 | 33.4136 | 32.9364 | 29.6823 | 20.2875 | 10.826 | 4.3785 | -11.369 | -0.2463 | 0 | 0 | 0
0.541666666666667681July | Resource 1 | Sublap 1 | 13:00 | 6 | 81 | July | 16000 | 0 | 0 | 0 | 0 | 0 | 0 | 0 | 0 | 0 | 0 | 0 | 0 | 0 | 2.2276 | 2.1958 | 1.9788 | 1.3525 | 0.72173 | 0.2919 | -0.75793 | -0.01642 | 0 | 0 | 0 | 0 | 0 | 0 | 0 | 0 | 0 | 0 | 0 | 0 | 0 | 0 | 0 | 0 | 35.6411 | 35.1322 | 31.6611 | 21.64 | 11.5478 | 4.6704 | -12.1269 | -0.26272 | 0 | 0 | 0
0.541666666666667681August | Resource 1 | Sublap 1 | 13:00 | 6 | 81 | August | 17000 | 0 | 0 | 0 | 0 | 0 | 0 | 0 | 0 | 0 | 0 | 0 | 0 | 0 | 2.2276 | 2.1958 | 1.9788 | 1.3525 | 0.72173 | 0.2919 | -0.75793 | -0.01642 | 0 | 0 | 0 | 0 | 0 | 0 | 0 | 0 | 0 | 0 | 0 | 0 | 0 | 0 | 0 | 0 | 37.8687 | 37.3279 | 33.6399 | 22.9925 | 12.2695 | 4.9623 | -12.8848 | -0.27914 | 0 | 0 | 0
0.541666666666667681September | Resource 1 | Sublap 1 | 13:00 | 6 | 81 | September | 18000 | 0 | 0 | 0 | 0 | 0 | 0 | 0 | 0 | 0 | 0 | 0 | 0 | 0 | 2.2276 | 2.1958 | 1.9788 | 1.3525 | 0.72173 | 0.2919 | -0.75793 | -0.01642 | 0 | 0 | 0 | 0 | 0 | 0 | 0 | 0 | 0 | 0 | 0 | 0 | 0 | 0 | 0 | 0 | 40.0963 | 39.5237 | 35.6187 | 24.345 | 12.9912 | 5.2542 | -13.6428 | -0.29557 | 0 | 0 | 0
0.541666666666667681October | Resource 1 | Sublap 1 | 13:00 | 6 | 81 | October | 19000 | 0 | 0 | 0 | 0 | 0 | 0 | 0 | 0 | 0 | 0 | 0 | 0 | 0 | 2.2276 | 2.1958 | 1.9788 | 1.3525 | 0.72173 | 0.2919 | -0.75793 | -0.01642 | 0 | 0 | 0 | 0 | 0 | 0 | 0 | 0 | 0 | 0 | 0 | 0 | 0 | 0 | 0 | 0 | 42.3238 | 41.7194 | 37.5975 | 25.6975 | 13.7129 | 5.5461 | -14.4007 | -0.31199 | 0 | 0 | 0
0.541666666666667681November | Resource 1 | Sublap 1 | 13:00 | 6 | 81 | November | 20000 | 0 | 0 | 0 | 0 | 0 | 0 | 0 | 0 | 0 | 0 | 0 | 0 | 0 | 2.2276 | 2.1958 | 1.9788 | 1.3525 | 0.72173 | 0.2919 | -0.75793 | -0.01642 | 0 | 0 | 0 | 0 | 0 | 0 | 0 | 0 | 0 | 0 | 0 | 0 | 0 | 0 | 0 | 0 | 44.5514 | 43.9152 | 39.5763 | 27.05 | 14.4347 | 5.838 | -15.1586 | -0.32841 | 0 | 0 | 0
0.541666666666667681December | Resource 1 | Sublap 1 | 13:00 | 6 | 81 | December | 21000 | 0 | 0 | 0 | 0 | 0 | 0 | 0 | 0 | 0 | 0 | 0 | 0 | 0 | 2.2276 | 2.1958 | 1.9788 | 1.3525 | 0.72173 | 0.2919 | -0.75793 | -0.01642 | 0 | 0 | 0 | 0 | 0 | 0 | 0 | 0 | 0 | 0 | 0 | 0 | 0 | 0 | 0 | 0 | 46.779 | 46.111 | 41.5552 | 28.4025 | 15.1564 | 6.1299 | -15.9166 | -0.34483 | 0 | 0 | 0
0.541666666666667682January | Resource 1 | Sublap 1 | 13:00 | 6 | 82 | January | 10000 | 0 | 0 | 0 | 0 | 0 | 0 | 0 | 0 | 0 | 0 | 0 | 0 | 0 | 2.4158 | 2.4473 | 2.1867 | 1.518 | 0.82651 | 0.30361 | -0.78959 | -0.0171 | 0 | 0 | 0 | 0 | 0 | 0 | 0 | 0 | 0 | 0 | 0 | 0 | 0 | 0 | 0 | 0 | 24.1578 | 24.473 | 21.8669 | 15.1797 | 8.2651 | 3.0361 | -7.8959 | -0.171 | 0 | 0 | 0
0.541666666666667682February | Resource 1 | Sublap 1 | 13:00 | 6 | 82 | February | 11000 | 0 | 0 | 0 | 0 | 0 | 0 | 0 | 0 | 0 | 0 | 0 | 0 | 0 | 2.4158 | 2.4473 | 2.1867 | 1.518 | 0.82651 | 0.30361 | -0.78959 | -0.0171 | 0 | 0 | 0 | 0 | 0 | 0 | 0 | 0 | 0 | 0 | 0 | 0 | 0 | 0 | 0 | 0 | 26.5736 | 26.9203 | 24.0536 | 16.6977 | 9.0916 | 3.3397 | -8.6855 | -0.1881 | 0 | 0 | 0
0.541666666666667682March | Resource 1 | Sublap 1 | 13:00 | 6 | 82 | March | 12000 | 0 | 0 | 0 | 0 | 0 | 0 | 0 | 0 | 0 | 0 | 0 | 0 | 0 | 2.4158 | 2.4473 | 2.1867 | 1.518 | 0.82651 | 0.30361 | -0.78959 | -0.0171 | 0 | 0 | 0 | 0 | 0 | 0 | 0 | 0 | 0 | 0 | 0 | 0 | 0 | 0 | 0 | 0 | 28.9894 | 29.3676 | 26.2403 | 18.2157 | 9.9181 | 3.6433 | -9.4751 | -0.2052 | 0 | 0 | 0
0.541666666666667682April | Resource 1 | Sublap 1 | 13:00 | 6 | 82 | April | 13000 | 0 | 0 | 0 | 0 | 0 | 0 | 0 | 0 | 0 | 0 | 0 | 0 | 0 | 2.4158 | 2.4473 | 2.1867 | 1.518 | 0.82651 | 0.30361 | -0.78959 | -0.0171 | 0 | 0 | 0 | 0 | 0 | 0 | 0 | 0 | 0 | 0 | 0 | 0 | 0 | 0 | 0 | 0 | 31.4051 | 31.8149 | 28.427 | 19.7337 | 10.7447 | 3.9469 | -10.2647 | -0.2223 | 0 | 0 | 0
0.541666666666667682May | Resource 1 | Sublap 1 | 13:00 | 6 | 82 | May | 14000 | 0 | 0 | 0 | 0 | 0 | 0 | 0 | 0 | 0 | 0 | 0 | 0 | 0 | 2.4158 | 2.4473 | 2.1867 | 1.518 | 0.82651 | 0.30361 | -0.78959 | -0.0171 | 0 | 0 | 0 | 0 | 0 | 0 | 0 | 0 | 0 | 0 | 0 | 0 | 0 | 0 | 0 | 0 | 33.8209 | 34.2622 | 30.6137 | 21.2516 | 11.5712 | 4.2505 | -11.0542 | -0.2394 | 0 | 0 | 0
0.541666666666667682June | Resource 1 | Sublap 1 | 13:00 | 6 | 82 | June | 15000 | 0 | 0 | 0 | 0 | 0 | 0 | 0 | 0 | 0 | 0 | 0 | 0 | 0 | 2.4158 | 2.4473 | 2.1867 | 1.518 | 0.82651 | 0.30361 | -0.78959 | -0.0171 | 0 | 0 | 0 | 0 | 0 | 0 | 0 | 0 | 0 | 0 | 0 | 0 | 0 | 0 | 0 | 0 | 36.2367 | 36.7095 | 32.8004 | 22.7696 | 12.3977 | 4.5541 | -11.8438 | -0.2565 | 0 | 0 | 0
0.541666666666667682July | Resource 1 | Sublap 1 | 13:00 | 6 | 82 | July | 16000 | 0 | 0 | 0 | 0 | 0 | 0 | 0 | 0 | 0 | 0 | 0 | 0 | 0 | 2.4158 | 2.4473 | 2.1867 | 1.518 | 0.82651 | 0.30361 | -0.78959 | -0.0171 | 0 | 0 | 0 | 0 | 0 | 0 | 0 | 0 | 0 | 0 | 0 | 0 | 0 | 0 | 0 | 0 | 38.6525 | 39.1568 | 34.9871 | 24.2876 | 13.2242 | 4.8577 | -12.6334 | -0.2736 | 0 | 0 | 0
0.541666666666667682August | Resource 1 | Sublap 1 | 13:00 | 6 | 82 | August | 17000 | 0 | 0 | 0 | 0 | 0 | 0 | 0 | 0 | 0 | 0 | 0 | 0 | 0 | 2.4158 | 2.4473 | 2.1867 | 1.518 | 0.82651 | 0.30361 | -0.78959 | -0.0171 | 0 | 0 | 0 | 0 | 0 | 0 | 0 | 0 | 0 | 0 | 0 | 0 | 0 | 0 | 0 | 0 | 41.0682 | 41.6041 | 37.1738 | 25.8056 | 14.0507 | 5.1613 | -13.423 | -0.2907 | 0 | 0 | 0
0.541666666666667682September | Resource 1 | Sublap 1 | 13:00 | 6 | 82 | September | 18000 | 0 | 0 | 0 | 0 | 0 | 0 | 0 | 0 | 0 | 0 | 0 | 0 | 0 | 2.4158 | 2.4473 | 2.1867 | 1.518 | 0.82651 | 0.30361 | -0.78959 | -0.0171 | 0 | 0 | 0 | 0 | 0 | 0 | 0 | 0 | 0 | 0 | 0 | 0 | 0 | 0 | 0 | 0 | 43.484 | 44.0514 | 39.3605 | 27.3235 | 14.8772 | 5.4649 | -14.2126 | -0.30779 | 0 | 0 | 0
0.541666666666667682October | Resource 1 | Sublap 1 | 13:00 | 6 | 82 | October | 19000 | 0 | 0 | 0 | 0 | 0 | 0 | 0 | 0 | 0 | 0 | 0 | 0 | 0 | 2.4158 | 2.4473 | 2.1867 | 1.518 | 0.82651 | 0.30361 | -0.78959 | -0.0171 | 0 | 0 | 0 | 0 | 0 | 0 | 0 | 0 | 0 | 0 | 0 | 0 | 0 | 0 | 0 | 0 | 45.8998 | 46.4987 | 41.5471 | 28.8415 | 15.7037 | 5.7685 | -15.0022 | -0.32489 | 0 | 0 | 0
0.541666666666667682November | Resource 1 | Sublap 1 | 13:00 | 6 | 82 | November | 20000 | 0 | 0 | 0 | 0 | 0 | 0 | 0 | 0 | 0 | 0 | 0 | 0 | 0 | 2.4158 | 2.4473 | 2.1867 | 1.518 | 0.82651 | 0.30361 | -0.78959 | -0.0171 | 0 | 0 | 0 | 0 | 0 | 0 | 0 | 0 | 0 | 0 | 0 | 0 | 0 | 0 | 0 | 0 | 48.3156 | 48.946 | 43.7338 | 30.3595 | 16.5302 | 6.0721 | -15.7918 | -0.34199 | 0 | 0 | 0
0.541666666666667682December | Resource 1 | Sublap 1 | 13:00 | 6 | 82 | December | 21000 | 0 | 0 | 0 | 0 | 0 | 0 | 0 | 0 | 0 | 0 | 0 | 0 | 0 | 2.4158 | 2.4473 | 2.1867 | 1.518 | 0.82651 | 0.30361 | -0.78959 | -0.0171 | 0 | 0 | 0 | 0 | 0 | 0 | 0 | 0 | 0 | 0 | 0 | 0 | 0 | 0 | 0 | 0 | 50.7314 | 51.3933 | 45.9205 | 31.8774 | 17.3568 | 6.3757 | -16.5814 | -0.35909 | 0 | 0 | 0
0.541666666666667683January | Resource 1 | Sublap 1 | 13:00 | 6 | 83 | January | 10000 | 0 | 0 | 0 | 0 | 0 | 0 | 0 | 0 | 0 | 0 | 0 | 0 | 0 | 2.8621 | 2.8016 | 2.5378 | 1.8738 | 1.1286 | 0.34196 | -0.89332 | -0.019326 | 0 | 0 | 0 | 0 | 0 | 0 | 0 | 0 | 0 | 0 | 0 | 0 | 0 | 0 | 0 | 0 | 28.6212 | 28.0158 | 25.3784 | 18.738 | 11.2859 | 3.4196 | -8.9332 | -0.19326 | 0 | 0 | 0
0.541666666666667683February | Resource 1 | Sublap 1 | 13:00 | 6 | 83 | February | 11000 | 0 | 0 | 0 | 0 | 0 | 0 | 0 | 0 | 0 | 0 | 0 | 0 | 0 | 2.8621 | 2.8016 | 2.5378 | 1.8738 | 1.1286 | 0.34196 | -0.89332 | -0.019326 | 0 | 0 | 0 | 0 | 0 | 0 | 0 | 0 | 0 | 0 | 0 | 0 | 0 | 0 | 0 | 0 | 31.4834 | 30.8174 | 27.9163 | 20.6117 | 12.4145 | 3.7616 | -9.8265 | -0.21259 | 0 | 0 | 0
0.541666666666667683March | Resource 1 | Sublap 1 | 13:00 | 6 | 83 | March | 12000 | 0 | 0 | 0 | 0 | 0 | 0 | 0 | 0 | 0 | 0 | 0 | 0 | 0 | 2.8621 | 2.8016 | 2.5378 | 1.8738 | 1.1286 | 0.34196 | -0.89332 | -0.019326 | 0 | 0 | 0 | 0 | 0 | 0 | 0 | 0 | 0 | 0 | 0 | 0 | 0 | 0 | 0 | 0 | 34.3455 | 33.6189 | 30.4541 | 22.4855 | 13.543 | 4.1035 | -10.7199 | -0.23191 | 0 | 0 | 0
0.541666666666667683April | Resource 1 | Sublap 1 | 13:00 | 6 | 83 | April | 13000 | 0 | 0 | 0 | 0 | 0 | 0 | 0 | 0 | 0 | 0 | 0 | 0 | 0 | 2.8621 | 2.8016 | 2.5378 | 1.8738 | 1.1286 | 0.34196 | -0.89332 | -0.019326 | 0 | 0 | 0 | 0 | 0 | 0 | 0 | 0 | 0 | 0 | 0 | 0 | 0 | 0 | 0 | 0 | 37.2076 | 36.4205 | 32.992 | 24.3593 | 14.6716 | 4.4455 | -11.6132 | -0.25124 | 0 | 0 | 0
0.541666666666667683May | Resource 1 | Sublap 1 | 13:00 | 6 | 83 | May | 14000 | 0 | 0 | 0 | 0 | 0 | 0 | 0 | 0 | 0 | 0 | 0 | 0 | 0 | 2.8621 | 2.8016 | 2.5378 | 1.8738 | 1.1286 | 0.34196 | -0.89332 | -0.019326 | 0 | 0 | 0 | 0 | 0 | 0 | 0 | 0 | 0 | 0 | 0 | 0 | 0 | 0 | 0 | 0 | 40.0697 | 39.2221 | 35.5298 | 26.2331 | 15.8002 | 4.7875 | -12.5065 | -0.27056 | 0 | 0 | 0
0.541666666666667683June | Resource 1 | Sublap 1 | 13:00 | 6 | 83 | June | 15000 | 0 | 0 | 0 | 0 | 0 | 0 | 0 | 0 | 0 | 0 | 0 | 0 | 0 | 2.8621 | 2.8016 | 2.5378 | 1.8738 | 1.1286 | 0.34196 | -0.89332 | -0.019326 | 0 | 0 | 0 | 0 | 0 | 0 | 0 | 0 | 0 | 0 | 0 | 0 | 0 | 0 | 0 | 0 | 42.9318 | 42.0237 | 38.0677 | 28.1069 | 16.9288 | 5.1294 | -13.3998 | -0.28989 | 0 | 0 | 0
0.541666666666667683July | Resource 1 | Sublap 1 | 13:00 | 6 | 83 | July | 16000 | 0 | 0 | 0 | 0 | 0 | 0 | 0 | 0 | 0 | 0 | 0 | 0 | 0 | 2.8621 | 2.8016 | 2.5378 | 1.8738 | 1.1286 | 0.34196 | -0.89332 | -0.019326 | 0 | 0 | 0 | 0 | 0 | 0 | 0 | 0 | 0 | 0 | 0 | 0 | 0 | 0 | 0 | 0 | 45.794 | 44.8253 | 40.6055 | 29.9807 | 18.0574 | 5.4714 | -14.2931 | -0.30922 | 0 | 0 | 0
0.541666666666667683August | Resource 1 | Sublap 1 | 13:00 | 6 | 83 | August | 17000 | 0 | 0 | 0 | 0 | 0 | 0 | 0 | 0 | 0 | 0 | 0 | 0 | 0 | 2.8621 | 2.8016 | 2.5378 | 1.8738 | 1.1286 | 0.34196 | -0.89332 | -0.019326 | 0 | 0 | 0 | 0 | 0 | 0 | 0 | 0 | 0 | 0 | 0 | 0 | 0 | 0 | 0 | 0 | 48.6561 | 47.6268 | 43.1434 | 31.8545 | 19.186 | 5.8133 | -15.1865 | -0.32854 | 0 | 0 | 0
0.541666666666667683September | Resource 1 | Sublap 1 | 13:00 | 6 | 83 | September | 18000 | 0 | 0 | 0 | 0 | 0 | 0 | 0 | 0 | 0 | 0 | 0 | 0 | 0 | 2.8621 | 2.8016 | 2.5378 | 1.8738 | 1.1286 | 0.34196 | -0.89332 | -0.019326 | 0 | 0 | 0 | 0 | 0 | 0 | 0 | 0 | 0 | 0 | 0 | 0 | 0 | 0 | 0 | 0 | 51.5182 | 50.4284 | 45.6812 | 33.7283 | 20.3146 | 6.1553 | -16.0798 | -0.34787 | 0 | 0 | 0
0.541666666666667683October | Resource 1 | Sublap 1 | 13:00 | 6 | 83 | October | 19000 | 0 | 0 | 0 | 0 | 0 | 0 | 0 | 0 | 0 | 0 | 0 | 0 | 0 | 2.8621 | 2.8016 | 2.5378 | 1.8738 | 1.1286 | 0.34196 | -0.89332 | -0.019326 | 0 | 0 | 0 | 0 | 0 | 0 | 0 | 0 | 0 | 0 | 0 | 0 | 0 | 0 | 0 | 0 | 54.3803 | 53.23 | 48.219 | 35.6021 | 21.4432 | 6.4973 | -16.9731 | -0.36719 | 0 | 0 | 0
0.541666666666667683November | Resource 1 | Sublap 1 | 13:00 | 6 | 83 | November | 20000 | 0 | 0 | 0 | 0 | 0 | 0 | 0 | 0 | 0 | 0 | 0 | 0 | 0 | 2.8621 | 2.8016 | 2.5378 | 1.8738 | 1.1286 | 0.34196 | -0.89332 | -0.019326 | 0 | 0 | 0 | 0 | 0 | 0 | 0 | 0 | 0 | 0 | 0 | 0 | 0 | 0 | 0 | 0 | 57.2425 | 56.0316 | 50.7569 | 37.4759 | 22.5717 | 6.8392 | -17.8664 | -0.38652 | 0 | 0 | 0
0.541666666666667683December | Resource 1 | Sublap 1 | 13:00 | 6 | 83 | December | 21000 | 0 | 0 | 0 | 0 | 0 | 0 | 0 | 0 | 0 | 0 | 0 | 0 | 0 | 2.8621 | 2.8016 | 2.5378 | 1.8738 | 1.1286 | 0.34196 | -0.89332 | -0.019326 | 0 | 0 | 0 | 0 | 0 | 0 | 0 | 0 | 0 | 0 | 0 | 0 | 0 | 0 | 0 | 0 | 60.1046 | 58.8332 | 53.2947 | 39.3497 | 23.7003 | 7.1812 | -18.7598 | -0.40585 | 0 | 0 | 0
0.541666666666667684January | Resource 1 | Sublap 1 | 13:00 | 6 | 84 | January | 10000 | 0 | 0 | 0 | 0 | 0 | 0 | 0 | 0 | 0 | 0 | 0 | 0 | 0 | 3.108 | 3.0581 | 2.8307 | 2.0033 | 1.108 | 0.35647 | -0.93255 | -0.020168 | 0 | 0 | 0 | 0 | 0 | 0 | 0 | 0 | 0 | 0 | 0 | 0 | 0 | 0 | 0 | 0 | 31.0802 | 30.5809 | 28.3074 | 20.0326 | 11.0802 | 3.5647 | -9.3255 | -0.20168 | 0 | 0 | 0
0.541666666666667684February | Resource 1 | Sublap 1 | 13:00 | 6 | 84 | February | 11000 | 0 | 0 | 0 | 0 | 0 | 0 | 0 | 0 | 0 | 0 | 0 | 0 | 0 | 3.108 | 3.0581 | 2.8307 | 2.0033 | 1.108 | 0.35647 | -0.93255 | -0.020168 | 0 | 0 | 0 | 0 | 0 | 0 | 0 | 0 | 0 | 0 | 0 | 0 | 0 | 0 | 0 | 0 | 34.1882 | 33.639 | 31.1381 | 22.0359 | 12.1882 | 3.9211 | -10.258 | -0.22185 | 0 | 0 | 0
0.541666666666667684March | Resource 1 | Sublap 1 | 13:00 | 6 | 84 | March | 12000 | 0 | 0 | 0 | 0 | 0 | 0 | 0 | 0 | 0 | 0 | 0 | 0 | 0 | 3.108 | 3.0581 | 2.8307 | 2.0033 | 1.108 | 0.35647 | -0.93255 | -0.020168 | 0 | 0 | 0 | 0 | 0 | 0 | 0 | 0 | 0 | 0 | 0 | 0 | 0 | 0 | 0 | 0 | 37.2962 | 36.6971 | 33.9688 | 24.0391 | 13.2962 | 4.2776 | -11.1906 | -0.24202 | 0 | 0 | 0
0.541666666666667684April | Resource 1 | Sublap 1 | 13:00 | 6 | 84 | April | 13000 | 0 | 0 | 0 | 0 | 0 | 0 | 0 | 0 | 0 | 0 | 0 | 0 | 0 | 3.108 | 3.0581 | 2.8307 | 2.0033 | 1.108 | 0.35647 | -0.93255 | -0.020168 | 0 | 0 | 0 | 0 | 0 | 0 | 0 | 0 | 0 | 0 | 0 | 0 | 0 | 0 | 0 | 0 | 40.4042 | 39.7552 | 36.7996 | 26.0424 | 14.4042 | 4.6341 | -12.1231 | -0.26218 | 0 | 0 | 0
0.541666666666667684May | Resource 1 | Sublap 1 | 13:00 | 6 | 84 | May | 14000 | 0 | 0 | 0 | 0 | 0 | 0 | 0 | 0 | 0 | 0 | 0 | 0 | 0 | 3.108 | 3.0581 | 2.8307 | 2.0033 | 1.108 | 0.35647 | -0.93255 | -0.020168 | 0 | 0 | 0 | 0 | 0 | 0 | 0 | 0 | 0 | 0 | 0 | 0 | 0 | 0 | 0 | 0 | 43.5122 | 42.8133 | 39.6303 | 28.0456 | 15.5122 | 4.9905 | -13.0557 | -0.28235 | 0 | 0 | 0
0.541666666666667684June | Resource 1 | Sublap 1 | 13:00 | 6 | 84 | June | 15000 | 0 | 0 | 0 | 0 | 0 | 0 | 0 | 0 | 0 | 0 | 0 | 0 | 0 | 3.108 | 3.0581 | 2.8307 | 2.0033 | 1.108 | 0.35647 | -0.93255 | -0.020168 | 0 | 0 | 0 | 0 | 0 | 0 | 0 | 0 | 0 | 0 | 0 | 0 | 0 | 0 | 0 | 0 | 46.6202 | 45.8713 | 42.461 | 30.0489 | 16.6202 | 5.347 | -13.9882 | -0.30252 | 0 | 0 | 0
0.541666666666667684July | Resource 1 | Sublap 1 | 13:00 | 6 | 84 | July | 16000 | 0 | 0 | 0 | 0 | 0 | 0 | 0 | 0 | 0 | 0 | 0 | 0 | 0 | 3.108 | 3.0581 | 2.8307 | 2.0033 | 1.108 | 0.35647 | -0.93255 | -0.020168 | 0 | 0 | 0 | 0 | 0 | 0 | 0 | 0 | 0 | 0 | 0 | 0 | 0 | 0 | 0 | 0 | 49.7283 | 48.9294 | 45.2918 | 32.0522 | 17.7282 | 5.7035 | -14.9208 | -0.32269 | 0 | 0 | 0
0.541666666666667684August | Resource 1 | Sublap 1 | 13:00 | 6 | 84 | August | 17000 | 0 | 0 | 0 | 0 | 0 | 0 | 0 | 0 | 0 | 0 | 0 | 0 | 0 | 3.108 | 3.0581 | 2.8307 | 2.0033 | 1.108 | 0.35647 | -0.93255 | -0.020168 | 0 | 0 | 0 | 0 | 0 | 0 | 0 | 0 | 0 | 0 | 0 | 0 | 0 | 0 | 0 | 0 | 52.8363 | 51.9875 | 48.1225 | 34.0554 | 18.8363 | 6.0599 | -15.8533 | -0.34286 | 0 | 0 | 0
0.541666666666667684September | Resource 1 | Sublap 1 | 13:00 | 6 | 84 | September | 18000 | 0 | 0 | 0 | 0 | 0 | 0 | 0 | 0 | 0 | 0 | 0 | 0 | 0 | 3.108 | 3.0581 | 2.8307 | 2.0033 | 1.108 | 0.35647 | -0.93255 | -0.020168 | 0 | 0 | 0 | 0 | 0 | 0 | 0 | 0 | 0 | 0 | 0 | 0 | 0 | 0 | 0 | 0 | 55.9443 | 55.0456 | 50.9532 | 36.0587 | 19.9443 | 6.4164 | -16.7859 | -0.36302 | 0 | 0 | 0
0.541666666666667684October | Resource 1 | Sublap 1 | 13:00 | 6 | 84 | October | 19000 | 0 | 0 | 0 | 0 | 0 | 0 | 0 | 0 | 0 | 0 | 0 | 0 | 0 | 3.108 | 3.0581 | 2.8307 | 2.0033 | 1.108 | 0.35647 | -0.93255 | -0.020168 | 0 | 0 | 0 | 0 | 0 | 0 | 0 | 0 | 0 | 0 | 0 | 0 | 0 | 0 | 0 | 0 | 59.0523 | 58.1037 | 53.784 | 38.0619 | 21.0523 | 6.7729 | -17.7184 | -0.38319 | 0 | 0 | 0
0.541666666666667684November | Resource 1 | Sublap 1 | 13:00 | 6 | 84 | November | 20000 | 0 | 0 | 0 | 0 | 0 | 0 | 0 | 0 | 0 | 0 | 0 | 0 | 0 | 3.108 | 3.0581 | 2.8307 | 2.0033 | 1.108 | 0.35647 | -0.93255 | -0.020168 | 0 | 0 | 0 | 0 | 0 | 0 | 0 | 0 | 0 | 0 | 0 | 0 | 0 | 0 | 0 | 0 | 62.1603 | 61.1618 | 56.6147 | 40.0652 | 22.1603 | 7.1293 | -18.651 | -0.40336 | 0 | 0 | 0
0.541666666666667684December | Resource 1 | Sublap 1 | 13:00 | 6 | 84 | December | 21000 | 0 | 0 | 0 | 0 | 0 | 0 | 0 | 0 | 0 | 0 | 0 | 0 | 0 | 3.108 | 3.0581 | 2.8307 | 2.0033 | 1.108 | 0.35647 | -0.93255 | -0.020168 | 0 | 0 | 0 | 0 | 0 | 0 | 0 | 0 | 0 | 0 | 0 | 0 | 0 | 0 | 0 | 0 | 65.2683 | 64.2199 | 59.4455 | 42.0685 | 23.2683 | 7.4858 | -19.5835 | -0.42353 | 0 | 0 | 0
0.541666666666667685January | Resource 1 | Sublap 1 | 13:00 | 6 | 85 | January | 10000 | 0 | 0 | 0 | 0 | 0 | 0 | 0 | 0 | 0 | 0 | 0 | 0 | 0 | 4.0387 | 4.0626 | 3.7947 | 2.8483 | 1.8314 | 0.81822 | -1.1655 | -0.025169 | 0 | 0 | 0 | 0 | 0 | 0 | 0 | 0 | 0 | 0 | 0 | 0 | 0 | 0 | 0 | 0 | 40.3874 | 40.6256 | 37.9472 | 28.4835 | 18.3141 | 8.1822 | -11.6555 | -0.25169 | 0 | 0 | 0
0.541666666666667685February | Resource 1 | Sublap 1 | 13:00 | 6 | 85 | February | 11000 | 0 | 0 | 0 | 0 | 0 | 0 | 0 | 0 | 0 | 0 | 0 | 0 | 0 | 4.0387 | 4.0626 | 3.7947 | 2.8483 | 1.8314 | 0.81822 | -1.1655 | -0.025169 | 0 | 0 | 0 | 0 | 0 | 0 | 0 | 0 | 0 | 0 | 0 | 0 | 0 | 0 | 0 | 0 | 44.4262 | 44.6882 | 41.7419 | 31.3318 | 20.1455 | 9.0004 | -12.821 | -0.27685 | 0 | 0 | 0
0.541666666666667685March | Resource 1 | Sublap 1 | 13:00 | 6 | 85 | March | 12000 | 0 | 0 | 0 | 0 | 0 | 0 | 0 | 0 | 0 | 0 | 0 | 0 | 0 | 4.0387 | 4.0626 | 3.7947 | 2.8483 | 1.8314 | 0.81822 | -1.1655 | -0.025169 | 0 | 0 | 0 | 0 | 0 | 0 | 0 | 0 | 0 | 0 | 0 | 0 | 0 | 0 | 0 | 0 | 48.4649 | 48.7508 | 45.5366 | 34.1802 | 21.9769 | 9.8186 | -13.9865 | -0.30202 | 0 | 0 | 0
0.541666666666667685April | Resource 1 | Sublap 1 | 13:00 | 6 | 85 | April | 13000 | 0 | 0 | 0 | 0 | 0 | 0 | 0 | 0 | 0 | 0 | 0 | 0 | 0 | 4.0387 | 4.0626 | 3.7947 | 2.8483 | 1.8314 | 0.81822 | -1.1655 | -0.025169 | 0 | 0 | 0 | 0 | 0 | 0 | 0 | 0 | 0 | 0 | 0 | 0 | 0 | 0 | 0 | 0 | 52.5036 | 52.8133 | 49.3314 | 37.0285 | 23.8084 | 10.6369 | -15.1521 | -0.32719 | 0 | 0 | 0
0.541666666666667685May | Resource 1 | Sublap 1 | 13:00 | 6 | 85 | May | 14000 | 0 | 0 | 0 | 0 | 0 | 0 | 0 | 0 | 0 | 0 | 0 | 0 | 0 | 4.0387 | 4.0626 | 3.7947 | 2.8483 | 1.8314 | 0.81822 | -1.1655 | -0.025169 | 0 | 0 | 0 | 0 | 0 | 0 | 0 | 0 | 0 | 0 | 0 | 0 | 0 | 0 | 0 | 0 | 56.5424 | 56.8759 | 53.1261 | 39.8769 | 25.6398 | 11.4551 | -16.3176 | -0.35236 | 0 | 0 | 0
0.541666666666667685June | Resource 1 | Sublap 1 | 13:00 | 6 | 85 | June | 15000 | 0 | 0 | 0 | 0 | 0 | 0 | 0 | 0 | 0 | 0 | 0 | 0 | 0 | 4.0387 | 4.0626 | 3.7947 | 2.8483 | 1.8314 | 0.81822 | -1.1655 | -0.025169 | 0 | 0 | 0 | 0 | 0 | 0 | 0 | 0 | 0 | 0 | 0 | 0 | 0 | 0 | 0 | 0 | 60.5811 | 60.9384 | 56.9208 | 42.7252 | 27.4712 | 12.2733 | -17.4832 | -0.37753 | 0 | 0 | 0
0.541666666666667685July | Resource 1 | Sublap 1 | 13:00 | 6 | 85 | July | 16000 | 0 | 0 | 0 | 0 | 0 | 0 | 0 | 0 | 0 | 0 | 0 | 0 | 0 | 4.0387 | 4.0626 | 3.7947 | 2.8483 | 1.8314 | 0.81822 | -1.1655 | -0.025169 | 0 | 0 | 0 | 0 | 0 | 0 | 0 | 0 | 0 | 0 | 0 | 0 | 0 | 0 | 0 | 0 | 64.6199 | 65.001 | 60.7155 | 45.5736 | 29.3026 | 13.0915 | -18.6487 | -0.4027 | 0 | 0 | 0
0.541666666666667685August | Resource 1 | Sublap 1 | 13:00 | 6 | 85 | August | 17000 | 0 | 0 | 0 | 0 | 0 | 0 | 0 | 0 | 0 | 0 | 0 | 0 | 0 | 4.0387 | 4.0626 | 3.7947 | 2.8483 | 1.8314 | 0.81822 | -1.1655 | -0.025169 | 0 | 0 | 0 | 0 | 0 | 0 | 0 | 0 | 0 | 0 | 0 | 0 | 0 | 0 | 0 | 0 | 68.6586 | 69.0636 | 64.5102 | 48.4219 | 31.134 | 13.9097 | -19.8143 | -0.42787 | 0 | 0 | 0
0.541666666666667685September | Resource 1 | Sublap 1 | 13:00 | 6 | 85 | September | 18000 | 0 | 0 | 0 | 0 | 0 | 0 | 0 | 0 | 0 | 0 | 0 | 0 | 0 | 4.0387 | 4.0626 | 3.7947 | 2.8483 | 1.8314 | 0.81822 | -1.1655 | -0.025169 | 0 | 0 | 0 | 0 | 0 | 0 | 0 | 0 | 0 | 0 | 0 | 0 | 0 | 0 | 0 | 0 | 72.6974 | 73.1261 | 68.305 | 51.2703 | 32.9654 | 14.7279 | -20.9798 | -0.45303 | 0 | 0 | 0
0.541666666666667685October | Resource 1 | Sublap 1 | 13:00 | 6 | 85 | October | 19000 | 0 | 0 | 0 | 0 | 0 | 0 | 0 | 0 | 0 | 0 | 0 | 0 | 0 | 4.0387 | 4.0626 | 3.7947 | 2.8483 | 1.8314 | 0.81822 | -1.1655 | -0.025169 | 0 | 0 | 0 | 0 | 0 | 0 | 0 | 0 | 0 | 0 | 0 | 0 | 0 | 0 | 0 | 0 | 76.7361 | 77.1887 | 72.0997 | 54.1186 | 34.7968 | 15.5462 | -22.1454 | -0.4782 | 0 | 0 | 0
0.541666666666667685November | Resource 1 | Sublap 1 | 13:00 | 6 | 85 | November | 20000 | 0 | 0 | 0 | 0 | 0 | 0 | 0 | 0 | 0 | 0 | 0 | 0 | 0 | 4.0387 | 4.0626 | 3.7947 | 2.8483 | 1.8314 | 0.81822 | -1.1655 | -0.025169 | 0 | 0 | 0 | 0 | 0 | 0 | 0 | 0 | 0 | 0 | 0 | 0 | 0 | 0 | 0 | 0 | 80.7748 | 81.2513 | 75.8944 | 56.967 | 36.6283 | 16.3644 | -23.3109 | -0.50337 | 0 | 0 | 0
0.541666666666667685December | Resource 1 | Sublap 1 | 13:00 | 6 | 85 | December | 21000 | 0 | 0 | 0 | 0 | 0 | 0 | 0 | 0 | 0 | 0 | 0 | 0 | 0 | 4.0387 | 4.0626 | 3.7947 | 2.8483 | 1.8314 | 0.81822 | -1.1655 | -0.025169 | 0 | 0 | 0 | 0 | 0 | 0 | 0 | 0 | 0 | 0 | 0 | 0 | 0 | 0 | 0 | 0 | 84.8136 | 85.3138 | 79.6891 | 59.8153 | 38.4597 | 17.1826 | -24.4765 | -0.52854 | 0 | 0 | 0
0.541666666666667686January | Resource 1 | Sublap 1 | 13:00 | 6 | 86 | January | 10000 | 0 | 0 | 0 | 0 | 0 | 0 | 0 | 0 | 0 | 0 | 0 | 0 | 0 | 3.6937 | 3.6769 | 3.3564 | 2.4574 | 1.4775 | 0.52004 | -1.0539 | -0.022772 | 0 | 0 | 0 | 0 | 0 | 0 | 0 | 0 | 0 | 0 | 0 | 0 | 0 | 0 | 0 | 0 | 36.9373 | 36.7686 | 33.564 | 24.574 | 14.7746 | 5.2004 | -10.5388 | -0.22772 | 0 | 0 | 0
0.541666666666667686February | Resource 1 | Sublap 1 | 13:00 | 6 | 86 | February | 11000 | 0 | 0 | 0 | 0 | 0 | 0 | 0 | 0 | 0 | 0 | 0 | 0 | 0 | 3.6937 | 3.6769 | 3.3564 | 2.4574 | 1.4775 | 0.52004 | -1.0539 | -0.022772 | 0 | 0 | 0 | 0 | 0 | 0 | 0 | 0 | 0 | 0 | 0 | 0 | 0 | 0 | 0 | 0 | 40.631 | 40.4454 | 36.9204 | 27.0314 | 16.2521 | 5.7204 | -11.5927 | -0.25049 | 0 | 0 | 0
0.541666666666667686March | Resource 1 | Sublap 1 | 13:00 | 6 | 86 | March | 12000 | 0 | 0 | 0 | 0 | 0 | 0 | 0 | 0 | 0 | 0 | 0 | 0 | 0 | 3.6937 | 3.6769 | 3.3564 | 2.4574 | 1.4775 | 0.52004 | -1.0539 | -0.022772 | 0 | 0 | 0 | 0 | 0 | 0 | 0 | 0 | 0 | 0 | 0 | 0 | 0 | 0 | 0 | 0 | 44.3248 | 44.1223 | 40.2768 | 29.4888 | 17.7295 | 6.2405 | -12.6466 | -0.27326 | 0 | 0 | 0
0.541666666666667686April | Resource 1 | Sublap 1 | 13:00 | 6 | 86 | April | 13000 | 0 | 0 | 0 | 0 | 0 | 0 | 0 | 0 | 0 | 0 | 0 | 0 | 0 | 3.6937 | 3.6769 | 3.3564 | 2.4574 | 1.4775 | 0.52004 | -1.0539 | -0.022772 | 0 | 0 | 0 | 0 | 0 | 0 | 0 | 0 | 0 | 0 | 0 | 0 | 0 | 0 | 0 | 0 | 48.0185 | 47.7991 | 43.6332 | 31.9461 | 19.207 | 6.7605 | -13.7005 | -0.29604 | 0 | 0 | 0
0.541666666666667686May | Resource 1 | Sublap 1 | 13:00 | 6 | 86 | May | 14000 | 0 | 0 | 0 | 0 | 0 | 0 | 0 | 0 | 0 | 0 | 0 | 0 | 0 | 3.6937 | 3.6769 | 3.3564 | 2.4574 | 1.4775 | 0.52004 | -1.0539 | -0.022772 | 0 | 0 | 0 | 0 | 0 | 0 | 0 | 0 | 0 | 0 | 0 | 0 | 0 | 0 | 0 | 0 | 51.7122 | 51.476 | 46.9896 | 34.4036 | 20.6845 | 7.2805 | -14.7544 | -0.31881 | 0 | 0 | 0
0.541666666666667686June | Resource 1 | Sublap 1 | 13:00 | 6 | 86 | June | 15000 | 0 | 0 | 0 | 0 | 0 | 0 | 0 | 0 | 0 | 0 | 0 | 0 | 0 | 3.6937 | 3.6769 | 3.3564 | 2.4574 | 1.4775 | 0.52004 | -1.0539 | -0.022772 | 0 | 0 | 0 | 0 | 0 | 0 | 0 | 0 | 0 | 0 | 0 | 0 | 0 | 0 | 0 | 0 | 55.406 | 55.1529 | 50.346 | 36.861 | 22.1619 | 7.8006 | -15.8082 | -0.34158 | 0 | 0 | 0
0.541666666666667686July | Resource 1 | Sublap 1 | 13:00 | 6 | 86 | July | 16000 | 0 | 0 | 0 | 0 | 0 | 0 | 0 | 0 | 0 | 0 | 0 | 0 | 0 | 3.6937 | 3.6769 | 3.3564 | 2.4574 | 1.4775 | 0.52004 | -1.0539 | -0.022772 | 0 | 0 | 0 | 0 | 0 | 0 | 0 | 0 | 0 | 0 | 0 | 0 | 0 | 0 | 0 | 0 | 59.0997 | 58.8297 | 53.7024 | 39.3183 | 23.6394 | 8.3206 | -16.8621 | -0.36435 | 0 | 0 | 0
0.541666666666667686August | Resource 1 | Sublap 1 | 13:00 | 6 | 86 | August | 17000 | 0 | 0 | 0 | 0 | 0 | 0 | 0 | 0 | 0 | 0 | 0 | 0 | 0 | 3.6937 | 3.6769 | 3.3564 | 2.4574 | 1.4775 | 0.52004 | -1.0539 | -0.022772 | 0 | 0 | 0 | 0 | 0 | 0 | 0 | 0 | 0 | 0 | 0 | 0 | 0 | 0 | 0 | 0 | 62.7934 | 62.5066 | 57.0588 | 41.7757 | 25.1168 | 8.8407 | -17.916 | -0.38712 | 0 | 0 | 0
0.541666666666667686September | Resource 1 | Sublap 1 | 13:00 | 6 | 86 | September | 18000 | 0 | 0 | 0 | 0 | 0 | 0 | 0 | 0 | 0 | 0 | 0 | 0 | 0 | 3.6937 | 3.6769 | 3.3564 | 2.4574 | 1.4775 | 0.52004 | -1.0539 | -0.022772 | 0 | 0 | 0 | 0 | 0 | 0 | 0 | 0 | 0 | 0 | 0 | 0 | 0 | 0 | 0 | 0 | 66.4872 | 66.1834 | 60.4152 | 44.2331 | 26.5943 | 9.3607 | -18.9699 | -0.4099 | 0 | 0 | 0
0.541666666666667686October | Resource 1 | Sublap 1 | 13:00 | 6 | 86 | October | 19000 | 0 | 0 | 0 | 0 | 0 | 0 | 0 | 0 | 0 | 0 | 0 | 0 | 0 | 3.6937 | 3.6769 | 3.3564 | 2.4574 | 1.4775 | 0.52004 | -1.0539 | -0.022772 | 0 | 0 | 0 | 0 | 0 | 0 | 0 | 0 | 0 | 0 | 0 | 0 | 0 | 0 | 0 | 0 | 70.1809 | 69.8603 | 63.7716 | 46.6905 | 28.0718 | 9.8807 | -20.0238 | -0.43267 | 0 | 0 | 0
0.541666666666667686November | Resource 1 | Sublap 1 | 13:00 | 6 | 86 | November | 20000 | 0 | 0 | 0 | 0 | 0 | 0 | 0 | 0 | 0 | 0 | 0 | 0 | 0 | 3.6937 | 3.6769 | 3.3564 | 2.4574 | 1.4775 | 0.52004 | -1.0539 | -0.022772 | 0 | 0 | 0 | 0 | 0 | 0 | 0 | 0 | 0 | 0 | 0 | 0 | 0 | 0 | 0 | 0 | 73.8746 | 73.5372 | 67.128 | 49.1479 | 29.5492 | 10.4008 | -21.0776 | -0.45544 | 0 | 0 | 0
0.541666666666667686December | Resource 1 | Sublap 1 | 13:00 | 6 | 86 | December | 21000 | 0 | 0 | 0 | 0 | 0 | 0 | 0 | 0 | 0 | 0 | 0 | 0 | 0 | 3.6937 | 3.6769 | 3.3564 | 2.4574 | 1.4775 | 0.52004 | -1.0539 | -0.022772 | 0 | 0 | 0 | 0 | 0 | 0 | 0 | 0 | 0 | 0 | 0 | 0 | 0 | 0 | 0 | 0 | 77.5683 | 77.214 | 70.4844 | 51.6053 | 31.0267 | 10.9208 | -22.1315 | -0.47821 | 0 | 0 | 0
0.541666666666667687January | Resource 1 | Sublap 1 | 13:00 | 6 | 87 | January | 10000 | 0 | 0 | 0 | 0 | 0 | 0 | 0 | 0 | 0 | 0 | 0 | 0 | 0 | 4.054 | 4.1 | 3.8415 | 2.8699 | 1.7986 | 0.73944 | -1.1049 | -0.023868 | 0 | 0 | 0 | 0 | 0 | 0 | 0 | 0 | 0 | 0 | 0 | 0 | 0 | 0 | 0 | 0 | 40.5397 | 40.9998 | 38.4153 | 28.6985 | 17.9861 | 7.3944 | -11.0494 | -0.23868 | 0 | 0 | 0
0.541666666666667687February | Resource 1 | Sublap 1 | 13:00 | 6 | 87 | February | 11000 | 0 | 0 | 0 | 0 | 0 | 0 | 0 | 0 | 0 | 0 | 0 | 0 | 0 | 4.054 | 4.1 | 3.8415 | 2.8699 | 1.7986 | 0.73944 | -1.1049 | -0.023868 | 0 | 0 | 0 | 0 | 0 | 0 | 0 | 0 | 0 | 0 | 0 | 0 | 0 | 0 | 0 | 0 | 44.5937 | 45.0997 | 42.2569 | 31.5684 | 19.7848 | 8.1339 | -12.1543 | -0.26254 | 0 | 0 | 0
0.541666666666667687March | Resource 1 | Sublap 1 | 13:00 | 6 | 87 | March | 12000 | 0 | 0 | 0 | 0 | 0 | 0 | 0 | 0 | 0 | 0 | 0 | 0 | 0 | 4.054 | 4.1 | 3.8415 | 2.8699 | 1.7986 | 0.73944 | -1.1049 | -0.023868 | 0 | 0 | 0 | 0 | 0 | 0 | 0 | 0 | 0 | 0 | 0 | 0 | 0 | 0 | 0 | 0 | 48.6477 | 49.1997 | 46.0984 | 34.4382 | 21.5834 | 8.8733 | -13.2592 | -0.28641 | 0 | 0 | 0
0.541666666666667687April | Resource 1 | Sublap 1 | 13:00 | 6 | 87 | April | 13000 | 0 | 0 | 0 | 0 | 0 | 0 | 0 | 0 | 0 | 0 | 0 | 0 | 0 | 4.054 | 4.1 | 3.8415 | 2.8699 | 1.7986 | 0.73944 | -1.1049 | -0.023868 | 0 | 0 | 0 | 0 | 0 | 0 | 0 | 0 | 0 | 0 | 0 | 0 | 0 | 0 | 0 | 0 | 52.7017 | 53.2997 | 49.94 | 37.3081 | 23.382 | 9.6128 | -14.3642 | -0.31028 | 0 | 0 | 0
0.541666666666667687May | Resource 1 | Sublap 1 | 13:00 | 6 | 87 | May | 14000 | 0 | 0 | 0 | 0 | 0 | 0 | 0 | 0 | 0 | 0 | 0 | 0 | 0 | 4.054 | 4.1 | 3.8415 | 2.8699 | 1.7986 | 0.73944 | -1.1049 | -0.023868 | 0 | 0 | 0 | 0 | 0 | 0 | 0 | 0 | 0 | 0 | 0 | 0 | 0 | 0 | 0 | 0 | 56.7557 | 57.3997 | 53.7815 | 40.1779 | 25.1806 | 10.3522 | -15.4691 | -0.33415 | 0 | 0 | 0
0.541666666666667687June | Resource 1 | Sublap 1 | 13:00 | 6 | 87 | June | 15000 | 0 | 0 | 0 | 0 | 0 | 0 | 0 | 0 | 0 | 0 | 0 | 0 | 0 | 4.054 | 4.1 | 3.8415 | 2.8699 | 1.7986 | 0.73944 | -1.1049 | -0.023868 | 0 | 0 | 0 | 0 | 0 | 0 | 0 | 0 | 0 | 0 | 0 | 0 | 0 | 0 | 0 | 0 | 60.8096 | 61.4997 | 57.623 | 43.0478 | 26.9792 | 11.0917 | -16.574 | -0.35802 | 0 | 0 | 0
0.541666666666667687July | Resource 1 | Sublap 1 | 13:00 | 6 | 87 | July | 16000 | 0 | 0 | 0 | 0 | 0 | 0 | 0 | 0 | 0 | 0 | 0 | 0 | 0 | 4.054 | 4.1 | 3.8415 | 2.8699 | 1.7986 | 0.73944 | -1.1049 | -0.023868 | 0 | 0 | 0 | 0 | 0 | 0 | 0 | 0 | 0 | 0 | 0 | 0 | 0 | 0 | 0 | 0 | 64.8636 | 65.5996 | 61.4646 | 45.9176 | 28.7778 | 11.8311 | -17.679 | -0.38188 | 0 | 0 | 0
0.541666666666667687August | Resource 1 | Sublap 1 | 13:00 | 6 | 87 | August | 17000 | 0 | 0 | 0 | 0 | 0 | 0 | 0 | 0 | 0 | 0 | 0 | 0 | 0 | 4.054 | 4.1 | 3.8415 | 2.8699 | 1.7986 | 0.73944 | -1.1049 | -0.023868 | 0 | 0 | 0 | 0 | 0 | 0 | 0 | 0 | 0 | 0 | 0 | 0 | 0 | 0 | 0 | 0 | 68.9176 | 69.6996 | 65.3061 | 48.7875 | 30.5765 | 12.5706 | -18.7839 | -0.40575 | 0 | 0 | 0
0.541666666666667687September | Resource 1 | Sublap 1 | 13:00 | 6 | 87 | September | 18000 | 0 | 0 | 0 | 0 | 0 | 0 | 0 | 0 | 0 | 0 | 0 | 0 | 0 | 4.054 | 4.1 | 3.8415 | 2.8699 | 1.7986 | 0.73944 | -1.1049 | -0.023868 | 0 | 0 | 0 | 0 | 0 | 0 | 0 | 0 | 0 | 0 | 0 | 0 | 0 | 0 | 0 | 0 | 72.9715 | 73.7996 | 69.1476 | 51.6574 | 32.3751 | 13.31 | -19.8888 | -0.42962 | 0 | 0 | 0
0.541666666666667687October | Resource 1 | Sublap 1 | 13:00 | 6 | 87 | October | 19000 | 0 | 0 | 0 | 0 | 0 | 0 | 0 | 0 | 0 | 0 | 0 | 0 | 0 | 4.054 | 4.1 | 3.8415 | 2.8699 | 1.7986 | 0.73944 | -1.1049 | -0.023868 | 0 | 0 | 0 | 0 | 0 | 0 | 0 | 0 | 0 | 0 | 0 | 0 | 0 | 0 | 0 | 0 | 77.0255 | 77.8996 | 72.9891 | 54.5272 | 34.1737 | 14.0494 | -20.9938 | -0.45349 | 0 | 0 | 0
0.541666666666667687November | Resource 1 | Sublap 1 | 13:00 | 6 | 87 | November | 20000 | 0 | 0 | 0 | 0 | 0 | 0 | 0 | 0 | 0 | 0 | 0 | 0 | 0 | 4.054 | 4.1 | 3.8415 | 2.8699 | 1.7986 | 0.73944 | -1.1049 | -0.023868 | 0 | 0 | 0 | 0 | 0 | 0 | 0 | 0 | 0 | 0 | 0 | 0 | 0 | 0 | 0 | 0 | 81.0795 | 81.9995 | 76.8307 | 57.3971 | 35.9723 | 14.7889 | -22.0987 | -0.47735 | 0 | 0 | 0
0.541666666666667687December | Resource 1 | Sublap 1 | 13:00 | 6 | 87 | December | 21000 | 0 | 0 | 0 | 0 | 0 | 0 | 0 | 0 | 0 | 0 | 0 | 0 | 0 | 4.054 | 4.1 | 3.8415 | 2.8699 | 1.7986 | 0.73944 | -1.1049 | -0.023868 | 0 | 0 | 0 | 0 | 0 | 0 | 0 | 0 | 0 | 0 | 0 | 0 | 0 | 0 | 0 | 0 | 85.1335 | 86.0995 | 80.6722 | 60.2669 | 37.7709 | 15.5283 | -23.2036 | -0.50122 | 0 | 0 | 0
0.541666666666667688January | Resource 1 | Sublap 1 | 13:00 | 6 | 88 | January | 10000 | 0 | 0 | 0 | 0 | 0 | 0 | 0 | 0 | 0 | 0 | 0 | 0 | 0 | 4.486 | 4.6481 | 4.3203 | 3.3282 | 2.1086 | 0.88701 | -1.2153 | -0.026236 | 0 | 0 | 0 | 0 | 0 | 0 | 0 | 0 | 0 | 0 | 0 | 0 | 0 | 0 | 0 | 0 | 44.8598 | 46.4809 | 43.2034 | 33.2822 | 21.0864 | 8.8701 | -12.1529 | -0.26236 | 0 | 0 | 0
0.541666666666667688February | Resource 1 | Sublap 1 | 13:00 | 6 | 88 | February | 11000 | 0 | 0 | 0 | 0 | 0 | 0 | 0 | 0 | 0 | 0 | 0 | 0 | 0 | 4.486 | 4.6481 | 4.3203 | 3.3282 | 2.1086 | 0.88701 | -1.2153 | -0.026236 | 0 | 0 | 0 | 0 | 0 | 0 | 0 | 0 | 0 | 0 | 0 | 0 | 0 | 0 | 0 | 0 | 49.3458 | 51.129 | 47.5237 | 36.6104 | 23.1951 | 9.7571 | -13.3681 | -0.2886 | 0 | 0 | 0
0.541666666666667688March | Resource 1 | Sublap 1 | 13:00 | 6 | 88 | March | 12000 | 0 | 0 | 0 | 0 | 0 | 0 | 0 | 0 | 0 | 0 | 0 | 0 | 0 | 4.486 | 4.6481 | 4.3203 | 3.3282 | 2.1086 | 0.88701 | -1.2153 | -0.026236 | 0 | 0 | 0 | 0 | 0 | 0 | 0 | 0 | 0 | 0 | 0 | 0 | 0 | 0 | 0 | 0 | 53.8318 | 55.7771 | 51.8441 | 39.9387 | 25.3037 | 10.6441 | -14.5834 | -0.31483 | 0 | 0 | 0
0.541666666666667688April | Resource 1 | Sublap 1 | 13:00 | 6 | 88 | April | 13000 | 0 | 0 | 0 | 0 | 0 | 0 | 0 | 0 | 0 | 0 | 0 | 0 | 0 | 4.486 | 4.6481 | 4.3203 | 3.3282 | 2.1086 | 0.88701 | -1.2153 | -0.026236 | 0 | 0 | 0 | 0 | 0 | 0 | 0 | 0 | 0 | 0 | 0 | 0 | 0 | 0 | 0 | 0 | 58.3177 | 60.4252 | 56.1644 | 43.2669 | 27.4123 | 11.5311 | -15.7987 | -0.34107 | 0 | 0 | 0
0.541666666666667688May | Resource 1 | Sublap 1 | 13:00 | 6 | 88 | May | 14000 | 0 | 0 | 0 | 0 | 0 | 0 | 0 | 0 | 0 | 0 | 0 | 0 | 0 | 4.486 | 4.6481 | 4.3203 | 3.3282 | 2.1086 | 0.88701 | -1.2153 | -0.026236 | 0 | 0 | 0 | 0 | 0 | 0 | 0 | 0 | 0 | 0 | 0 | 0 | 0 | 0 | 0 | 0 | 62.8037 | 65.0733 | 60.4847 | 46.5951 | 29.521 | 12.4181 | -17.014 | -0.36731 | 0 | 0 | 0
0.541666666666667688June | Resource 1 | Sublap 1 | 13:00 | 6 | 88 | June | 15000 | 0 | 0 | 0 | 0 | 0 | 0 | 0 | 0 | 0 | 0 | 0 | 0 | 0 | 4.486 | 4.6481 | 4.3203 | 3.3282 | 2.1086 | 0.88701 | -1.2153 | -0.026236 | 0 | 0 | 0 | 0 | 0 | 0 | 0 | 0 | 0 | 0 | 0 | 0 | 0 | 0 | 0 | 0 | 67.2897 | 69.7214 | 64.8051 | 49.9233 | 31.6296 | 13.3051 | -18.2293 | -0.39354 | 0 | 0 | 0
0.541666666666667688July | Resource 1 | Sublap 1 | 13:00 | 6 | 88 | July | 16000 | 0 | 0 | 0 | 0 | 0 | 0 | 0 | 0 | 0 | 0 | 0 | 0 | 0 | 4.486 | 4.6481 | 4.3203 | 3.3282 | 2.1086 | 0.88701 | -1.2153 | -0.026236 | 0 | 0 | 0 | 0 | 0 | 0 | 0 | 0 | 0 | 0 | 0 | 0 | 0 | 0 | 0 | 0 | 71.7757 | 74.3695 | 69.1254 | 53.2515 | 33.7383 | 14.1921 | -19.4446 | -0.41978 | 0 | 0 | 0
0.541666666666667688August | Resource 1 | Sublap 1 | 13:00 | 6 | 88 | August | 17000 | 0 | 0 | 0 | 0 | 0 | 0 | 0 | 0 | 0 | 0 | 0 | 0 | 0 | 4.486 | 4.6481 | 4.3203 | 3.3282 | 2.1086 | 0.88701 | -1.2153 | -0.026236 | 0 | 0 | 0 | 0 | 0 | 0 | 0 | 0 | 0 | 0 | 0 | 0 | 0 | 0 | 0 | 0 | 76.2617 | 79.0175 | 73.4458 | 56.5797 | 35.8469 | 15.0791 | -20.6599 | -0.44601 | 0 | 0 | 0
0.541666666666667688September | Resource 1 | Sublap 1 | 13:00 | 6 | 88 | September | 18000 | 0 | 0 | 0 | 0 | 0 | 0 | 0 | 0 | 0 | 0 | 0 | 0 | 0 | 4.486 | 4.6481 | 4.3203 | 3.3282 | 2.1086 | 0.88701 | -1.2153 | -0.026236 | 0 | 0 | 0 | 0 | 0 | 0 | 0 | 0 | 0 | 0 | 0 | 0 | 0 | 0 | 0 | 0 | 80.7476 | 83.6656 | 77.7661 | 59.908 | 37.9556 | 15.9661 | -21.8752 | -0.47225 | 0 | 0 | 0
0.541666666666667688October | Resource 1 | Sublap 1 | 13:00 | 6 | 88 | October | 19000 | 0 | 0 | 0 | 0 | 0 | 0 | 0 | 0 | 0 | 0 | 0 | 0 | 0 | 4.486 | 4.6481 | 4.3203 | 3.3282 | 2.1086 | 0.88701 | -1.2153 | -0.026236 | 0 | 0 | 0 | 0 | 0 | 0 | 0 | 0 | 0 | 0 | 0 | 0 | 0 | 0 | 0 | 0 | 85.2336 | 88.3137 | 82.0864 | 63.2362 | 40.0642 | 16.8531 | -23.0905 | -0.49849 | 0 | 0 | 0
0.541666666666667688November | Resource 1 | Sublap 1 | 13:00 | 6 | 88 | November | 20000 | 0 | 0 | 0 | 0 | 0 | 0 | 0 | 0 | 0 | 0 | 0 | 0 | 0 | 4.486 | 4.6481 | 4.3203 | 3.3282 | 2.1086 | 0.88701 | -1.2153 | -0.026236 | 0 | 0 | 0 | 0 | 0 | 0 | 0 | 0 | 0 | 0 | 0 | 0 | 0 | 0 | 0 | 0 | 89.7196 | 92.9618 | 86.4068 | 66.5644 | 42.1728 | 17.7401 | -24.3057 | -0.52472 | 0 | 0 | 0
0.541666666666667688December | Resource 1 | Sublap 1 | 13:00 | 6 | 88 | December | 21000 | 0 | 0 | 0 | 0 | 0 | 0 | 0 | 0 | 0 | 0 | 0 | 0 | 0 | 4.486 | 4.6481 | 4.3203 | 3.3282 | 2.1086 | 0.88701 | -1.2153 | -0.026236 | 0 | 0 | 0 | 0 | 0 | 0 | 0 | 0 | 0 | 0 | 0 | 0 | 0 | 0 | 0 | 0 | 94.2056 | 97.6099 | 90.7271 | 69.8926 | 44.2815 | 18.6271 | -25.521 | -0.55096 | 0 | 0 | 0
0.541666666666667689January | Resource 1 | Sublap 1 | 13:00 | 6 | 89 | January | 10000 | 0 | 0 | 0 | 0 | 0 | 0 | 0 | 0 | 0 | 0 | 0 | 0 | 0 | 4.5599 | 4.5781 | 4.3432 | 3.3235 | 2.1404 | 0.94168 | -1.1825 | -0.025532 | 0 | 0 | 0 | 0 | 0 | 0 | 0 | 0 | 0 | 0 | 0 | 0 | 0 | 0 | 0 | 0 | 45.5994 | 45.7808 | 43.4318 | 33.2351 | 21.4039 | 9.4168 | -11.8248 | -0.25532 | 0 | 0 | 0
0.541666666666667689February | Resource 1 | Sublap 1 | 13:00 | 6 | 89 | February | 11000 | 0 | 0 | 0 | 0 | 0 | 0 | 0 | 0 | 0 | 0 | 0 | 0 | 0 | 4.5599 | 4.5781 | 4.3432 | 3.3235 | 2.1404 | 0.94168 | -1.1825 | -0.025532 | 0 | 0 | 0 | 0 | 0 | 0 | 0 | 0 | 0 | 0 | 0 | 0 | 0 | 0 | 0 | 0 | 50.1594 | 50.3588 | 47.775 | 36.5586 | 23.5443 | 10.3585 | -13.0073 | -0.28085 | 0 | 0 | 0
0.541666666666667689March | Resource 1 | Sublap 1 | 13:00 | 6 | 89 | March | 12000 | 0 | 0 | 0 | 0 | 0 | 0 | 0 | 0 | 0 | 0 | 0 | 0 | 0 | 4.5599 | 4.5781 | 4.3432 | 3.3235 | 2.1404 | 0.94168 | -1.1825 | -0.025532 | 0 | 0 | 0 | 0 | 0 | 0 | 0 | 0 | 0 | 0 | 0 | 0 | 0 | 0 | 0 | 0 | 54.7193 | 54.9369 | 52.1182 | 39.8821 | 25.6847 | 11.3002 | -14.1898 | -0.30638 | 0 | 0 | 0
0.541666666666667689April | Resource 1 | Sublap 1 | 13:00 | 6 | 89 | April | 13000 | 0 | 0 | 0 | 0 | 0 | 0 | 0 | 0 | 0 | 0 | 0 | 0 | 0 | 4.5599 | 4.5781 | 4.3432 | 3.3235 | 2.1404 | 0.94168 | -1.1825 | -0.025532 | 0 | 0 | 0 | 0 | 0 | 0 | 0 | 0 | 0 | 0 | 0 | 0 | 0 | 0 | 0 | 0 | 59.2792 | 59.515 | 56.4614 | 43.2056 | 27.8251 | 12.2419 | -15.3723 | -0.33192 | 0 | 0 | 0
0.541666666666667689May | Resource 1 | Sublap 1 | 13:00 | 6 | 89 | May | 14000 | 0 | 0 | 0 | 0 | 0 | 0 | 0 | 0 | 0 | 0 | 0 | 0 | 0 | 4.5599 | 4.5781 | 4.3432 | 3.3235 | 2.1404 | 0.94168 | -1.1825 | -0.025532 | 0 | 0 | 0 | 0 | 0 | 0 | 0 | 0 | 0 | 0 | 0 | 0 | 0 | 0 | 0 | 0 | 63.8392 | 64.0931 | 60.8046 | 46.5292 | 29.9655 | 13.1835 | -16.5548 | -0.35745 | 0 | 0 | 0
0.541666666666667689June | Resource 1 | Sublap 1 | 13:00 | 6 | 89 | June | 15000 | 0 | 0 | 0 | 0 | 0 | 0 | 0 | 0 | 0 | 0 | 0 | 0 | 0 | 4.5599 | 4.5781 | 4.3432 | 3.3235 | 2.1404 | 0.94168 | -1.1825 | -0.025532 | 0 | 0 | 0 | 0 | 0 | 0 | 0 | 0 | 0 | 0 | 0 | 0 | 0 | 0 | 0 | 0 | 68.3991 | 68.6711 | 65.1478 | 49.8527 | 32.1059 | 14.1252 | -17.7372 | -0.38298 | 0 | 0 | 0
0.541666666666667689July | Resource 1 | Sublap 1 | 13:00 | 6 | 89 | July | 16000 | 0 | 0 | 0 | 0 | 0 | 0 | 0 | 0 | 0 | 0 | 0 | 0 | 0 | 4.5599 | 4.5781 | 4.3432 | 3.3235 | 2.1404 | 0.94168 | -1.1825 | -0.025532 | 0 | 0 | 0 | 0 | 0 | 0 | 0 | 0 | 0 | 0 | 0 | 0 | 0 | 0 | 0 | 0 | 72.9591 | 73.2492 | 69.4909 | 53.1762 | 34.2463 | 15.0669 | -18.9197 | -0.40851 | 0 | 0 | 0
0.541666666666667689August | Resource 1 | Sublap 1 | 13:00 | 6 | 89 | August | 17000 | 0 | 0 | 0 | 0 | 0 | 0 | 0 | 0 | 0 | 0 | 0 | 0 | 0 | 4.5599 | 4.5781 | 4.3432 | 3.3235 | 2.1404 | 0.94168 | -1.1825 | -0.025532 | 0 | 0 | 0 | 0 | 0 | 0 | 0 | 0 | 0 | 0 | 0 | 0 | 0 | 0 | 0 | 0 | 77.519 | 77.8273 | 73.8341 | 56.4997 | 36.3867 | 16.0086 | -20.1022 | -0.43405 | 0 | 0 | 0
0.541666666666667689September | Resource 1 | Sublap 1 | 13:00 | 6 | 89 | September | 18000 | 0 | 0 | 0 | 0 | 0 | 0 | 0 | 0 | 0 | 0 | 0 | 0 | 0 | 4.5599 | 4.5781 | 4.3432 | 3.3235 | 2.1404 | 0.94168 | -1.1825 | -0.025532 | 0 | 0 | 0 | 0 | 0 | 0 | 0 | 0 | 0 | 0 | 0 | 0 | 0 | 0 | 0 | 0 | 82.0789 | 82.4054 | 78.1773 | 59.8232 | 38.527 | 16.9503 | -21.2847 | -0.45958 | 0 | 0 | 0
0.541666666666667689October | Resource 1 | Sublap 1 | 13:00 | 6 | 89 | October | 19000 | 0 | 0 | 0 | 0 | 0 | 0 | 0 | 0 | 0 | 0 | 0 | 0 | 0 | 4.5599 | 4.5781 | 4.3432 | 3.3235 | 2.1404 | 0.94168 | -1.1825 | -0.025532 | 0 | 0 | 0 | 0 | 0 | 0 | 0 | 0 | 0 | 0 | 0 | 0 | 0 | 0 | 0 | 0 | 86.6389 | 86.9834 | 82.5205 | 63.1467 | 40.6674 | 17.8919 | -22.4672 | -0.48511 | 0 | 0 | 0
0.541666666666667689November | Resource 1 | Sublap 1 | 13:00 | 6 | 89 | November | 20000 | 0 | 0 | 0 | 0 | 0 | 0 | 0 | 0 | 0 | 0 | 0 | 0 | 0 | 4.5599 | 4.5781 | 4.3432 | 3.3235 | 2.1404 | 0.94168 | -1.1825 | -0.025532 | 0 | 0 | 0 | 0 | 0 | 0 | 0 | 0 | 0 | 0 | 0 | 0 | 0 | 0 | 0 | 0 | 91.1988 | 91.5615 | 86.8637 | 66.4702 | 42.8078 | 18.8336 | -23.6497 | -0.51064 | 0 | 0 | 0
0.541666666666667689December | Resource 1 | Sublap 1 | 13:00 | 6 | 89 | December | 21000 | 0 | 0 | 0 | 0 | 0 | 0 | 0 | 0 | 0 | 0 | 0 | 0 | 0 | 4.5599 | 4.5781 | 4.3432 | 3.3235 | 2.1404 | 0.94168 | -1.1825 | -0.025532 | 0 | 0 | 0 | 0 | 0 | 0 | 0 | 0 | 0 | 0 | 0 | 0 | 0 | 0 | 0 | 0 | 95.7588 | 96.1396 | 91.2069 | 69.7937 | 44.9482 | 19.7753 | -24.8321 | -0.53617 | 0 | 0 | 0
0.541666666666667690January | Resource 1 | Sublap 1 | 13:00 | 6 | 90 | January | 10000 | 0 | 0 | 0 | 0 | 0 | 0 | 0 | 0 | 0 | 0 | 0 | 0 | 0 | 5.3674 | 5.4257 | 5.0518 | 3.7903 | 2.4937 | 1.0912 | -1.3377 | -0.028863 | 0 | 0 | 0 | 0 | 0 | 0 | 0 | 0 | 0 | 0 | 0 | 0 | 0 | 0 | 0 | 0 | 53.6738 | 54.2569 | 50.5178 | 37.9025 | 24.9365 | 10.9117 | -13.377 | -0.28863 | 0 | 0 | 0
0.541666666666667690February | Resource 1 | Sublap 1 | 13:00 | 6 | 90 | February | 11000 | 0 | 0 | 0 | 0 | 0 | 0 | 0 | 0 | 0 | 0 | 0 | 0 | 0 | 5.3674 | 5.4257 | 5.0518 | 3.7903 | 2.4937 | 1.0912 | -1.3377 | -0.028863 | 0 | 0 | 0 | 0 | 0 | 0 | 0 | 0 | 0 | 0 | 0 | 0 | 0 | 0 | 0 | 0 | 59.0412 | 59.6825 | 55.5695 | 41.6928 | 27.4302 | 12.0028 | -14.7147 | -0.3175 | 0 | 0 | 0
0.541666666666667690March | Resource 1 | Sublap 1 | 13:00 | 6 | 90 | March | 12000 | 0 | 0 | 0 | 0 | 0 | 0 | 0 | 0 | 0 | 0 | 0 | 0 | 0 | 5.3674 | 5.4257 | 5.0518 | 3.7903 | 2.4937 | 1.0912 | -1.3377 | -0.028863 | 0 | 0 | 0 | 0 | 0 | 0 | 0 | 0 | 0 | 0 | 0 | 0 | 0 | 0 | 0 | 0 | 64.4086 | 65.1082 | 60.6213 | 45.483 | 29.9238 | 13.094 | -16.0524 | -0.34636 | 0 | 0 | 0
0.541666666666667690April | Resource 1 | Sublap 1 | 13:00 | 6 | 90 | April | 13000 | 0 | 0 | 0 | 0 | 0 | 0 | 0 | 0 | 0 | 0 | 0 | 0 | 0 | 5.3674 | 5.4257 | 5.0518 | 3.7903 | 2.4937 | 1.0912 | -1.3377 | -0.028863 | 0 | 0 | 0 | 0 | 0 | 0 | 0 | 0 | 0 | 0 | 0 | 0 | 0 | 0 | 0 | 0 | 69.776 | 70.5339 | 65.6731 | 49.2733 | 32.4175 | 14.1852 | -17.3901 | -0.37522 | 0 | 0 | 0
0.541666666666667690May | Resource 1 | Sublap 1 | 13:00 | 6 | 90 | May | 14000 | 0 | 0 | 0 | 0 | 0 | 0 | 0 | 0 | 0 | 0 | 0 | 0 | 0 | 5.3674 | 5.4257 | 5.0518 | 3.7903 | 2.4937 | 1.0912 | -1.3377 | -0.028863 | 0 | 0 | 0 | 0 | 0 | 0 | 0 | 0 | 0 | 0 | 0 | 0 | 0 | 0 | 0 | 0 | 75.1433 | 75.9596 | 70.7249 | 53.0635 | 34.9111 | 15.2763 | -18.7278 | -0.40409 | 0 | 0 | 0
0.541666666666667690June | Resource 1 | Sublap 1 | 13:00 | 6 | 90 | June | 15000 | 0 | 0 | 0 | 0 | 0 | 0 | 0 | 0 | 0 | 0 | 0 | 0 | 0 | 5.3674 | 5.4257 | 5.0518 | 3.7903 | 2.4937 | 1.0912 | -1.3377 | -0.028863 | 0 | 0 | 0 | 0 | 0 | 0 | 0 | 0 | 0 | 0 | 0 | 0 | 0 | 0 | 0 | 0 | 80.5107 | 81.3853 | 75.7766 | 56.8538 | 37.4047 | 16.3675 | -20.0654 | -0.43295 | 0 | 0 | 0
0.541666666666667690July | Resource 1 | Sublap 1 | 13:00 | 6 | 90 | July | 16000 | 0 | 0 | 0 | 0 | 0 | 0 | 0 | 0 | 0 | 0 | 0 | 0 | 0 | 5.3674 | 5.4257 | 5.0518 | 3.7903 | 2.4937 | 1.0912 | -1.3377 | -0.028863 | 0 | 0 | 0 | 0 | 0 | 0 | 0 | 0 | 0 | 0 | 0 | 0 | 0 | 0 | 0 | 0 | 85.8781 | 86.811 | 80.8284 | 60.644 | 39.8984 | 17.4587 | -21.4032 | -0.46181 | 0 | 0 | 0
0.541666666666667690August | Resource 1 | Sublap 1 | 13:00 | 6 | 90 | August | 17000 | 0 | 0 | 0 | 0 | 0 | 0 | 0 | 0 | 0 | 0 | 0 | 0 | 0 | 5.3674 | 5.4257 | 5.0518 | 3.7903 | 2.4937 | 1.0912 | -1.3377 | -0.028863 | 0 | 0 | 0 | 0 | 0 | 0 | 0 | 0 | 0 | 0 | 0 | 0 | 0 | 0 | 0 | 0 | 91.2455 | 92.2367 | 85.8802 | 64.4343 | 42.3921 | 18.5498 | -22.7408 | -0.49068 | 0 | 0 | 0
0.541666666666667690September | Resource 1 | Sublap 1 | 13:00 | 6 | 90 | September | 18000 | 0 | 0 | 0 | 0 | 0 | 0 | 0 | 0 | 0 | 0 | 0 | 0 | 0 | 5.3674 | 5.4257 | 5.0518 | 3.7903 | 2.4937 | 1.0912 | -1.3377 | -0.028863 | 0 | 0 | 0 | 0 | 0 | 0 | 0 | 0 | 0 | 0 | 0 | 0 | 0 | 0 | 0 | 0 | 96.6129 | 97.6624 | 90.932 | 68.2245 | 44.8857 | 19.641 | -24.0785 | -0.51954 | 0 | 0 | 0
0.541666666666667690October | Resource 1 | Sublap 1 | 13:00 | 6 | 90 | October | 19000 | 0 | 0 | 0 | 0 | 0 | 0 | 0 | 0 | 0 | 0 | 0 | 0 | 0 | 5.3674 | 5.4257 | 5.0518 | 3.7903 | 2.4937 | 1.0912 | -1.3377 | -0.028863 | 0 | 0 | 0 | 0 | 0 | 0 | 0 | 0 | 0 | 0 | 0 | 0 | 0 | 0 | 0 | 0 | 101.9803 | 103.088 | 95.9838 | 72.0148 | 47.3794 | 20.7322 | -25.4162 | -0.5484 | 0 | 0 | 0
0.541666666666667690November | Resource 1 | Sublap 1 | 13:00 | 6 | 90 | November | 20000 | 0 | 0 | 0 | 0 | 0 | 0 | 0 | 0 | 0 | 0 | 0 | 0 | 0 | 5.3674 | 5.4257 | 5.0518 | 3.7903 | 2.4937 | 1.0912 | -1.3377 | -0.028863 | 0 | 0 | 0 | 0 | 0 | 0 | 0 | 0 | 0 | 0 | 0 | 0 | 0 | 0 | 0 | 0 | 107.3476 | 108.5137 | 101.0355 | 75.805 | 49.873 | 21.8233 | -26.7539 | -0.57727 | 0 | 0 | 0
0.541666666666667690December | Resource 1 | Sublap 1 | 13:00 | 6 | 90 | December | 21000 | 0 | 0 | 0 | 0 | 0 | 0 | 0 | 0 | 0 | 0 | 0 | 0 | 0 | 5.3674 | 5.4257 | 5.0518 | 3.7903 | 2.4937 | 1.0912 | -1.3377 | -0.028863 | 0 | 0 | 0 | 0 | 0 | 0 | 0 | 0 | 0 | 0 | 0 | 0 | 0 | 0 | 0 | 0 | 112.715 | 113.9394 | 106.0873 | 79.5953 | 52.3667 | 22.9145 | -28.0916 | -0.60613 | 0 | 0 | 0
0.541666666666667691January | Resource 1 | Sublap 1 | 13:00 | 6 | 91 | January | 10000 | 0 | 0 | 0 | 0 | 0 | 0 | 0 | 0 | 0 | 0 | 0 | 0 | 0 | 6.2018 | 6.381 | 6.1138 | 4.6587 | 3.1841 | 1.6164 | -1.5077 | -0.032511 | 0 | 0 | 0 | 0 | 0 | 0 | 0 | 0 | 0 | 0 | 0 | 0 | 0 | 0 | 0 | 0 | 62.018 | 63.8104 | 61.1382 | 46.5868 | 31.8414 | 16.1635 | -15.0768 | -0.32512 | 0 | 0 | 0
0.541666666666667691February | Resource 1 | Sublap 1 | 13:00 | 6 | 91 | February | 11000 | 0 | 0 | 0 | 0 | 0 | 0 | 0 | 0 | 0 | 0 | 0 | 0 | 0 | 6.2018 | 6.381 | 6.1138 | 4.6587 | 3.1841 | 1.6164 | -1.5077 | -0.032511 | 0 | 0 | 0 | 0 | 0 | 0 | 0 | 0 | 0 | 0 | 0 | 0 | 0 | 0 | 0 | 0 | 68.2198 | 70.1915 | 67.252 | 51.2454 | 35.0255 | 17.7799 | -16.5845 | -0.35763 | 0 | 0 | 0
0.541666666666667691March | Resource 1 | Sublap 1 | 13:00 | 6 | 91 | March | 12000 | 0 | 0 | 0 | 0 | 0 | 0 | 0 | 0 | 0 | 0 | 0 | 0 | 0 | 6.2018 | 6.381 | 6.1138 | 4.6587 | 3.1841 | 1.6164 | -1.5077 | -0.032511 | 0 | 0 | 0 | 0 | 0 | 0 | 0 | 0 | 0 | 0 | 0 | 0 | 0 | 0 | 0 | 0 | 74.4216 | 76.5725 | 73.3659 | 55.9041 | 38.2097 | 19.3962 | -18.0922 | -0.39014 | 0 | 0 | 0
0.541666666666667691April | Resource 1 | Sublap 1 | 13:00 | 6 | 91 | April | 13000 | 0 | 0 | 0 | 0 | 0 | 0 | 0 | 0 | 0 | 0 | 0 | 0 | 0 | 6.2018 | 6.381 | 6.1138 | 4.6587 | 3.1841 | 1.6164 | -1.5077 | -0.032511 | 0 | 0 | 0 | 0 | 0 | 0 | 0 | 0 | 0 | 0 | 0 | 0 | 0 | 0 | 0 | 0 | 80.6234 | 82.9536 | 79.4797 | 60.5628 | 41.3938 | 21.0126 | -19.5999 | -0.42265 | 0 | 0 | 0
0.541666666666667691May | Resource 1 | Sublap 1 | 13:00 | 6 | 91 | May | 14000 | 0 | 0 | 0 | 0 | 0 | 0 | 0 | 0 | 0 | 0 | 0 | 0 | 0 | 6.2018 | 6.381 | 6.1138 | 4.6587 | 3.1841 | 1.6164 | -1.5077 | -0.032511 | 0 | 0 | 0 | 0 | 0 | 0 | 0 | 0 | 0 | 0 | 0 | 0 | 0 | 0 | 0 | 0 | 86.8252 | 89.3346 | 85.5935 | 65.2215 | 44.578 | 22.6289 | -21.1075 | -0.45516 | 0 | 0 | 0
0.541666666666667691June | Resource 1 | Sublap 1 | 13:00 | 6 | 91 | June | 15000 | 0 | 0 | 0 | 0 | 0 | 0 | 0 | 0 | 0 | 0 | 0 | 0 | 0 | 6.2018 | 6.381 | 6.1138 | 4.6587 | 3.1841 | 1.6164 | -1.5077 | -0.032511 | 0 | 0 | 0 | 0 | 0 | 0 | 0 | 0 | 0 | 0 | 0 | 0 | 0 | 0 | 0 | 0 | 93.0269 | 95.7157 | 91.7073 | 69.8802 | 47.7621 | 24.2453 | -22.6152 | -0.48767 | 0 | 0 | 0
0.541666666666667691July | Resource 1 | Sublap 1 | 13:00 | 6 | 91 | July | 16000 | 0 | 0 | 0 | 0 | 0 | 0 | 0 | 0 | 0 | 0 | 0 | 0 | 0 | 6.2018 | 6.381 | 6.1138 | 4.6587 | 3.1841 | 1.6164 | -1.5077 | -0.032511 | 0 | 0 | 0 | 0 | 0 | 0 | 0 | 0 | 0 | 0 | 0 | 0 | 0 | 0 | 0 | 0 | 99.2288 | 102.0967 | 97.8211 | 74.5388 | 50.9462 | 25.8616 | -24.1229 | -0.52018 | 0 | 0 | 0
0.541666666666667691August | Resource 1 | Sublap 1 | 13:00 | 6 | 91 | August | 17000 | 0 | 0 | 0 | 0 | 0 | 0 | 0 | 0 | 0 | 0 | 0 | 0 | 0 | 6.2018 | 6.381 | 6.1138 | 4.6587 | 3.1841 | 1.6164 | -1.5077 | -0.032511 | 0 | 0 | 0 | 0 | 0 | 0 | 0 | 0 | 0 | 0 | 0 | 0 | 0 | 0 | 0 | 0 | 105.4305 | 108.4777 | 103.935 | 79.1975 | 54.1304 | 27.478 | -25.6306 | -0.5527 | 0 | 0 | 0
0.541666666666667691September | Resource 1 | Sublap 1 | 13:00 | 6 | 91 | September | 18000 | 0 | 0 | 0 | 0 | 0 | 0 | 0 | 0 | 0 | 0 | 0 | 0 | 0 | 6.2018 | 6.381 | 6.1138 | 4.6587 | 3.1841 | 1.6164 | -1.5077 | -0.032511 | 0 | 0 | 0 | 0 | 0 | 0 | 0 | 0 | 0 | 0 | 0 | 0 | 0 | 0 | 0 | 0 | 111.6323 | 114.8588 | 110.0488 | 83.8562 | 57.3145 | 29.0943 | -27.1383 | -0.58521 | 0 | 0 | 0
0.541666666666667691October | Resource 1 | Sublap 1 | 13:00 | 6 | 91 | October | 19000 | 0 | 0 | 0 | 0 | 0 | 0 | 0 | 0 | 0 | 0 | 0 | 0 | 0 | 6.2018 | 6.381 | 6.1138 | 4.6587 | 3.1841 | 1.6164 | -1.5077 | -0.032511 | 0 | 0 | 0 | 0 | 0 | 0 | 0 | 0 | 0 | 0 | 0 | 0 | 0 | 0 | 0 | 0 | 117.8341 | 121.2398 | 116.1626 | 88.5149 | 60.4987 | 30.7107 | -28.646 | -0.61772 | 0 | 0 | 0
0.541666666666667691November | Resource 1 | Sublap 1 | 13:00 | 6 | 91 | November | 20000 | 0 | 0 | 0 | 0 | 0 | 0 | 0 | 0 | 0 | 0 | 0 | 0 | 0 | 6.2018 | 6.381 | 6.1138 | 4.6587 | 3.1841 | 1.6164 | -1.5077 | -0.032511 | 0 | 0 | 0 | 0 | 0 | 0 | 0 | 0 | 0 | 0 | 0 | 0 | 0 | 0 | 0 | 0 | 124.0359 | 127.6209 | 122.2764 | 93.1736 | 63.6828 | 32.3271 | -30.1536 | -0.65023 | 0 | 0 | 0
0.541666666666667691December | Resource 1 | Sublap 1 | 13:00 | 6 | 91 | December | 21000 | 0 | 0 | 0 | 0 | 0 | 0 | 0 | 0 | 0 | 0 | 0 | 0 | 0 | 6.2018 | 6.381 | 6.1138 | 4.6587 | 3.1841 | 1.6164 | -1.5077 | -0.032511 | 0 | 0 | 0 | 0 | 0 | 0 | 0 | 0 | 0 | 0 | 0 | 0 | 0 | 0 | 0 | 0 | 130.2377 | 134.0019 | 128.3903 | 97.8322 | 66.8669 | 33.9434 | -31.6613 | -0.68274 | 0 | 0 | 0
0.541666666666667692January | Resource 1 | Sublap 1 | 13:00 | 6 | 92 | January | 10000 | 0 | 0 | 0 | 0 | 0 | 0 | 0 | 0 | 0 | 0 | 0 | 0 | 0 | 6.4264 | 6.9121 | 6.6416 | 5.0283 | 3.4623 | 1.6759 | -1.55 | -0.033421 | 0 | 0 | 0 | 0 | 0 | 0 | 0 | 0 | 0 | 0 | 0 | 0 | 0 | 0 | 0 | 0 | 64.2635 | 69.1207 | 66.4157 | 50.2826 | 34.6229 | 16.7589 | -15.5005 | -0.33421 | 0 | 0 | 0
0.541666666666667692February | Resource 1 | Sublap 1 | 13:00 | 6 | 92 | February | 11000 | 0 | 0 | 0 | 0 | 0 | 0 | 0 | 0 | 0 | 0 | 0 | 0 | 0 | 6.4264 | 6.9121 | 6.6416 | 5.0283 | 3.4623 | 1.6759 | -1.55 | -0.033421 | 0 | 0 | 0 | 0 | 0 | 0 | 0 | 0 | 0 | 0 | 0 | 0 | 0 | 0 | 0 | 0 | 70.6899 | 76.0328 | 73.0573 | 55.3108 | 38.0852 | 18.4347 | -17.0505 | -0.36763 | 0 | 0 | 0
0.541666666666667692March | Resource 1 | Sublap 1 | 13:00 | 6 | 92 | March | 12000 | 0 | 0 | 0 | 0 | 0 | 0 | 0 | 0 | 0 | 0 | 0 | 0 | 0 | 6.4264 | 6.9121 | 6.6416 | 5.0283 | 3.4623 | 1.6759 | -1.55 | -0.033421 | 0 | 0 | 0 | 0 | 0 | 0 | 0 | 0 | 0 | 0 | 0 | 0 | 0 | 0 | 0 | 0 | 77.1162 | 82.9449 | 79.6988 | 60.3391 | 41.5475 | 20.1106 | -18.6006 | -0.40105 | 0 | 0 | 0
0.541666666666667692April | Resource 1 | Sublap 1 | 13:00 | 6 | 92 | April | 13000 | 0 | 0 | 0 | 0 | 0 | 0 | 0 | 0 | 0 | 0 | 0 | 0 | 0 | 6.4264 | 6.9121 | 6.6416 | 5.0283 | 3.4623 | 1.6759 | -1.55 | -0.033421 | 0 | 0 | 0 | 0 | 0 | 0 | 0 | 0 | 0 | 0 | 0 | 0 | 0 | 0 | 0 | 0 | 83.5426 | 89.8569 | 86.3404 | 65.3673 | 45.0098 | 21.7865 | -20.1506 | -0.43447 | 0 | 0 | 0
0.541666666666667692May | Resource 1 | Sublap 1 | 13:00 | 6 | 92 | May | 14000 | 0 | 0 | 0 | 0 | 0 | 0 | 0 | 0 | 0 | 0 | 0 | 0 | 0 | 6.4264 | 6.9121 | 6.6416 | 5.0283 | 3.4623 | 1.6759 | -1.55 | -0.033421 | 0 | 0 | 0 | 0 | 0 | 0 | 0 | 0 | 0 | 0 | 0 | 0 | 0 | 0 | 0 | 0 | 89.969 | 96.769 | 92.982 | 70.3956 | 48.4721 | 23.4624 | -21.7007 | -0.46789 | 0 | 0 | 0
0.541666666666667692June | Resource 1 | Sublap 1 | 13:00 | 6 | 92 | June | 15000 | 0 | 0 | 0 | 0 | 0 | 0 | 0 | 0 | 0 | 0 | 0 | 0 | 0 | 6.4264 | 6.9121 | 6.6416 | 5.0283 | 3.4623 | 1.6759 | -1.55 | -0.033421 | 0 | 0 | 0 | 0 | 0 | 0 | 0 | 0 | 0 | 0 | 0 | 0 | 0 | 0 | 0 | 0 | 96.3953 | 103.6811 | 99.6236 | 75.4238 | 51.9343 | 25.1383 | -23.2507 | -0.50131 | 0 | 0 | 0
0.541666666666667692July | Resource 1 | Sublap 1 | 13:00 | 6 | 92 | July | 16000 | 0 | 0 | 0 | 0 | 0 | 0 | 0 | 0 | 0 | 0 | 0 | 0 | 0 | 6.4264 | 6.9121 | 6.6416 | 5.0283 | 3.4623 | 1.6759 | -1.55 | -0.033421 | 0 | 0 | 0 | 0 | 0 | 0 | 0 | 0 | 0 | 0 | 0 | 0 | 0 | 0 | 0 | 0 | 102.8217 | 110.5931 | 106.2651 | 80.4521 | 55.3966 | 26.8142 | -24.8008 | -0.53473 | 0 | 0 | 0
0.541666666666667692August | Resource 1 | Sublap 1 | 13:00 | 6 | 92 | August | 17000 | 0 | 0 | 0 | 0 | 0 | 0 | 0 | 0 | 0 | 0 | 0 | 0 | 0 | 6.4264 | 6.9121 | 6.6416 | 5.0283 | 3.4623 | 1.6759 | -1.55 | -0.033421 | 0 | 0 | 0 | 0 | 0 | 0 | 0 | 0 | 0 | 0 | 0 | 0 | 0 | 0 | 0 | 0 | 109.248 | 117.5052 | 112.9067 | 85.4803 | 58.8589 | 28.4901 | -26.3508 | -0.56815 | 0 | 0 | 0
0.541666666666667692September | Resource 1 | Sublap 1 | 13:00 | 6 | 92 | September | 18000 | 0 | 0 | 0 | 0 | 0 | 0 | 0 | 0 | 0 | 0 | 0 | 0 | 0 | 6.4264 | 6.9121 | 6.6416 | 5.0283 | 3.4623 | 1.6759 | -1.55 | -0.033421 | 0 | 0 | 0 | 0 | 0 | 0 | 0 | 0 | 0 | 0 | 0 | 0 | 0 | 0 | 0 | 0 | 115.6744 | 124.4173 | 119.5483 | 90.5086 | 62.3212 | 30.1659 | -27.9008 | -0.60157 | 0 | 0 | 0
0.541666666666667692October | Resource 1 | Sublap 1 | 13:00 | 6 | 92 | October | 19000 | 0 | 0 | 0 | 0 | 0 | 0 | 0 | 0 | 0 | 0 | 0 | 0 | 0 | 6.4264 | 6.9121 | 6.6416 | 5.0283 | 3.4623 | 1.6759 | -1.55 | -0.033421 | 0 | 0 | 0 | 0 | 0 | 0 | 0 | 0 | 0 | 0 | 0 | 0 | 0 | 0 | 0 | 0 | 122.1007 | 131.3293 | 126.1898 | 95.5369 | 65.7835 | 31.8418 | -29.4509 | -0.63499 | 0 | 0 | 0
0.541666666666667692November | Resource 1 | Sublap 1 | 13:00 | 6 | 92 | November | 20000 | 0 | 0 | 0 | 0 | 0 | 0 | 0 | 0 | 0 | 0 | 0 | 0 | 0 | 6.4264 | 6.9121 | 6.6416 | 5.0283 | 3.4623 | 1.6759 | -1.55 | -0.033421 | 0 | 0 | 0 | 0 | 0 | 0 | 0 | 0 | 0 | 0 | 0 | 0 | 0 | 0 | 0 | 0 | 128.5271 | 138.2414 | 132.8314 | 100.5651 | 69.2458 | 33.5177 | -31.0009 | -0.66842 | 0 | 0 | 0
0.541666666666667692December | Resource 1 | Sublap 1 | 13:00 | 6 | 92 | December | 21000 | 0 | 0 | 0 | 0 | 0 | 0 | 0 | 0 | 0 | 0 | 0 | 0 | 0 | 6.4264 | 6.9121 | 6.6416 | 5.0283 | 3.4623 | 1.6759 | -1.55 | -0.033421 | 0 | 0 | 0 | 0 | 0 | 0 | 0 | 0 | 0 | 0 | 0 | 0 | 0 | 0 | 0 | 0 | 134.9534 | 145.1535 | 139.473 | 105.5934 | 72.7081 | 35.1936 | -32.551 | -0.70184 | 0 | 0 | 0
0.541666666666667693January | Resource 1 | Sublap 1 | 13:00 | 6 | 93 | January | 10000 | 0 | 0 | 0 | 0 | 0 | 0 | 0 | 0 | 0 | 0 | 0 | 0 | 0 | 6.8946 | 7.4329 | 6.7965 | 5.3269 | 3.6996 | 1.9865 | -1.6605 | -0.03579 | 0 | 0 | 0 | 0 | 0 | 0 | 0 | 0 | 0 | 0 | 0 | 0 | 0 | 0 | 0 | 0 | 68.9461 | 74.329 | 67.9649 | 53.2691 | 36.9963 | 19.8651 | -16.6046 | -0.3579 | 0 | 0 | 0
0.541666666666667693February | Resource 1 | Sublap 1 | 13:00 | 6 | 93 | February | 11000 | 0 | 0 | 0 | 0 | 0 | 0 | 0 | 0 | 0 | 0 | 0 | 0 | 0 | 6.8946 | 7.4329 | 6.7965 | 5.3269 | 3.6996 | 1.9865 | -1.6605 | -0.03579 | 0 | 0 | 0 | 0 | 0 | 0 | 0 | 0 | 0 | 0 | 0 | 0 | 0 | 0 | 0 | 0 | 75.8407 | 81.762 | 74.7614 | 58.596 | 40.6959 | 21.8516 | -18.265 | -0.39369 | 0 | 0 | 0
0.541666666666667693March | Resource 1 | Sublap 1 | 13:00 | 6 | 93 | March | 12000 | 0 | 0 | 0 | 0 | 0 | 0 | 0 | 0 | 0 | 0 | 0 | 0 | 0 | 6.8946 | 7.4329 | 6.7965 | 5.3269 | 3.6996 | 1.9865 | -1.6605 | -0.03579 | 0 | 0 | 0 | 0 | 0 | 0 | 0 | 0 | 0 | 0 | 0 | 0 | 0 | 0 | 0 | 0 | 82.7353 | 89.1949 | 81.5579 | 63.923 | 44.3955 | 23.8381 | -19.9255 | -0.42949 | 0 | 0 | 0
0.541666666666667693April | Resource 1 | Sublap 1 | 13:00 | 6 | 93 | April | 13000 | 0 | 0 | 0 | 0 | 0 | 0 | 0 | 0 | 0 | 0 | 0 | 0 | 0 | 6.8946 | 7.4329 | 6.7965 | 5.3269 | 3.6996 | 1.9865 | -1.6605 | -0.03579 | 0 | 0 | 0 | 0 | 0 | 0 | 0 | 0 | 0 | 0 | 0 | 0 | 0 | 0 | 0 | 0 | 89.6299 | 96.6278 | 88.3544 | 69.2499 | 48.0952 | 25.8247 | -21.586 | -0.46528 | 0 | 0 | 0
0.541666666666667693May | Resource 1 | Sublap 1 | 13:00 | 6 | 93 | May | 14000 | 0 | 0 | 0 | 0 | 0 | 0 | 0 | 0 | 0 | 0 | 0 | 0 | 0 | 6.8946 | 7.4329 | 6.7965 | 5.3269 | 3.6996 | 1.9865 | -1.6605 | -0.03579 | 0 | 0 | 0 | 0 | 0 | 0 | 0 | 0 | 0 | 0 | 0 | 0 | 0 | 0 | 0 | 0 | 96.5245 | 104.0607 | 95.1509 | 74.5768 | 51.7948 | 27.8112 | -23.2464 | -0.50107 | 0 | 0 | 0
0.541666666666667693June | Resource 1 | Sublap 1 | 13:00 | 6 | 93 | June | 15000 | 0 | 0 | 0 | 0 | 0 | 0 | 0 | 0 | 0 | 0 | 0 | 0 | 0 | 6.8946 | 7.4329 | 6.7965 | 5.3269 | 3.6996 | 1.9865 | -1.6605 | -0.03579 | 0 | 0 | 0 | 0 | 0 | 0 | 0 | 0 | 0 | 0 | 0 | 0 | 0 | 0 | 0 | 0 | 103.4191 | 111.4936 | 101.9474 | 79.9037 | 55.4944 | 29.7977 | -24.9069 | -0.53686 | 0 | 0 | 0
0.541666666666667693July | Resource 1 | Sublap 1 | 13:00 | 6 | 93 | July | 16000 | 0 | 0 | 0 | 0 | 0 | 0 | 0 | 0 | 0 | 0 | 0 | 0 | 0 | 6.8946 | 7.4329 | 6.7965 | 5.3269 | 3.6996 | 1.9865 | -1.6605 | -0.03579 | 0 | 0 | 0 | 0 | 0 | 0 | 0 | 0 | 0 | 0 | 0 | 0 | 0 | 0 | 0 | 0 | 110.3138 | 118.9265 | 108.7439 | 85.2306 | 59.194 | 31.7842 | -26.5673 | -0.57265 | 0 | 0 | 0
0.541666666666667693August | Resource 1 | Sublap 1 | 13:00 | 6 | 93 | August | 17000 | 0 | 0 | 0 | 0 | 0 | 0 | 0 | 0 | 0 | 0 | 0 | 0 | 0 | 6.8946 | 7.4329 | 6.7965 | 5.3269 | 3.6996 | 1.9865 | -1.6605 | -0.03579 | 0 | 0 | 0 | 0 | 0 | 0 | 0 | 0 | 0 | 0 | 0 | 0 | 0 | 0 | 0 | 0 | 117.2084 | 126.3594 | 115.5404 | 90.5575 | 62.8937 | 33.7707 | -28.2278 | -0.60844 | 0 | 0 | 0
0.541666666666667693September | Resource 1 | Sublap 1 | 13:00 | 6 | 93 | September | 18000 | 0 | 0 | 0 | 0 | 0 | 0 | 0 | 0 | 0 | 0 | 0 | 0 | 0 | 6.8946 | 7.4329 | 6.7965 | 5.3269 | 3.6996 | 1.9865 | -1.6605 | -0.03579 | 0 | 0 | 0 | 0 | 0 | 0 | 0 | 0 | 0 | 0 | 0 | 0 | 0 | 0 | 0 | 0 | 124.103 | 133.7923 | 122.3369 | 95.8844 | 66.5933 | 35.7572 | -29.8883 | -0.64423 | 0 | 0 | 0
0.541666666666667693October | Resource 1 | Sublap 1 | 13:00 | 6 | 93 | October | 19000 | 0 | 0 | 0 | 0 | 0 | 0 | 0 | 0 | 0 | 0 | 0 | 0 | 0 | 6.8946 | 7.4329 | 6.7965 | 5.3269 | 3.6996 | 1.9865 | -1.6605 | -0.03579 | 0 | 0 | 0 | 0 | 0 | 0 | 0 | 0 | 0 | 0 | 0 | 0 | 0 | 0 | 0 | 0 | 130.9976 | 141.2252 | 129.1334 | 101.2113 | 70.2929 | 37.7437 | -31.5487 | -0.68002 | 0 | 0 | 0
0.541666666666667693November | Resource 1 | Sublap 1 | 13:00 | 6 | 93 | November | 20000 | 0 | 0 | 0 | 0 | 0 | 0 | 0 | 0 | 0 | 0 | 0 | 0 | 0 | 6.8946 | 7.4329 | 6.7965 | 5.3269 | 3.6996 | 1.9865 | -1.6605 | -0.03579 | 0 | 0 | 0 | 0 | 0 | 0 | 0 | 0 | 0 | 0 | 0 | 0 | 0 | 0 | 0 | 0 | 137.8922 | 148.6581 | 135.9299 | 106.5382 | 73.9925 | 39.7302 | -33.2092 | -0.71581 | 0 | 0 | 0
0.541666666666667693December | Resource 1 | Sublap 1 | 13:00 | 6 | 93 | December | 21000 | 0 | 0 | 0 | 0 | 0 | 0 | 0 | 0 | 0 | 0 | 0 | 0 | 0 | 6.8946 | 7.4329 | 6.7965 | 5.3269 | 3.6996 | 1.9865 | -1.6605 | -0.03579 | 0 | 0 | 0 | 0 | 0 | 0 | 0 | 0 | 0 | 0 | 0 | 0 | 0 | 0 | 0 | 0 | 144.7868 | 156.091 | 142.7263 | 111.8652 | 77.6922 | 41.7168 | -34.8696 | -0.7516 | 0 | 0 | 0
0.541666666666667694January | Resource 1 | Sublap 1 | 13:00 | 6 | 94 | January | 10000 | 0 | 0 | 0 | 0 | 0 | 0 | 0 | 0 | 0 | 0 | 0 | 0 | 0 | 6.9082 | 7.4103 | 6.8182 | 5.1167 | 3.4482 | 1.9038 | -1.6625 | -0.035835 | 0 | 0 | 0 | 0 | 0 | 0 | 0 | 0 | 0 | 0 | 0 | 0 | 0 | 0 | 0 | 0 | 69.0818 | 74.1031 | 68.1821 | 51.1668 | 34.4819 | 19.0379 | -16.6252 | -0.35835 | 0 | 0 | 0
0.541666666666667694February | Resource 1 | Sublap 1 | 13:00 | 6 | 94 | February | 11000 | 0 | 0 | 0 | 0 | 0 | 0 | 0 | 0 | 0 | 0 | 0 | 0 | 0 | 6.9082 | 7.4103 | 6.8182 | 5.1167 | 3.4482 | 1.9038 | -1.6625 | -0.035835 | 0 | 0 | 0 | 0 | 0 | 0 | 0 | 0 | 0 | 0 | 0 | 0 | 0 | 0 | 0 | 0 | 75.9899 | 81.5134 | 75.0003 | 56.2835 | 37.9301 | 20.9417 | -18.2877 | -0.39418 | 0 | 0 | 0
0.541666666666667694March | Resource 1 | Sublap 1 | 13:00 | 6 | 94 | March | 12000 | 0 | 0 | 0 | 0 | 0 | 0 | 0 | 0 | 0 | 0 | 0 | 0 | 0 | 6.9082 | 7.4103 | 6.8182 | 5.1167 | 3.4482 | 1.9038 | -1.6625 | -0.035835 | 0 | 0 | 0 | 0 | 0 | 0 | 0 | 0 | 0 | 0 | 0 | 0 | 0 | 0 | 0 | 0 | 82.8981 | 88.9237 | 81.8186 | 61.4001 | 41.3783 | 22.8455 | -19.9502 | -0.43002 | 0 | 0 | 0
0.541666666666667694April | Resource 1 | Sublap 1 | 13:00 | 6 | 94 | April | 13000 | 0 | 0 | 0 | 0 | 0 | 0 | 0 | 0 | 0 | 0 | 0 | 0 | 0 | 6.9082 | 7.4103 | 6.8182 | 5.1167 | 3.4482 | 1.9038 | -1.6625 | -0.035835 | 0 | 0 | 0 | 0 | 0 | 0 | 0 | 0 | 0 | 0 | 0 | 0 | 0 | 0 | 0 | 0 | 89.8063 | 96.334 | 88.6368 | 66.5168 | 44.8265 | 24.7493 | -21.6127 | -0.46585 | 0 | 0 | 0
0.541666666666667694May | Resource 1 | Sublap 1 | 13:00 | 6 | 94 | May | 14000 | 0 | 0 | 0 | 0 | 0 | 0 | 0 | 0 | 0 | 0 | 0 | 0 | 0 | 6.9082 | 7.4103 | 6.8182 | 5.1167 | 3.4482 | 1.9038 | -1.6625 | -0.035835 | 0 | 0 | 0 | 0 | 0 | 0 | 0 | 0 | 0 | 0 | 0 | 0 | 0 | 0 | 0 | 0 | 96.7145 | 103.7443 | 95.455 | 71.6335 | 48.2747 | 26.6531 | -23.2752 | -0.50168 | 0 | 0 | 0
0.541666666666667694June | Resource 1 | Sublap 1 | 13:00 | 6 | 94 | June | 15000 | 0 | 0 | 0 | 0 | 0 | 0 | 0 | 0 | 0 | 0 | 0 | 0 | 0 | 6.9082 | 7.4103 | 6.8182 | 5.1167 | 3.4482 | 1.9038 | -1.6625 | -0.035835 | 0 | 0 | 0 | 0 | 0 | 0 | 0 | 0 | 0 | 0 | 0 | 0 | 0 | 0 | 0 | 0 | 103.6227 | 111.1546 | 102.2732 | 76.7502 | 51.7229 | 28.5569 | -24.9377 | -0.53752 | 0 | 0 | 0
0.541666666666667694July | Resource 1 | Sublap 1 | 13:00 | 6 | 94 | July | 16000 | 0 | 0 | 0 | 0 | 0 | 0 | 0 | 0 | 0 | 0 | 0 | 0 | 0 | 6.9082 | 7.4103 | 6.8182 | 5.1167 | 3.4482 | 1.9038 | -1.6625 | -0.035835 | 0 | 0 | 0 | 0 | 0 | 0 | 0 | 0 | 0 | 0 | 0 | 0 | 0 | 0 | 0 | 0 | 110.5308 | 118.5649 | 109.0914 | 81.8668 | 55.1711 | 30.4607 | -26.6002 | -0.57335 | 0 | 0 | 0
0.541666666666667694August | Resource 1 | Sublap 1 | 13:00 | 6 | 94 | August | 17000 | 0 | 0 | 0 | 0 | 0 | 0 | 0 | 0 | 0 | 0 | 0 | 0 | 0 | 6.9082 | 7.4103 | 6.8182 | 5.1167 | 3.4482 | 1.9038 | -1.6625 | -0.035835 | 0 | 0 | 0 | 0 | 0 | 0 | 0 | 0 | 0 | 0 | 0 | 0 | 0 | 0 | 0 | 0 | 117.439 | 125.9752 | 115.9096 | 86.9835 | 58.6193 | 32.3644 | -28.2628 | -0.60919 | 0 | 0 | 0
0.541666666666667694September | Resource 1 | Sublap 1 | 13:00 | 6 | 94 | September | 18000 | 0 | 0 | 0 | 0 | 0 | 0 | 0 | 0 | 0 | 0 | 0 | 0 | 0 | 6.9082 | 7.4103 | 6.8182 | 5.1167 | 3.4482 | 1.9038 | -1.6625 | -0.035835 | 0 | 0 | 0 | 0 | 0 | 0 | 0 | 0 | 0 | 0 | 0 | 0 | 0 | 0 | 0 | 0 | 124.3472 | 133.3855 | 122.7279 | 92.1002 | 62.0674 | 34.2682 | -29.9253 | -0.64502 | 0 | 0 | 0
0.541666666666667694October | Resource 1 | Sublap 1 | 13:00 | 6 | 94 | October | 19000 | 0 | 0 | 0 | 0 | 0 | 0 | 0 | 0 | 0 | 0 | 0 | 0 | 0 | 6.9082 | 7.4103 | 6.8182 | 5.1167 | 3.4482 | 1.9038 | -1.6625 | -0.035835 | 0 | 0 | 0 | 0 | 0 | 0 | 0 | 0 | 0 | 0 | 0 | 0 | 0 | 0 | 0 | 0 | 131.2554 | 140.7958 | 129.5461 | 97.2169 | 65.5156 | 36.172 | -31.5878 | -0.68086 | 0 | 0 | 0
0.541666666666667694November | Resource 1 | Sublap 1 | 13:00 | 6 | 94 | November | 20000 | 0 | 0 | 0 | 0 | 0 | 0 | 0 | 0 | 0 | 0 | 0 | 0 | 0 | 6.9082 | 7.4103 | 6.8182 | 5.1167 | 3.4482 | 1.9038 | -1.6625 | -0.035835 | 0 | 0 | 0 | 0 | 0 | 0 | 0 | 0 | 0 | 0 | 0 | 0 | 0 | 0 | 0 | 0 | 138.1635 | 148.2061 | 136.3643 | 102.3336 | 68.9638 | 38.0758 | -33.2503 | -0.71669 | 0 | 0 | 0
0.541666666666667694December | Resource 1 | Sublap 1 | 13:00 | 6 | 94 | December | 21000 | 0 | 0 | 0 | 0 | 0 | 0 | 0 | 0 | 0 | 0 | 0 | 0 | 0 | 6.9082 | 7.4103 | 6.8182 | 5.1167 | 3.4482 | 1.9038 | -1.6625 | -0.035835 | 0 | 0 | 0 | 0 | 0 | 0 | 0 | 0 | 0 | 0 | 0 | 0 | 0 | 0 | 0 | 0 | 145.0717 | 155.6164 | 143.1825 | 107.4502 | 72.412 | 39.9796 | -34.9128 | -0.75253 | 0 | 0 | 0
0.541666666666667695January | Resource 1 | Sublap 1 | 13:00 | 6 | 95 | January | 10000 | 0 | 0 | 0 | 0 | 0 | 0 | 0 | 0 | 0 | 0 | 0 | 0 | 0 | 9.1233 | 10.1512 | 10.3851 | 8.2062 | 6.0434 | 3.9154 | -2.1732 | -0.046794 | 0 | 0 | 0 | 0 | 0 | 0 | 0 | 0 | 0 | 0 | 0 | 0 | 0 | 0 | 0 | 0 | 91.2331 | 101.512 | 103.8512 | 82.062 | 60.4336 | 39.1539 | -21.7316 | -0.46794 | 0 | 0 | 0
0.541666666666667695February | Resource 1 | Sublap 1 | 13:00 | 6 | 95 | February | 11000 | 0 | 0 | 0 | 0 | 0 | 0 | 0 | 0 | 0 | 0 | 0 | 0 | 0 | 9.1233 | 10.1512 | 10.3851 | 8.2062 | 6.0434 | 3.9154 | -2.1732 | -0.046794 | 0 | 0 | 0 | 0 | 0 | 0 | 0 | 0 | 0 | 0 | 0 | 0 | 0 | 0 | 0 | 0 | 100.3564 | 111.6632 | 114.2363 | 90.2682 | 66.477 | 43.0693 | -23.9048 | -0.51474 | 0 | 0 | 0
0.541666666666667695March | Resource 1 | Sublap 1 | 13:00 | 6 | 95 | March | 12000 | 0 | 0 | 0 | 0 | 0 | 0 | 0 | 0 | 0 | 0 | 0 | 0 | 0 | 9.1233 | 10.1512 | 10.3851 | 8.2062 | 6.0434 | 3.9154 | -2.1732 | -0.046794 | 0 | 0 | 0 | 0 | 0 | 0 | 0 | 0 | 0 | 0 | 0 | 0 | 0 | 0 | 0 | 0 | 109.4797 | 121.8143 | 124.6214 | 98.4744 | 72.5203 | 46.9847 | -26.078 | -0.56153 | 0 | 0 | 0
0.541666666666667695April | Resource 1 | Sublap 1 | 13:00 | 6 | 95 | April | 13000 | 0 | 0 | 0 | 0 | 0 | 0 | 0 | 0 | 0 | 0 | 0 | 0 | 0 | 9.1233 | 10.1512 | 10.3851 | 8.2062 | 6.0434 | 3.9154 | -2.1732 | -0.046794 | 0 | 0 | 0 | 0 | 0 | 0 | 0 | 0 | 0 | 0 | 0 | 0 | 0 | 0 | 0 | 0 | 118.603 | 131.9655 | 135.0065 | 106.6806 | 78.5637 | 50.9001 | -28.2511 | -0.60832 | 0 | 0 | 0
0.541666666666667695May | Resource 1 | Sublap 1 | 13:00 | 6 | 95 | May | 14000 | 0 | 0 | 0 | 0 | 0 | 0 | 0 | 0 | 0 | 0 | 0 | 0 | 0 | 9.1233 | 10.1512 | 10.3851 | 8.2062 | 6.0434 | 3.9154 | -2.1732 | -0.046794 | 0 | 0 | 0 | 0 | 0 | 0 | 0 | 0 | 0 | 0 | 0 | 0 | 0 | 0 | 0 | 0 | 127.7263 | 142.1167 | 145.3916 | 114.8868 | 84.6071 | 54.8154 | -30.4243 | -0.65512 | 0 | 0 | 0
0.541666666666667695June | Resource 1 | Sublap 1 | 13:00 | 6 | 95 | June | 15000 | 0 | 0 | 0 | 0 | 0 | 0 | 0 | 0 | 0 | 0 | 0 | 0 | 0 | 9.1233 | 10.1512 | 10.3851 | 8.2062 | 6.0434 | 3.9154 | -2.1732 | -0.046794 | 0 | 0 | 0 | 0 | 0 | 0 | 0 | 0 | 0 | 0 | 0 | 0 | 0 | 0 | 0 | 0 | 136.8497 | 152.2679 | 155.7768 | 123.093 | 90.6504 | 58.7308 | -32.5975 | -0.70191 | 0 | 0 | 0
0.541666666666667695July | Resource 1 | Sublap 1 | 13:00 | 6 | 95 | July | 16000 | 0 | 0 | 0 | 0 | 0 | 0 | 0 | 0 | 0 | 0 | 0 | 0 | 0 | 9.1233 | 10.1512 | 10.3851 | 8.2062 | 6.0434 | 3.9154 | -2.1732 | -0.046794 | 0 | 0 | 0 | 0 | 0 | 0 | 0 | 0 | 0 | 0 | 0 | 0 | 0 | 0 | 0 | 0 | 145.973 | 162.4191 | 166.1619 | 131.2992 | 96.6938 | 62.6462 | -34.7706 | -0.74871 | 0 | 0 | 0
0.541666666666667695August | Resource 1 | Sublap 1 | 13:00 | 6 | 95 | August | 17000 | 0 | 0 | 0 | 0 | 0 | 0 | 0 | 0 | 0 | 0 | 0 | 0 | 0 | 9.1233 | 10.1512 | 10.3851 | 8.2062 | 6.0434 | 3.9154 | -2.1732 | -0.046794 | 0 | 0 | 0 | 0 | 0 | 0 | 0 | 0 | 0 | 0 | 0 | 0 | 0 | 0 | 0 | 0 | 155.0963 | 172.5703 | 176.547 | 139.5054 | 102.7371 | 66.5616 | -36.9438 | -0.7955 | 0 | 0 | 0
0.541666666666667695September | Resource 1 | Sublap 1 | 13:00 | 6 | 95 | September | 18000 | 0 | 0 | 0 | 0 | 0 | 0 | 0 | 0 | 0 | 0 | 0 | 0 | 0 | 9.1233 | 10.1512 | 10.3851 | 8.2062 | 6.0434 | 3.9154 | -2.1732 | -0.046794 | 0 | 0 | 0 | 0 | 0 | 0 | 0 | 0 | 0 | 0 | 0 | 0 | 0 | 0 | 0 | 0 | 164.2196 | 182.7215 | 186.9321 | 147.7116 | 108.7805 | 70.477 | -39.1169 | -0.8423 | 0 | 0 | 0
0.541666666666667695October | Resource 1 | Sublap 1 | 13:00 | 6 | 95 | October | 19000 | 0 | 0 | 0 | 0 | 0 | 0 | 0 | 0 | 0 | 0 | 0 | 0 | 0 | 9.1233 | 10.1512 | 10.3851 | 8.2062 | 6.0434 | 3.9154 | -2.1732 | -0.046794 | 0 | 0 | 0 | 0 | 0 | 0 | 0 | 0 | 0 | 0 | 0 | 0 | 0 | 0 | 0 | 0 | 173.3429 | 192.8727 | 197.3172 | 155.9178 | 114.8239 | 74.3924 | -41.2901 | -0.88909 | 0 | 0 | 0
0.541666666666667695November | Resource 1 | Sublap 1 | 13:00 | 6 | 95 | November | 20000 | 0 | 0 | 0 | 0 | 0 | 0 | 0 | 0 | 0 | 0 | 0 | 0 | 0 | 9.1233 | 10.1512 | 10.3851 | 8.2062 | 6.0434 | 3.9154 | -2.1732 | -0.046794 | 0 | 0 | 0 | 0 | 0 | 0 | 0 | 0 | 0 | 0 | 0 | 0 | 0 | 0 | 0 | 0 | 182.4662 | 203.0239 | 207.7024 | 164.124 | 120.8672 | 78.3078 | -43.4633 | -0.93588 | 0 | 0 | 0
0.541666666666667695December | Resource 1 | Sublap 1 | 13:00 | 6 | 95 | December | 21000 | 0 | 0 | 0 | 0 | 0 | 0 | 0 | 0 | 0 | 0 | 0 | 0 | 0 | 9.1233 | 10.1512 | 10.3851 | 8.2062 | 6.0434 | 3.9154 | -2.1732 | -0.046794 | 0 | 0 | 0 | 0 | 0 | 0 | 0 | 0 | 0 | 0 | 0 | 0 | 0 | 0 | 0 | 0 | 191.5895 | 213.1751 | 218.0875 | 172.3302 | 126.9106 | 82.2232 | -45.6364 | -0.98268 | 0 | 0 | 0
0.541666666666667696January | Resource 1 | Sublap 1 | 13:00 | 6 | 96 | January | 10000 | 0 | 0 | 0 | 0 | 0 | 0 | 0 | 0 | 0 | 0 | 0 | 0 | 0 | 8.1226 | 9.0323 | 9.2638 | 7.2828 | 5.6287 | 3.6342 | -1.9343 | -0.041668 | 0 | 0 | 0 | 0 | 0 | 0 | 0 | 0 | 0 | 0 | 0 | 0 | 0 | 0 | 0 | 0 | 81.226 | 90.3231 | 92.6381 | 72.8283 | 56.2869 | 36.3419 | -19.3431 | -0.41668 | 0 | 0 | 0
0.541666666666667696February | Resource 1 | Sublap 1 | 13:00 | 6 | 96 | February | 11000 | 0 | 0 | 0 | 0 | 0 | 0 | 0 | 0 | 0 | 0 | 0 | 0 | 0 | 8.1226 | 9.0323 | 9.2638 | 7.2828 | 5.6287 | 3.6342 | -1.9343 | -0.041668 | 0 | 0 | 0 | 0 | 0 | 0 | 0 | 0 | 0 | 0 | 0 | 0 | 0 | 0 | 0 | 0 | 89.3486 | 99.3554 | 101.902 | 80.1112 | 61.9156 | 39.976 | -21.2774 | -0.45835 | 0 | 0 | 0
0.541666666666667696March | Resource 1 | Sublap 1 | 13:00 | 6 | 96 | March | 12000 | 0 | 0 | 0 | 0 | 0 | 0 | 0 | 0 | 0 | 0 | 0 | 0 | 0 | 8.1226 | 9.0323 | 9.2638 | 7.2828 | 5.6287 | 3.6342 | -1.9343 | -0.041668 | 0 | 0 | 0 | 0 | 0 | 0 | 0 | 0 | 0 | 0 | 0 | 0 | 0 | 0 | 0 | 0 | 97.4712 | 108.3877 | 111.1658 | 87.394 | 67.5443 | 43.6102 | -23.2117 | -0.50001 | 0 | 0 | 0
0.541666666666667696April | Resource 1 | Sublap 1 | 13:00 | 6 | 96 | April | 13000 | 0 | 0 | 0 | 0 | 0 | 0 | 0 | 0 | 0 | 0 | 0 | 0 | 0 | 8.1226 | 9.0323 | 9.2638 | 7.2828 | 5.6287 | 3.6342 | -1.9343 | -0.041668 | 0 | 0 | 0 | 0 | 0 | 0 | 0 | 0 | 0 | 0 | 0 | 0 | 0 | 0 | 0 | 0 | 105.5938 | 117.42 | 120.4296 | 94.6768 | 73.173 | 47.2444 | -25.146 | -0.54168 | 0 | 0 | 0
0.541666666666667696May | Resource 1 | Sublap 1 | 13:00 | 6 | 96 | May | 14000 | 0 | 0 | 0 | 0 | 0 | 0 | 0 | 0 | 0 | 0 | 0 | 0 | 0 | 8.1226 | 9.0323 | 9.2638 | 7.2828 | 5.6287 | 3.6342 | -1.9343 | -0.041668 | 0 | 0 | 0 | 0 | 0 | 0 | 0 | 0 | 0 | 0 | 0 | 0 | 0 | 0 | 0 | 0 | 113.7165 | 126.4524 | 129.6934 | 101.9597 | 78.8017 | 50.8786 | -27.0803 | -0.58335 | 0 | 0 | 0
0.541666666666667696June | Resource 1 | Sublap 1 | 13:00 | 6 | 96 | June | 15000 | 0 | 0 | 0 | 0 | 0 | 0 | 0 | 0 | 0 | 0 | 0 | 0 | 0 | 8.1226 | 9.0323 | 9.2638 | 7.2828 | 5.6287 | 3.6342 | -1.9343 | -0.041668 | 0 | 0 | 0 | 0 | 0 | 0 | 0 | 0 | 0 | 0 | 0 | 0 | 0 | 0 | 0 | 0 | 121.8391 | 135.4847 | 138.9572 | 109.2425 | 84.4304 | 54.5128 | -29.0146 | -0.62502 | 0 | 0 | 0
0.541666666666667696July | Resource 1 | Sublap 1 | 13:00 | 6 | 96 | July | 16000 | 0 | 0 | 0 | 0 | 0 | 0 | 0 | 0 | 0 | 0 | 0 | 0 | 0 | 8.1226 | 9.0323 | 9.2638 | 7.2828 | 5.6287 | 3.6342 | -1.9343 | -0.041668 | 0 | 0 | 0 | 0 | 0 | 0 | 0 | 0 | 0 | 0 | 0 | 0 | 0 | 0 | 0 | 0 | 129.9617 | 144.517 | 148.221 | 116.5253 | 90.0591 | 58.1469 | -30.9489 | -0.66669 | 0 | 0 | 0
0.541666666666667696August | Resource 1 | Sublap 1 | 13:00 | 6 | 96 | August | 17000 | 0 | 0 | 0 | 0 | 0 | 0 | 0 | 0 | 0 | 0 | 0 | 0 | 0 | 8.1226 | 9.0323 | 9.2638 | 7.2828 | 5.6287 | 3.6342 | -1.9343 | -0.041668 | 0 | 0 | 0 | 0 | 0 | 0 | 0 | 0 | 0 | 0 | 0 | 0 | 0 | 0 | 0 | 0 | 138.0843 | 153.5493 | 157.4849 | 123.8082 | 95.6878 | 61.7811 | -32.8833 | -0.70835 | 0 | 0 | 0
0.541666666666667696September | Resource 1 | Sublap 1 | 13:00 | 6 | 96 | September | 18000 | 0 | 0 | 0 | 0 | 0 | 0 | 0 | 0 | 0 | 0 | 0 | 0 | 0 | 8.1226 | 9.0323 | 9.2638 | 7.2828 | 5.6287 | 3.6342 | -1.9343 | -0.041668 | 0 | 0 | 0 | 0 | 0 | 0 | 0 | 0 | 0 | 0 | 0 | 0 | 0 | 0 | 0 | 0 | 146.2069 | 162.5816 | 166.7487 | 131.091 | 101.3165 | 65.4153 | -34.8176 | -0.75002 | 0 | 0 | 0
0.541666666666667696October | Resource 1 | Sublap 1 | 13:00 | 6 | 96 | October | 19000 | 0 | 0 | 0 | 0 | 0 | 0 | 0 | 0 | 0 | 0 | 0 | 0 | 0 | 8.1226 | 9.0323 | 9.2638 | 7.2828 | 5.6287 | 3.6342 | -1.9343 | -0.041668 | 0 | 0 | 0 | 0 | 0 | 0 | 0 | 0 | 0 | 0 | 0 | 0 | 0 | 0 | 0 | 0 | 154.3295 | 171.6139 | 176.0125 | 138.3738 | 106.9452 | 69.0495 | -36.7519 | -0.79169 | 0 | 0 | 0
0.541666666666667696November | Resource 1 | Sublap 1 | 13:00 | 6 | 96 | November | 20000 | 0 | 0 | 0 | 0 | 0 | 0 | 0 | 0 | 0 | 0 | 0 | 0 | 0 | 8.1226 | 9.0323 | 9.2638 | 7.2828 | 5.6287 | 3.6342 | -1.9343 | -0.041668 | 0 | 0 | 0 | 0 | 0 | 0 | 0 | 0 | 0 | 0 | 0 | 0 | 0 | 0 | 0 | 0 | 162.4521 | 180.6462 | 185.2763 | 145.6567 | 112.5739 | 72.6837 | -38.6862 | -0.83336 | 0 | 0 | 0
0.541666666666667696December | Resource 1 | Sublap 1 | 13:00 | 6 | 96 | December | 21000 | 0 | 0 | 0 | 0 | 0 | 0 | 0 | 0 | 0 | 0 | 0 | 0 | 0 | 8.1226 | 9.0323 | 9.2638 | 7.2828 | 5.6287 | 3.6342 | -1.9343 | -0.041668 | 0 | 0 | 0 | 0 | 0 | 0 | 0 | 0 | 0 | 0 | 0 | 0 | 0 | 0 | 0 | 0 | 170.5747 | 189.6785 | 194.5401 | 152.9395 | 118.2026 | 76.3179 | -40.6205 | -0.87503 | 0 | 0 | 0
0.541666666666667697January | Resource 1 | Sublap 1 | 13:00 | 6 | 97 | January | 10000 | 0 | 0 | 0 | 0 | 0 | 0 | 0 | 0 | 0 | 0 | 0 | 0 | 0 | 7.5618 | 8.4167 | 8.4433 | 6.477 | 4.1206 | 1.8351 | -1.796 | -0.038699 | 0 | 0 | 0 | 0 | 0 | 0 | 0 | 0 | 0 | 0 | 0 | 0 | 0 | 0 | 0 | 0 | 75.6176 | 84.1674 | 84.4333 | 64.7699 | 41.2056 | 18.3507 | -17.9599 | -0.38699 | 0 | 0 | 0
0.541666666666667697February | Resource 1 | Sublap 1 | 13:00 | 6 | 97 | February | 11000 | 0 | 0 | 0 | 0 | 0 | 0 | 0 | 0 | 0 | 0 | 0 | 0 | 0 | 7.5618 | 8.4167 | 8.4433 | 6.477 | 4.1206 | 1.8351 | -1.796 | -0.038699 | 0 | 0 | 0 | 0 | 0 | 0 | 0 | 0 | 0 | 0 | 0 | 0 | 0 | 0 | 0 | 0 | 83.1794 | 92.5842 | 92.8766 | 71.2469 | 45.3261 | 20.1858 | -19.7558 | -0.42569 | 0 | 0 | 0
0.541666666666667697March | Resource 1 | Sublap 1 | 13:00 | 6 | 97 | March | 12000 | 0 | 0 | 0 | 0 | 0 | 0 | 0 | 0 | 0 | 0 | 0 | 0 | 0 | 7.5618 | 8.4167 | 8.4433 | 6.477 | 4.1206 | 1.8351 | -1.796 | -0.038699 | 0 | 0 | 0 | 0 | 0 | 0 | 0 | 0 | 0 | 0 | 0 | 0 | 0 | 0 | 0 | 0 | 90.7411 | 101.0009 | 101.3199 | 77.7239 | 49.4467 | 22.0209 | -21.5518 | -0.46439 | 0 | 0 | 0
0.541666666666667697April | Resource 1 | Sublap 1 | 13:00 | 6 | 97 | April | 13000 | 0 | 0 | 0 | 0 | 0 | 0 | 0 | 0 | 0 | 0 | 0 | 0 | 0 | 7.5618 | 8.4167 | 8.4433 | 6.477 | 4.1206 | 1.8351 | -1.796 | -0.038699 | 0 | 0 | 0 | 0 | 0 | 0 | 0 | 0 | 0 | 0 | 0 | 0 | 0 | 0 | 0 | 0 | 98.3029 | 109.4177 | 109.7632 | 84.2009 | 53.5673 | 23.8559 | -23.3478 | -0.50309 | 0 | 0 | 0
0.541666666666667697May | Resource 1 | Sublap 1 | 13:00 | 6 | 97 | May | 14000 | 0 | 0 | 0 | 0 | 0 | 0 | 0 | 0 | 0 | 0 | 0 | 0 | 0 | 7.5618 | 8.4167 | 8.4433 | 6.477 | 4.1206 | 1.8351 | -1.796 | -0.038699 | 0 | 0 | 0 | 0 | 0 | 0 | 0 | 0 | 0 | 0 | 0 | 0 | 0 | 0 | 0 | 0 | 105.8646 | 117.8344 | 118.2066 | 90.6779 | 57.6878 | 25.691 | -25.1438 | -0.54179 | 0 | 0 | 0
0.541666666666667697June | Resource 1 | Sublap 1 | 13:00 | 6 | 97 | June | 15000 | 0 | 0 | 0 | 0 | 0 | 0 | 0 | 0 | 0 | 0 | 0 | 0 | 0 | 7.5618 | 8.4167 | 8.4433 | 6.477 | 4.1206 | 1.8351 | -1.796 | -0.038699 | 0 | 0 | 0 | 0 | 0 | 0 | 0 | 0 | 0 | 0 | 0 | 0 | 0 | 0 | 0 | 0 | 113.4264 | 126.2512 | 126.6499 | 97.1549 | 61.8084 | 27.5261 | -26.9398 | -0.58049 | 0 | 0 | 0
0.541666666666667697July | Resource 1 | Sublap 1 | 13:00 | 6 | 97 | July | 16000 | 0 | 0 | 0 | 0 | 0 | 0 | 0 | 0 | 0 | 0 | 0 | 0 | 0 | 7.5618 | 8.4167 | 8.4433 | 6.477 | 4.1206 | 1.8351 | -1.796 | -0.038699 | 0 | 0 | 0 | 0 | 0 | 0 | 0 | 0 | 0 | 0 | 0 | 0 | 0 | 0 | 0 | 0 | 120.9882 | 134.6679 | 135.0932 | 103.6319 | 65.9289 | 29.3612 | -28.7358 | -0.61919 | 0 | 0 | 0
0.541666666666667697August | Resource 1 | Sublap 1 | 13:00 | 6 | 97 | August | 17000 | 0 | 0 | 0 | 0 | 0 | 0 | 0 | 0 | 0 | 0 | 0 | 0 | 0 | 7.5618 | 8.4167 | 8.4433 | 6.477 | 4.1206 | 1.8351 | -1.796 | -0.038699 | 0 | 0 | 0 | 0 | 0 | 0 | 0 | 0 | 0 | 0 | 0 | 0 | 0 | 0 | 0 | 0 | 128.5499 | 143.0846 | 143.5365 | 110.1089 | 70.0495 | 31.1962 | -30.5317 | -0.65789 | 0 | 0 | 0
0.541666666666667697September | Resource 1 | Sublap 1 | 13:00 | 6 | 97 | September | 18000 | 0 | 0 | 0 | 0 | 0 | 0 | 0 | 0 | 0 | 0 | 0 | 0 | 0 | 7.5618 | 8.4167 | 8.4433 | 6.477 | 4.1206 | 1.8351 | -1.796 | -0.038699 | 0 | 0 | 0 | 0 | 0 | 0 | 0 | 0 | 0 | 0 | 0 | 0 | 0 | 0 | 0 | 0 | 136.1117 | 151.5014 | 151.9799 | 116.5859 | 74.17 | 33.0313 | -32.3277 | -0.69658 | 0 | 0 | 0
0.541666666666667697October | Resource 1 | Sublap 1 | 13:00 | 6 | 97 | October | 19000 | 0 | 0 | 0 | 0 | 0 | 0 | 0 | 0 | 0 | 0 | 0 | 0 | 0 | 7.5618 | 8.4167 | 8.4433 | 6.477 | 4.1206 | 1.8351 | -1.796 | -0.038699 | 0 | 0 | 0 | 0 | 0 | 0 | 0 | 0 | 0 | 0 | 0 | 0 | 0 | 0 | 0 | 0 | 143.6734 | 159.9181 | 160.4232 | 123.0629 | 78.2906 | 34.8664 | -34.1237 | -0.73528 | 0 | 0 | 0
0.541666666666667697November | Resource 1 | Sublap 1 | 13:00 | 6 | 97 | November | 20000 | 0 | 0 | 0 | 0 | 0 | 0 | 0 | 0 | 0 | 0 | 0 | 0 | 0 | 7.5618 | 8.4167 | 8.4433 | 6.477 | 4.1206 | 1.8351 | -1.796 | -0.038699 | 0 | 0 | 0 | 0 | 0 | 0 | 0 | 0 | 0 | 0 | 0 | 0 | 0 | 0 | 0 | 0 | 151.2352 | 168.3349 | 168.8665 | 129.5399 | 82.4112 | 36.7015 | -35.9197 | -0.77398 | 0 | 0 | 0
0.541666666666667697December | Resource 1 | Sublap 1 | 13:00 | 6 | 97 | December | 21000 | 0 | 0 | 0 | 0 | 0 | 0 | 0 | 0 | 0 | 0 | 0 | 0 | 0 | 7.5618 | 8.4167 | 8.4433 | 6.477 | 4.1206 | 1.8351 | -1.796 | -0.038699 | 0 | 0 | 0 | 0 | 0 | 0 | 0 | 0 | 0 | 0 | 0 | 0 | 0 | 0 | 0 | 0 | 158.797 | 176.7516 | 177.3098 | 136.0169 | 86.5317 | 38.5365 | -37.7157 | -0.81268 | 0 | 0 | 0
0.541666666666667698January | Resource 1 | Sublap 1 | 13:00 | 6 | 98 | January | 10000 | 0 | 0 | 0 | 0 | 0 | 0 | 0 | 0 | 0 | 0 | 0 | 0 | 0 | 8.6495 | 9.6128 | 10.2361 | 8.1064 | 5.7124 | 3.2625 | -2.0537 | -0.04423 | 0 | 0 | 0 | 0 | 0 | 0 | 0 | 0 | 0 | 0 | 0 | 0 | 0 | 0 | 0 | 0 | 86.4949 | 96.1276 | 102.3612 | 81.0644 | 57.1239 | 32.6253 | -20.537 | -0.4423 | 0 | 0 | 0
0.541666666666667698February | Resource 1 | Sublap 1 | 13:00 | 6 | 98 | February | 11000 | 0 | 0 | 0 | 0 | 0 | 0 | 0 | 0 | 0 | 0 | 0 | 0 | 0 | 8.6495 | 9.6128 | 10.2361 | 8.1064 | 5.7124 | 3.2625 | -2.0537 | -0.04423 | 0 | 0 | 0 | 0 | 0 | 0 | 0 | 0 | 0 | 0 | 0 | 0 | 0 | 0 | 0 | 0 | 95.1444 | 105.7403 | 112.5973 | 89.1708 | 62.8362 | 35.8878 | -22.5907 | -0.48653 | 0 | 0 | 0
0.541666666666667698March | Resource 1 | Sublap 1 | 13:00 | 6 | 98 | March | 12000 | 0 | 0 | 0 | 0 | 0 | 0 | 0 | 0 | 0 | 0 | 0 | 0 | 0 | 8.6495 | 9.6128 | 10.2361 | 8.1064 | 5.7124 | 3.2625 | -2.0537 | -0.04423 | 0 | 0 | 0 | 0 | 0 | 0 | 0 | 0 | 0 | 0 | 0 | 0 | 0 | 0 | 0 | 0 | 103.7939 | 115.3531 | 122.8334 | 97.2772 | 68.5486 | 39.1503 | -24.6444 | -0.53076 | 0 | 0 | 0
0.541666666666667698April | Resource 1 | Sublap 1 | 13:00 | 6 | 98 | April | 13000 | 0 | 0 | 0 | 0 | 0 | 0 | 0 | 0 | 0 | 0 | 0 | 0 | 0 | 8.6495 | 9.6128 | 10.2361 | 8.1064 | 5.7124 | 3.2625 | -2.0537 | -0.04423 | 0 | 0 | 0 | 0 | 0 | 0 | 0 | 0 | 0 | 0 | 0 | 0 | 0 | 0 | 0 | 0 | 112.4434 | 124.9658 | 133.0695 | 105.3837 | 74.261 | 42.4129 | -26.6981 | -0.57499 | 0 | 0 | 0
0.541666666666667698May | Resource 1 | Sublap 1 | 13:00 | 6 | 98 | May | 14000 | 0 | 0 | 0 | 0 | 0 | 0 | 0 | 0 | 0 | 0 | 0 | 0 | 0 | 8.6495 | 9.6128 | 10.2361 | 8.1064 | 5.7124 | 3.2625 | -2.0537 | -0.04423 | 0 | 0 | 0 | 0 | 0 | 0 | 0 | 0 | 0 | 0 | 0 | 0 | 0 | 0 | 0 | 0 | 121.0929 | 134.5786 | 143.3056 | 113.4901 | 79.9734 | 45.6754 | -28.7518 | -0.61922 | 0 | 0 | 0
0.541666666666667698June | Resource 1 | Sublap 1 | 13:00 | 6 | 98 | June | 15000 | 0 | 0 | 0 | 0 | 0 | 0 | 0 | 0 | 0 | 0 | 0 | 0 | 0 | 8.6495 | 9.6128 | 10.2361 | 8.1064 | 5.7124 | 3.2625 | -2.0537 | -0.04423 | 0 | 0 | 0 | 0 | 0 | 0 | 0 | 0 | 0 | 0 | 0 | 0 | 0 | 0 | 0 | 0 | 129.7424 | 144.1913 | 153.5417 | 121.5966 | 85.6858 | 48.9379 | -30.8055 | -0.66345 | 0 | 0 | 0
0.541666666666667698July | Resource 1 | Sublap 1 | 13:00 | 6 | 98 | July | 16000 | 0 | 0 | 0 | 0 | 0 | 0 | 0 | 0 | 0 | 0 | 0 | 0 | 0 | 8.6495 | 9.6128 | 10.2361 | 8.1064 | 5.7124 | 3.2625 | -2.0537 | -0.04423 | 0 | 0 | 0 | 0 | 0 | 0 | 0 | 0 | 0 | 0 | 0 | 0 | 0 | 0 | 0 | 0 | 138.3919 | 153.8041 | 163.7778 | 129.703 | 91.3982 | 52.2005 | -32.8593 | -0.70768 | 0 | 0 | 0
0.541666666666667698August | Resource 1 | Sublap 1 | 13:00 | 6 | 98 | August | 17000 | 0 | 0 | 0 | 0 | 0 | 0 | 0 | 0 | 0 | 0 | 0 | 0 | 0 | 8.6495 | 9.6128 | 10.2361 | 8.1064 | 5.7124 | 3.2625 | -2.0537 | -0.04423 | 0 | 0 | 0 | 0 | 0 | 0 | 0 | 0 | 0 | 0 | 0 | 0 | 0 | 0 | 0 | 0 | 147.0414 | 163.4168 | 174.014 | 137.8094 | 97.1106 | 55.463 | -34.913 | -0.75191 | 0 | 0 | 0
0.541666666666667698September | Resource 1 | Sublap 1 | 13:00 | 6 | 98 | September | 18000 | 0 | 0 | 0 | 0 | 0 | 0 | 0 | 0 | 0 | 0 | 0 | 0 | 0 | 8.6495 | 9.6128 | 10.2361 | 8.1064 | 5.7124 | 3.2625 | -2.0537 | -0.04423 | 0 | 0 | 0 | 0 | 0 | 0 | 0 | 0 | 0 | 0 | 0 | 0 | 0 | 0 | 0 | 0 | 155.6909 | 173.0296 | 184.2501 | 145.9159 | 102.8229 | 58.7255 | -36.9667 | -0.79615 | 0 | 0 | 0
0.541666666666667698October | Resource 1 | Sublap 1 | 13:00 | 6 | 98 | October | 19000 | 0 | 0 | 0 | 0 | 0 | 0 | 0 | 0 | 0 | 0 | 0 | 0 | 0 | 8.6495 | 9.6128 | 10.2361 | 8.1064 | 5.7124 | 3.2625 | -2.0537 | -0.04423 | 0 | 0 | 0 | 0 | 0 | 0 | 0 | 0 | 0 | 0 | 0 | 0 | 0 | 0 | 0 | 0 | 164.3404 | 182.6423 | 194.4862 | 154.0223 | 108.5353 | 61.9881 | -39.0204 | -0.84038 | 0 | 0 | 0
0.541666666666667698November | Resource 1 | Sublap 1 | 13:00 | 6 | 98 | November | 20000 | 0 | 0 | 0 | 0 | 0 | 0 | 0 | 0 | 0 | 0 | 0 | 0 | 0 | 8.6495 | 9.6128 | 10.2361 | 8.1064 | 5.7124 | 3.2625 | -2.0537 | -0.04423 | 0 | 0 | 0 | 0 | 0 | 0 | 0 | 0 | 0 | 0 | 0 | 0 | 0 | 0 | 0 | 0 | 172.9899 | 192.2551 | 204.7223 | 162.1287 | 114.2477 | 65.2506 | -41.074 | -0.88461 | 0 | 0 | 0
0.541666666666667698December | Resource 1 | Sublap 1 | 13:00 | 6 | 98 | December | 21000 | 0 | 0 | 0 | 0 | 0 | 0 | 0 | 0 | 0 | 0 | 0 | 0 | 0 | 8.6495 | 9.6128 | 10.2361 | 8.1064 | 5.7124 | 3.2625 | -2.0537 | -0.04423 | 0 | 0 | 0 | 0 | 0 | 0 | 0 | 0 | 0 | 0 | 0 | 0 | 0 | 0 | 0 | 0 | 181.6394 | 201.8679 | 214.9584 | 170.2352 | 119.9601 | 68.5131 | -43.1278 | -0.92884 | 0 | 0 | 0
0.541666666666667699January | Resource 1 | Sublap 1 | 13:00 | 6 | 99 | January | 10000 | 0 | 0 | 0 | 0 | 0 | 0 | 0 | 0 | 0 | 0 | 0 | 0 | 0 | 8.5709 | 9.5161 | 10.0014 | 7.8086 | 5.475 | 2.5774 | -2.0312 | -0.043748 | 0 | 0 | 0 | 0 | 0 | 0 | 0 | 0 | 0 | 0 | 0 | 0 | 0 | 0 | 0 | 0 | 85.7085 | 95.1606 | 100.0143 | 78.0859 | 54.7499 | 25.7735 | -20.3122 | -0.43748 | 0 | 0 | 0
0.541666666666667699February | Resource 1 | Sublap 1 | 13:00 | 6 | 99 | February | 11000 | 0 | 0 | 0 | 0 | 0 | 0 | 0 | 0 | 0 | 0 | 0 | 0 | 0 | 8.5709 | 9.5161 | 10.0014 | 7.8086 | 5.475 | 2.5774 | -2.0312 | -0.043748 | 0 | 0 | 0 | 0 | 0 | 0 | 0 | 0 | 0 | 0 | 0 | 0 | 0 | 0 | 0 | 0 | 94.2793 | 104.6767 | 110.0157 | 85.8945 | 60.2248 | 28.3509 | -22.3434 | -0.48123 | 0 | 0 | 0
0.541666666666667699March | Resource 1 | Sublap 1 | 13:00 | 6 | 99 | March | 12000 | 0 | 0 | 0 | 0 | 0 | 0 | 0 | 0 | 0 | 0 | 0 | 0 | 0 | 8.5709 | 9.5161 | 10.0014 | 7.8086 | 5.475 | 2.5774 | -2.0312 | -0.043748 | 0 | 0 | 0 | 0 | 0 | 0 | 0 | 0 | 0 | 0 | 0 | 0 | 0 | 0 | 0 | 0 | 102.8502 | 114.1927 | 120.0172 | 93.7031 | 65.6998 | 30.9282 | -24.3747 | -0.52497 | 0 | 0 | 0
0.541666666666667699April | Resource 1 | Sublap 1 | 13:00 | 6 | 99 | April | 13000 | 0 | 0 | 0 | 0 | 0 | 0 | 0 | 0 | 0 | 0 | 0 | 0 | 0 | 8.5709 | 9.5161 | 10.0014 | 7.8086 | 5.475 | 2.5774 | -2.0312 | -0.043748 | 0 | 0 | 0 | 0 | 0 | 0 | 0 | 0 | 0 | 0 | 0 | 0 | 0 | 0 | 0 | 0 | 111.4211 | 123.7088 | 130.0186 | 101.5117 | 71.1748 | 33.5055 | -26.4059 | -0.56872 | 0 | 0 | 0
0.541666666666667699May | Resource 1 | Sublap 1 | 13:00 | 6 | 99 | May | 14000 | 0 | 0 | 0 | 0 | 0 | 0 | 0 | 0 | 0 | 0 | 0 | 0 | 0 | 8.5709 | 9.5161 | 10.0014 | 7.8086 | 5.475 | 2.5774 | -2.0312 | -0.043748 | 0 | 0 | 0 | 0 | 0 | 0 | 0 | 0 | 0 | 0 | 0 | 0 | 0 | 0 | 0 | 0 | 119.9919 | 133.2248 | 140.02 | 109.3203 | 76.6498 | 36.0829 | -28.4371 | -0.61247 | 0 | 0 | 0
0.541666666666667699June | Resource 1 | Sublap 1 | 13:00 | 6 | 99 | June | 15000 | 0 | 0 | 0 | 0 | 0 | 0 | 0 | 0 | 0 | 0 | 0 | 0 | 0 | 8.5709 | 9.5161 | 10.0014 | 7.8086 | 5.475 | 2.5774 | -2.0312 | -0.043748 | 0 | 0 | 0 | 0 | 0 | 0 | 0 | 0 | 0 | 0 | 0 | 0 | 0 | 0 | 0 | 0 | 128.5627 | 142.7409 | 150.0215 | 117.1289 | 82.1248 | 38.6602 | -30.4683 | -0.65622 | 0 | 0 | 0
0.541666666666667699July | Resource 1 | Sublap 1 | 13:00 | 6 | 99 | July | 16000 | 0 | 0 | 0 | 0 | 0 | 0 | 0 | 0 | 0 | 0 | 0 | 0 | 0 | 8.5709 | 9.5161 | 10.0014 | 7.8086 | 5.475 | 2.5774 | -2.0312 | -0.043748 | 0 | 0 | 0 | 0 | 0 | 0 | 0 | 0 | 0 | 0 | 0 | 0 | 0 | 0 | 0 | 0 | 137.1336 | 152.257 | 160.0229 | 124.9375 | 87.5998 | 41.2376 | -32.4996 | -0.69996 | 0 | 0 | 0
0.541666666666667699August | Resource 1 | Sublap 1 | 13:00 | 6 | 99 | August | 17000 | 0 | 0 | 0 | 0 | 0 | 0 | 0 | 0 | 0 | 0 | 0 | 0 | 0 | 8.5709 | 9.5161 | 10.0014 | 7.8086 | 5.475 | 2.5774 | -2.0312 | -0.043748 | 0 | 0 | 0 | 0 | 0 | 0 | 0 | 0 | 0 | 0 | 0 | 0 | 0 | 0 | 0 | 0 | 145.7045 | 161.773 | 170.0243 | 132.7461 | 93.0747 | 43.815 | -34.5308 | -0.74371 | 0 | 0 | 0
0.541666666666667699September | Resource 1 | Sublap 1 | 13:00 | 6 | 99 | September | 18000 | 0 | 0 | 0 | 0 | 0 | 0 | 0 | 0 | 0 | 0 | 0 | 0 | 0 | 8.5709 | 9.5161 | 10.0014 | 7.8086 | 5.475 | 2.5774 | -2.0312 | -0.043748 | 0 | 0 | 0 | 0 | 0 | 0 | 0 | 0 | 0 | 0 | 0 | 0 | 0 | 0 | 0 | 0 | 154.2753 | 171.2891 | 180.0258 | 140.5547 | 98.5497 | 46.3923 | -36.562 | -0.78746 | 0 | 0 | 0
0.541666666666667699October | Resource 1 | Sublap 1 | 13:00 | 6 | 99 | October | 19000 | 0 | 0 | 0 | 0 | 0 | 0 | 0 | 0 | 0 | 0 | 0 | 0 | 0 | 8.5709 | 9.5161 | 10.0014 | 7.8086 | 5.475 | 2.5774 | -2.0312 | -0.043748 | 0 | 0 | 0 | 0 | 0 | 0 | 0 | 0 | 0 | 0 | 0 | 0 | 0 | 0 | 0 | 0 | 162.8461 | 180.8051 | 190.0272 | 148.3633 | 104.0247 | 48.9697 | -38.5932 | -0.83121 | 0 | 0 | 0
0.541666666666667699November | Resource 1 | Sublap 1 | 13:00 | 6 | 99 | November | 20000 | 0 | 0 | 0 | 0 | 0 | 0 | 0 | 0 | 0 | 0 | 0 | 0 | 0 | 8.5709 | 9.5161 | 10.0014 | 7.8086 | 5.475 | 2.5774 | -2.0312 | -0.043748 | 0 | 0 | 0 | 0 | 0 | 0 | 0 | 0 | 0 | 0 | 0 | 0 | 0 | 0 | 0 | 0 | 171.417 | 190.3212 | 200.0286 | 156.1719 | 109.4997 | 51.547 | -40.6245 | -0.87496 | 0 | 0 | 0
0.541666666666667699December | Resource 1 | Sublap 1 | 13:00 | 6 | 99 | December | 21000 | 0 | 0 | 0 | 0 | 0 | 0 | 0 | 0 | 0 | 0 | 0 | 0 | 0 | 8.5709 | 9.5161 | 10.0014 | 7.8086 | 5.475 | 2.5774 | -2.0312 | -0.043748 | 0 | 0 | 0 | 0 | 0 | 0 | 0 | 0 | 0 | 0 | 0 | 0 | 0 | 0 | 0 | 0 | 179.9879 | 199.8372 | 210.03 | 163.9805 | 114.9747 | 54.1243 | -42.6557 | -0.9187 | 0 | 0 | 0
0.5416666666666676100January | Resource 1 | Sublap 1 | 13:00 | 6 | 100 | January | 10000 | 0 | 0 | 0 | 0 | 0 | 0 | 0 | 0 | 0 | 0 | 0 | 0 | 0 | 9.8711 | 10.992 | 11.0476 | 10.373 | 6.5379 | 3.506 | -2.3516 | -0.050625 | 0 | 0 | 0 | 0 | 0 | 0 | 0 | 0 | 0 | 0 | 0 | 0 | 0 | 0 | 0 | 0 | 98.7109 | 109.9196 | 110.4758 | 103.7304 | 65.3787 | 35.0602 | -23.5165 | -0.50625 | 0 | 0 | 0
0.5416666666666676100February | Resource 1 | Sublap 1 | 13:00 | 6 | 100 | February | 11000 | 0 | 0 | 0 | 0 | 0 | 0 | 0 | 0 | 0 | 0 | 0 | 0 | 0 | 9.8711 | 10.992 | 11.0476 | 10.373 | 6.5379 | 3.506 | -2.3516 | -0.050625 | 0 | 0 | 0 | 0 | 0 | 0 | 0 | 0 | 0 | 0 | 0 | 0 | 0 | 0 | 0 | 0 | 108.582 | 120.9115 | 121.5234 | 114.1034 | 71.9165 | 38.5662 | -25.8681 | -0.55687 | 0 | 0 | 0
0.5416666666666676100March | Resource 1 | Sublap 1 | 13:00 | 6 | 100 | March | 12000 | 0 | 0 | 0 | 0 | 0 | 0 | 0 | 0 | 0 | 0 | 0 | 0 | 0 | 9.8711 | 10.992 | 11.0476 | 10.373 | 6.5379 | 3.506 | -2.3516 | -0.050625 | 0 | 0 | 0 | 0 | 0 | 0 | 0 | 0 | 0 | 0 | 0 | 0 | 0 | 0 | 0 | 0 | 118.4531 | 131.9035 | 132.571 | 124.4765 | 78.4544 | 42.0722 | -28.2198 | -0.6075 | 0 | 0 | 0
0.5416666666666676100April | Resource 1 | Sublap 1 | 13:00 | 6 | 100 | April | 13000 | 0 | 0 | 0 | 0 | 0 | 0 | 0 | 0 | 0 | 0 | 0 | 0 | 0 | 9.8711 | 10.992 | 11.0476 | 10.373 | 6.5379 | 3.506 | -2.3516 | -0.050625 | 0 | 0 | 0 | 0 | 0 | 0 | 0 | 0 | 0 | 0 | 0 | 0 | 0 | 0 | 0 | 0 | 128.3242 | 142.8955 | 143.6185 | 134.8495 | 84.9923 | 45.5782 | -30.5714 | -0.65812 | 0 | 0 | 0
0.5416666666666676100May | Resource 1 | Sublap 1 | 13:00 | 6 | 100 | May | 14000 | 0 | 0 | 0 | 0 | 0 | 0 | 0 | 0 | 0 | 0 | 0 | 0 | 0 | 9.8711 | 10.992 | 11.0476 | 10.373 | 6.5379 | 3.506 | -2.3516 | -0.050625 | 0 | 0 | 0 | 0 | 0 | 0 | 0 | 0 | 0 | 0 | 0 | 0 | 0 | 0 | 0 | 0 | 138.1953 | 153.8874 | 154.6661 | 145.2225 | 91.5301 | 49.0842 | -32.9231 | -0.70875 | 0 | 0 | 0
0.5416666666666676100June | Resource 1 | Sublap 1 | 13:00 | 6 | 100 | June | 15000 | 0 | 0 | 0 | 0 | 0 | 0 | 0 | 0 | 0 | 0 | 0 | 0 | 0 | 9.8711 | 10.992 | 11.0476 | 10.373 | 6.5379 | 3.506 | -2.3516 | -0.050625 | 0 | 0 | 0 | 0 | 0 | 0 | 0 | 0 | 0 | 0 | 0 | 0 | 0 | 0 | 0 | 0 | 148.0664 | 164.8794 | 165.7137 | 155.5956 | 98.068 | 52.5903 | -35.2747 | -0.75937 | 0 | 0 | 0
0.5416666666666676100July | Resource 1 | Sublap 1 | 13:00 | 6 | 100 | July | 16000 | 0 | 0 | 0 | 0 | 0 | 0 | 0 | 0 | 0 | 0 | 0 | 0 | 0 | 9.8711 | 10.992 | 11.0476 | 10.373 | 6.5379 | 3.506 | -2.3516 | -0.050625 | 0 | 0 | 0 | 0 | 0 | 0 | 0 | 0 | 0 | 0 | 0 | 0 | 0 | 0 | 0 | 0 | 157.9375 | 175.8713 | 176.7613 | 165.9686 | 104.6059 | 56.0963 | -37.6264 | -0.81 | 0 | 0 | 0
0.5416666666666676100August | Resource 1 | Sublap 1 | 13:00 | 6 | 100 | August | 17000 | 0 | 0 | 0 | 0 | 0 | 0 | 0 | 0 | 0 | 0 | 0 | 0 | 0 | 9.8711 | 10.992 | 11.0476 | 10.373 | 6.5379 | 3.506 | -2.3516 | -0.050625 | 0 | 0 | 0 | 0 | 0 | 0 | 0 | 0 | 0 | 0 | 0 | 0 | 0 | 0 | 0 | 0 | 167.8086 | 186.8633 | 187.8089 | 176.3416 | 111.1437 | 59.6023 | -39.978 | -0.86062 | 0 | 0 | 0
0.5416666666666676100September | Resource 1 | Sublap 1 | 13:00 | 6 | 100 | September | 18000 | 0 | 0 | 0 | 0 | 0 | 0 | 0 | 0 | 0 | 0 | 0 | 0 | 0 | 9.8711 | 10.992 | 11.0476 | 10.373 | 6.5379 | 3.506 | -2.3516 | -0.050625 | 0 | 0 | 0 | 0 | 0 | 0 | 0 | 0 | 0 | 0 | 0 | 0 | 0 | 0 | 0 | 0 | 177.6797 | 197.8552 | 198.8564 | 186.7147 | 117.6816 | 63.1083 | -42.3297 | -0.91125 | 0 | 0 | 0
0.5416666666666676100October | Resource 1 | Sublap 1 | 13:00 | 6 | 100 | October | 19000 | 0 | 0 | 0 | 0 | 0 | 0 | 0 | 0 | 0 | 0 | 0 | 0 | 0 | 9.8711 | 10.992 | 11.0476 | 10.373 | 6.5379 | 3.506 | -2.3516 | -0.050625 | 0 | 0 | 0 | 0 | 0 | 0 | 0 | 0 | 0 | 0 | 0 | 0 | 0 | 0 | 0 | 0 | 187.5507 | 208.8472 | 209.904 | 197.0877 | 124.2195 | 66.6143 | -44.6813 | -0.96187 | 0 | 0 | 0
0.5416666666666676100November | Resource 1 | Sublap 1 | 13:00 | 6 | 100 | November | 20000 | 0 | 0 | 0 | 0 | 0 | 0 | 0 | 0 | 0 | 0 | 0 | 0 | 0 | 9.8711 | 10.992 | 11.0476 | 10.373 | 6.5379 | 3.506 | -2.3516 | -0.050625 | 0 | 0 | 0 | 0 | 0 | 0 | 0 | 0 | 0 | 0 | 0 | 0 | 0 | 0 | 0 | 0 | 197.4218 | 219.8392 | 220.9516 | 207.4608 | 130.7573 | 70.1204 | -47.0329 | -1.0125 | 0 | 0 | 0
0.5416666666666676100December | Resource 1 | Sublap 1 | 13:00 | 6 | 100 | December | 21000 | 0 | 0 | 0 | 0 | 0 | 0 | 0 | 0 | 0 | 0 | 0 | 0 | 0 | 9.8711 | 10.992 | 11.0476 | 10.373 | 6.5379 | 3.506 | -2.3516 | -0.050625 | 0 | 0 | 0 | 0 | 0 | 0 | 0 | 0 | 0 | 0 | 0 | 0 | 0 | 0 | 0 | 0 | 207.2929 | 230.8311 | 231.9992 | 217.8338 | 137.2952 | 73.6264 | -49.3846 | -1.0631 | 0 | 0 | 0
0.5416666666666676101January | Resource 1 | Sublap 1 | 13:00 | 6 | 101 | January | 10000 | 0 | 0 | 0 | 0 | 0 | 0 | 0 | 0 | 0 | 0 | 0 | 0 | 0 | 8.5926 | 9.5768 | 10.1981 | 8.5918 | 5.7506 | 2.8823 | -2.0152 | -0.043405 | 0 | 0 | 0 | 0 | 0 | 0 | 0 | 0 | 0 | 0 | 0 | 0 | 0 | 0 | 0 | 0 | 85.9262 | 95.7679 | 101.9807 | 85.9179 | 57.5064 | 28.8231 | -20.1525 | -0.43405 | 0 | 0 | 0
0.5416666666666676101February | Resource 1 | Sublap 1 | 13:00 | 6 | 101 | February | 11000 | 0 | 0 | 0 | 0 | 0 | 0 | 0 | 0 | 0 | 0 | 0 | 0 | 0 | 8.5926 | 9.5768 | 10.1981 | 8.5918 | 5.7506 | 2.8823 | -2.0152 | -0.043405 | 0 | 0 | 0 | 0 | 0 | 0 | 0 | 0 | 0 | 0 | 0 | 0 | 0 | 0 | 0 | 0 | 94.5188 | 105.3447 | 112.1788 | 94.5096 | 63.257 | 31.7054 | -22.1678 | -0.47746 | 0 | 0 | 0
0.5416666666666676101March | Resource 1 | Sublap 1 | 13:00 | 6 | 101 | March | 12000 | 0 | 0 | 0 | 0 | 0 | 0 | 0 | 0 | 0 | 0 | 0 | 0 | 0 | 8.5926 | 9.5768 | 10.1981 | 8.5918 | 5.7506 | 2.8823 | -2.0152 | -0.043405 | 0 | 0 | 0 | 0 | 0 | 0 | 0 | 0 | 0 | 0 | 0 | 0 | 0 | 0 | 0 | 0 | 103.1114 | 114.9215 | 122.3768 | 103.1014 | 69.0076 | 34.5877 | -24.183 | -0.52086 | 0 | 0 | 0
0.5416666666666676101April | Resource 1 | Sublap 1 | 13:00 | 6 | 101 | April | 13000 | 0 | 0 | 0 | 0 | 0 | 0 | 0 | 0 | 0 | 0 | 0 | 0 | 0 | 8.5926 | 9.5768 | 10.1981 | 8.5918 | 5.7506 | 2.8823 | -2.0152 | -0.043405 | 0 | 0 | 0 | 0 | 0 | 0 | 0 | 0 | 0 | 0 | 0 | 0 | 0 | 0 | 0 | 0 | 111.704 | 124.4983 | 132.5749 | 111.6932 | 74.7583 | 37.47 | -26.1983 | -0.56427 | 0 | 0 | 0
0.5416666666666676101May | Resource 1 | Sublap 1 | 13:00 | 6 | 101 | May | 14000 | 0 | 0 | 0 | 0 | 0 | 0 | 0 | 0 | 0 | 0 | 0 | 0 | 0 | 8.5926 | 9.5768 | 10.1981 | 8.5918 | 5.7506 | 2.8823 | -2.0152 | -0.043405 | 0 | 0 | 0 | 0 | 0 | 0 | 0 | 0 | 0 | 0 | 0 | 0 | 0 | 0 | 0 | 0 | 120.2966 | 134.0751 | 142.773 | 120.285 | 80.5089 | 40.3523 | -28.2135 | -0.60767 | 0 | 0 | 0
0.5416666666666676101June | Resource 1 | Sublap 1 | 13:00 | 6 | 101 | June | 15000 | 0 | 0 | 0 | 0 | 0 | 0 | 0 | 0 | 0 | 0 | 0 | 0 | 0 | 8.5926 | 9.5768 | 10.1981 | 8.5918 | 5.7506 | 2.8823 | -2.0152 | -0.043405 | 0 | 0 | 0 | 0 | 0 | 0 | 0 | 0 | 0 | 0 | 0 | 0 | 0 | 0 | 0 | 0 | 128.8892 | 143.6518 | 152.9711 | 128.8768 | 86.2595 | 43.2346 | -30.2288 | -0.65108 | 0 | 0 | 0
0.5416666666666676101July | Resource 1 | Sublap 1 | 13:00 | 6 | 101 | July | 16000 | 0 | 0 | 0 | 0 | 0 | 0 | 0 | 0 | 0 | 0 | 0 | 0 | 0 | 8.5926 | 9.5768 | 10.1981 | 8.5918 | 5.7506 | 2.8823 | -2.0152 | -0.043405 | 0 | 0 | 0 | 0 | 0 | 0 | 0 | 0 | 0 | 0 | 0 | 0 | 0 | 0 | 0 | 0 | 137.4818 | 153.2286 | 163.1691 | 137.4686 | 92.0102 | 46.1169 | -32.244 | -0.69448 | 0 | 0 | 0
0.5416666666666676101August | Resource 1 | Sublap 1 | 13:00 | 6 | 101 | August | 17000 | 0 | 0 | 0 | 0 | 0 | 0 | 0 | 0 | 0 | 0 | 0 | 0 | 0 | 8.5926 | 9.5768 | 10.1981 | 8.5918 | 5.7506 | 2.8823 | -2.0152 | -0.043405 | 0 | 0 | 0 | 0 | 0 | 0 | 0 | 0 | 0 | 0 | 0 | 0 | 0 | 0 | 0 | 0 | 146.0745 | 162.8054 | 173.3672 | 146.0603 | 97.7608 | 48.9992 | -34.2593 | -0.73789 | 0 | 0 | 0
0.5416666666666676101September | Resource 1 | Sublap 1 | 13:00 | 6 | 101 | September | 18000 | 0 | 0 | 0 | 0 | 0 | 0 | 0 | 0 | 0 | 0 | 0 | 0 | 0 | 8.5926 | 9.5768 | 10.1981 | 8.5918 | 5.7506 | 2.8823 | -2.0152 | -0.043405 | 0 | 0 | 0 | 0 | 0 | 0 | 0 | 0 | 0 | 0 | 0 | 0 | 0 | 0 | 0 | 0 | 154.6671 | 172.3822 | 183.5653 | 154.6521 | 103.5115 | 51.8815 | -36.2745 | -0.78129 | 0 | 0 | 0
0.5416666666666676101October | Resource 1 | Sublap 1 | 13:00 | 6 | 101 | October | 19000 | 0 | 0 | 0 | 0 | 0 | 0 | 0 | 0 | 0 | 0 | 0 | 0 | 0 | 8.5926 | 9.5768 | 10.1981 | 8.5918 | 5.7506 | 2.8823 | -2.0152 | -0.043405 | 0 | 0 | 0 | 0 | 0 | 0 | 0 | 0 | 0 | 0 | 0 | 0 | 0 | 0 | 0 | 0 | 163.2597 | 181.959 | 193.7633 | 163.2439 | 109.2621 | 54.7638 | -38.2897 | -0.8247 | 0 | 0 | 0
0.5416666666666676101November | Resource 1 | Sublap 1 | 13:00 | 6 | 101 | November | 20000 | 0 | 0 | 0 | 0 | 0 | 0 | 0 | 0 | 0 | 0 | 0 | 0 | 0 | 8.5926 | 9.5768 | 10.1981 | 8.5918 | 5.7506 | 2.8823 | -2.0152 | -0.043405 | 0 | 0 | 0 | 0 | 0 | 0 | 0 | 0 | 0 | 0 | 0 | 0 | 0 | 0 | 0 | 0 | 171.8523 | 191.5358 | 203.9614 | 171.8357 | 115.0127 | 57.6461 | -40.305 | -0.8681 | 0 | 0 | 0
0.5416666666666676101December | Resource 1 | Sublap 1 | 13:00 | 6 | 101 | December | 21000 | 0 | 0 | 0 | 0 | 0 | 0 | 0 | 0 | 0 | 0 | 0 | 0 | 0 | 8.5926 | 9.5768 | 10.1981 | 8.5918 | 5.7506 | 2.8823 | -2.0152 | -0.043405 | 0 | 0 | 0 | 0 | 0 | 0 | 0 | 0 | 0 | 0 | 0 | 0 | 0 | 0 | 0 | 0 | 180.4449 | 201.1126 | 214.1595 | 180.4275 | 120.7634 | 60.5284 | -42.3202 | -0.91151 | 0 | 0 | 0
0.5416666666666676102January | Resource 1 | Sublap 1 | 13:00 | 6 | 102 | January | 10000 | 0 | 0 | 0 | 0 | 0 | 0 | 0 | 0 | 0 | 0 | 0 | 0 | 0 | 11.0215 | 12.3557 | 13.2529 | 12.0925 | 9.7239 | 7.9704 | -2.5695 | -0.0553 | 0 | 0 | 0 | 0 | 0 | 0 | 0 | 0 | 0 | 0 | 0 | 0 | 0 | 0 | 0 | 0 | 110.2148 | 123.5565 | 132.5293 | 120.9255 | 97.2388 | 79.7041 | -25.6946 | -0.553 | 0 | 0 | 0
0.5416666666666676102February | Resource 1 | Sublap 1 | 13:00 | 6 | 102 | February | 11000 | 0 | 0 | 0 | 0 | 0 | 0 | 0 | 0 | 0 | 0 | 0 | 0 | 0 | 11.0215 | 12.3557 | 13.2529 | 12.0925 | 9.7239 | 7.9704 | -2.5695 | -0.0553 | 0 | 0 | 0 | 0 | 0 | 0 | 0 | 0 | 0 | 0 | 0 | 0 | 0 | 0 | 0 | 0 | 121.2363 | 135.9121 | 145.7822 | 133.0181 | 106.9627 | 87.6745 | -28.2641 | -0.60829 | 0 | 0 | 0
0.5416666666666676102March | Resource 1 | Sublap 1 | 13:00 | 6 | 102 | March | 12000 | 0 | 0 | 0 | 0 | 0 | 0 | 0 | 0 | 0 | 0 | 0 | 0 | 0 | 11.0215 | 12.3557 | 13.2529 | 12.0925 | 9.7239 | 7.9704 | -2.5695 | -0.0553 | 0 | 0 | 0 | 0 | 0 | 0 | 0 | 0 | 0 | 0 | 0 | 0 | 0 | 0 | 0 | 0 | 132.2578 | 148.2677 | 159.0351 | 145.1106 | 116.6866 | 95.645 | -30.8335 | -0.66359 | 0 | 0 | 0
0.5416666666666676102April | Resource 1 | Sublap 1 | 13:00 | 6 | 102 | April | 13000 | 0 | 0 | 0 | 0 | 0 | 0 | 0 | 0 | 0 | 0 | 0 | 0 | 0 | 11.0215 | 12.3557 | 13.2529 | 12.0925 | 9.7239 | 7.9704 | -2.5695 | -0.0553 | 0 | 0 | 0 | 0 | 0 | 0 | 0 | 0 | 0 | 0 | 0 | 0 | 0 | 0 | 0 | 0 | 143.2793 | 160.6234 | 172.288 | 157.2032 | 126.4105 | 103.6154 | -33.403 | -0.71889 | 0 | 0 | 0
0.5416666666666676102May | Resource 1 | Sublap 1 | 13:00 | 6 | 102 | May | 14000 | 0 | 0 | 0 | 0 | 0 | 0 | 0 | 0 | 0 | 0 | 0 | 0 | 0 | 11.0215 | 12.3557 | 13.2529 | 12.0925 | 9.7239 | 7.9704 | -2.5695 | -0.0553 | 0 | 0 | 0 | 0 | 0 | 0 | 0 | 0 | 0 | 0 | 0 | 0 | 0 | 0 | 0 | 0 | 154.3008 | 172.979 | 185.541 | 169.2958 | 136.1344 | 111.5858 | -35.9724 | -0.77419 | 0 | 0 | 0
0.5416666666666676102June | Resource 1 | Sublap 1 | 13:00 | 6 | 102 | June | 15000 | 0 | 0 | 0 | 0 | 0 | 0 | 0 | 0 | 0 | 0 | 0 | 0 | 0 | 11.0215 | 12.3557 | 13.2529 | 12.0925 | 9.7239 | 7.9704 | -2.5695 | -0.0553 | 0 | 0 | 0 | 0 | 0 | 0 | 0 | 0 | 0 | 0 | 0 | 0 | 0 | 0 | 0 | 0 | 165.3223 | 185.3347 | 198.7939 | 181.3883 | 145.8583 | 119.5562 | -38.5419 | -0.82949 | 0 | 0 | 0
0.5416666666666676102July | Resource 1 | Sublap 1 | 13:00 | 6 | 102 | July | 16000 | 0 | 0 | 0 | 0 | 0 | 0 | 0 | 0 | 0 | 0 | 0 | 0 | 0 | 11.0215 | 12.3557 | 13.2529 | 12.0925 | 9.7239 | 7.9704 | -2.5695 | -0.0553 | 0 | 0 | 0 | 0 | 0 | 0 | 0 | 0 | 0 | 0 | 0 | 0 | 0 | 0 | 0 | 0 | 176.3437 | 197.6903 | 212.0468 | 193.4809 | 155.5822 | 127.5266 | -41.1113 | -0.88479 | 0 | 0 | 0
0.5416666666666676102August | Resource 1 | Sublap 1 | 13:00 | 6 | 102 | August | 17000 | 0 | 0 | 0 | 0 | 0 | 0 | 0 | 0 | 0 | 0 | 0 | 0 | 0 | 11.0215 | 12.3557 | 13.2529 | 12.0925 | 9.7239 | 7.9704 | -2.5695 | -0.0553 | 0 | 0 | 0 | 0 | 0 | 0 | 0 | 0 | 0 | 0 | 0 | 0 | 0 | 0 | 0 | 0 | 187.3652 | 210.046 | 225.2997 | 205.5734 | 165.306 | 135.497 | -43.6808 | -0.94009 | 0 | 0 | 0
0.5416666666666676102September | Resource 1 | Sublap 1 | 13:00 | 6 | 102 | September | 18000 | 0 | 0 | 0 | 0 | 0 | 0 | 0 | 0 | 0 | 0 | 0 | 0 | 0 | 11.0215 | 12.3557 | 13.2529 | 12.0925 | 9.7239 | 7.9704 | -2.5695 | -0.0553 | 0 | 0 | 0 | 0 | 0 | 0 | 0 | 0 | 0 | 0 | 0 | 0 | 0 | 0 | 0 | 0 | 198.3867 | 222.4016 | 238.5526 | 217.666 | 175.0299 | 143.4675 | -46.2503 | -0.99539 | 0 | 0 | 0
0.5416666666666676102October | Resource 1 | Sublap 1 | 13:00 | 6 | 102 | October | 19000 | 0 | 0 | 0 | 0 | 0 | 0 | 0 | 0 | 0 | 0 | 0 | 0 | 0 | 11.0215 | 12.3557 | 13.2529 | 12.0925 | 9.7239 | 7.9704 | -2.5695 | -0.0553 | 0 | 0 | 0 | 0 | 0 | 0 | 0 | 0 | 0 | 0 | 0 | 0 | 0 | 0 | 0 | 0 | 209.4082 | 234.7573 | 251.8056 | 229.7585 | 184.7538 | 151.4379 | -48.8197 | -1.0507 | 0 | 0 | 0
0.5416666666666676102November | Resource 1 | Sublap 1 | 13:00 | 6 | 102 | November | 20000 | 0 | 0 | 0 | 0 | 0 | 0 | 0 | 0 | 0 | 0 | 0 | 0 | 0 | 11.0215 | 12.3557 | 13.2529 | 12.0925 | 9.7239 | 7.9704 | -2.5695 | -0.0553 | 0 | 0 | 0 | 0 | 0 | 0 | 0 | 0 | 0 | 0 | 0 | 0 | 0 | 0 | 0 | 0 | 220.4297 | 247.1129 | 265.0585 | 241.8511 | 194.4777 | 159.4083 | -51.3892 | -1.106 | 0 | 0 | 0
0.5416666666666676102December | Resource 1 | Sublap 1 | 13:00 | 6 | 102 | December | 21000 | 0 | 0 | 0 | 0 | 0 | 0 | 0 | 0 | 0 | 0 | 0 | 0 | 0 | 11.0215 | 12.3557 | 13.2529 | 12.0925 | 9.7239 | 7.9704 | -2.5695 | -0.0553 | 0 | 0 | 0 | 0 | 0 | 0 | 0 | 0 | 0 | 0 | 0 | 0 | 0 | 0 | 0 | 0 | 231.4511 | 259.4686 | 278.3114 | 253.9436 | 204.2016 | 167.3787 | -53.9586 | -1.1613 | 0 | 0 | 0
0.5416666666666676103January | Resource 1 | Sublap 1 | 13:00 | 6 | 103 | January | 10000 | 0 | 0 | 0 | 0 | 0 | 0 | 0 | 0 | 0 | 0 | 0 | 0 | 0 | 11.5381 | 12.8618 | 13.7426 | 12.6833 | 10.9726 | 7.691 | -2.6953 | -0.058001 | 0 | 0 | 0 | 0 | 0 | 0 | 0 | 0 | 0 | 0 | 0 | 0 | 0 | 0 | 0 | 0 | 115.3807 | 128.6183 | 137.4258 | 126.8328 | 109.7262 | 76.9096 | -26.9531 | -0.58 | 0 | 0 | 0
0.5416666666666676103February | Resource 1 | Sublap 1 | 13:00 | 6 | 103 | February | 11000 | 0 | 0 | 0 | 0 | 0 | 0 | 0 | 0 | 0 | 0 | 0 | 0 | 0 | 11.5381 | 12.8618 | 13.7426 | 12.6833 | 10.9726 | 7.691 | -2.6953 | -0.058001 | 0 | 0 | 0 | 0 | 0 | 0 | 0 | 0 | 0 | 0 | 0 | 0 | 0 | 0 | 0 | 0 | 126.9187 | 141.4801 | 151.1684 | 139.5161 | 120.6988 | 84.6006 | -29.6484 | -0.63801 | 0 | 0 | 0
0.5416666666666676103March | Resource 1 | Sublap 1 | 13:00 | 6 | 103 | March | 12000 | 0 | 0 | 0 | 0 | 0 | 0 | 0 | 0 | 0 | 0 | 0 | 0 | 0 | 11.5381 | 12.8618 | 13.7426 | 12.6833 | 10.9726 | 7.691 | -2.6953 | -0.058001 | 0 | 0 | 0 | 0 | 0 | 0 | 0 | 0 | 0 | 0 | 0 | 0 | 0 | 0 | 0 | 0 | 138.4568 | 154.342 | 164.9109 | 152.1994 | 131.6714 | 92.2915 | -32.3437 | -0.69601 | 0 | 0 | 0
0.5416666666666676103April | Resource 1 | Sublap 1 | 13:00 | 6 | 103 | April | 13000 | 0 | 0 | 0 | 0 | 0 | 0 | 0 | 0 | 0 | 0 | 0 | 0 | 0 | 11.5381 | 12.8618 | 13.7426 | 12.6833 | 10.9726 | 7.691 | -2.6953 | -0.058001 | 0 | 0 | 0 | 0 | 0 | 0 | 0 | 0 | 0 | 0 | 0 | 0 | 0 | 0 | 0 | 0 | 149.9948 | 167.2038 | 178.6535 | 164.8827 | 142.644 | 99.9825 | -35.039 | -0.75401 | 0 | 0 | 0
0.5416666666666676103May | Resource 1 | Sublap 1 | 13:00 | 6 | 103 | May | 14000 | 0 | 0 | 0 | 0 | 0 | 0 | 0 | 0 | 0 | 0 | 0 | 0 | 0 | 11.5381 | 12.8618 | 13.7426 | 12.6833 | 10.9726 | 7.691 | -2.6953 | -0.058001 | 0 | 0 | 0 | 0 | 0 | 0 | 0 | 0 | 0 | 0 | 0 | 0 | 0 | 0 | 0 | 0 | 161.5329 | 180.0656 | 192.3961 | 177.5659 | 153.6166 | 107.6734 | -37.7343 | -0.81201 | 0 | 0 | 0
0.5416666666666676103June | Resource 1 | Sublap 1 | 13:00 | 6 | 103 | June | 15000 | 0 | 0 | 0 | 0 | 0 | 0 | 0 | 0 | 0 | 0 | 0 | 0 | 0 | 11.5381 | 12.8618 | 13.7426 | 12.6833 | 10.9726 | 7.691 | -2.6953 | -0.058001 | 0 | 0 | 0 | 0 | 0 | 0 | 0 | 0 | 0 | 0 | 0 | 0 | 0 | 0 | 0 | 0 | 173.071 | 192.9275 | 206.1387 | 190.2492 | 164.5892 | 115.3644 | -40.4296 | -0.87001 | 0 | 0 | 0
0.5416666666666676103July | Resource 1 | Sublap 1 | 13:00 | 6 | 103 | July | 16000 | 0 | 0 | 0 | 0 | 0 | 0 | 0 | 0 | 0 | 0 | 0 | 0 | 0 | 11.5381 | 12.8618 | 13.7426 | 12.6833 | 10.9726 | 7.691 | -2.6953 | -0.058001 | 0 | 0 | 0 | 0 | 0 | 0 | 0 | 0 | 0 | 0 | 0 | 0 | 0 | 0 | 0 | 0 | 184.609 | 205.7893 | 219.8813 | 202.9325 | 175.5619 | 123.0554 | -43.1249 | -0.92801 | 0 | 0 | 0
0.5416666666666676103August | Resource 1 | Sublap 1 | 13:00 | 6 | 103 | August | 17000 | 0 | 0 | 0 | 0 | 0 | 0 | 0 | 0 | 0 | 0 | 0 | 0 | 0 | 11.5381 | 12.8618 | 13.7426 | 12.6833 | 10.9726 | 7.691 | -2.6953 | -0.058001 | 0 | 0 | 0 | 0 | 0 | 0 | 0 | 0 | 0 | 0 | 0 | 0 | 0 | 0 | 0 | 0 | 196.1471 | 218.6512 | 233.6239 | 215.6158 | 186.5345 | 130.7463 | -45.8202 | -0.98601 | 0 | 0 | 0
0.5416666666666676103September | Resource 1 | Sublap 1 | 13:00 | 6 | 103 | September | 18000 | 0 | 0 | 0 | 0 | 0 | 0 | 0 | 0 | 0 | 0 | 0 | 0 | 0 | 11.5381 | 12.8618 | 13.7426 | 12.6833 | 10.9726 | 7.691 | -2.6953 | -0.058001 | 0 | 0 | 0 | 0 | 0 | 0 | 0 | 0 | 0 | 0 | 0 | 0 | 0 | 0 | 0 | 0 | 207.6852 | 231.513 | 247.3664 | 228.2991 | 197.5071 | 138.4373 | -48.5155 | -1.044 | 0 | 0 | 0
0.5416666666666676103October | Resource 1 | Sublap 1 | 13:00 | 6 | 103 | October | 19000 | 0 | 0 | 0 | 0 | 0 | 0 | 0 | 0 | 0 | 0 | 0 | 0 | 0 | 11.5381 | 12.8618 | 13.7426 | 12.6833 | 10.9726 | 7.691 | -2.6953 | -0.058001 | 0 | 0 | 0 | 0 | 0 | 0 | 0 | 0 | 0 | 0 | 0 | 0 | 0 | 0 | 0 | 0 | 219.2232 | 244.3748 | 261.109 | 240.9823 | 208.4797 | 146.1282 | -51.2108 | -1.102 | 0 | 0 | 0
0.5416666666666676103November | Resource 1 | Sublap 1 | 13:00 | 6 | 103 | November | 20000 | 0 | 0 | 0 | 0 | 0 | 0 | 0 | 0 | 0 | 0 | 0 | 0 | 0 | 11.5381 | 12.8618 | 13.7426 | 12.6833 | 10.9726 | 7.691 | -2.6953 | -0.058001 | 0 | 0 | 0 | 0 | 0 | 0 | 0 | 0 | 0 | 0 | 0 | 0 | 0 | 0 | 0 | 0 | 230.7613 | 257.2366 | 274.8516 | 253.6656 | 219.4523 | 153.8192 | -53.9061 | -1.16 | 0 | 0 | 0
0.5416666666666676103December | Resource 1 | Sublap 1 | 13:00 | 6 | 103 | December | 21000 | 0 | 0 | 0 | 0 | 0 | 0 | 0 | 0 | 0 | 0 | 0 | 0 | 0 | 11.5381 | 12.8618 | 13.7426 | 12.6833 | 10.9726 | 7.691 | -2.6953 | -0.058001 | 0 | 0 | 0 | 0 | 0 | 0 | 0 | 0 | 0 | 0 | 0 | 0 | 0 | 0 | 0 | 0 | 242.2994 | 270.0985 | 288.5942 | 266.3489 | 230.4249 | 161.5102 | -56.6014 | -1.218 | 0 | 0 | 0
0.5416666666666676104January | Resource 1 | Sublap 1 | 13:00 | 6 | 104 | January | 10000 | 0 | 0 | 0 | 0 | 0 | 0 | 0 | 0 | 0 | 0 | 0 | 0 | 0 | 12.419 | 13.7982 | 14.8138 | 13.6472 | 10.7845 | 6.8488 | -2.9059 | -0.062519 | 0 | 0 | 0 | 0 | 0 | 0 | 0 | 0 | 0 | 0 | 0 | 0 | 0 | 0 | 0 | 0 | 124.1901 | 137.9822 | 148.1382 | 136.4719 | 107.8455 | 68.4875 | -29.0586 | -0.62519 | 0 | 0 | 0
0.5416666666666676104February | Resource 1 | Sublap 1 | 13:00 | 6 | 104 | February | 11000 | 0 | 0 | 0 | 0 | 0 | 0 | 0 | 0 | 0 | 0 | 0 | 0 | 0 | 12.419 | 13.7982 | 14.8138 | 13.6472 | 10.7845 | 6.8488 | -2.9059 | -0.062519 | 0 | 0 | 0 | 0 | 0 | 0 | 0 | 0 | 0 | 0 | 0 | 0 | 0 | 0 | 0 | 0 | 136.6091 | 151.7804 | 162.952 | 150.1191 | 118.6301 | 75.3363 | -31.9644 | -0.68771 | 0 | 0 | 0
0.5416666666666676104March | Resource 1 | Sublap 1 | 13:00 | 6 | 104 | March | 12000 | 0 | 0 | 0 | 0 | 0 | 0 | 0 | 0 | 0 | 0 | 0 | 0 | 0 | 12.419 | 13.7982 | 14.8138 | 13.6472 | 10.7845 | 6.8488 | -2.9059 | -0.062519 | 0 | 0 | 0 | 0 | 0 | 0 | 0 | 0 | 0 | 0 | 0 | 0 | 0 | 0 | 0 | 0 | 149.0281 | 165.5786 | 177.7659 | 163.7663 | 129.4146 | 82.185 | -34.8703 | -0.75023 | 0 | 0 | 0
0.5416666666666676104April | Resource 1 | Sublap 1 | 13:00 | 6 | 104 | April | 13000 | 0 | 0 | 0 | 0 | 0 | 0 | 0 | 0 | 0 | 0 | 0 | 0 | 0 | 12.419 | 13.7982 | 14.8138 | 13.6472 | 10.7845 | 6.8488 | -2.9059 | -0.062519 | 0 | 0 | 0 | 0 | 0 | 0 | 0 | 0 | 0 | 0 | 0 | 0 | 0 | 0 | 0 | 0 | 161.4471 | 179.3768 | 192.5797 | 177.4135 | 140.1992 | 89.0338 | -37.7761 | -0.81275 | 0 | 0 | 0
0.5416666666666676104May | Resource 1 | Sublap 1 | 13:00 | 6 | 104 | May | 14000 | 0 | 0 | 0 | 0 | 0 | 0 | 0 | 0 | 0 | 0 | 0 | 0 | 0 | 12.419 | 13.7982 | 14.8138 | 13.6472 | 10.7845 | 6.8488 | -2.9059 | -0.062519 | 0 | 0 | 0 | 0 | 0 | 0 | 0 | 0 | 0 | 0 | 0 | 0 | 0 | 0 | 0 | 0 | 173.8661 | 193.175 | 207.3935 | 191.0607 | 150.9837 | 95.8825 | -40.682 | -0.87527 | 0 | 0 | 0
0.5416666666666676104June | Resource 1 | Sublap 1 | 13:00 | 6 | 104 | June | 15000 | 0 | 0 | 0 | 0 | 0 | 0 | 0 | 0 | 0 | 0 | 0 | 0 | 0 | 12.419 | 13.7982 | 14.8138 | 13.6472 | 10.7845 | 6.8488 | -2.9059 | -0.062519 | 0 | 0 | 0 | 0 | 0 | 0 | 0 | 0 | 0 | 0 | 0 | 0 | 0 | 0 | 0 | 0 | 186.2852 | 206.9733 | 222.2073 | 204.7079 | 161.7683 | 102.7313 | -43.5879 | -0.93779 | 0 | 0 | 0
0.5416666666666676104July | Resource 1 | Sublap 1 | 13:00 | 6 | 104 | July | 16000 | 0 | 0 | 0 | 0 | 0 | 0 | 0 | 0 | 0 | 0 | 0 | 0 | 0 | 12.419 | 13.7982 | 14.8138 | 13.6472 | 10.7845 | 6.8488 | -2.9059 | -0.062519 | 0 | 0 | 0 | 0 | 0 | 0 | 0 | 0 | 0 | 0 | 0 | 0 | 0 | 0 | 0 | 0 | 198.7042 | 220.7715 | 237.0211 | 218.3551 | 172.5528 | 109.5801 | -46.4937 | -1.0003 | 0 | 0 | 0
0.5416666666666676104August | Resource 1 | Sublap 1 | 13:00 | 6 | 104 | August | 17000 | 0 | 0 | 0 | 0 | 0 | 0 | 0 | 0 | 0 | 0 | 0 | 0 | 0 | 12.419 | 13.7982 | 14.8138 | 13.6472 | 10.7845 | 6.8488 | -2.9059 | -0.062519 | 0 | 0 | 0 | 0 | 0 | 0 | 0 | 0 | 0 | 0 | 0 | 0 | 0 | 0 | 0 | 0 | 211.1232 | 234.5697 | 251.835 | 232.0023 | 183.3374 | 116.4288 | -49.3996 | -1.0628 | 0 | 0 | 0
0.5416666666666676104September | Resource 1 | Sublap 1 | 13:00 | 6 | 104 | September | 18000 | 0 | 0 | 0 | 0 | 0 | 0 | 0 | 0 | 0 | 0 | 0 | 0 | 0 | 12.419 | 13.7982 | 14.8138 | 13.6472 | 10.7845 | 6.8488 | -2.9059 | -0.062519 | 0 | 0 | 0 | 0 | 0 | 0 | 0 | 0 | 0 | 0 | 0 | 0 | 0 | 0 | 0 | 0 | 223.5422 | 248.3679 | 266.6488 | 245.6495 | 194.1219 | 123.2776 | -52.3054 | -1.1253 | 0 | 0 | 0
0.5416666666666676104October | Resource 1 | Sublap 1 | 13:00 | 6 | 104 | October | 19000 | 0 | 0 | 0 | 0 | 0 | 0 | 0 | 0 | 0 | 0 | 0 | 0 | 0 | 12.419 | 13.7982 | 14.8138 | 13.6472 | 10.7845 | 6.8488 | -2.9059 | -0.062519 | 0 | 0 | 0 | 0 | 0 | 0 | 0 | 0 | 0 | 0 | 0 | 0 | 0 | 0 | 0 | 0 | 235.9612 | 262.1661 | 281.4626 | 259.2967 | 204.9065 | 130.1263 | -55.2113 | -1.1879 | 0 | 0 | 0
0.5416666666666676104November | Resource 1 | Sublap 1 | 13:00 | 6 | 104 | November | 20000 | 0 | 0 | 0 | 0 | 0 | 0 | 0 | 0 | 0 | 0 | 0 | 0 | 0 | 12.419 | 13.7982 | 14.8138 | 13.6472 | 10.7845 | 6.8488 | -2.9059 | -0.062519 | 0 | 0 | 0 | 0 | 0 | 0 | 0 | 0 | 0 | 0 | 0 | 0 | 0 | 0 | 0 | 0 | 248.3802 | 275.9643 | 296.2764 | 272.9439 | 215.691 | 136.9751 | -58.1171 | -1.2504 | 0 | 0 | 0
0.5416666666666676104December | Resource 1 | Sublap 1 | 13:00 | 6 | 104 | December | 21000 | 0 | 0 | 0 | 0 | 0 | 0 | 0 | 0 | 0 | 0 | 0 | 0 | 0 | 12.419 | 13.7982 | 14.8138 | 13.6472 | 10.7845 | 6.8488 | -2.9059 | -0.062519 | 0 | 0 | 0 | 0 | 0 | 0 | 0 | 0 | 0 | 0 | 0 | 0 | 0 | 0 | 0 | 0 | 260.7992 | 289.7625 | 311.0902 | 286.5911 | 226.4756 | 143.8238 | -61.023 | -1.3129 | 0 | 0 | 0
0.5416666666666676105January | Resource 1 | Sublap 1 | 13:00 | 6 | 105 | January | 10000 | 0 | 0 | 0 | 0 | 0 | 0 | 0 | 0 | 0 | 0 | 0 | 0 | 0 | 10.5835 | 11.7972 | 12.6058 | 11.5739 | 8.2772 | 2.7602 | -2.4678 | -0.053118 | 0 | 0 | 0 | 0 | 0 | 0 | 0 | 0 | 0 | 0 | 0 | 0 | 0 | 0 | 0 | 0 | 105.8348 | 117.9717 | 126.0582 | 115.7391 | 82.7724 | 27.6019 | -24.6781 | -0.53118 | 0 | 0 | 0
0.5416666666666676105February | Resource 1 | Sublap 1 | 13:00 | 6 | 105 | February | 11000 | 0 | 0 | 0 | 0 | 0 | 0 | 0 | 0 | 0 | 0 | 0 | 0 | 0 | 10.5835 | 11.7972 | 12.6058 | 11.5739 | 8.2772 | 2.7602 | -2.4678 | -0.053118 | 0 | 0 | 0 | 0 | 0 | 0 | 0 | 0 | 0 | 0 | 0 | 0 | 0 | 0 | 0 | 0 | 116.4183 | 129.7689 | 138.664 | 127.313 | 91.0496 | 30.3621 | -27.1459 | -0.5843 | 0 | 0 | 0
0.5416666666666676105March | Resource 1 | Sublap 1 | 13:00 | 6 | 105 | March | 12000 | 0 | 0 | 0 | 0 | 0 | 0 | 0 | 0 | 0 | 0 | 0 | 0 | 0 | 10.5835 | 11.7972 | 12.6058 | 11.5739 | 8.2772 | 2.7602 | -2.4678 | -0.053118 | 0 | 0 | 0 | 0 | 0 | 0 | 0 | 0 | 0 | 0 | 0 | 0 | 0 | 0 | 0 | 0 | 127.0018 | 141.5661 | 151.2698 | 138.8869 | 99.3268 | 33.1223 | -29.6138 | -0.63742 | 0 | 0 | 0
0.5416666666666676105April | Resource 1 | Sublap 1 | 13:00 | 6 | 105 | April | 13000 | 0 | 0 | 0 | 0 | 0 | 0 | 0 | 0 | 0 | 0 | 0 | 0 | 0 | 10.5835 | 11.7972 | 12.6058 | 11.5739 | 8.2772 | 2.7602 | -2.4678 | -0.053118 | 0 | 0 | 0 | 0 | 0 | 0 | 0 | 0 | 0 | 0 | 0 | 0 | 0 | 0 | 0 | 0 | 137.5853 | 153.3632 | 163.8756 | 150.4609 | 107.6041 | 35.8825 | -32.0816 | -0.69053 | 0 | 0 | 0
0.5416666666666676105May | Resource 1 | Sublap 1 | 13:00 | 6 | 105 | May | 14000 | 0 | 0 | 0 | 0 | 0 | 0 | 0 | 0 | 0 | 0 | 0 | 0 | 0 | 10.5835 | 11.7972 | 12.6058 | 11.5739 | 8.2772 | 2.7602 | -2.4678 | -0.053118 | 0 | 0 | 0 | 0 | 0 | 0 | 0 | 0 | 0 | 0 | 0 | 0 | 0 | 0 | 0 | 0 | 148.1687 | 165.1604 | 176.4814 | 162.0348 | 115.8813 | 38.6427 | -34.5494 | -0.74365 | 0 | 0 | 0
0.5416666666666676105June | Resource 1 | Sublap 1 | 13:00 | 6 | 105 | June | 15000 | 0 | 0 | 0 | 0 | 0 | 0 | 0 | 0 | 0 | 0 | 0 | 0 | 0 | 10.5835 | 11.7972 | 12.6058 | 11.5739 | 8.2772 | 2.7602 | -2.4678 | -0.053118 | 0 | 0 | 0 | 0 | 0 | 0 | 0 | 0 | 0 | 0 | 0 | 0 | 0 | 0 | 0 | 0 | 158.7522 | 176.9576 | 189.0872 | 173.6087 | 124.1586 | 41.4029 | -37.0172 | -0.79677 | 0 | 0 | 0
0.5416666666666676105July | Resource 1 | Sublap 1 | 13:00 | 6 | 105 | July | 16000 | 0 | 0 | 0 | 0 | 0 | 0 | 0 | 0 | 0 | 0 | 0 | 0 | 0 | 10.5835 | 11.7972 | 12.6058 | 11.5739 | 8.2772 | 2.7602 | -2.4678 | -0.053118 | 0 | 0 | 0 | 0 | 0 | 0 | 0 | 0 | 0 | 0 | 0 | 0 | 0 | 0 | 0 | 0 | 169.3357 | 188.7547 | 201.6931 | 185.1826 | 132.4358 | 44.1631 | -39.485 | -0.84989 | 0 | 0 | 0
0.5416666666666676105August | Resource 1 | Sublap 1 | 13:00 | 6 | 105 | August | 17000 | 0 | 0 | 0 | 0 | 0 | 0 | 0 | 0 | 0 | 0 | 0 | 0 | 0 | 10.5835 | 11.7972 | 12.6058 | 11.5739 | 8.2772 | 2.7602 | -2.4678 | -0.053118 | 0 | 0 | 0 | 0 | 0 | 0 | 0 | 0 | 0 | 0 | 0 | 0 | 0 | 0 | 0 | 0 | 179.9192 | 200.5519 | 214.2989 | 196.7565 | 140.713 | 46.9233 | -41.9528 | -0.90301 | 0 | 0 | 0
0.5416666666666676105September | Resource 1 | Sublap 1 | 13:00 | 6 | 105 | September | 18000 | 0 | 0 | 0 | 0 | 0 | 0 | 0 | 0 | 0 | 0 | 0 | 0 | 0 | 10.5835 | 11.7972 | 12.6058 | 11.5739 | 8.2772 | 2.7602 | -2.4678 | -0.053118 | 0 | 0 | 0 | 0 | 0 | 0 | 0 | 0 | 0 | 0 | 0 | 0 | 0 | 0 | 0 | 0 | 190.5027 | 212.3491 | 226.9047 | 208.3304 | 148.9903 | 49.6834 | -44.4206 | -0.95612 | 0 | 0 | 0
0.5416666666666676105October | Resource 1 | Sublap 1 | 13:00 | 6 | 105 | October | 19000 | 0 | 0 | 0 | 0 | 0 | 0 | 0 | 0 | 0 | 0 | 0 | 0 | 0 | 10.5835 | 11.7972 | 12.6058 | 11.5739 | 8.2772 | 2.7602 | -2.4678 | -0.053118 | 0 | 0 | 0 | 0 | 0 | 0 | 0 | 0 | 0 | 0 | 0 | 0 | 0 | 0 | 0 | 0 | 201.0861 | 224.1463 | 239.5105 | 219.9043 | 157.2675 | 52.4436 | -46.8884 | -1.0092 | 0 | 0 | 0
0.5416666666666676105November | Resource 1 | Sublap 1 | 13:00 | 6 | 105 | November | 20000 | 0 | 0 | 0 | 0 | 0 | 0 | 0 | 0 | 0 | 0 | 0 | 0 | 0 | 10.5835 | 11.7972 | 12.6058 | 11.5739 | 8.2772 | 2.7602 | -2.4678 | -0.053118 | 0 | 0 | 0 | 0 | 0 | 0 | 0 | 0 | 0 | 0 | 0 | 0 | 0 | 0 | 0 | 0 | 211.6696 | 235.9434 | 252.1163 | 231.4783 | 165.5448 | 55.2038 | -49.3563 | -1.0624 | 0 | 0 | 0
0.5416666666666676105December | Resource 1 | Sublap 1 | 13:00 | 6 | 105 | December | 21000 | 0 | 0 | 0 | 0 | 0 | 0 | 0 | 0 | 0 | 0 | 0 | 0 | 0 | 10.5835 | 11.7972 | 12.6058 | 11.5739 | 8.2772 | 2.7602 | -2.4678 | -0.053118 | 0 | 0 | 0 | 0 | 0 | 0 | 0 | 0 | 0 | 0 | 0 | 0 | 0 | 0 | 0 | 0 | 222.2531 | 247.7406 | 264.7222 | 243.0522 | 173.822 | 57.964 | -51.8241 | -1.1155 | 0 | 0 | 0
0.5416666666666676106January | Resource 1 | Sublap 1 | 13:00 | 6 | 106 | January | 10000 | 0 | 0 | 0 | 0 | 0 | 0 | 0 | 0 | 0 | 0 | 0 | 0 | 0 | 10.0958 | 11.4209 | 12.3078 | 11.3037 | 10.3582 | 7.6669 | -2.3758 | -0.051144 | 0 | 0 | 0 | 0 | 0 | 0 | 0 | 0 | 0 | 0 | 0 | 0 | 0 | 0 | 0 | 0 | 100.9581 | 114.209 | 123.0781 | 113.0369 | 103.5825 | 76.6688 | -23.7585 | -0.51144 | 0 | 0 | 0
0.5416666666666676106February | Resource 1 | Sublap 1 | 13:00 | 6 | 106 | February | 11000 | 0 | 0 | 0 | 0 | 0 | 0 | 0 | 0 | 0 | 0 | 0 | 0 | 0 | 10.0958 | 11.4209 | 12.3078 | 11.3037 | 10.3582 | 7.6669 | -2.3758 | -0.051144 | 0 | 0 | 0 | 0 | 0 | 0 | 0 | 0 | 0 | 0 | 0 | 0 | 0 | 0 | 0 | 0 | 111.0539 | 125.6299 | 135.3859 | 124.3406 | 113.9407 | 84.3356 | -26.1343 | -0.56259 | 0 | 0 | 0
0.5416666666666676106March | Resource 1 | Sublap 1 | 13:00 | 6 | 106 | March | 12000 | 0 | 0 | 0 | 0 | 0 | 0 | 0 | 0 | 0 | 0 | 0 | 0 | 0 | 10.0958 | 11.4209 | 12.3078 | 11.3037 | 10.3582 | 7.6669 | -2.3758 | -0.051144 | 0 | 0 | 0 | 0 | 0 | 0 | 0 | 0 | 0 | 0 | 0 | 0 | 0 | 0 | 0 | 0 | 121.1497 | 137.0508 | 147.6937 | 135.6443 | 124.299 | 92.0025 | -28.5102 | -0.61373 | 0 | 0 | 0
0.5416666666666676106April | Resource 1 | Sublap 1 | 13:00 | 6 | 106 | April | 13000 | 0 | 0 | 0 | 0 | 0 | 0 | 0 | 0 | 0 | 0 | 0 | 0 | 0 | 10.0958 | 11.4209 | 12.3078 | 11.3037 | 10.3582 | 7.6669 | -2.3758 | -0.051144 | 0 | 0 | 0 | 0 | 0 | 0 | 0 | 0 | 0 | 0 | 0 | 0 | 0 | 0 | 0 | 0 | 131.2455 | 148.4717 | 160.0015 | 146.948 | 134.6572 | 99.6694 | -30.886 | -0.66487 | 0 | 0 | 0
0.5416666666666676106May | Resource 1 | Sublap 1 | 13:00 | 6 | 106 | May | 14000 | 0 | 0 | 0 | 0 | 0 | 0 | 0 | 0 | 0 | 0 | 0 | 0 | 0 | 10.0958 | 11.4209 | 12.3078 | 11.3037 | 10.3582 | 7.6669 | -2.3758 | -0.051144 | 0 | 0 | 0 | 0 | 0 | 0 | 0 | 0 | 0 | 0 | 0 | 0 | 0 | 0 | 0 | 0 | 141.3413 | 159.8926 | 172.3093 | 158.2517 | 145.0154 | 107.3363 | -33.2619 | -0.71602 | 0 | 0 | 0
0.5416666666666676106June | Resource 1 | Sublap 1 | 13:00 | 6 | 106 | June | 15000 | 0 | 0 | 0 | 0 | 0 | 0 | 0 | 0 | 0 | 0 | 0 | 0 | 0 | 10.0958 | 11.4209 | 12.3078 | 11.3037 | 10.3582 | 7.6669 | -2.3758 | -0.051144 | 0 | 0 | 0 | 0 | 0 | 0 | 0 | 0 | 0 | 0 | 0 | 0 | 0 | 0 | 0 | 0 | 151.4371 | 171.3135 | 184.6171 | 169.5554 | 155.3737 | 115.0031 | -35.6377 | -0.76716 | 0 | 0 | 0
0.5416666666666676106July | Resource 1 | Sublap 1 | 13:00 | 6 | 106 | July | 16000 | 0 | 0 | 0 | 0 | 0 | 0 | 0 | 0 | 0 | 0 | 0 | 0 | 0 | 10.0958 | 11.4209 | 12.3078 | 11.3037 | 10.3582 | 7.6669 | -2.3758 | -0.051144 | 0 | 0 | 0 | 0 | 0 | 0 | 0 | 0 | 0 | 0 | 0 | 0 | 0 | 0 | 0 | 0 | 161.5329 | 182.7344 | 196.9249 | 180.8591 | 165.7319 | 122.67 | -38.0136 | -0.81831 | 0 | 0 | 0
0.5416666666666676106August | Resource 1 | Sublap 1 | 13:00 | 6 | 106 | August | 17000 | 0 | 0 | 0 | 0 | 0 | 0 | 0 | 0 | 0 | 0 | 0 | 0 | 0 | 10.0958 | 11.4209 | 12.3078 | 11.3037 | 10.3582 | 7.6669 | -2.3758 | -0.051144 | 0 | 0 | 0 | 0 | 0 | 0 | 0 | 0 | 0 | 0 | 0 | 0 | 0 | 0 | 0 | 0 | 171.6288 | 194.1553 | 209.2327 | 192.1628 | 176.0902 | 130.3369 | -40.3894 | -0.86945 | 0 | 0 | 0
0.5416666666666676106September | Resource 1 | Sublap 1 | 13:00 | 6 | 106 | September | 18000 | 0 | 0 | 0 | 0 | 0 | 0 | 0 | 0 | 0 | 0 | 0 | 0 | 0 | 10.0958 | 11.4209 | 12.3078 | 11.3037 | 10.3582 | 7.6669 | -2.3758 | -0.051144 | 0 | 0 | 0 | 0 | 0 | 0 | 0 | 0 | 0 | 0 | 0 | 0 | 0 | 0 | 0 | 0 | 181.7245 | 205.5762 | 221.5405 | 203.4664 | 186.4484 | 138.0038 | -42.7653 | -0.9206 | 0 | 0 | 0
0.5416666666666676106October | Resource 1 | Sublap 1 | 13:00 | 6 | 106 | October | 19000 | 0 | 0 | 0 | 0 | 0 | 0 | 0 | 0 | 0 | 0 | 0 | 0 | 0 | 10.0958 | 11.4209 | 12.3078 | 11.3037 | 10.3582 | 7.6669 | -2.3758 | -0.051144 | 0 | 0 | 0 | 0 | 0 | 0 | 0 | 0 | 0 | 0 | 0 | 0 | 0 | 0 | 0 | 0 | 191.8204 | 216.9971 | 233.8484 | 214.7701 | 196.8067 | 145.6706 | -45.1411 | -0.97174 | 0 | 0 | 0
0.5416666666666676106November | Resource 1 | Sublap 1 | 13:00 | 6 | 106 | November | 20000 | 0 | 0 | 0 | 0 | 0 | 0 | 0 | 0 | 0 | 0 | 0 | 0 | 0 | 10.0958 | 11.4209 | 12.3078 | 11.3037 | 10.3582 | 7.6669 | -2.3758 | -0.051144 | 0 | 0 | 0 | 0 | 0 | 0 | 0 | 0 | 0 | 0 | 0 | 0 | 0 | 0 | 0 | 0 | 201.9162 | 228.418 | 246.1562 | 226.0738 | 207.1649 | 153.3375 | -47.517 | -1.0229 | 0 | 0 | 0
0.5416666666666676106December | Resource 1 | Sublap 1 | 13:00 | 6 | 106 | December | 21000 | 0 | 0 | 0 | 0 | 0 | 0 | 0 | 0 | 0 | 0 | 0 | 0 | 0 | 10.0958 | 11.4209 | 12.3078 | 11.3037 | 10.3582 | 7.6669 | -2.3758 | -0.051144 | 0 | 0 | 0 | 0 | 0 | 0 | 0 | 0 | 0 | 0 | 0 | 0 | 0 | 0 | 0 | 0 | 212.012 | 239.8389 | 258.464 | 237.3775 | 217.5232 | 161.0044 | -49.8928 | -1.074 | 0 | 0 | 0
0.5416666666666676107January | Resource 1 | Sublap 1 | 13:00 | 6 | 107 | January | 10000 | 0 | 0 | 0 | 0 | 0 | 0 | 0 | 0 | 0 | 0 | 0 | 0 | 0 | 11.9207 | 13.3743 | 14.3023 | 13.2793 | 11.3263 | 5.8692 | -2.7824 | -0.05987 | 0 | 0 | 0 | 0 | 0 | 0 | 0 | 0 | 0 | 0 | 0 | 0 | 0 | 0 | 0 | 0 | 119.2067 | 133.7431 | 143.0231 | 132.7933 | 113.2629 | 58.6915 | -27.8243 | -0.5987 | 0 | 0 | 0
0.5416666666666676107February | Resource 1 | Sublap 1 | 13:00 | 6 | 107 | February | 11000 | 0 | 0 | 0 | 0 | 0 | 0 | 0 | 0 | 0 | 0 | 0 | 0 | 0 | 11.9207 | 13.3743 | 14.3023 | 13.2793 | 11.3263 | 5.8692 | -2.7824 | -0.05987 | 0 | 0 | 0 | 0 | 0 | 0 | 0 | 0 | 0 | 0 | 0 | 0 | 0 | 0 | 0 | 0 | 131.1274 | 147.1174 | 157.3254 | 146.0727 | 124.5892 | 64.5607 | -30.6067 | -0.65857 | 0 | 0 | 0
0.5416666666666676107March | Resource 1 | Sublap 1 | 13:00 | 6 | 107 | March | 12000 | 0 | 0 | 0 | 0 | 0 | 0 | 0 | 0 | 0 | 0 | 0 | 0 | 0 | 11.9207 | 13.3743 | 14.3023 | 13.2793 | 11.3263 | 5.8692 | -2.7824 | -0.05987 | 0 | 0 | 0 | 0 | 0 | 0 | 0 | 0 | 0 | 0 | 0 | 0 | 0 | 0 | 0 | 0 | 143.0481 | 160.4917 | 171.6277 | 159.352 | 135.9155 | 70.4299 | -33.3892 | -0.71844 | 0 | 0 | 0
0.5416666666666676107April | Resource 1 | Sublap 1 | 13:00 | 6 | 107 | April | 13000 | 0 | 0 | 0 | 0 | 0 | 0 | 0 | 0 | 0 | 0 | 0 | 0 | 0 | 11.9207 | 13.3743 | 14.3023 | 13.2793 | 11.3263 | 5.8692 | -2.7824 | -0.05987 | 0 | 0 | 0 | 0 | 0 | 0 | 0 | 0 | 0 | 0 | 0 | 0 | 0 | 0 | 0 | 0 | 154.9687 | 173.866 | 185.93 | 172.6313 | 147.2417 | 76.299 | -36.1716 | -0.77831 | 0 | 0 | 0
0.5416666666666676107May | Resource 1 | Sublap 1 | 13:00 | 6 | 107 | May | 14000 | 0 | 0 | 0 | 0 | 0 | 0 | 0 | 0 | 0 | 0 | 0 | 0 | 0 | 11.9207 | 13.3743 | 14.3023 | 13.2793 | 11.3263 | 5.8692 | -2.7824 | -0.05987 | 0 | 0 | 0 | 0 | 0 | 0 | 0 | 0 | 0 | 0 | 0 | 0 | 0 | 0 | 0 | 0 | 166.8894 | 187.2403 | 200.2323 | 185.9107 | 158.568 | 82.1682 | -38.954 | -0.83818 | 0 | 0 | 0
0.5416666666666676107June | Resource 1 | Sublap 1 | 13:00 | 6 | 107 | June | 15000 | 0 | 0 | 0 | 0 | 0 | 0 | 0 | 0 | 0 | 0 | 0 | 0 | 0 | 11.9207 | 13.3743 | 14.3023 | 13.2793 | 11.3263 | 5.8692 | -2.7824 | -0.05987 | 0 | 0 | 0 | 0 | 0 | 0 | 0 | 0 | 0 | 0 | 0 | 0 | 0 | 0 | 0 | 0 | 178.8101 | 200.6146 | 214.5346 | 199.19 | 169.8943 | 88.0373 | -41.7365 | -0.89806 | 0 | 0 | 0
0.5416666666666676107July | Resource 1 | Sublap 1 | 13:00 | 6 | 107 | July | 16000 | 0 | 0 | 0 | 0 | 0 | 0 | 0 | 0 | 0 | 0 | 0 | 0 | 0 | 11.9207 | 13.3743 | 14.3023 | 13.2793 | 11.3263 | 5.8692 | -2.7824 | -0.05987 | 0 | 0 | 0 | 0 | 0 | 0 | 0 | 0 | 0 | 0 | 0 | 0 | 0 | 0 | 0 | 0 | 190.7307 | 213.9889 | 228.8369 | 212.4693 | 181.2206 | 93.9065 | -44.5189 | -0.95793 | 0 | 0 | 0
0.5416666666666676107August | Resource 1 | Sublap 1 | 13:00 | 6 | 107 | August | 17000 | 0 | 0 | 0 | 0 | 0 | 0 | 0 | 0 | 0 | 0 | 0 | 0 | 0 | 11.9207 | 13.3743 | 14.3023 | 13.2793 | 11.3263 | 5.8692 | -2.7824 | -0.05987 | 0 | 0 | 0 | 0 | 0 | 0 | 0 | 0 | 0 | 0 | 0 | 0 | 0 | 0 | 0 | 0 | 202.6514 | 227.3633 | 243.1393 | 225.7487 | 192.5469 | 99.7756 | -47.3013 | -1.0178 | 0 | 0 | 0
0.5416666666666676107September | Resource 1 | Sublap 1 | 13:00 | 6 | 107 | September | 18000 | 0 | 0 | 0 | 0 | 0 | 0 | 0 | 0 | 0 | 0 | 0 | 0 | 0 | 11.9207 | 13.3743 | 14.3023 | 13.2793 | 11.3263 | 5.8692 | -2.7824 | -0.05987 | 0 | 0 | 0 | 0 | 0 | 0 | 0 | 0 | 0 | 0 | 0 | 0 | 0 | 0 | 0 | 0 | 214.5721 | 240.7376 | 257.4416 | 239.028 | 203.8732 | 105.6448 | -50.0838 | -1.0777 | 0 | 0 | 0
0.5416666666666676107October | Resource 1 | Sublap 1 | 13:00 | 6 | 107 | October | 19000 | 0 | 0 | 0 | 0 | 0 | 0 | 0 | 0 | 0 | 0 | 0 | 0 | 0 | 11.9207 | 13.3743 | 14.3023 | 13.2793 | 11.3263 | 5.8692 | -2.7824 | -0.05987 | 0 | 0 | 0 | 0 | 0 | 0 | 0 | 0 | 0 | 0 | 0 | 0 | 0 | 0 | 0 | 0 | 226.4928 | 254.1119 | 271.7439 | 252.3073 | 215.1995 | 111.5139 | -52.8662 | -1.1375 | 0 | 0 | 0
0.5416666666666676107November | Resource 1 | Sublap 1 | 13:00 | 6 | 107 | November | 20000 | 0 | 0 | 0 | 0 | 0 | 0 | 0 | 0 | 0 | 0 | 0 | 0 | 0 | 11.9207 | 13.3743 | 14.3023 | 13.2793 | 11.3263 | 5.8692 | -2.7824 | -0.05987 | 0 | 0 | 0 | 0 | 0 | 0 | 0 | 0 | 0 | 0 | 0 | 0 | 0 | 0 | 0 | 0 | 238.4134 | 267.4862 | 286.0462 | 265.5867 | 226.5258 | 117.3831 | -55.6486 | -1.1974 | 0 | 0 | 0
0.5416666666666676107December | Resource 1 | Sublap 1 | 13:00 | 6 | 107 | December | 21000 | 0 | 0 | 0 | 0 | 0 | 0 | 0 | 0 | 0 | 0 | 0 | 0 | 0 | 11.9207 | 13.3743 | 14.3023 | 13.2793 | 11.3263 | 5.8692 | -2.7824 | -0.05987 | 0 | 0 | 0 | 0 | 0 | 0 | 0 | 0 | 0 | 0 | 0 | 0 | 0 | 0 | 0 | 0 | 250.3341 | 280.8605 | 300.3485 | 278.866 | 237.852 | 123.2522 | -58.431 | -1.2573 | 0 | 0 | 0
0.583333333333333171January | Resource 1 | Sublap 1 | 14:00 | 1 | 71 | January | 10000 | 0 | 0 | 0 | 0 | 0 | 0 | 0 | 0 | 0 | 0 | 0 | 0 | 0 | 0 | 0 | 0 | 0 | 0 | 0 | 0 | 0 | 0 | 0 | 0 | 0 | 0 | 0 | 0 | 0 | 0 | 0 | 0 | 0 | 0 | 0 | 0 | 0 | 0 | 0 | 0 | 0 | 0 | 0 | 0 | 0 | 0 | 0 | 0
0.583333333333333171February | Resource 1 | Sublap 1 | 14:00 | 1 | 71 | February | 11000 | 0 | 0 | 0 | 0 | 0 | 0 | 0 | 0 | 0 | 0 | 0 | 0 | 0 | 0 | 0 | 0 | 0 | 0 | 0 | 0 | 0 | 0 | 0 | 0 | 0 | 0 | 0 | 0 | 0 | 0 | 0 | 0 | 0 | 0 | 0 | 0 | 0 | 0 | 0 | 0 | 0 | 0 | 0 | 0 | 0 | 0 | 0 | 0
0.583333333333333171March | Resource 1 | Sublap 1 | 14:00 | 1 | 71 | March | 12000 | 0 | 0 | 0 | 0 | 0 | 0 | 0 | 0 | 0 | 0 | 0 | 0 | 0 | 0 | 0 | 0 | 0 | 0 | 0 | 0 | 0 | 0 | 0 | 0 | 0 | 0 | 0 | 0 | 0 | 0 | 0 | 0 | 0 | 0 | 0 | 0 | 0 | 0 | 0 | 0 | 0 | 0 | 0 | 0 | 0 | 0 | 0 | 0
0.583333333333333171April | Resource 1 | Sublap 1 | 14:00 | 1 | 71 | April | 13000 | 0 | 0 | 0 | 0 | 0 | 0 | 0 | 0 | 0 | 0 | 0 | 0 | 0 | 0 | 0 | 0 | 0 | 0 | 0 | 0 | 0 | 0 | 0 | 0 | 0 | 0 | 0 | 0 | 0 | 0 | 0 | 0 | 0 | 0 | 0 | 0 | 0 | 0 | 0 | 0 | 0 | 0 | 0 | 0 | 0 | 0 | 0 | 0
0.583333333333333171May | Resource 1 | Sublap 1 | 14:00 | 1 | 71 | May | 14000 | 0 | 0 | 0 | 0 | 0 | 0 | 0 | 0 | 0 | 0 | 0 | 0 | 0 | 0 | 0 | 0 | 0 | 0 | 0 | 0 | 0 | 0 | 0 | 0 | 0 | 0 | 0 | 0 | 0 | 0 | 0 | 0 | 0 | 0 | 0 | 0 | 0 | 0 | 0 | 0 | 0 | 0 | 0 | 0 | 0 | 0 | 0 | 0
0.583333333333333171June | Resource 1 | Sublap 1 | 14:00 | 1 | 71 | June | 15000 | 0 | 0 | 0 | 0 | 0 | 0 | 0 | 0 | 0 | 0 | 0 | 0 | 0 | 0 | 0 | 0 | 0 | 0 | 0 | 0 | 0 | 0 | 0 | 0 | 0 | 0 | 0 | 0 | 0 | 0 | 0 | 0 | 0 | 0 | 0 | 0 | 0 | 0 | 0 | 0 | 0 | 0 | 0 | 0 | 0 | 0 | 0 | 0
0.583333333333333171July | Resource 1 | Sublap 1 | 14:00 | 1 | 71 | July | 16000 | 0 | 0 | 0 | 0 | 0 | 0 | 0 | 0 | 0 | 0 | 0 | 0 | 0 | 0 | 0 | 0 | 0 | 0 | 0 | 0 | 0 | 0 | 0 | 0 | 0 | 0 | 0 | 0 | 0 | 0 | 0 | 0 | 0 | 0 | 0 | 0 | 0 | 0 | 0 | 0 | 0 | 0 | 0 | 0 | 0 | 0 | 0 | 0
0.583333333333333171August | Resource 1 | Sublap 1 | 14:00 | 1 | 71 | August | 17000 | 0 | 0 | 0 | 0 | 0 | 0 | 0 | 0 | 0 | 0 | 0 | 0 | 0 | 0 | 0 | 0 | 0 | 0 | 0 | 0 | 0 | 0 | 0 | 0 | 0 | 0 | 0 | 0 | 0 | 0 | 0 | 0 | 0 | 0 | 0 | 0 | 0 | 0 | 0 | 0 | 0 | 0 | 0 | 0 | 0 | 0 | 0 | 0
0.583333333333333171September | Resource 1 | Sublap 1 | 14:00 | 1 | 71 | September | 18000 | 0 | 0 | 0 | 0 | 0 | 0 | 0 | 0 | 0 | 0 | 0 | 0 | 0 | 0 | 0 | 0 | 0 | 0 | 0 | 0 | 0 | 0 | 0 | 0 | 0 | 0 | 0 | 0 | 0 | 0 | 0 | 0 | 0 | 0 | 0 | 0 | 0 | 0 | 0 | 0 | 0 | 0 | 0 | 0 | 0 | 0 | 0 | 0
0.583333333333333171October | Resource 1 | Sublap 1 | 14:00 | 1 | 71 | October | 19000 | 0 | 0 | 0 | 0 | 0 | 0 | 0 | 0 | 0 | 0 | 0 | 0 | 0 | 0 | 0 | 0 | 0 | 0 | 0 | 0 | 0 | 0 | 0 | 0 | 0 | 0 | 0 | 0 | 0 | 0 | 0 | 0 | 0 | 0 | 0 | 0 | 0 | 0 | 0 | 0 | 0 | 0 | 0 | 0 | 0 | 0 | 0 | 0
0.583333333333333171November | Resource 1 | Sublap 1 | 14:00 | 1 | 71 | November | 20000 | 0 | 0 | 0 | 0 | 0 | 0 | 0 | 0 | 0 | 0 | 0 | 0 | 0 | 0 | 0 | 0 | 0 | 0 | 0 | 0 | 0 | 0 | 0 | 0 | 0 | 0 | 0 | 0 | 0 | 0 | 0 | 0 | 0 | 0 | 0 | 0 | 0 | 0 | 0 | 0 | 0 | 0 | 0 | 0 | 0 | 0 | 0 | 0
0.583333333333333171December | Resource 1 | Sublap 1 | 14:00 | 1 | 71 | December | 21000 | 0 | 0 | 0 | 0 | 0 | 0 | 0 | 0 | 0 | 0 | 0 | 0 | 0 | 0 | 0 | 0 | 0 | 0 | 0 | 0 | 0 | 0 | 0 | 0 | 0 | 0 | 0 | 0 | 0 | 0 | 0 | 0 | 0 | 0 | 0 | 0 | 0 | 0 | 0 | 0 | 0 | 0 | 0 | 0 | 0 | 0 | 0 | 0
0.583333333333333172January | Resource 1 | Sublap 1 | 14:00 | 1 | 72 | January | 10000 | 0 | 0 | 0 | 0 | 0 | 0 | 0 | 0 | 0 | 0 | 0 | 0 | 0 | 0 | 0 | 0 | 0 | 0 | 0 | 0 | 0 | 0 | 0 | 0 | 0 | 0 | 0 | 0 | 0 | 0 | 0 | 0 | 0 | 0 | 0 | 0 | 0 | 0 | 0 | 0 | 0 | 0 | 0 | 0 | 0 | 0 | 0 | 0
0.583333333333333172February | Resource 1 | Sublap 1 | 14:00 | 1 | 72 | February | 11000 | 0 | 0 | 0 | 0 | 0 | 0 | 0 | 0 | 0 | 0 | 0 | 0 | 0 | 0 | 0 | 0 | 0 | 0 | 0 | 0 | 0 | 0 | 0 | 0 | 0 | 0 | 0 | 0 | 0 | 0 | 0 | 0 | 0 | 0 | 0 | 0 | 0 | 0 | 0 | 0 | 0 | 0 | 0 | 0 | 0 | 0 | 0 | 0
0.583333333333333172March | Resource 1 | Sublap 1 | 14:00 | 1 | 72 | March | 12000 | 0 | 0 | 0 | 0 | 0 | 0 | 0 | 0 | 0 | 0 | 0 | 0 | 0 | 0 | 0 | 0 | 0 | 0 | 0 | 0 | 0 | 0 | 0 | 0 | 0 | 0 | 0 | 0 | 0 | 0 | 0 | 0 | 0 | 0 | 0 | 0 | 0 | 0 | 0 | 0 | 0 | 0 | 0 | 0 | 0 | 0 | 0 | 0
0.583333333333333172April | Resource 1 | Sublap 1 | 14:00 | 1 | 72 | April | 13000 | 0 | 0 | 0 | 0 | 0 | 0 | 0 | 0 | 0 | 0 | 0 | 0 | 0 | 0 | 0 | 0 | 0 | 0 | 0 | 0 | 0 | 0 | 0 | 0 | 0 | 0 | 0 | 0 | 0 | 0 | 0 | 0 | 0 | 0 | 0 | 0 | 0 | 0 | 0 | 0 | 0 | 0 | 0 | 0 | 0 | 0 | 0 | 0
0.583333333333333172May | Resource 1 | Sublap 1 | 14:00 | 1 | 72 | May | 14000 | 0 | 0 | 0 | 0 | 0 | 0 | 0 | 0 | 0 | 0 | 0 | 0 | 0 | 0 | 0 | 0 | 0 | 0 | 0 | 0 | 0 | 0 | 0 | 0 | 0 | 0 | 0 | 0 | 0 | 0 | 0 | 0 | 0 | 0 | 0 | 0 | 0 | 0 | 0 | 0 | 0 | 0 | 0 | 0 | 0 | 0 | 0 | 0
0.583333333333333172June | Resource 1 | Sublap 1 | 14:00 | 1 | 72 | June | 15000 | 0 | 0 | 0 | 0 | 0 | 0 | 0 | 0 | 0 | 0 | 0 | 0 | 0 | 0 | 0 | 0 | 0 | 0 | 0 | 0 | 0 | 0 | 0 | 0 | 0 | 0 | 0 | 0 | 0 | 0 | 0 | 0 | 0 | 0 | 0 | 0 | 0 | 0 | 0 | 0 | 0 | 0 | 0 | 0 | 0 | 0 | 0 | 0
0.583333333333333172July | Resource 1 | Sublap 1 | 14:00 | 1 | 72 | July | 16000 | 0 | 0 | 0 | 0 | 0 | 0 | 0 | 0 | 0 | 0 | 0 | 0 | 0 | 0 | 0 | 0 | 0 | 0 | 0 | 0 | 0 | 0 | 0 | 0 | 0 | 0 | 0 | 0 | 0 | 0 | 0 | 0 | 0 | 0 | 0 | 0 | 0 | 0 | 0 | 0 | 0 | 0 | 0 | 0 | 0 | 0 | 0 | 0
0.583333333333333172August | Resource 1 | Sublap 1 | 14:00 | 1 | 72 | August | 17000 | 0 | 0 | 0 | 0 | 0 | 0 | 0 | 0 | 0 | 0 | 0 | 0 | 0 | 0 | 0 | 0 | 0 | 0 | 0 | 0 | 0 | 0 | 0 | 0 | 0 | 0 | 0 | 0 | 0 | 0 | 0 | 0 | 0 | 0 | 0 | 0 | 0 | 0 | 0 | 0 | 0 | 0 | 0 | 0 | 0 | 0 | 0 | 0
0.583333333333333172September | Resource 1 | Sublap 1 | 14:00 | 1 | 72 | September | 18000 | 0 | 0 | 0 | 0 | 0 | 0 | 0 | 0 | 0 | 0 | 0 | 0 | 0 | 0 | 0 | 0 | 0 | 0 | 0 | 0 | 0 | 0 | 0 | 0 | 0 | 0 | 0 | 0 | 0 | 0 | 0 | 0 | 0 | 0 | 0 | 0 | 0 | 0 | 0 | 0 | 0 | 0 | 0 | 0 | 0 | 0 | 0 | 0
0.583333333333333172October | Resource 1 | Sublap 1 | 14:00 | 1 | 72 | October | 19000 | 0 | 0 | 0 | 0 | 0 | 0 | 0 | 0 | 0 | 0 | 0 | 0 | 0 | 0 | 0 | 0 | 0 | 0 | 0 | 0 | 0 | 0 | 0 | 0 | 0 | 0 | 0 | 0 | 0 | 0 | 0 | 0 | 0 | 0 | 0 | 0 | 0 | 0 | 0 | 0 | 0 | 0 | 0 | 0 | 0 | 0 | 0 | 0
0.583333333333333172November | Resource 1 | Sublap 1 | 14:00 | 1 | 72 | November | 20000 | 0 | 0 | 0 | 0 | 0 | 0 | 0 | 0 | 0 | 0 | 0 | 0 | 0 | 0 | 0 | 0 | 0 | 0 | 0 | 0 | 0 | 0 | 0 | 0 | 0 | 0 | 0 | 0 | 0 | 0 | 0 | 0 | 0 | 0 | 0 | 0 | 0 | 0 | 0 | 0 | 0 | 0 | 0 | 0 | 0 | 0 | 0 | 0
0.583333333333333172December | Resource 1 | Sublap 1 | 14:00 | 1 | 72 | December | 21000 | 0 | 0 | 0 | 0 | 0 | 0 | 0 | 0 | 0 | 0 | 0 | 0 | 0 | 0 | 0 | 0 | 0 | 0 | 0 | 0 | 0 | 0 | 0 | 0 | 0 | 0 | 0 | 0 | 0 | 0 | 0 | 0 | 0 | 0 | 0 | 0 | 0 | 0 | 0 | 0 | 0 | 0 | 0 | 0 | 0 | 0 | 0 | 0
0.583333333333333173January | Resource 1 | Sublap 1 | 14:00 | 1 | 73 | January | 10000 | 0 | 0 | 0 | 0 | 0 | 0 | 0 | 0 | 0 | 0 | 0 | 0 | 0 | 0 | 0 | 0 | 0 | 0 | 0 | 0 | 0 | 0 | 0 | 0 | 0 | 0 | 0 | 0 | 0 | 0 | 0 | 0 | 0 | 0 | 0 | 0 | 0 | 0 | 0 | 0 | 0 | 0 | 0 | 0 | 0 | 0 | 0 | 0
0.583333333333333173February | Resource 1 | Sublap 1 | 14:00 | 1 | 73 | February | 11000 | 0 | 0 | 0 | 0 | 0 | 0 | 0 | 0 | 0 | 0 | 0 | 0 | 0 | 0 | 0 | 0 | 0 | 0 | 0 | 0 | 0 | 0 | 0 | 0 | 0 | 0 | 0 | 0 | 0 | 0 | 0 | 0 | 0 | 0 | 0 | 0 | 0 | 0 | 0 | 0 | 0 | 0 | 0 | 0 | 0 | 0 | 0 | 0
0.583333333333333173March | Resource 1 | Sublap 1 | 14:00 | 1 | 73 | March | 12000 | 0 | 0 | 0 | 0 | 0 | 0 | 0 | 0 | 0 | 0 | 0 | 0 | 0 | 0 | 0 | 0 | 0 | 0 | 0 | 0 | 0 | 0 | 0 | 0 | 0 | 0 | 0 | 0 | 0 | 0 | 0 | 0 | 0 | 0 | 0 | 0 | 0 | 0 | 0 | 0 | 0 | 0 | 0 | 0 | 0 | 0 | 0 | 0
0.583333333333333173April | Resource 1 | Sublap 1 | 14:00 | 1 | 73 | April | 13000 | 0 | 0 | 0 | 0 | 0 | 0 | 0 | 0 | 0 | 0 | 0 | 0 | 0 | 0 | 0 | 0 | 0 | 0 | 0 | 0 | 0 | 0 | 0 | 0 | 0 | 0 | 0 | 0 | 0 | 0 | 0 | 0 | 0 | 0 | 0 | 0 | 0 | 0 | 0 | 0 | 0 | 0 | 0 | 0 | 0 | 0 | 0 | 0
0.583333333333333173May | Resource 1 | Sublap 1 | 14:00 | 1 | 73 | May | 14000 | 0 | 0 | 0 | 0 | 0 | 0 | 0 | 0 | 0 | 0 | 0 | 0 | 0 | 0 | 0 | 0 | 0 | 0 | 0 | 0 | 0 | 0 | 0 | 0 | 0 | 0 | 0 | 0 | 0 | 0 | 0 | 0 | 0 | 0 | 0 | 0 | 0 | 0 | 0 | 0 | 0 | 0 | 0 | 0 | 0 | 0 | 0 | 0
0.583333333333333173June | Resource 1 | Sublap 1 | 14:00 | 1 | 73 | June | 15000 | 0 | 0 | 0 | 0 | 0 | 0 | 0 | 0 | 0 | 0 | 0 | 0 | 0 | 0 | 0 | 0 | 0 | 0 | 0 | 0 | 0 | 0 | 0 | 0 | 0 | 0 | 0 | 0 | 0 | 0 | 0 | 0 | 0 | 0 | 0 | 0 | 0 | 0 | 0 | 0 | 0 | 0 | 0 | 0 | 0 | 0 | 0 | 0
0.583333333333333173July | Resource 1 | Sublap 1 | 14:00 | 1 | 73 | July | 16000 | 0 | 0 | 0 | 0 | 0 | 0 | 0 | 0 | 0 | 0 | 0 | 0 | 0 | 0 | 0 | 0 | 0 | 0 | 0 | 0 | 0 | 0 | 0 | 0 | 0 | 0 | 0 | 0 | 0 | 0 | 0 | 0 | 0 | 0 | 0 | 0 | 0 | 0 | 0 | 0 | 0 | 0 | 0 | 0 | 0 | 0 | 0 | 0
0.583333333333333173August | Resource 1 | Sublap 1 | 14:00 | 1 | 73 | August | 17000 | 0 | 0 | 0 | 0 | 0 | 0 | 0 | 0 | 0 | 0 | 0 | 0 | 0 | 0 | 0 | 0 | 0 | 0 | 0 | 0 | 0 | 0 | 0 | 0 | 0 | 0 | 0 | 0 | 0 | 0 | 0 | 0 | 0 | 0 | 0 | 0 | 0 | 0 | 0 | 0 | 0 | 0 | 0 | 0 | 0 | 0 | 0 | 0
0.583333333333333173September | Resource 1 | Sublap 1 | 14:00 | 1 | 73 | September | 18000 | 0 | 0 | 0 | 0 | 0 | 0 | 0 | 0 | 0 | 0 | 0 | 0 | 0 | 0 | 0 | 0 | 0 | 0 | 0 | 0 | 0 | 0 | 0 | 0 | 0 | 0 | 0 | 0 | 0 | 0 | 0 | 0 | 0 | 0 | 0 | 0 | 0 | 0 | 0 | 0 | 0 | 0 | 0 | 0 | 0 | 0 | 0 | 0
0.583333333333333173October | Resource 1 | Sublap 1 | 14:00 | 1 | 73 | October | 19000 | 0 | 0 | 0 | 0 | 0 | 0 | 0 | 0 | 0 | 0 | 0 | 0 | 0 | 0 | 0 | 0 | 0 | 0 | 0 | 0 | 0 | 0 | 0 | 0 | 0 | 0 | 0 | 0 | 0 | 0 | 0 | 0 | 0 | 0 | 0 | 0 | 0 | 0 | 0 | 0 | 0 | 0 | 0 | 0 | 0 | 0 | 0 | 0
0.583333333333333173November | Resource 1 | Sublap 1 | 14:00 | 1 | 73 | November | 20000 | 0 | 0 | 0 | 0 | 0 | 0 | 0 | 0 | 0 | 0 | 0 | 0 | 0 | 0 | 0 | 0 | 0 | 0 | 0 | 0 | 0 | 0 | 0 | 0 | 0 | 0 | 0 | 0 | 0 | 0 | 0 | 0 | 0 | 0 | 0 | 0 | 0 | 0 | 0 | 0 | 0 | 0 | 0 | 0 | 0 | 0 | 0 | 0
0.583333333333333173December | Resource 1 | Sublap 1 | 14:00 | 1 | 73 | December | 21000 | 0 | 0 | 0 | 0 | 0 | 0 | 0 | 0 | 0 | 0 | 0 | 0 | 0 | 0 | 0 | 0 | 0 | 0 | 0 | 0 | 0 | 0 | 0 | 0 | 0 | 0 | 0 | 0 | 0 | 0 | 0 | 0 | 0 | 0 | 0 | 0 | 0 | 0 | 0 | 0 | 0 | 0 | 0 | 0 | 0 | 0 | 0 | 0
0.583333333333333174January | Resource 1 | Sublap 1 | 14:00 | 1 | 74 | January | 10000 | 0 | 0 | 0 | 0 | 0 | 0 | 0 | 0 | 0 | 0 | 0 | 0 | 0 | 0 | 0.32837 | -0.22647 | -0.0056428 | 0 | 0 | 0 | 0 | 0 | 0 | 0 | 0 | 0 | 0 | 0 | 0 | 0 | 0 | 0 | 0 | 0 | 0 | 0 | 0 | 0 | 3.2837 | -2.2647 | -0.056428 | 0 | 0 | 0 | 0 | 0 | 0 | 0
0.583333333333333174February | Resource 1 | Sublap 1 | 14:00 | 1 | 74 | February | 11000 | 0 | 0 | 0 | 0 | 0 | 0 | 0 | 0 | 0 | 0 | 0 | 0 | 0 | 0 | 0.32837 | -0.22647 | -0.0056428 | 0 | 0 | 0 | 0 | 0 | 0 | 0 | 0 | 0 | 0 | 0 | 0 | 0 | 0 | 0 | 0 | 0 | 0 | 0 | 0 | 0 | 3.6121 | -2.4912 | -0.062071 | 0 | 0 | 0 | 0 | 0 | 0 | 0
0.583333333333333174March | Resource 1 | Sublap 1 | 14:00 | 1 | 74 | March | 12000 | 0 | 0 | 0 | 0 | 0 | 0 | 0 | 0 | 0 | 0 | 0 | 0 | 0 | 0 | 0.32837 | -0.22647 | -0.0056428 | 0 | 0 | 0 | 0 | 0 | 0 | 0 | 0 | 0 | 0 | 0 | 0 | 0 | 0 | 0 | 0 | 0 | 0 | 0 | 0 | 0 | 3.9405 | -2.7177 | -0.067714 | 0 | 0 | 0 | 0 | 0 | 0 | 0
0.583333333333333174April | Resource 1 | Sublap 1 | 14:00 | 1 | 74 | April | 13000 | 0 | 0 | 0 | 0 | 0 | 0 | 0 | 0 | 0 | 0 | 0 | 0 | 0 | 0 | 0.32837 | -0.22647 | -0.0056428 | 0 | 0 | 0 | 0 | 0 | 0 | 0 | 0 | 0 | 0 | 0 | 0 | 0 | 0 | 0 | 0 | 0 | 0 | 0 | 0 | 0 | 4.2689 | -2.9442 | -0.073357 | 0 | 0 | 0 | 0 | 0 | 0 | 0
0.583333333333333174May | Resource 1 | Sublap 1 | 14:00 | 1 | 74 | May | 14000 | 0 | 0 | 0 | 0 | 0 | 0 | 0 | 0 | 0 | 0 | 0 | 0 | 0 | 0 | 0.32837 | -0.22647 | -0.0056428 | 0 | 0 | 0 | 0 | 0 | 0 | 0 | 0 | 0 | 0 | 0 | 0 | 0 | 0 | 0 | 0 | 0 | 0 | 0 | 0 | 0 | 4.5972 | -3.1706 | -0.079 | 0 | 0 | 0 | 0 | 0 | 0 | 0
0.583333333333333174June | Resource 1 | Sublap 1 | 14:00 | 1 | 74 | June | 15000 | 0 | 0 | 0 | 0 | 0 | 0 | 0 | 0 | 0 | 0 | 0 | 0 | 0 | 0 | 0.32837 | -0.22647 | -0.0056428 | 0 | 0 | 0 | 0 | 0 | 0 | 0 | 0 | 0 | 0 | 0 | 0 | 0 | 0 | 0 | 0 | 0 | 0 | 0 | 0 | 0 | 4.9256 | -3.3971 | -0.084642 | 0 | 0 | 0 | 0 | 0 | 0 | 0
0.583333333333333174July | Resource 1 | Sublap 1 | 14:00 | 1 | 74 | July | 16000 | 0 | 0 | 0 | 0 | 0 | 0 | 0 | 0 | 0 | 0 | 0 | 0 | 0 | 0 | 0.32837 | -0.22647 | -0.0056428 | 0 | 0 | 0 | 0 | 0 | 0 | 0 | 0 | 0 | 0 | 0 | 0 | 0 | 0 | 0 | 0 | 0 | 0 | 0 | 0 | 0 | 5.254 | -3.6236 | -0.090285 | 0 | 0 | 0 | 0 | 0 | 0 | 0
0.583333333333333174August | Resource 1 | Sublap 1 | 14:00 | 1 | 74 | August | 17000 | 0 | 0 | 0 | 0 | 0 | 0 | 0 | 0 | 0 | 0 | 0 | 0 | 0 | 0 | 0.32837 | -0.22647 | -0.0056428 | 0 | 0 | 0 | 0 | 0 | 0 | 0 | 0 | 0 | 0 | 0 | 0 | 0 | 0 | 0 | 0 | 0 | 0 | 0 | 0 | 0 | 5.5824 | -3.8501 | -0.095928 | 0 | 0 | 0 | 0 | 0 | 0 | 0
0.583333333333333174September | Resource 1 | Sublap 1 | 14:00 | 1 | 74 | September | 18000 | 0 | 0 | 0 | 0 | 0 | 0 | 0 | 0 | 0 | 0 | 0 | 0 | 0 | 0 | 0.32837 | -0.22647 | -0.0056428 | 0 | 0 | 0 | 0 | 0 | 0 | 0 | 0 | 0 | 0 | 0 | 0 | 0 | 0 | 0 | 0 | 0 | 0 | 0 | 0 | 0 | 5.9107 | -4.0765 | -0.10157 | 0 | 0 | 0 | 0 | 0 | 0 | 0
0.583333333333333174October | Resource 1 | Sublap 1 | 14:00 | 1 | 74 | October | 19000 | 0 | 0 | 0 | 0 | 0 | 0 | 0 | 0 | 0 | 0 | 0 | 0 | 0 | 0 | 0.32837 | -0.22647 | -0.0056428 | 0 | 0 | 0 | 0 | 0 | 0 | 0 | 0 | 0 | 0 | 0 | 0 | 0 | 0 | 0 | 0 | 0 | 0 | 0 | 0 | 0 | 6.2391 | -4.303 | -0.10721 | 0 | 0 | 0 | 0 | 0 | 0 | 0
0.583333333333333174November | Resource 1 | Sublap 1 | 14:00 | 1 | 74 | November | 20000 | 0 | 0 | 0 | 0 | 0 | 0 | 0 | 0 | 0 | 0 | 0 | 0 | 0 | 0 | 0.32837 | -0.22647 | -0.0056428 | 0 | 0 | 0 | 0 | 0 | 0 | 0 | 0 | 0 | 0 | 0 | 0 | 0 | 0 | 0 | 0 | 0 | 0 | 0 | 0 | 0 | 6.5675 | -4.5295 | -0.11286 | 0 | 0 | 0 | 0 | 0 | 0 | 0
0.583333333333333174December | Resource 1 | Sublap 1 | 14:00 | 1 | 74 | December | 21000 | 0 | 0 | 0 | 0 | 0 | 0 | 0 | 0 | 0 | 0 | 0 | 0 | 0 | 0 | 0.32837 | -0.22647 | -0.0056428 | 0 | 0 | 0 | 0 | 0 | 0 | 0 | 0 | 0 | 0 | 0 | 0 | 0 | 0 | 0 | 0 | 0 | 0 | 0 | 0 | 0 | 6.8959 | -4.756 | -0.1185 | 0 | 0 | 0 | 0 | 0 | 0 | 0
0.583333333333333175January | Resource 1 | Sublap 1 | 14:00 | 1 | 75 | January | 10000 | 0 | 0 | 0 | 0 | 0 | 0 | 0 | 0 | 0 | 0 | 0 | 0 | 0 | 0 | 0.1944 | -0.12777 | -0.0031835 | 0 | 0 | 0 | 0 | 0 | 0 | 0 | 0 | 0 | 0 | 0 | 0 | 0 | 0 | 0 | 0 | 0 | 0 | 0 | 0 | 0 | 1.944 | -1.2777 | -0.031835 | 0 | 0 | 0 | 0 | 0 | 0 | 0
0.583333333333333175February | Resource 1 | Sublap 1 | 14:00 | 1 | 75 | February | 11000 | 0 | 0 | 0 | 0 | 0 | 0 | 0 | 0 | 0 | 0 | 0 | 0 | 0 | 0 | 0.1944 | -0.12777 | -0.0031835 | 0 | 0 | 0 | 0 | 0 | 0 | 0 | 0 | 0 | 0 | 0 | 0 | 0 | 0 | 0 | 0 | 0 | 0 | 0 | 0 | 0 | 2.1384 | -1.4055 | -0.035019 | 0 | 0 | 0 | 0 | 0 | 0 | 0
0.583333333333333175March | Resource 1 | Sublap 1 | 14:00 | 1 | 75 | March | 12000 | 0 | 0 | 0 | 0 | 0 | 0 | 0 | 0 | 0 | 0 | 0 | 0 | 0 | 0 | 0.1944 | -0.12777 | -0.0031835 | 0 | 0 | 0 | 0 | 0 | 0 | 0 | 0 | 0 | 0 | 0 | 0 | 0 | 0 | 0 | 0 | 0 | 0 | 0 | 0 | 0 | 2.3328 | -1.5332 | -0.038202 | 0 | 0 | 0 | 0 | 0 | 0 | 0
0.583333333333333175April | Resource 1 | Sublap 1 | 14:00 | 1 | 75 | April | 13000 | 0 | 0 | 0 | 0 | 0 | 0 | 0 | 0 | 0 | 0 | 0 | 0 | 0 | 0 | 0.1944 | -0.12777 | -0.0031835 | 0 | 0 | 0 | 0 | 0 | 0 | 0 | 0 | 0 | 0 | 0 | 0 | 0 | 0 | 0 | 0 | 0 | 0 | 0 | 0 | 0 | 2.5272 | -1.661 | -0.041386 | 0 | 0 | 0 | 0 | 0 | 0 | 0
0.583333333333333175May | Resource 1 | Sublap 1 | 14:00 | 1 | 75 | May | 14000 | 0 | 0 | 0 | 0 | 0 | 0 | 0 | 0 | 0 | 0 | 0 | 0 | 0 | 0 | 0.1944 | -0.12777 | -0.0031835 | 0 | 0 | 0 | 0 | 0 | 0 | 0 | 0 | 0 | 0 | 0 | 0 | 0 | 0 | 0 | 0 | 0 | 0 | 0 | 0 | 0 | 2.7216 | -1.7888 | -0.044569 | 0 | 0 | 0 | 0 | 0 | 0 | 0
0.583333333333333175June | Resource 1 | Sublap 1 | 14:00 | 1 | 75 | June | 15000 | 0 | 0 | 0 | 0 | 0 | 0 | 0 | 0 | 0 | 0 | 0 | 0 | 0 | 0 | 0.1944 | -0.12777 | -0.0031835 | 0 | 0 | 0 | 0 | 0 | 0 | 0 | 0 | 0 | 0 | 0 | 0 | 0 | 0 | 0 | 0 | 0 | 0 | 0 | 0 | 0 | 2.916 | -1.9165 | -0.047753 | 0 | 0 | 0 | 0 | 0 | 0 | 0
0.583333333333333175July | Resource 1 | Sublap 1 | 14:00 | 1 | 75 | July | 16000 | 0 | 0 | 0 | 0 | 0 | 0 | 0 | 0 | 0 | 0 | 0 | 0 | 0 | 0 | 0.1944 | -0.12777 | -0.0031835 | 0 | 0 | 0 | 0 | 0 | 0 | 0 | 0 | 0 | 0 | 0 | 0 | 0 | 0 | 0 | 0 | 0 | 0 | 0 | 0 | 0 | 3.1104 | -2.0443 | -0.050936 | 0 | 0 | 0 | 0 | 0 | 0 | 0
0.583333333333333175August | Resource 1 | Sublap 1 | 14:00 | 1 | 75 | August | 17000 | 0 | 0 | 0 | 0 | 0 | 0 | 0 | 0 | 0 | 0 | 0 | 0 | 0 | 0 | 0.1944 | -0.12777 | -0.0031835 | 0 | 0 | 0 | 0 | 0 | 0 | 0 | 0 | 0 | 0 | 0 | 0 | 0 | 0 | 0 | 0 | 0 | 0 | 0 | 0 | 0 | 3.3048 | -2.1721 | -0.05412 | 0 | 0 | 0 | 0 | 0 | 0 | 0
0.583333333333333175September | Resource 1 | Sublap 1 | 14:00 | 1 | 75 | September | 18000 | 0 | 0 | 0 | 0 | 0 | 0 | 0 | 0 | 0 | 0 | 0 | 0 | 0 | 0 | 0.1944 | -0.12777 | -0.0031835 | 0 | 0 | 0 | 0 | 0 | 0 | 0 | 0 | 0 | 0 | 0 | 0 | 0 | 0 | 0 | 0 | 0 | 0 | 0 | 0 | 0 | 3.4992 | -2.2999 | -0.057303 | 0 | 0 | 0 | 0 | 0 | 0 | 0
0.583333333333333175October | Resource 1 | Sublap 1 | 14:00 | 1 | 75 | October | 19000 | 0 | 0 | 0 | 0 | 0 | 0 | 0 | 0 | 0 | 0 | 0 | 0 | 0 | 0 | 0.1944 | -0.12777 | -0.0031835 | 0 | 0 | 0 | 0 | 0 | 0 | 0 | 0 | 0 | 0 | 0 | 0 | 0 | 0 | 0 | 0 | 0 | 0 | 0 | 0 | 0 | 3.6936 | -2.4276 | -0.060487 | 0 | 0 | 0 | 0 | 0 | 0 | 0
0.583333333333333175November | Resource 1 | Sublap 1 | 14:00 | 1 | 75 | November | 20000 | 0 | 0 | 0 | 0 | 0 | 0 | 0 | 0 | 0 | 0 | 0 | 0 | 0 | 0 | 0.1944 | -0.12777 | -0.0031835 | 0 | 0 | 0 | 0 | 0 | 0 | 0 | 0 | 0 | 0 | 0 | 0 | 0 | 0 | 0 | 0 | 0 | 0 | 0 | 0 | 0 | 3.8881 | -2.5554 | -0.06367 | 0 | 0 | 0 | 0 | 0 | 0 | 0
0.583333333333333175December | Resource 1 | Sublap 1 | 14:00 | 1 | 75 | December | 21000 | 0 | 0 | 0 | 0 | 0 | 0 | 0 | 0 | 0 | 0 | 0 | 0 | 0 | 0 | 0.1944 | -0.12777 | -0.0031835 | 0 | 0 | 0 | 0 | 0 | 0 | 0 | 0 | 0 | 0 | 0 | 0 | 0 | 0 | 0 | 0 | 0 | 0 | 0 | 0 | 0 | 4.0825 | -2.6832 | -0.066854 | 0 | 0 | 0 | 0 | 0 | 0 | 0
0.583333333333333176January | Resource 1 | Sublap 1 | 14:00 | 1 | 76 | January | 10000 | 0 | 0 | 0 | 0 | 0 | 0 | 0 | 0 | 0 | 0 | 0 | 0 | 0 | 0 | 0.69491 | -0.42347 | -0.010551 | 0 | 0 | 0 | 0 | 0 | 0 | 0 | 0 | 0 | 0 | 0 | 0 | 0 | 0 | 0 | 0 | 0 | 0 | 0 | 0 | 0 | 6.9491 | -4.2347 | -0.10551 | 0 | 0 | 0 | 0 | 0 | 0 | 0
0.583333333333333176February | Resource 1 | Sublap 1 | 14:00 | 1 | 76 | February | 11000 | 0 | 0 | 0 | 0 | 0 | 0 | 0 | 0 | 0 | 0 | 0 | 0 | 0 | 0 | 0.69491 | -0.42347 | -0.010551 | 0 | 0 | 0 | 0 | 0 | 0 | 0 | 0 | 0 | 0 | 0 | 0 | 0 | 0 | 0 | 0 | 0 | 0 | 0 | 0 | 0 | 7.644 | -4.6581 | -0.11606 | 0 | 0 | 0 | 0 | 0 | 0 | 0
0.583333333333333176March | Resource 1 | Sublap 1 | 14:00 | 1 | 76 | March | 12000 | 0 | 0 | 0 | 0 | 0 | 0 | 0 | 0 | 0 | 0 | 0 | 0 | 0 | 0 | 0.69491 | -0.42347 | -0.010551 | 0 | 0 | 0 | 0 | 0 | 0 | 0 | 0 | 0 | 0 | 0 | 0 | 0 | 0 | 0 | 0 | 0 | 0 | 0 | 0 | 0 | 8.3389 | -5.0816 | -0.12661 | 0 | 0 | 0 | 0 | 0 | 0 | 0
0.583333333333333176April | Resource 1 | Sublap 1 | 14:00 | 1 | 76 | April | 13000 | 0 | 0 | 0 | 0 | 0 | 0 | 0 | 0 | 0 | 0 | 0 | 0 | 0 | 0 | 0.69491 | -0.42347 | -0.010551 | 0 | 0 | 0 | 0 | 0 | 0 | 0 | 0 | 0 | 0 | 0 | 0 | 0 | 0 | 0 | 0 | 0 | 0 | 0 | 0 | 0 | 9.0338 | -5.5051 | -0.13716 | 0 | 0 | 0 | 0 | 0 | 0 | 0
0.583333333333333176May | Resource 1 | Sublap 1 | 14:00 | 1 | 76 | May | 14000 | 0 | 0 | 0 | 0 | 0 | 0 | 0 | 0 | 0 | 0 | 0 | 0 | 0 | 0 | 0.69491 | -0.42347 | -0.010551 | 0 | 0 | 0 | 0 | 0 | 0 | 0 | 0 | 0 | 0 | 0 | 0 | 0 | 0 | 0 | 0 | 0 | 0 | 0 | 0 | 0 | 9.7287 | -5.9285 | -0.14772 | 0 | 0 | 0 | 0 | 0 | 0 | 0
0.583333333333333176June | Resource 1 | Sublap 1 | 14:00 | 1 | 76 | June | 15000 | 0 | 0 | 0 | 0 | 0 | 0 | 0 | 0 | 0 | 0 | 0 | 0 | 0 | 0 | 0.69491 | -0.42347 | -0.010551 | 0 | 0 | 0 | 0 | 0 | 0 | 0 | 0 | 0 | 0 | 0 | 0 | 0 | 0 | 0 | 0 | 0 | 0 | 0 | 0 | 0 | 10.4236 | -6.352 | -0.15827 | 0 | 0 | 0 | 0 | 0 | 0 | 0
0.583333333333333176July | Resource 1 | Sublap 1 | 14:00 | 1 | 76 | July | 16000 | 0 | 0 | 0 | 0 | 0 | 0 | 0 | 0 | 0 | 0 | 0 | 0 | 0 | 0 | 0.69491 | -0.42347 | -0.010551 | 0 | 0 | 0 | 0 | 0 | 0 | 0 | 0 | 0 | 0 | 0 | 0 | 0 | 0 | 0 | 0 | 0 | 0 | 0 | 0 | 0 | 11.1185 | -6.7755 | -0.16882 | 0 | 0 | 0 | 0 | 0 | 0 | 0
0.583333333333333176August | Resource 1 | Sublap 1 | 14:00 | 1 | 76 | August | 17000 | 0 | 0 | 0 | 0 | 0 | 0 | 0 | 0 | 0 | 0 | 0 | 0 | 0 | 0 | 0.69491 | -0.42347 | -0.010551 | 0 | 0 | 0 | 0 | 0 | 0 | 0 | 0 | 0 | 0 | 0 | 0 | 0 | 0 | 0 | 0 | 0 | 0 | 0 | 0 | 0 | 11.8134 | -7.1989 | -0.17937 | 0 | 0 | 0 | 0 | 0 | 0 | 0
0.583333333333333176September | Resource 1 | Sublap 1 | 14:00 | 1 | 76 | September | 18000 | 0 | 0 | 0 | 0 | 0 | 0 | 0 | 0 | 0 | 0 | 0 | 0 | 0 | 0 | 0.69491 | -0.42347 | -0.010551 | 0 | 0 | 0 | 0 | 0 | 0 | 0 | 0 | 0 | 0 | 0 | 0 | 0 | 0 | 0 | 0 | 0 | 0 | 0 | 0 | 0 | 12.5083 | -7.6224 | -0.18992 | 0 | 0 | 0 | 0 | 0 | 0 | 0
0.583333333333333176October | Resource 1 | Sublap 1 | 14:00 | 1 | 76 | October | 19000 | 0 | 0 | 0 | 0 | 0 | 0 | 0 | 0 | 0 | 0 | 0 | 0 | 0 | 0 | 0.69491 | -0.42347 | -0.010551 | 0 | 0 | 0 | 0 | 0 | 0 | 0 | 0 | 0 | 0 | 0 | 0 | 0 | 0 | 0 | 0 | 0 | 0 | 0 | 0 | 0 | 13.2032 | -8.0459 | -0.20047 | 0 | 0 | 0 | 0 | 0 | 0 | 0
0.583333333333333176November | Resource 1 | Sublap 1 | 14:00 | 1 | 76 | November | 20000 | 0 | 0 | 0 | 0 | 0 | 0 | 0 | 0 | 0 | 0 | 0 | 0 | 0 | 0 | 0.69491 | -0.42347 | -0.010551 | 0 | 0 | 0 | 0 | 0 | 0 | 0 | 0 | 0 | 0 | 0 | 0 | 0 | 0 | 0 | 0 | 0 | 0 | 0 | 0 | 0 | 13.8981 | -8.4693 | -0.21102 | 0 | 0 | 0 | 0 | 0 | 0 | 0
0.583333333333333176December | Resource 1 | Sublap 1 | 14:00 | 1 | 76 | December | 21000 | 0 | 0 | 0 | 0 | 0 | 0 | 0 | 0 | 0 | 0 | 0 | 0 | 0 | 0 | 0.69491 | -0.42347 | -0.010551 | 0 | 0 | 0 | 0 | 0 | 0 | 0 | 0 | 0 | 0 | 0 | 0 | 0 | 0 | 0 | 0 | 0 | 0 | 0 | 0 | 0 | 14.593 | -8.8928 | -0.22157 | 0 | 0 | 0 | 0 | 0 | 0 | 0
0.583333333333333177January | Resource 1 | Sublap 1 | 14:00 | 1 | 77 | January | 10000 | 0 | 0 | 0 | 0 | 0 | 0 | 0 | 0 | 0 | 0 | 0 | 0 | 0 | 0 | 1.1735 | -0.65563 | -0.016296 | 0 | 0 | 0 | 0 | 0 | 0 | 0 | 0 | 0 | 0 | 0 | 0 | 0 | 0 | 0 | 0 | 0 | 0 | 0 | 0 | 0 | 11.7347 | -6.5563 | -0.16296 | 0 | 0 | 0 | 0 | 0 | 0 | 0
0.583333333333333177February | Resource 1 | Sublap 1 | 14:00 | 1 | 77 | February | 11000 | 0 | 0 | 0 | 0 | 0 | 0 | 0 | 0 | 0 | 0 | 0 | 0 | 0 | 0 | 1.1735 | -0.65563 | -0.016296 | 0 | 0 | 0 | 0 | 0 | 0 | 0 | 0 | 0 | 0 | 0 | 0 | 0 | 0 | 0 | 0 | 0 | 0 | 0 | 0 | 0 | 12.9081 | -7.2119 | -0.17926 | 0 | 0 | 0 | 0 | 0 | 0 | 0
0.583333333333333177March | Resource 1 | Sublap 1 | 14:00 | 1 | 77 | March | 12000 | 0 | 0 | 0 | 0 | 0 | 0 | 0 | 0 | 0 | 0 | 0 | 0 | 0 | 0 | 1.1735 | -0.65563 | -0.016296 | 0 | 0 | 0 | 0 | 0 | 0 | 0 | 0 | 0 | 0 | 0 | 0 | 0 | 0 | 0 | 0 | 0 | 0 | 0 | 0 | 0 | 14.0816 | -7.8676 | -0.19556 | 0 | 0 | 0 | 0 | 0 | 0 | 0
0.583333333333333177April | Resource 1 | Sublap 1 | 14:00 | 1 | 77 | April | 13000 | 0 | 0 | 0 | 0 | 0 | 0 | 0 | 0 | 0 | 0 | 0 | 0 | 0 | 0 | 1.1735 | -0.65563 | -0.016296 | 0 | 0 | 0 | 0 | 0 | 0 | 0 | 0 | 0 | 0 | 0 | 0 | 0 | 0 | 0 | 0 | 0 | 0 | 0 | 0 | 0 | 15.2551 | -8.5232 | -0.21185 | 0 | 0 | 0 | 0 | 0 | 0 | 0
0.583333333333333177May | Resource 1 | Sublap 1 | 14:00 | 1 | 77 | May | 14000 | 0 | 0 | 0 | 0 | 0 | 0 | 0 | 0 | 0 | 0 | 0 | 0 | 0 | 0 | 1.1735 | -0.65563 | -0.016296 | 0 | 0 | 0 | 0 | 0 | 0 | 0 | 0 | 0 | 0 | 0 | 0 | 0 | 0 | 0 | 0 | 0 | 0 | 0 | 0 | 0 | 16.4285 | -9.1788 | -0.22815 | 0 | 0 | 0 | 0 | 0 | 0 | 0
0.583333333333333177June | Resource 1 | Sublap 1 | 14:00 | 1 | 77 | June | 15000 | 0 | 0 | 0 | 0 | 0 | 0 | 0 | 0 | 0 | 0 | 0 | 0 | 0 | 0 | 1.1735 | -0.65563 | -0.016296 | 0 | 0 | 0 | 0 | 0 | 0 | 0 | 0 | 0 | 0 | 0 | 0 | 0 | 0 | 0 | 0 | 0 | 0 | 0 | 0 | 0 | 17.602 | -9.8345 | -0.24445 | 0 | 0 | 0 | 0 | 0 | 0 | 0
0.583333333333333177July | Resource 1 | Sublap 1 | 14:00 | 1 | 77 | July | 16000 | 0 | 0 | 0 | 0 | 0 | 0 | 0 | 0 | 0 | 0 | 0 | 0 | 0 | 0 | 1.1735 | -0.65563 | -0.016296 | 0 | 0 | 0 | 0 | 0 | 0 | 0 | 0 | 0 | 0 | 0 | 0 | 0 | 0 | 0 | 0 | 0 | 0 | 0 | 0 | 0 | 18.7755 | -10.4901 | -0.26074 | 0 | 0 | 0 | 0 | 0 | 0 | 0
0.583333333333333177August | Resource 1 | Sublap 1 | 14:00 | 1 | 77 | August | 17000 | 0 | 0 | 0 | 0 | 0 | 0 | 0 | 0 | 0 | 0 | 0 | 0 | 0 | 0 | 1.1735 | -0.65563 | -0.016296 | 0 | 0 | 0 | 0 | 0 | 0 | 0 | 0 | 0 | 0 | 0 | 0 | 0 | 0 | 0 | 0 | 0 | 0 | 0 | 0 | 0 | 19.9489 | -11.1457 | -0.27704 | 0 | 0 | 0 | 0 | 0 | 0 | 0
0.583333333333333177September | Resource 1 | Sublap 1 | 14:00 | 1 | 77 | September | 18000 | 0 | 0 | 0 | 0 | 0 | 0 | 0 | 0 | 0 | 0 | 0 | 0 | 0 | 0 | 1.1735 | -0.65563 | -0.016296 | 0 | 0 | 0 | 0 | 0 | 0 | 0 | 0 | 0 | 0 | 0 | 0 | 0 | 0 | 0 | 0 | 0 | 0 | 0 | 0 | 0 | 21.1224 | -11.8014 | -0.29334 | 0 | 0 | 0 | 0 | 0 | 0 | 0
0.583333333333333177October | Resource 1 | Sublap 1 | 14:00 | 1 | 77 | October | 19000 | 0 | 0 | 0 | 0 | 0 | 0 | 0 | 0 | 0 | 0 | 0 | 0 | 0 | 0 | 1.1735 | -0.65563 | -0.016296 | 0 | 0 | 0 | 0 | 0 | 0 | 0 | 0 | 0 | 0 | 0 | 0 | 0 | 0 | 0 | 0 | 0 | 0 | 0 | 0 | 0 | 22.2959 | -12.457 | -0.30963 | 0 | 0 | 0 | 0 | 0 | 0 | 0
0.583333333333333177November | Resource 1 | Sublap 1 | 14:00 | 1 | 77 | November | 20000 | 0 | 0 | 0 | 0 | 0 | 0 | 0 | 0 | 0 | 0 | 0 | 0 | 0 | 0 | 1.1735 | -0.65563 | -0.016296 | 0 | 0 | 0 | 0 | 0 | 0 | 0 | 0 | 0 | 0 | 0 | 0 | 0 | 0 | 0 | 0 | 0 | 0 | 0 | 0 | 0 | 23.4693 | -13.1126 | -0.32593 | 0 | 0 | 0 | 0 | 0 | 0 | 0
0.583333333333333177December | Resource 1 | Sublap 1 | 14:00 | 1 | 77 | December | 21000 | 0 | 0 | 0 | 0 | 0 | 0 | 0 | 0 | 0 | 0 | 0 | 0 | 0 | 0 | 1.1735 | -0.65563 | -0.016296 | 0 | 0 | 0 | 0 | 0 | 0 | 0 | 0 | 0 | 0 | 0 | 0 | 0 | 0 | 0 | 0 | 0 | 0 | 0 | 0 | 0 | 24.6428 | -13.7683 | -0.34222 | 0 | 0 | 0 | 0 | 0 | 0 | 0
0.583333333333333178January | Resource 1 | Sublap 1 | 14:00 | 1 | 78 | January | 10000 | 0 | 0 | 0 | 0 | 0 | 0 | 0 | 0 | 0 | 0 | 0 | 0 | 0 | 0 | 1.2322 | -0.67393 | -0.016747 | 0 | 0 | 0 | 0 | 0 | 0 | 0 | 0 | 0 | 0 | 0 | 0 | 0 | 0 | 0 | 0 | 0 | 0 | 0 | 0 | 0 | 12.3222 | -6.7393 | -0.16747 | 0 | 0 | 0 | 0 | 0 | 0 | 0
0.583333333333333178February | Resource 1 | Sublap 1 | 14:00 | 1 | 78 | February | 11000 | 0 | 0 | 0 | 0 | 0 | 0 | 0 | 0 | 0 | 0 | 0 | 0 | 0 | 0 | 1.2322 | -0.67393 | -0.016747 | 0 | 0 | 0 | 0 | 0 | 0 | 0 | 0 | 0 | 0 | 0 | 0 | 0 | 0 | 0 | 0 | 0 | 0 | 0 | 0 | 0 | 13.5544 | -7.4132 | -0.18422 | 0 | 0 | 0 | 0 | 0 | 0 | 0
0.583333333333333178March | Resource 1 | Sublap 1 | 14:00 | 1 | 78 | March | 12000 | 0 | 0 | 0 | 0 | 0 | 0 | 0 | 0 | 0 | 0 | 0 | 0 | 0 | 0 | 1.2322 | -0.67393 | -0.016747 | 0 | 0 | 0 | 0 | 0 | 0 | 0 | 0 | 0 | 0 | 0 | 0 | 0 | 0 | 0 | 0 | 0 | 0 | 0 | 0 | 0 | 14.7866 | -8.0872 | -0.20097 | 0 | 0 | 0 | 0 | 0 | 0 | 0
0.583333333333333178April | Resource 1 | Sublap 1 | 14:00 | 1 | 78 | April | 13000 | 0 | 0 | 0 | 0 | 0 | 0 | 0 | 0 | 0 | 0 | 0 | 0 | 0 | 0 | 1.2322 | -0.67393 | -0.016747 | 0 | 0 | 0 | 0 | 0 | 0 | 0 | 0 | 0 | 0 | 0 | 0 | 0 | 0 | 0 | 0 | 0 | 0 | 0 | 0 | 0 | 16.0188 | -8.7611 | -0.21771 | 0 | 0 | 0 | 0 | 0 | 0 | 0
0.583333333333333178May | Resource 1 | Sublap 1 | 14:00 | 1 | 78 | May | 14000 | 0 | 0 | 0 | 0 | 0 | 0 | 0 | 0 | 0 | 0 | 0 | 0 | 0 | 0 | 1.2322 | -0.67393 | -0.016747 | 0 | 0 | 0 | 0 | 0 | 0 | 0 | 0 | 0 | 0 | 0 | 0 | 0 | 0 | 0 | 0 | 0 | 0 | 0 | 0 | 0 | 17.251 | -9.435 | -0.23446 | 0 | 0 | 0 | 0 | 0 | 0 | 0
0.583333333333333178June | Resource 1 | Sublap 1 | 14:00 | 1 | 78 | June | 15000 | 0 | 0 | 0 | 0 | 0 | 0 | 0 | 0 | 0 | 0 | 0 | 0 | 0 | 0 | 1.2322 | -0.67393 | -0.016747 | 0 | 0 | 0 | 0 | 0 | 0 | 0 | 0 | 0 | 0 | 0 | 0 | 0 | 0 | 0 | 0 | 0 | 0 | 0 | 0 | 0 | 18.4832 | -10.1089 | -0.25121 | 0 | 0 | 0 | 0 | 0 | 0 | 0
0.583333333333333178July | Resource 1 | Sublap 1 | 14:00 | 1 | 78 | July | 16000 | 0 | 0 | 0 | 0 | 0 | 0 | 0 | 0 | 0 | 0 | 0 | 0 | 0 | 0 | 1.2322 | -0.67393 | -0.016747 | 0 | 0 | 0 | 0 | 0 | 0 | 0 | 0 | 0 | 0 | 0 | 0 | 0 | 0 | 0 | 0 | 0 | 0 | 0 | 0 | 0 | 19.7154 | -10.7829 | -0.26795 | 0 | 0 | 0 | 0 | 0 | 0 | 0
0.583333333333333178August | Resource 1 | Sublap 1 | 14:00 | 1 | 78 | August | 17000 | 0 | 0 | 0 | 0 | 0 | 0 | 0 | 0 | 0 | 0 | 0 | 0 | 0 | 0 | 1.2322 | -0.67393 | -0.016747 | 0 | 0 | 0 | 0 | 0 | 0 | 0 | 0 | 0 | 0 | 0 | 0 | 0 | 0 | 0 | 0 | 0 | 0 | 0 | 0 | 0 | 20.9476 | -11.4568 | -0.2847 | 0 | 0 | 0 | 0 | 0 | 0 | 0
0.583333333333333178September | Resource 1 | Sublap 1 | 14:00 | 1 | 78 | September | 18000 | 0 | 0 | 0 | 0 | 0 | 0 | 0 | 0 | 0 | 0 | 0 | 0 | 0 | 0 | 1.2322 | -0.67393 | -0.016747 | 0 | 0 | 0 | 0 | 0 | 0 | 0 | 0 | 0 | 0 | 0 | 0 | 0 | 0 | 0 | 0 | 0 | 0 | 0 | 0 | 0 | 22.1799 | -12.1307 | -0.30145 | 0 | 0 | 0 | 0 | 0 | 0 | 0
0.583333333333333178October | Resource 1 | Sublap 1 | 14:00 | 1 | 78 | October | 19000 | 0 | 0 | 0 | 0 | 0 | 0 | 0 | 0 | 0 | 0 | 0 | 0 | 0 | 0 | 1.2322 | -0.67393 | -0.016747 | 0 | 0 | 0 | 0 | 0 | 0 | 0 | 0 | 0 | 0 | 0 | 0 | 0 | 0 | 0 | 0 | 0 | 0 | 0 | 0 | 0 | 23.4121 | -12.8047 | -0.3182 | 0 | 0 | 0 | 0 | 0 | 0 | 0
0.583333333333333178November | Resource 1 | Sublap 1 | 14:00 | 1 | 78 | November | 20000 | 0 | 0 | 0 | 0 | 0 | 0 | 0 | 0 | 0 | 0 | 0 | 0 | 0 | 0 | 1.2322 | -0.67393 | -0.016747 | 0 | 0 | 0 | 0 | 0 | 0 | 0 | 0 | 0 | 0 | 0 | 0 | 0 | 0 | 0 | 0 | 0 | 0 | 0 | 0 | 0 | 24.6443 | -13.4786 | -0.33494 | 0 | 0 | 0 | 0 | 0 | 0 | 0
0.583333333333333178December | Resource 1 | Sublap 1 | 14:00 | 1 | 78 | December | 21000 | 0 | 0 | 0 | 0 | 0 | 0 | 0 | 0 | 0 | 0 | 0 | 0 | 0 | 0 | 1.2322 | -0.67393 | -0.016747 | 0 | 0 | 0 | 0 | 0 | 0 | 0 | 0 | 0 | 0 | 0 | 0 | 0 | 0 | 0 | 0 | 0 | 0 | 0 | 0 | 0 | 25.8765 | -14.1525 | -0.35169 | 0 | 0 | 0 | 0 | 0 | 0 | 0
0.583333333333333179January | Resource 1 | Sublap 1 | 14:00 | 1 | 79 | January | 10000 | 0 | 0 | 0 | 0 | 0 | 0 | 0 | 0 | 0 | 0 | 0 | 0 | 0 | 0 | 1.4705 | -0.74837 | -0.018581 | 0 | 0 | 0 | 0 | 0 | 0 | 0 | 0 | 0 | 0 | 0 | 0 | 0 | 0 | 0 | 0 | 0 | 0 | 0 | 0 | 0 | 14.7052 | -7.4837 | -0.18581 | 0 | 0 | 0 | 0 | 0 | 0 | 0
0.583333333333333179February | Resource 1 | Sublap 1 | 14:00 | 1 | 79 | February | 11000 | 0 | 0 | 0 | 0 | 0 | 0 | 0 | 0 | 0 | 0 | 0 | 0 | 0 | 0 | 1.4705 | -0.74837 | -0.018581 | 0 | 0 | 0 | 0 | 0 | 0 | 0 | 0 | 0 | 0 | 0 | 0 | 0 | 0 | 0 | 0 | 0 | 0 | 0 | 0 | 0 | 16.1758 | -8.2321 | -0.20439 | 0 | 0 | 0 | 0 | 0 | 0 | 0
0.583333333333333179March | Resource 1 | Sublap 1 | 14:00 | 1 | 79 | March | 12000 | 0 | 0 | 0 | 0 | 0 | 0 | 0 | 0 | 0 | 0 | 0 | 0 | 0 | 0 | 1.4705 | -0.74837 | -0.018581 | 0 | 0 | 0 | 0 | 0 | 0 | 0 | 0 | 0 | 0 | 0 | 0 | 0 | 0 | 0 | 0 | 0 | 0 | 0 | 0 | 0 | 17.6463 | -8.9805 | -0.22297 | 0 | 0 | 0 | 0 | 0 | 0 | 0
0.583333333333333179April | Resource 1 | Sublap 1 | 14:00 | 1 | 79 | April | 13000 | 0 | 0 | 0 | 0 | 0 | 0 | 0 | 0 | 0 | 0 | 0 | 0 | 0 | 0 | 1.4705 | -0.74837 | -0.018581 | 0 | 0 | 0 | 0 | 0 | 0 | 0 | 0 | 0 | 0 | 0 | 0 | 0 | 0 | 0 | 0 | 0 | 0 | 0 | 0 | 0 | 19.1168 | -9.7288 | -0.24155 | 0 | 0 | 0 | 0 | 0 | 0 | 0
0.583333333333333179May | Resource 1 | Sublap 1 | 14:00 | 1 | 79 | May | 14000 | 0 | 0 | 0 | 0 | 0 | 0 | 0 | 0 | 0 | 0 | 0 | 0 | 0 | 0 | 1.4705 | -0.74837 | -0.018581 | 0 | 0 | 0 | 0 | 0 | 0 | 0 | 0 | 0 | 0 | 0 | 0 | 0 | 0 | 0 | 0 | 0 | 0 | 0 | 0 | 0 | 20.5873 | -10.4772 | -0.26013 | 0 | 0 | 0 | 0 | 0 | 0 | 0
0.583333333333333179June | Resource 1 | Sublap 1 | 14:00 | 1 | 79 | June | 15000 | 0 | 0 | 0 | 0 | 0 | 0 | 0 | 0 | 0 | 0 | 0 | 0 | 0 | 0 | 1.4705 | -0.74837 | -0.018581 | 0 | 0 | 0 | 0 | 0 | 0 | 0 | 0 | 0 | 0 | 0 | 0 | 0 | 0 | 0 | 0 | 0 | 0 | 0 | 0 | 0 | 22.0579 | -11.2256 | -0.27871 | 0 | 0 | 0 | 0 | 0 | 0 | 0
0.583333333333333179July | Resource 1 | Sublap 1 | 14:00 | 1 | 79 | July | 16000 | 0 | 0 | 0 | 0 | 0 | 0 | 0 | 0 | 0 | 0 | 0 | 0 | 0 | 0 | 1.4705 | -0.74837 | -0.018581 | 0 | 0 | 0 | 0 | 0 | 0 | 0 | 0 | 0 | 0 | 0 | 0 | 0 | 0 | 0 | 0 | 0 | 0 | 0 | 0 | 0 | 23.5284 | -11.9739 | -0.29729 | 0 | 0 | 0 | 0 | 0 | 0 | 0
0.583333333333333179August | Resource 1 | Sublap 1 | 14:00 | 1 | 79 | August | 17000 | 0 | 0 | 0 | 0 | 0 | 0 | 0 | 0 | 0 | 0 | 0 | 0 | 0 | 0 | 1.4705 | -0.74837 | -0.018581 | 0 | 0 | 0 | 0 | 0 | 0 | 0 | 0 | 0 | 0 | 0 | 0 | 0 | 0 | 0 | 0 | 0 | 0 | 0 | 0 | 0 | 24.9989 | -12.7223 | -0.31587 | 0 | 0 | 0 | 0 | 0 | 0 | 0
0.583333333333333179September | Resource 1 | Sublap 1 | 14:00 | 1 | 79 | September | 18000 | 0 | 0 | 0 | 0 | 0 | 0 | 0 | 0 | 0 | 0 | 0 | 0 | 0 | 0 | 1.4705 | -0.74837 | -0.018581 | 0 | 0 | 0 | 0 | 0 | 0 | 0 | 0 | 0 | 0 | 0 | 0 | 0 | 0 | 0 | 0 | 0 | 0 | 0 | 0 | 0 | 26.4694 | -13.4707 | -0.33445 | 0 | 0 | 0 | 0 | 0 | 0 | 0
0.583333333333333179October | Resource 1 | Sublap 1 | 14:00 | 1 | 79 | October | 19000 | 0 | 0 | 0 | 0 | 0 | 0 | 0 | 0 | 0 | 0 | 0 | 0 | 0 | 0 | 1.4705 | -0.74837 | -0.018581 | 0 | 0 | 0 | 0 | 0 | 0 | 0 | 0 | 0 | 0 | 0 | 0 | 0 | 0 | 0 | 0 | 0 | 0 | 0 | 0 | 0 | 27.94 | -14.219 | -0.35303 | 0 | 0 | 0 | 0 | 0 | 0 | 0
0.583333333333333179November | Resource 1 | Sublap 1 | 14:00 | 1 | 79 | November | 20000 | 0 | 0 | 0 | 0 | 0 | 0 | 0 | 0 | 0 | 0 | 0 | 0 | 0 | 0 | 1.4705 | -0.74837 | -0.018581 | 0 | 0 | 0 | 0 | 0 | 0 | 0 | 0 | 0 | 0 | 0 | 0 | 0 | 0 | 0 | 0 | 0 | 0 | 0 | 0 | 0 | 29.4105 | -14.9674 | -0.37161 | 0 | 0 | 0 | 0 | 0 | 0 | 0
0.583333333333333179December | Resource 1 | Sublap 1 | 14:00 | 1 | 79 | December | 21000 | 0 | 0 | 0 | 0 | 0 | 0 | 0 | 0 | 0 | 0 | 0 | 0 | 0 | 0 | 1.4705 | -0.74837 | -0.018581 | 0 | 0 | 0 | 0 | 0 | 0 | 0 | 0 | 0 | 0 | 0 | 0 | 0 | 0 | 0 | 0 | 0 | 0 | 0 | 0 | 0 | 30.881 | -15.7158 | -0.3902 | 0 | 0 | 0 | 0 | 0 | 0 | 0
0.583333333333333180January | Resource 1 | Sublap 1 | 14:00 | 1 | 80 | January | 10000 | 0 | 0 | 0 | 0 | 0 | 0 | 0 | 0 | 0 | 0 | 0 | 0 | 0 | 0 | 1.8325 | -0.92007 | -0.02281 | 0 | 0 | 0 | 0 | 0 | 0 | 0 | 0 | 0 | 0 | 0 | 0 | 0 | 0 | 0 | 0 | 0 | 0 | 0 | 0 | 0 | 18.3251 | -9.2007 | -0.2281 | 0 | 0 | 0 | 0 | 0 | 0 | 0
0.583333333333333180February | Resource 1 | Sublap 1 | 14:00 | 1 | 80 | February | 11000 | 0 | 0 | 0 | 0 | 0 | 0 | 0 | 0 | 0 | 0 | 0 | 0 | 0 | 0 | 1.8325 | -0.92007 | -0.02281 | 0 | 0 | 0 | 0 | 0 | 0 | 0 | 0 | 0 | 0 | 0 | 0 | 0 | 0 | 0 | 0 | 0 | 0 | 0 | 0 | 0 | 20.1576 | -10.1208 | -0.25091 | 0 | 0 | 0 | 0 | 0 | 0 | 0
0.583333333333333180March | Resource 1 | Sublap 1 | 14:00 | 1 | 80 | March | 12000 | 0 | 0 | 0 | 0 | 0 | 0 | 0 | 0 | 0 | 0 | 0 | 0 | 0 | 0 | 1.8325 | -0.92007 | -0.02281 | 0 | 0 | 0 | 0 | 0 | 0 | 0 | 0 | 0 | 0 | 0 | 0 | 0 | 0 | 0 | 0 | 0 | 0 | 0 | 0 | 0 | 21.9901 | -11.0409 | -0.27372 | 0 | 0 | 0 | 0 | 0 | 0 | 0
0.583333333333333180April | Resource 1 | Sublap 1 | 14:00 | 1 | 80 | April | 13000 | 0 | 0 | 0 | 0 | 0 | 0 | 0 | 0 | 0 | 0 | 0 | 0 | 0 | 0 | 1.8325 | -0.92007 | -0.02281 | 0 | 0 | 0 | 0 | 0 | 0 | 0 | 0 | 0 | 0 | 0 | 0 | 0 | 0 | 0 | 0 | 0 | 0 | 0 | 0 | 0 | 23.8226 | -11.961 | -0.29653 | 0 | 0 | 0 | 0 | 0 | 0 | 0
0.583333333333333180May | Resource 1 | Sublap 1 | 14:00 | 1 | 80 | May | 14000 | 0 | 0 | 0 | 0 | 0 | 0 | 0 | 0 | 0 | 0 | 0 | 0 | 0 | 0 | 1.8325 | -0.92007 | -0.02281 | 0 | 0 | 0 | 0 | 0 | 0 | 0 | 0 | 0 | 0 | 0 | 0 | 0 | 0 | 0 | 0 | 0 | 0 | 0 | 0 | 0 | 25.6552 | -12.8811 | -0.31934 | 0 | 0 | 0 | 0 | 0 | 0 | 0
0.583333333333333180June | Resource 1 | Sublap 1 | 14:00 | 1 | 80 | June | 15000 | 0 | 0 | 0 | 0 | 0 | 0 | 0 | 0 | 0 | 0 | 0 | 0 | 0 | 0 | 1.8325 | -0.92007 | -0.02281 | 0 | 0 | 0 | 0 | 0 | 0 | 0 | 0 | 0 | 0 | 0 | 0 | 0 | 0 | 0 | 0 | 0 | 0 | 0 | 0 | 0 | 27.4877 | -13.8011 | -0.34215 | 0 | 0 | 0 | 0 | 0 | 0 | 0
0.583333333333333180July | Resource 1 | Sublap 1 | 14:00 | 1 | 80 | July | 16000 | 0 | 0 | 0 | 0 | 0 | 0 | 0 | 0 | 0 | 0 | 0 | 0 | 0 | 0 | 1.8325 | -0.92007 | -0.02281 | 0 | 0 | 0 | 0 | 0 | 0 | 0 | 0 | 0 | 0 | 0 | 0 | 0 | 0 | 0 | 0 | 0 | 0 | 0 | 0 | 0 | 29.3202 | -14.7212 | -0.36496 | 0 | 0 | 0 | 0 | 0 | 0 | 0
0.583333333333333180August | Resource 1 | Sublap 1 | 14:00 | 1 | 80 | August | 17000 | 0 | 0 | 0 | 0 | 0 | 0 | 0 | 0 | 0 | 0 | 0 | 0 | 0 | 0 | 1.8325 | -0.92007 | -0.02281 | 0 | 0 | 0 | 0 | 0 | 0 | 0 | 0 | 0 | 0 | 0 | 0 | 0 | 0 | 0 | 0 | 0 | 0 | 0 | 0 | 0 | 31.1527 | -15.6413 | -0.38777 | 0 | 0 | 0 | 0 | 0 | 0 | 0
0.583333333333333180September | Resource 1 | Sublap 1 | 14:00 | 1 | 80 | September | 18000 | 0 | 0 | 0 | 0 | 0 | 0 | 0 | 0 | 0 | 0 | 0 | 0 | 0 | 0 | 1.8325 | -0.92007 | -0.02281 | 0 | 0 | 0 | 0 | 0 | 0 | 0 | 0 | 0 | 0 | 0 | 0 | 0 | 0 | 0 | 0 | 0 | 0 | 0 | 0 | 0 | 32.9852 | -16.5613 | -0.41058 | 0 | 0 | 0 | 0 | 0 | 0 | 0
0.583333333333333180October | Resource 1 | Sublap 1 | 14:00 | 1 | 80 | October | 19000 | 0 | 0 | 0 | 0 | 0 | 0 | 0 | 0 | 0 | 0 | 0 | 0 | 0 | 0 | 1.8325 | -0.92007 | -0.02281 | 0 | 0 | 0 | 0 | 0 | 0 | 0 | 0 | 0 | 0 | 0 | 0 | 0 | 0 | 0 | 0 | 0 | 0 | 0 | 0 | 0 | 34.8177 | -17.4814 | -0.43339 | 0 | 0 | 0 | 0 | 0 | 0 | 0
0.583333333333333180November | Resource 1 | Sublap 1 | 14:00 | 1 | 80 | November | 20000 | 0 | 0 | 0 | 0 | 0 | 0 | 0 | 0 | 0 | 0 | 0 | 0 | 0 | 0 | 1.8325 | -0.92007 | -0.02281 | 0 | 0 | 0 | 0 | 0 | 0 | 0 | 0 | 0 | 0 | 0 | 0 | 0 | 0 | 0 | 0 | 0 | 0 | 0 | 0 | 0 | 36.6502 | -18.4015 | -0.4562 | 0 | 0 | 0 | 0 | 0 | 0 | 0
0.583333333333333180December | Resource 1 | Sublap 1 | 14:00 | 1 | 80 | December | 21000 | 0 | 0 | 0 | 0 | 0 | 0 | 0 | 0 | 0 | 0 | 0 | 0 | 0 | 0 | 1.8325 | -0.92007 | -0.02281 | 0 | 0 | 0 | 0 | 0 | 0 | 0 | 0 | 0 | 0 | 0 | 0 | 0 | 0 | 0 | 0 | 0 | 0 | 0 | 0 | 0 | 38.4827 | -19.3216 | -0.47901 | 0 | 0 | 0 | 0 | 0 | 0 | 0
0.583333333333333181January | Resource 1 | Sublap 1 | 14:00 | 1 | 81 | January | 10000 | 0 | 0 | 0 | 0 | 0 | 0 | 0 | 0 | 0 | 0 | 0 | 0 | 0 | 0 | 2.4118 | -1.1387 | -0.028195 | 0 | 0 | 0 | 0 | 0 | 0 | 0 | 0 | 0 | 0 | 0 | 0 | 0 | 0 | 0 | 0 | 0 | 0 | 0 | 0 | 0 | 24.1179 | -11.387 | -0.28195 | 0 | 0 | 0 | 0 | 0 | 0 | 0
0.583333333333333181February | Resource 1 | Sublap 1 | 14:00 | 1 | 81 | February | 11000 | 0 | 0 | 0 | 0 | 0 | 0 | 0 | 0 | 0 | 0 | 0 | 0 | 0 | 0 | 2.4118 | -1.1387 | -0.028195 | 0 | 0 | 0 | 0 | 0 | 0 | 0 | 0 | 0 | 0 | 0 | 0 | 0 | 0 | 0 | 0 | 0 | 0 | 0 | 0 | 0 | 26.5296 | -12.5257 | -0.31015 | 0 | 0 | 0 | 0 | 0 | 0 | 0
0.583333333333333181March | Resource 1 | Sublap 1 | 14:00 | 1 | 81 | March | 12000 | 0 | 0 | 0 | 0 | 0 | 0 | 0 | 0 | 0 | 0 | 0 | 0 | 0 | 0 | 2.4118 | -1.1387 | -0.028195 | 0 | 0 | 0 | 0 | 0 | 0 | 0 | 0 | 0 | 0 | 0 | 0 | 0 | 0 | 0 | 0 | 0 | 0 | 0 | 0 | 0 | 28.9414 | -13.6644 | -0.33834 | 0 | 0 | 0 | 0 | 0 | 0 | 0
0.583333333333333181April | Resource 1 | Sublap 1 | 14:00 | 1 | 81 | April | 13000 | 0 | 0 | 0 | 0 | 0 | 0 | 0 | 0 | 0 | 0 | 0 | 0 | 0 | 0 | 2.4118 | -1.1387 | -0.028195 | 0 | 0 | 0 | 0 | 0 | 0 | 0 | 0 | 0 | 0 | 0 | 0 | 0 | 0 | 0 | 0 | 0 | 0 | 0 | 0 | 0 | 31.3532 | -14.8031 | -0.36654 | 0 | 0 | 0 | 0 | 0 | 0 | 0
0.583333333333333181May | Resource 1 | Sublap 1 | 14:00 | 1 | 81 | May | 14000 | 0 | 0 | 0 | 0 | 0 | 0 | 0 | 0 | 0 | 0 | 0 | 0 | 0 | 0 | 2.4118 | -1.1387 | -0.028195 | 0 | 0 | 0 | 0 | 0 | 0 | 0 | 0 | 0 | 0 | 0 | 0 | 0 | 0 | 0 | 0 | 0 | 0 | 0 | 0 | 0 | 33.765 | -15.9418 | -0.39473 | 0 | 0 | 0 | 0 | 0 | 0 | 0
0.583333333333333181June | Resource 1 | Sublap 1 | 14:00 | 1 | 81 | June | 15000 | 0 | 0 | 0 | 0 | 0 | 0 | 0 | 0 | 0 | 0 | 0 | 0 | 0 | 0 | 2.4118 | -1.1387 | -0.028195 | 0 | 0 | 0 | 0 | 0 | 0 | 0 | 0 | 0 | 0 | 0 | 0 | 0 | 0 | 0 | 0 | 0 | 0 | 0 | 0 | 0 | 36.1768 | -17.0805 | -0.42293 | 0 | 0 | 0 | 0 | 0 | 0 | 0
0.583333333333333181July | Resource 1 | Sublap 1 | 14:00 | 1 | 81 | July | 16000 | 0 | 0 | 0 | 0 | 0 | 0 | 0 | 0 | 0 | 0 | 0 | 0 | 0 | 0 | 2.4118 | -1.1387 | -0.028195 | 0 | 0 | 0 | 0 | 0 | 0 | 0 | 0 | 0 | 0 | 0 | 0 | 0 | 0 | 0 | 0 | 0 | 0 | 0 | 0 | 0 | 38.5886 | -18.2192 | -0.45112 | 0 | 0 | 0 | 0 | 0 | 0 | 0
0.583333333333333181August | Resource 1 | Sublap 1 | 14:00 | 1 | 81 | August | 17000 | 0 | 0 | 0 | 0 | 0 | 0 | 0 | 0 | 0 | 0 | 0 | 0 | 0 | 0 | 2.4118 | -1.1387 | -0.028195 | 0 | 0 | 0 | 0 | 0 | 0 | 0 | 0 | 0 | 0 | 0 | 0 | 0 | 0 | 0 | 0 | 0 | 0 | 0 | 0 | 0 | 41.0004 | -19.3579 | -0.47932 | 0 | 0 | 0 | 0 | 0 | 0 | 0
0.583333333333333181September | Resource 1 | Sublap 1 | 14:00 | 1 | 81 | September | 18000 | 0 | 0 | 0 | 0 | 0 | 0 | 0 | 0 | 0 | 0 | 0 | 0 | 0 | 0 | 2.4118 | -1.1387 | -0.028195 | 0 | 0 | 0 | 0 | 0 | 0 | 0 | 0 | 0 | 0 | 0 | 0 | 0 | 0 | 0 | 0 | 0 | 0 | 0 | 0 | 0 | 43.4121 | -20.4966 | -0.50751 | 0 | 0 | 0 | 0 | 0 | 0 | 0
0.583333333333333181October | Resource 1 | Sublap 1 | 14:00 | 1 | 81 | October | 19000 | 0 | 0 | 0 | 0 | 0 | 0 | 0 | 0 | 0 | 0 | 0 | 0 | 0 | 0 | 2.4118 | -1.1387 | -0.028195 | 0 | 0 | 0 | 0 | 0 | 0 | 0 | 0 | 0 | 0 | 0 | 0 | 0 | 0 | 0 | 0 | 0 | 0 | 0 | 0 | 0 | 45.8239 | -21.6353 | -0.53571 | 0 | 0 | 0 | 0 | 0 | 0 | 0
0.583333333333333181November | Resource 1 | Sublap 1 | 14:00 | 1 | 81 | November | 20000 | 0 | 0 | 0 | 0 | 0 | 0 | 0 | 0 | 0 | 0 | 0 | 0 | 0 | 0 | 2.4118 | -1.1387 | -0.028195 | 0 | 0 | 0 | 0 | 0 | 0 | 0 | 0 | 0 | 0 | 0 | 0 | 0 | 0 | 0 | 0 | 0 | 0 | 0 | 0 | 0 | 48.2357 | -22.774 | -0.5639 | 0 | 0 | 0 | 0 | 0 | 0 | 0
0.583333333333333181December | Resource 1 | Sublap 1 | 14:00 | 1 | 81 | December | 21000 | 0 | 0 | 0 | 0 | 0 | 0 | 0 | 0 | 0 | 0 | 0 | 0 | 0 | 0 | 2.4118 | -1.1387 | -0.028195 | 0 | 0 | 0 | 0 | 0 | 0 | 0 | 0 | 0 | 0 | 0 | 0 | 0 | 0 | 0 | 0 | 0 | 0 | 0 | 0 | 0 | 50.6475 | -23.9127 | -0.5921 | 0 | 0 | 0 | 0 | 0 | 0 | 0
0.583333333333333182January | Resource 1 | Sublap 1 | 14:00 | 1 | 82 | January | 10000 | 0 | 0 | 0 | 0 | 0 | 0 | 0 | 0 | 0 | 0 | 0 | 0 | 0 | 0 | 2.6724 | -1.1861 | -0.029363 | 0 | 0 | 0 | 0 | 0 | 0 | 0 | 0 | 0 | 0 | 0 | 0 | 0 | 0 | 0 | 0 | 0 | 0 | 0 | 0 | 0 | 26.724 | -11.861 | -0.29363 | 0 | 0 | 0 | 0 | 0 | 0 | 0
0.583333333333333182February | Resource 1 | Sublap 1 | 14:00 | 1 | 82 | February | 11000 | 0 | 0 | 0 | 0 | 0 | 0 | 0 | 0 | 0 | 0 | 0 | 0 | 0 | 0 | 2.6724 | -1.1861 | -0.029363 | 0 | 0 | 0 | 0 | 0 | 0 | 0 | 0 | 0 | 0 | 0 | 0 | 0 | 0 | 0 | 0 | 0 | 0 | 0 | 0 | 0 | 29.3964 | -13.0471 | -0.32299 | 0 | 0 | 0 | 0 | 0 | 0 | 0
0.583333333333333182March | Resource 1 | Sublap 1 | 14:00 | 1 | 82 | March | 12000 | 0 | 0 | 0 | 0 | 0 | 0 | 0 | 0 | 0 | 0 | 0 | 0 | 0 | 0 | 2.6724 | -1.1861 | -0.029363 | 0 | 0 | 0 | 0 | 0 | 0 | 0 | 0 | 0 | 0 | 0 | 0 | 0 | 0 | 0 | 0 | 0 | 0 | 0 | 0 | 0 | 32.0688 | -14.2332 | -0.35235 | 0 | 0 | 0 | 0 | 0 | 0 | 0
0.583333333333333182April | Resource 1 | Sublap 1 | 14:00 | 1 | 82 | April | 13000 | 0 | 0 | 0 | 0 | 0 | 0 | 0 | 0 | 0 | 0 | 0 | 0 | 0 | 0 | 2.6724 | -1.1861 | -0.029363 | 0 | 0 | 0 | 0 | 0 | 0 | 0 | 0 | 0 | 0 | 0 | 0 | 0 | 0 | 0 | 0 | 0 | 0 | 0 | 0 | 0 | 34.7412 | -15.4193 | -0.38172 | 0 | 0 | 0 | 0 | 0 | 0 | 0
0.583333333333333182May | Resource 1 | Sublap 1 | 14:00 | 1 | 82 | May | 14000 | 0 | 0 | 0 | 0 | 0 | 0 | 0 | 0 | 0 | 0 | 0 | 0 | 0 | 0 | 2.6724 | -1.1861 | -0.029363 | 0 | 0 | 0 | 0 | 0 | 0 | 0 | 0 | 0 | 0 | 0 | 0 | 0 | 0 | 0 | 0 | 0 | 0 | 0 | 0 | 0 | 37.4136 | -16.6054 | -0.41108 | 0 | 0 | 0 | 0 | 0 | 0 | 0
0.583333333333333182June | Resource 1 | Sublap 1 | 14:00 | 1 | 82 | June | 15000 | 0 | 0 | 0 | 0 | 0 | 0 | 0 | 0 | 0 | 0 | 0 | 0 | 0 | 0 | 2.6724 | -1.1861 | -0.029363 | 0 | 0 | 0 | 0 | 0 | 0 | 0 | 0 | 0 | 0 | 0 | 0 | 0 | 0 | 0 | 0 | 0 | 0 | 0 | 0 | 0 | 40.0859 | -17.7915 | -0.44044 | 0 | 0 | 0 | 0 | 0 | 0 | 0
0.583333333333333182July | Resource 1 | Sublap 1 | 14:00 | 1 | 82 | July | 16000 | 0 | 0 | 0 | 0 | 0 | 0 | 0 | 0 | 0 | 0 | 0 | 0 | 0 | 0 | 2.6724 | -1.1861 | -0.029363 | 0 | 0 | 0 | 0 | 0 | 0 | 0 | 0 | 0 | 0 | 0 | 0 | 0 | 0 | 0 | 0 | 0 | 0 | 0 | 0 | 0 | 42.7584 | -18.9776 | -0.4698 | 0 | 0 | 0 | 0 | 0 | 0 | 0
0.583333333333333182August | Resource 1 | Sublap 1 | 14:00 | 1 | 82 | August | 17000 | 0 | 0 | 0 | 0 | 0 | 0 | 0 | 0 | 0 | 0 | 0 | 0 | 0 | 0 | 2.6724 | -1.1861 | -0.029363 | 0 | 0 | 0 | 0 | 0 | 0 | 0 | 0 | 0 | 0 | 0 | 0 | 0 | 0 | 0 | 0 | 0 | 0 | 0 | 0 | 0 | 45.4307 | -20.1637 | -0.49917 | 0 | 0 | 0 | 0 | 0 | 0 | 0
0.583333333333333182September | Resource 1 | Sublap 1 | 14:00 | 1 | 82 | September | 18000 | 0 | 0 | 0 | 0 | 0 | 0 | 0 | 0 | 0 | 0 | 0 | 0 | 0 | 0 | 2.6724 | -1.1861 | -0.029363 | 0 | 0 | 0 | 0 | 0 | 0 | 0 | 0 | 0 | 0 | 0 | 0 | 0 | 0 | 0 | 0 | 0 | 0 | 0 | 0 | 0 | 48.1031 | -21.3498 | -0.52853 | 0 | 0 | 0 | 0 | 0 | 0 | 0
0.583333333333333182October | Resource 1 | Sublap 1 | 14:00 | 1 | 82 | October | 19000 | 0 | 0 | 0 | 0 | 0 | 0 | 0 | 0 | 0 | 0 | 0 | 0 | 0 | 0 | 2.6724 | -1.1861 | -0.029363 | 0 | 0 | 0 | 0 | 0 | 0 | 0 | 0 | 0 | 0 | 0 | 0 | 0 | 0 | 0 | 0 | 0 | 0 | 0 | 0 | 0 | 50.7755 | -22.5359 | -0.55789 | 0 | 0 | 0 | 0 | 0 | 0 | 0
0.583333333333333182November | Resource 1 | Sublap 1 | 14:00 | 1 | 82 | November | 20000 | 0 | 0 | 0 | 0 | 0 | 0 | 0 | 0 | 0 | 0 | 0 | 0 | 0 | 0 | 2.6724 | -1.1861 | -0.029363 | 0 | 0 | 0 | 0 | 0 | 0 | 0 | 0 | 0 | 0 | 0 | 0 | 0 | 0 | 0 | 0 | 0 | 0 | 0 | 0 | 0 | 53.4479 | -23.722 | -0.58725 | 0 | 0 | 0 | 0 | 0 | 0 | 0
0.583333333333333182December | Resource 1 | Sublap 1 | 14:00 | 1 | 82 | December | 21000 | 0 | 0 | 0 | 0 | 0 | 0 | 0 | 0 | 0 | 0 | 0 | 0 | 0 | 0 | 2.6724 | -1.1861 | -0.029363 | 0 | 0 | 0 | 0 | 0 | 0 | 0 | 0 | 0 | 0 | 0 | 0 | 0 | 0 | 0 | 0 | 0 | 0 | 0 | 0 | 0 | 56.1203 | -24.9081 | -0.61662 | 0 | 0 | 0 | 0 | 0 | 0 | 0
0.583333333333333183January | Resource 1 | Sublap 1 | 14:00 | 1 | 83 | January | 10000 | 0 | 0 | 0 | 0 | 0 | 0 | 0 | 0 | 0 | 0 | 0 | 0 | 0 | 0 | 3.0564 | -1.3414 | -0.033189 | 0 | 0 | 0 | 0 | 0 | 0 | 0 | 0 | 0 | 0 | 0 | 0 | 0 | 0 | 0 | 0 | 0 | 0 | 0 | 0 | 0 | 30.5639 | -13.4142 | -0.33189 | 0 | 0 | 0 | 0 | 0 | 0 | 0
0.583333333333333183February | Resource 1 | Sublap 1 | 14:00 | 1 | 83 | February | 11000 | 0 | 0 | 0 | 0 | 0 | 0 | 0 | 0 | 0 | 0 | 0 | 0 | 0 | 0 | 3.0564 | -1.3414 | -0.033189 | 0 | 0 | 0 | 0 | 0 | 0 | 0 | 0 | 0 | 0 | 0 | 0 | 0 | 0 | 0 | 0 | 0 | 0 | 0 | 0 | 0 | 33.6203 | -14.7556 | -0.36507 | 0 | 0 | 0 | 0 | 0 | 0 | 0
0.583333333333333183March | Resource 1 | Sublap 1 | 14:00 | 1 | 83 | March | 12000 | 0 | 0 | 0 | 0 | 0 | 0 | 0 | 0 | 0 | 0 | 0 | 0 | 0 | 0 | 3.0564 | -1.3414 | -0.033189 | 0 | 0 | 0 | 0 | 0 | 0 | 0 | 0 | 0 | 0 | 0 | 0 | 0 | 0 | 0 | 0 | 0 | 0 | 0 | 0 | 0 | 36.6767 | -16.097 | -0.39826 | 0 | 0 | 0 | 0 | 0 | 0 | 0
0.583333333333333183April | Resource 1 | Sublap 1 | 14:00 | 1 | 83 | April | 13000 | 0 | 0 | 0 | 0 | 0 | 0 | 0 | 0 | 0 | 0 | 0 | 0 | 0 | 0 | 3.0564 | -1.3414 | -0.033189 | 0 | 0 | 0 | 0 | 0 | 0 | 0 | 0 | 0 | 0 | 0 | 0 | 0 | 0 | 0 | 0 | 0 | 0 | 0 | 0 | 0 | 39.7331 | -17.4385 | -0.43145 | 0 | 0 | 0 | 0 | 0 | 0 | 0
0.583333333333333183May | Resource 1 | Sublap 1 | 14:00 | 1 | 83 | May | 14000 | 0 | 0 | 0 | 0 | 0 | 0 | 0 | 0 | 0 | 0 | 0 | 0 | 0 | 0 | 3.0564 | -1.3414 | -0.033189 | 0 | 0 | 0 | 0 | 0 | 0 | 0 | 0 | 0 | 0 | 0 | 0 | 0 | 0 | 0 | 0 | 0 | 0 | 0 | 0 | 0 | 42.7894 | -18.7799 | -0.46464 | 0 | 0 | 0 | 0 | 0 | 0 | 0
0.583333333333333183June | Resource 1 | Sublap 1 | 14:00 | 1 | 83 | June | 15000 | 0 | 0 | 0 | 0 | 0 | 0 | 0 | 0 | 0 | 0 | 0 | 0 | 0 | 0 | 3.0564 | -1.3414 | -0.033189 | 0 | 0 | 0 | 0 | 0 | 0 | 0 | 0 | 0 | 0 | 0 | 0 | 0 | 0 | 0 | 0 | 0 | 0 | 0 | 0 | 0 | 45.8458 | -20.1213 | -0.49783 | 0 | 0 | 0 | 0 | 0 | 0 | 0
0.583333333333333183July | Resource 1 | Sublap 1 | 14:00 | 1 | 83 | July | 16000 | 0 | 0 | 0 | 0 | 0 | 0 | 0 | 0 | 0 | 0 | 0 | 0 | 0 | 0 | 3.0564 | -1.3414 | -0.033189 | 0 | 0 | 0 | 0 | 0 | 0 | 0 | 0 | 0 | 0 | 0 | 0 | 0 | 0 | 0 | 0 | 0 | 0 | 0 | 0 | 0 | 48.9022 | -21.4627 | -0.53102 | 0 | 0 | 0 | 0 | 0 | 0 | 0
0.583333333333333183August | Resource 1 | Sublap 1 | 14:00 | 1 | 83 | August | 17000 | 0 | 0 | 0 | 0 | 0 | 0 | 0 | 0 | 0 | 0 | 0 | 0 | 0 | 0 | 3.0564 | -1.3414 | -0.033189 | 0 | 0 | 0 | 0 | 0 | 0 | 0 | 0 | 0 | 0 | 0 | 0 | 0 | 0 | 0 | 0 | 0 | 0 | 0 | 0 | 0 | 51.9586 | -22.8041 | -0.56421 | 0 | 0 | 0 | 0 | 0 | 0 | 0
0.583333333333333183September | Resource 1 | Sublap 1 | 14:00 | 1 | 83 | September | 18000 | 0 | 0 | 0 | 0 | 0 | 0 | 0 | 0 | 0 | 0 | 0 | 0 | 0 | 0 | 3.0564 | -1.3414 | -0.033189 | 0 | 0 | 0 | 0 | 0 | 0 | 0 | 0 | 0 | 0 | 0 | 0 | 0 | 0 | 0 | 0 | 0 | 0 | 0 | 0 | 0 | 55.015 | -24.1456 | -0.59739 | 0 | 0 | 0 | 0 | 0 | 0 | 0
0.583333333333333183October | Resource 1 | Sublap 1 | 14:00 | 1 | 83 | October | 19000 | 0 | 0 | 0 | 0 | 0 | 0 | 0 | 0 | 0 | 0 | 0 | 0 | 0 | 0 | 3.0564 | -1.3414 | -0.033189 | 0 | 0 | 0 | 0 | 0 | 0 | 0 | 0 | 0 | 0 | 0 | 0 | 0 | 0 | 0 | 0 | 0 | 0 | 0 | 0 | 0 | 58.0714 | -25.487 | -0.63058 | 0 | 0 | 0 | 0 | 0 | 0 | 0
0.583333333333333183November | Resource 1 | Sublap 1 | 14:00 | 1 | 83 | November | 20000 | 0 | 0 | 0 | 0 | 0 | 0 | 0 | 0 | 0 | 0 | 0 | 0 | 0 | 0 | 3.0564 | -1.3414 | -0.033189 | 0 | 0 | 0 | 0 | 0 | 0 | 0 | 0 | 0 | 0 | 0 | 0 | 0 | 0 | 0 | 0 | 0 | 0 | 0 | 0 | 0 | 61.1278 | -26.8284 | -0.66377 | 0 | 0 | 0 | 0 | 0 | 0 | 0
0.583333333333333183December | Resource 1 | Sublap 1 | 14:00 | 1 | 83 | December | 21000 | 0 | 0 | 0 | 0 | 0 | 0 | 0 | 0 | 0 | 0 | 0 | 0 | 0 | 0 | 3.0564 | -1.3414 | -0.033189 | 0 | 0 | 0 | 0 | 0 | 0 | 0 | 0 | 0 | 0 | 0 | 0 | 0 | 0 | 0 | 0 | 0 | 0 | 0 | 0 | 0 | 64.1842 | -28.1698 | -0.69696 | 0 | 0 | 0 | 0 | 0 | 0 | 0
0.583333333333333184January | Resource 1 | Sublap 1 | 14:00 | 1 | 84 | January | 10000 | 0 | 0 | 0 | 0 | 0 | 0 | 0 | 0 | 0 | 0 | 0 | 0 | 0 | 0 | 3.3241 | -1.4002 | -0.034635 | 0 | 0 | 0 | 0 | 0 | 0 | 0 | 0 | 0 | 0 | 0 | 0 | 0 | 0 | 0 | 0 | 0 | 0 | 0 | 0 | 0 | 33.2414 | -14.0016 | -0.34635 | 0 | 0 | 0 | 0 | 0 | 0 | 0
0.583333333333333184February | Resource 1 | Sublap 1 | 14:00 | 1 | 84 | February | 11000 | 0 | 0 | 0 | 0 | 0 | 0 | 0 | 0 | 0 | 0 | 0 | 0 | 0 | 0 | 3.3241 | -1.4002 | -0.034635 | 0 | 0 | 0 | 0 | 0 | 0 | 0 | 0 | 0 | 0 | 0 | 0 | 0 | 0 | 0 | 0 | 0 | 0 | 0 | 0 | 0 | 36.5655 | -15.4017 | -0.38099 | 0 | 0 | 0 | 0 | 0 | 0 | 0
0.583333333333333184March | Resource 1 | Sublap 1 | 14:00 | 1 | 84 | March | 12000 | 0 | 0 | 0 | 0 | 0 | 0 | 0 | 0 | 0 | 0 | 0 | 0 | 0 | 0 | 3.3241 | -1.4002 | -0.034635 | 0 | 0 | 0 | 0 | 0 | 0 | 0 | 0 | 0 | 0 | 0 | 0 | 0 | 0 | 0 | 0 | 0 | 0 | 0 | 0 | 0 | 39.8897 | -16.8019 | -0.41562 | 0 | 0 | 0 | 0 | 0 | 0 | 0
0.583333333333333184April | Resource 1 | Sublap 1 | 14:00 | 1 | 84 | April | 13000 | 0 | 0 | 0 | 0 | 0 | 0 | 0 | 0 | 0 | 0 | 0 | 0 | 0 | 0 | 3.3241 | -1.4002 | -0.034635 | 0 | 0 | 0 | 0 | 0 | 0 | 0 | 0 | 0 | 0 | 0 | 0 | 0 | 0 | 0 | 0 | 0 | 0 | 0 | 0 | 0 | 43.2138 | -18.202 | -0.45026 | 0 | 0 | 0 | 0 | 0 | 0 | 0
0.583333333333333184May | Resource 1 | Sublap 1 | 14:00 | 1 | 84 | May | 14000 | 0 | 0 | 0 | 0 | 0 | 0 | 0 | 0 | 0 | 0 | 0 | 0 | 0 | 0 | 3.3241 | -1.4002 | -0.034635 | 0 | 0 | 0 | 0 | 0 | 0 | 0 | 0 | 0 | 0 | 0 | 0 | 0 | 0 | 0 | 0 | 0 | 0 | 0 | 0 | 0 | 46.5379 | -19.6022 | -0.48489 | 0 | 0 | 0 | 0 | 0 | 0 | 0
0.583333333333333184June | Resource 1 | Sublap 1 | 14:00 | 1 | 84 | June | 15000 | 0 | 0 | 0 | 0 | 0 | 0 | 0 | 0 | 0 | 0 | 0 | 0 | 0 | 0 | 3.3241 | -1.4002 | -0.034635 | 0 | 0 | 0 | 0 | 0 | 0 | 0 | 0 | 0 | 0 | 0 | 0 | 0 | 0 | 0 | 0 | 0 | 0 | 0 | 0 | 0 | 49.8621 | -21.0023 | -0.51953 | 0 | 0 | 0 | 0 | 0 | 0 | 0
0.583333333333333184July | Resource 1 | Sublap 1 | 14:00 | 1 | 84 | July | 16000 | 0 | 0 | 0 | 0 | 0 | 0 | 0 | 0 | 0 | 0 | 0 | 0 | 0 | 0 | 3.3241 | -1.4002 | -0.034635 | 0 | 0 | 0 | 0 | 0 | 0 | 0 | 0 | 0 | 0 | 0 | 0 | 0 | 0 | 0 | 0 | 0 | 0 | 0 | 0 | 0 | 53.1862 | -22.4025 | -0.55416 | 0 | 0 | 0 | 0 | 0 | 0 | 0
0.583333333333333184August | Resource 1 | Sublap 1 | 14:00 | 1 | 84 | August | 17000 | 0 | 0 | 0 | 0 | 0 | 0 | 0 | 0 | 0 | 0 | 0 | 0 | 0 | 0 | 3.3241 | -1.4002 | -0.034635 | 0 | 0 | 0 | 0 | 0 | 0 | 0 | 0 | 0 | 0 | 0 | 0 | 0 | 0 | 0 | 0 | 0 | 0 | 0 | 0 | 0 | 56.5103 | -23.8026 | -0.5888 | 0 | 0 | 0 | 0 | 0 | 0 | 0
0.583333333333333184September | Resource 1 | Sublap 1 | 14:00 | 1 | 84 | September | 18000 | 0 | 0 | 0 | 0 | 0 | 0 | 0 | 0 | 0 | 0 | 0 | 0 | 0 | 0 | 3.3241 | -1.4002 | -0.034635 | 0 | 0 | 0 | 0 | 0 | 0 | 0 | 0 | 0 | 0 | 0 | 0 | 0 | 0 | 0 | 0 | 0 | 0 | 0 | 0 | 0 | 59.8345 | -25.2028 | -0.62344 | 0 | 0 | 0 | 0 | 0 | 0 | 0
0.583333333333333184October | Resource 1 | Sublap 1 | 14:00 | 1 | 84 | October | 19000 | 0 | 0 | 0 | 0 | 0 | 0 | 0 | 0 | 0 | 0 | 0 | 0 | 0 | 0 | 3.3241 | -1.4002 | -0.034635 | 0 | 0 | 0 | 0 | 0 | 0 | 0 | 0 | 0 | 0 | 0 | 0 | 0 | 0 | 0 | 0 | 0 | 0 | 0 | 0 | 0 | 63.1586 | -26.603 | -0.65807 | 0 | 0 | 0 | 0 | 0 | 0 | 0
0.583333333333333184November | Resource 1 | Sublap 1 | 14:00 | 1 | 84 | November | 20000 | 0 | 0 | 0 | 0 | 0 | 0 | 0 | 0 | 0 | 0 | 0 | 0 | 0 | 0 | 3.3241 | -1.4002 | -0.034635 | 0 | 0 | 0 | 0 | 0 | 0 | 0 | 0 | 0 | 0 | 0 | 0 | 0 | 0 | 0 | 0 | 0 | 0 | 0 | 0 | 0 | 66.4827 | -28.0031 | -0.69271 | 0 | 0 | 0 | 0 | 0 | 0 | 0
0.583333333333333184December | Resource 1 | Sublap 1 | 14:00 | 1 | 84 | December | 21000 | 0 | 0 | 0 | 0 | 0 | 0 | 0 | 0 | 0 | 0 | 0 | 0 | 0 | 0 | 3.3241 | -1.4002 | -0.034635 | 0 | 0 | 0 | 0 | 0 | 0 | 0 | 0 | 0 | 0 | 0 | 0 | 0 | 0 | 0 | 0 | 0 | 0 | 0 | 0 | 0 | 69.8069 | -29.4033 | -0.72734 | 0 | 0 | 0 | 0 | 0 | 0 | 0
0.583333333333333185January | Resource 1 | Sublap 1 | 14:00 | 1 | 85 | January | 10000 | 0 | 0 | 0 | 0 | 0 | 0 | 0 | 0 | 0 | 0 | 0 | 0 | 0 | 0 | 4.3954 | -1.749 | -0.043229 | 0 | 0 | 0 | 0 | 0 | 0 | 0 | 0 | 0 | 0 | 0 | 0 | 0 | 0 | 0 | 0 | 0 | 0 | 0 | 0 | 0 | 43.9535 | -17.4903 | -0.43229 | 0 | 0 | 0 | 0 | 0 | 0 | 0
0.583333333333333185February | Resource 1 | Sublap 1 | 14:00 | 1 | 85 | February | 11000 | 0 | 0 | 0 | 0 | 0 | 0 | 0 | 0 | 0 | 0 | 0 | 0 | 0 | 0 | 4.3954 | -1.749 | -0.043229 | 0 | 0 | 0 | 0 | 0 | 0 | 0 | 0 | 0 | 0 | 0 | 0 | 0 | 0 | 0 | 0 | 0 | 0 | 0 | 0 | 0 | 48.3489 | -19.2393 | -0.47551 | 0 | 0 | 0 | 0 | 0 | 0 | 0
0.583333333333333185March | Resource 1 | Sublap 1 | 14:00 | 1 | 85 | March | 12000 | 0 | 0 | 0 | 0 | 0 | 0 | 0 | 0 | 0 | 0 | 0 | 0 | 0 | 0 | 4.3954 | -1.749 | -0.043229 | 0 | 0 | 0 | 0 | 0 | 0 | 0 | 0 | 0 | 0 | 0 | 0 | 0 | 0 | 0 | 0 | 0 | 0 | 0 | 0 | 0 | 52.7443 | -20.9883 | -0.51874 | 0 | 0 | 0 | 0 | 0 | 0 | 0
0.583333333333333185April | Resource 1 | Sublap 1 | 14:00 | 1 | 85 | April | 13000 | 0 | 0 | 0 | 0 | 0 | 0 | 0 | 0 | 0 | 0 | 0 | 0 | 0 | 0 | 4.3954 | -1.749 | -0.043229 | 0 | 0 | 0 | 0 | 0 | 0 | 0 | 0 | 0 | 0 | 0 | 0 | 0 | 0 | 0 | 0 | 0 | 0 | 0 | 0 | 0 | 57.1396 | -22.7373 | -0.56197 | 0 | 0 | 0 | 0 | 0 | 0 | 0
0.583333333333333185May | Resource 1 | Sublap 1 | 14:00 | 1 | 85 | May | 14000 | 0 | 0 | 0 | 0 | 0 | 0 | 0 | 0 | 0 | 0 | 0 | 0 | 0 | 0 | 4.3954 | -1.749 | -0.043229 | 0 | 0 | 0 | 0 | 0 | 0 | 0 | 0 | 0 | 0 | 0 | 0 | 0 | 0 | 0 | 0 | 0 | 0 | 0 | 0 | 0 | 61.535 | -24.4864 | -0.6052 | 0 | 0 | 0 | 0 | 0 | 0 | 0
0.583333333333333185June | Resource 1 | Sublap 1 | 14:00 | 1 | 85 | June | 15000 | 0 | 0 | 0 | 0 | 0 | 0 | 0 | 0 | 0 | 0 | 0 | 0 | 0 | 0 | 4.3954 | -1.749 | -0.043229 | 0 | 0 | 0 | 0 | 0 | 0 | 0 | 0 | 0 | 0 | 0 | 0 | 0 | 0 | 0 | 0 | 0 | 0 | 0 | 0 | 0 | 65.9303 | -26.2354 | -0.64843 | 0 | 0 | 0 | 0 | 0 | 0 | 0
0.583333333333333185July | Resource 1 | Sublap 1 | 14:00 | 1 | 85 | July | 16000 | 0 | 0 | 0 | 0 | 0 | 0 | 0 | 0 | 0 | 0 | 0 | 0 | 0 | 0 | 4.3954 | -1.749 | -0.043229 | 0 | 0 | 0 | 0 | 0 | 0 | 0 | 0 | 0 | 0 | 0 | 0 | 0 | 0 | 0 | 0 | 0 | 0 | 0 | 0 | 0 | 70.3257 | -27.9844 | -0.69166 | 0 | 0 | 0 | 0 | 0 | 0 | 0
0.583333333333333185August | Resource 1 | Sublap 1 | 14:00 | 1 | 85 | August | 17000 | 0 | 0 | 0 | 0 | 0 | 0 | 0 | 0 | 0 | 0 | 0 | 0 | 0 | 0 | 4.3954 | -1.749 | -0.043229 | 0 | 0 | 0 | 0 | 0 | 0 | 0 | 0 | 0 | 0 | 0 | 0 | 0 | 0 | 0 | 0 | 0 | 0 | 0 | 0 | 0 | 74.721 | -29.7334 | -0.73489 | 0 | 0 | 0 | 0 | 0 | 0 | 0
0.583333333333333185September | Resource 1 | Sublap 1 | 14:00 | 1 | 85 | September | 18000 | 0 | 0 | 0 | 0 | 0 | 0 | 0 | 0 | 0 | 0 | 0 | 0 | 0 | 0 | 4.3954 | -1.749 | -0.043229 | 0 | 0 | 0 | 0 | 0 | 0 | 0 | 0 | 0 | 0 | 0 | 0 | 0 | 0 | 0 | 0 | 0 | 0 | 0 | 0 | 0 | 79.1164 | -31.4825 | -0.77811 | 0 | 0 | 0 | 0 | 0 | 0 | 0
0.583333333333333185October | Resource 1 | Sublap 1 | 14:00 | 1 | 85 | October | 19000 | 0 | 0 | 0 | 0 | 0 | 0 | 0 | 0 | 0 | 0 | 0 | 0 | 0 | 0 | 4.3954 | -1.749 | -0.043229 | 0 | 0 | 0 | 0 | 0 | 0 | 0 | 0 | 0 | 0 | 0 | 0 | 0 | 0 | 0 | 0 | 0 | 0 | 0 | 0 | 0 | 83.5117 | -33.2315 | -0.82134 | 0 | 0 | 0 | 0 | 0 | 0 | 0
0.583333333333333185November | Resource 1 | Sublap 1 | 14:00 | 1 | 85 | November | 20000 | 0 | 0 | 0 | 0 | 0 | 0 | 0 | 0 | 0 | 0 | 0 | 0 | 0 | 0 | 4.3954 | -1.749 | -0.043229 | 0 | 0 | 0 | 0 | 0 | 0 | 0 | 0 | 0 | 0 | 0 | 0 | 0 | 0 | 0 | 0 | 0 | 0 | 0 | 0 | 0 | 87.9071 | -34.9805 | -0.86457 | 0 | 0 | 0 | 0 | 0 | 0 | 0
0.583333333333333185December | Resource 1 | Sublap 1 | 14:00 | 1 | 85 | December | 21000 | 0 | 0 | 0 | 0 | 0 | 0 | 0 | 0 | 0 | 0 | 0 | 0 | 0 | 0 | 4.3954 | -1.749 | -0.043229 | 0 | 0 | 0 | 0 | 0 | 0 | 0 | 0 | 0 | 0 | 0 | 0 | 0 | 0 | 0 | 0 | 0 | 0 | 0 | 0 | 0 | 92.3024 | -36.7295 | -0.9078 | 0 | 0 | 0 | 0 | 0 | 0 | 0
0.583333333333333186January | Resource 1 | Sublap 1 | 14:00 | 1 | 86 | January | 10000 | 0 | 0 | 0 | 0 | 0 | 0 | 0 | 0 | 0 | 0 | 0 | 0 | 0 | 0 | 3.9777 | -1.5818 | -0.03911 | 0 | 0 | 0 | 0 | 0 | 0 | 0 | 0 | 0 | 0 | 0 | 0 | 0 | 0 | 0 | 0 | 0 | 0 | 0 | 0 | 0 | 39.7766 | -15.8183 | -0.3911 | 0 | 0 | 0 | 0 | 0 | 0 | 0
0.583333333333333186February | Resource 1 | Sublap 1 | 14:00 | 1 | 86 | February | 11000 | 0 | 0 | 0 | 0 | 0 | 0 | 0 | 0 | 0 | 0 | 0 | 0 | 0 | 0 | 3.9777 | -1.5818 | -0.03911 | 0 | 0 | 0 | 0 | 0 | 0 | 0 | 0 | 0 | 0 | 0 | 0 | 0 | 0 | 0 | 0 | 0 | 0 | 0 | 0 | 0 | 43.7543 | -17.4001 | -0.43021 | 0 | 0 | 0 | 0 | 0 | 0 | 0
0.583333333333333186March | Resource 1 | Sublap 1 | 14:00 | 1 | 86 | March | 12000 | 0 | 0 | 0 | 0 | 0 | 0 | 0 | 0 | 0 | 0 | 0 | 0 | 0 | 0 | 3.9777 | -1.5818 | -0.03911 | 0 | 0 | 0 | 0 | 0 | 0 | 0 | 0 | 0 | 0 | 0 | 0 | 0 | 0 | 0 | 0 | 0 | 0 | 0 | 0 | 0 | 47.7319 | -18.982 | -0.46932 | 0 | 0 | 0 | 0 | 0 | 0 | 0
0.583333333333333186April | Resource 1 | Sublap 1 | 14:00 | 1 | 86 | April | 13000 | 0 | 0 | 0 | 0 | 0 | 0 | 0 | 0 | 0 | 0 | 0 | 0 | 0 | 0 | 3.9777 | -1.5818 | -0.03911 | 0 | 0 | 0 | 0 | 0 | 0 | 0 | 0 | 0 | 0 | 0 | 0 | 0 | 0 | 0 | 0 | 0 | 0 | 0 | 0 | 0 | 51.7096 | -20.5638 | -0.50843 | 0 | 0 | 0 | 0 | 0 | 0 | 0
0.583333333333333186May | Resource 1 | Sublap 1 | 14:00 | 1 | 86 | May | 14000 | 0 | 0 | 0 | 0 | 0 | 0 | 0 | 0 | 0 | 0 | 0 | 0 | 0 | 0 | 3.9777 | -1.5818 | -0.03911 | 0 | 0 | 0 | 0 | 0 | 0 | 0 | 0 | 0 | 0 | 0 | 0 | 0 | 0 | 0 | 0 | 0 | 0 | 0 | 0 | 0 | 55.6873 | -22.1456 | -0.54754 | 0 | 0 | 0 | 0 | 0 | 0 | 0
0.583333333333333186June | Resource 1 | Sublap 1 | 14:00 | 1 | 86 | June | 15000 | 0 | 0 | 0 | 0 | 0 | 0 | 0 | 0 | 0 | 0 | 0 | 0 | 0 | 0 | 3.9777 | -1.5818 | -0.03911 | 0 | 0 | 0 | 0 | 0 | 0 | 0 | 0 | 0 | 0 | 0 | 0 | 0 | 0 | 0 | 0 | 0 | 0 | 0 | 0 | 0 | 59.6649 | -23.7275 | -0.58665 | 0 | 0 | 0 | 0 | 0 | 0 | 0
0.583333333333333186July | Resource 1 | Sublap 1 | 14:00 | 1 | 86 | July | 16000 | 0 | 0 | 0 | 0 | 0 | 0 | 0 | 0 | 0 | 0 | 0 | 0 | 0 | 0 | 3.9777 | -1.5818 | -0.03911 | 0 | 0 | 0 | 0 | 0 | 0 | 0 | 0 | 0 | 0 | 0 | 0 | 0 | 0 | 0 | 0 | 0 | 0 | 0 | 0 | 0 | 63.6426 | -25.3093 | -0.62576 | 0 | 0 | 0 | 0 | 0 | 0 | 0
0.583333333333333186August | Resource 1 | Sublap 1 | 14:00 | 1 | 86 | August | 17000 | 0 | 0 | 0 | 0 | 0 | 0 | 0 | 0 | 0 | 0 | 0 | 0 | 0 | 0 | 3.9777 | -1.5818 | -0.03911 | 0 | 0 | 0 | 0 | 0 | 0 | 0 | 0 | 0 | 0 | 0 | 0 | 0 | 0 | 0 | 0 | 0 | 0 | 0 | 0 | 0 | 67.6202 | -26.8911 | -0.66487 | 0 | 0 | 0 | 0 | 0 | 0 | 0
0.583333333333333186September | Resource 1 | Sublap 1 | 14:00 | 1 | 86 | September | 18000 | 0 | 0 | 0 | 0 | 0 | 0 | 0 | 0 | 0 | 0 | 0 | 0 | 0 | 0 | 3.9777 | -1.5818 | -0.03911 | 0 | 0 | 0 | 0 | 0 | 0 | 0 | 0 | 0 | 0 | 0 | 0 | 0 | 0 | 0 | 0 | 0 | 0 | 0 | 0 | 0 | 71.5979 | -28.4729 | -0.70398 | 0 | 0 | 0 | 0 | 0 | 0 | 0
0.583333333333333186October | Resource 1 | Sublap 1 | 14:00 | 1 | 86 | October | 19000 | 0 | 0 | 0 | 0 | 0 | 0 | 0 | 0 | 0 | 0 | 0 | 0 | 0 | 0 | 3.9777 | -1.5818 | -0.03911 | 0 | 0 | 0 | 0 | 0 | 0 | 0 | 0 | 0 | 0 | 0 | 0 | 0 | 0 | 0 | 0 | 0 | 0 | 0 | 0 | 0 | 75.5756 | -30.0548 | -0.74309 | 0 | 0 | 0 | 0 | 0 | 0 | 0
0.583333333333333186November | Resource 1 | Sublap 1 | 14:00 | 1 | 86 | November | 20000 | 0 | 0 | 0 | 0 | 0 | 0 | 0 | 0 | 0 | 0 | 0 | 0 | 0 | 0 | 3.9777 | -1.5818 | -0.03911 | 0 | 0 | 0 | 0 | 0 | 0 | 0 | 0 | 0 | 0 | 0 | 0 | 0 | 0 | 0 | 0 | 0 | 0 | 0 | 0 | 0 | 79.5532 | -31.6366 | -0.7822 | 0 | 0 | 0 | 0 | 0 | 0 | 0
0.583333333333333186December | Resource 1 | Sublap 1 | 14:00 | 1 | 86 | December | 21000 | 0 | 0 | 0 | 0 | 0 | 0 | 0 | 0 | 0 | 0 | 0 | 0 | 0 | 0 | 3.9777 | -1.5818 | -0.03911 | 0 | 0 | 0 | 0 | 0 | 0 | 0 | 0 | 0 | 0 | 0 | 0 | 0 | 0 | 0 | 0 | 0 | 0 | 0 | 0 | 0 | 83.5309 | -33.2184 | -0.82132 | 0 | 0 | 0 | 0 | 0 | 0 | 0
0.583333333333333187January | Resource 1 | Sublap 1 | 14:00 | 1 | 87 | January | 10000 | 0 | 0 | 0 | 0 | 0 | 0 | 0 | 0 | 0 | 0 | 0 | 0 | 0 | 0 | 4.4154 | -1.6583 | -0.040993 | 0 | 0 | 0 | 0 | 0 | 0 | 0 | 0 | 0 | 0 | 0 | 0 | 0 | 0 | 0 | 0 | 0 | 0 | 0 | 0 | 0 | 44.1541 | -16.5827 | -0.40993 | 0 | 0 | 0 | 0 | 0 | 0 | 0
0.583333333333333187February | Resource 1 | Sublap 1 | 14:00 | 1 | 87 | February | 11000 | 0 | 0 | 0 | 0 | 0 | 0 | 0 | 0 | 0 | 0 | 0 | 0 | 0 | 0 | 4.4154 | -1.6583 | -0.040993 | 0 | 0 | 0 | 0 | 0 | 0 | 0 | 0 | 0 | 0 | 0 | 0 | 0 | 0 | 0 | 0 | 0 | 0 | 0 | 0 | 0 | 48.5695 | -18.241 | -0.45092 | 0 | 0 | 0 | 0 | 0 | 0 | 0
0.583333333333333187March | Resource 1 | Sublap 1 | 14:00 | 1 | 87 | March | 12000 | 0 | 0 | 0 | 0 | 0 | 0 | 0 | 0 | 0 | 0 | 0 | 0 | 0 | 0 | 4.4154 | -1.6583 | -0.040993 | 0 | 0 | 0 | 0 | 0 | 0 | 0 | 0 | 0 | 0 | 0 | 0 | 0 | 0 | 0 | 0 | 0 | 0 | 0 | 0 | 0 | 52.9849 | -19.8993 | -0.49192 | 0 | 0 | 0 | 0 | 0 | 0 | 0
0.583333333333333187April | Resource 1 | Sublap 1 | 14:00 | 1 | 87 | April | 13000 | 0 | 0 | 0 | 0 | 0 | 0 | 0 | 0 | 0 | 0 | 0 | 0 | 0 | 0 | 4.4154 | -1.6583 | -0.040993 | 0 | 0 | 0 | 0 | 0 | 0 | 0 | 0 | 0 | 0 | 0 | 0 | 0 | 0 | 0 | 0 | 0 | 0 | 0 | 0 | 0 | 57.4003 | -21.5575 | -0.53291 | 0 | 0 | 0 | 0 | 0 | 0 | 0
0.583333333333333187May | Resource 1 | Sublap 1 | 14:00 | 1 | 87 | May | 14000 | 0 | 0 | 0 | 0 | 0 | 0 | 0 | 0 | 0 | 0 | 0 | 0 | 0 | 0 | 4.4154 | -1.6583 | -0.040993 | 0 | 0 | 0 | 0 | 0 | 0 | 0 | 0 | 0 | 0 | 0 | 0 | 0 | 0 | 0 | 0 | 0 | 0 | 0 | 0 | 0 | 61.8157 | -23.2158 | -0.5739 | 0 | 0 | 0 | 0 | 0 | 0 | 0
0.583333333333333187June | Resource 1 | Sublap 1 | 14:00 | 1 | 87 | June | 15000 | 0 | 0 | 0 | 0 | 0 | 0 | 0 | 0 | 0 | 0 | 0 | 0 | 0 | 0 | 4.4154 | -1.6583 | -0.040993 | 0 | 0 | 0 | 0 | 0 | 0 | 0 | 0 | 0 | 0 | 0 | 0 | 0 | 0 | 0 | 0 | 0 | 0 | 0 | 0 | 0 | 66.2311 | -24.8741 | -0.6149 | 0 | 0 | 0 | 0 | 0 | 0 | 0
0.583333333333333187July | Resource 1 | Sublap 1 | 14:00 | 1 | 87 | July | 16000 | 0 | 0 | 0 | 0 | 0 | 0 | 0 | 0 | 0 | 0 | 0 | 0 | 0 | 0 | 4.4154 | -1.6583 | -0.040993 | 0 | 0 | 0 | 0 | 0 | 0 | 0 | 0 | 0 | 0 | 0 | 0 | 0 | 0 | 0 | 0 | 0 | 0 | 0 | 0 | 0 | 70.6465 | -26.5324 | -0.65589 | 0 | 0 | 0 | 0 | 0 | 0 | 0
0.583333333333333187August | Resource 1 | Sublap 1 | 14:00 | 1 | 87 | August | 17000 | 0 | 0 | 0 | 0 | 0 | 0 | 0 | 0 | 0 | 0 | 0 | 0 | 0 | 0 | 4.4154 | -1.6583 | -0.040993 | 0 | 0 | 0 | 0 | 0 | 0 | 0 | 0 | 0 | 0 | 0 | 0 | 0 | 0 | 0 | 0 | 0 | 0 | 0 | 0 | 0 | 75.0619 | -28.1906 | -0.69688 | 0 | 0 | 0 | 0 | 0 | 0 | 0
0.583333333333333187September | Resource 1 | Sublap 1 | 14:00 | 1 | 87 | September | 18000 | 0 | 0 | 0 | 0 | 0 | 0 | 0 | 0 | 0 | 0 | 0 | 0 | 0 | 0 | 4.4154 | -1.6583 | -0.040993 | 0 | 0 | 0 | 0 | 0 | 0 | 0 | 0 | 0 | 0 | 0 | 0 | 0 | 0 | 0 | 0 | 0 | 0 | 0 | 0 | 0 | 79.4773 | -29.8489 | -0.73788 | 0 | 0 | 0 | 0 | 0 | 0 | 0
0.583333333333333187October | Resource 1 | Sublap 1 | 14:00 | 1 | 87 | October | 19000 | 0 | 0 | 0 | 0 | 0 | 0 | 0 | 0 | 0 | 0 | 0 | 0 | 0 | 0 | 4.4154 | -1.6583 | -0.040993 | 0 | 0 | 0 | 0 | 0 | 0 | 0 | 0 | 0 | 0 | 0 | 0 | 0 | 0 | 0 | 0 | 0 | 0 | 0 | 0 | 0 | 83.8927 | -31.5072 | -0.77887 | 0 | 0 | 0 | 0 | 0 | 0 | 0
0.583333333333333187November | Resource 1 | Sublap 1 | 14:00 | 1 | 87 | November | 20000 | 0 | 0 | 0 | 0 | 0 | 0 | 0 | 0 | 0 | 0 | 0 | 0 | 0 | 0 | 4.4154 | -1.6583 | -0.040993 | 0 | 0 | 0 | 0 | 0 | 0 | 0 | 0 | 0 | 0 | 0 | 0 | 0 | 0 | 0 | 0 | 0 | 0 | 0 | 0 | 0 | 88.3081 | -33.1654 | -0.81986 | 0 | 0 | 0 | 0 | 0 | 0 | 0
0.583333333333333187December | Resource 1 | Sublap 1 | 14:00 | 1 | 87 | December | 21000 | 0 | 0 | 0 | 0 | 0 | 0 | 0 | 0 | 0 | 0 | 0 | 0 | 0 | 0 | 4.4154 | -1.6583 | -0.040993 | 0 | 0 | 0 | 0 | 0 | 0 | 0 | 0 | 0 | 0 | 0 | 0 | 0 | 0 | 0 | 0 | 0 | 0 | 0 | 0 | 0 | 92.7235 | -34.8237 | -0.86086 | 0 | 0 | 0 | 0 | 0 | 0 | 0
0.583333333333333188January | Resource 1 | Sublap 1 | 14:00 | 1 | 88 | January | 10000 | 0 | 0 | 0 | 0 | 0 | 0 | 0 | 0 | 0 | 0 | 0 | 0 | 0 | 0 | 4.9951 | -1.8235 | -0.045063 | 0 | 0 | 0 | 0 | 0 | 0 | 0 | 0 | 0 | 0 | 0 | 0 | 0 | 0 | 0 | 0 | 0 | 0 | 0 | 0 | 0 | 49.9513 | -18.235 | -0.45063 | 0 | 0 | 0 | 0 | 0 | 0 | 0
0.583333333333333188February | Resource 1 | Sublap 1 | 14:00 | 1 | 88 | February | 11000 | 0 | 0 | 0 | 0 | 0 | 0 | 0 | 0 | 0 | 0 | 0 | 0 | 0 | 0 | 4.9951 | -1.8235 | -0.045063 | 0 | 0 | 0 | 0 | 0 | 0 | 0 | 0 | 0 | 0 | 0 | 0 | 0 | 0 | 0 | 0 | 0 | 0 | 0 | 0 | 0 | 54.9464 | -20.0585 | -0.49569 | 0 | 0 | 0 | 0 | 0 | 0 | 0
0.583333333333333188March | Resource 1 | Sublap 1 | 14:00 | 1 | 88 | March | 12000 | 0 | 0 | 0 | 0 | 0 | 0 | 0 | 0 | 0 | 0 | 0 | 0 | 0 | 0 | 4.9951 | -1.8235 | -0.045063 | 0 | 0 | 0 | 0 | 0 | 0 | 0 | 0 | 0 | 0 | 0 | 0 | 0 | 0 | 0 | 0 | 0 | 0 | 0 | 0 | 0 | 59.9416 | -21.882 | -0.54076 | 0 | 0 | 0 | 0 | 0 | 0 | 0
0.583333333333333188April | Resource 1 | Sublap 1 | 14:00 | 1 | 88 | April | 13000 | 0 | 0 | 0 | 0 | 0 | 0 | 0 | 0 | 0 | 0 | 0 | 0 | 0 | 0 | 4.9951 | -1.8235 | -0.045063 | 0 | 0 | 0 | 0 | 0 | 0 | 0 | 0 | 0 | 0 | 0 | 0 | 0 | 0 | 0 | 0 | 0 | 0 | 0 | 0 | 0 | 64.9367 | -23.7055 | -0.58582 | 0 | 0 | 0 | 0 | 0 | 0 | 0
0.583333333333333188May | Resource 1 | Sublap 1 | 14:00 | 1 | 88 | May | 14000 | 0 | 0 | 0 | 0 | 0 | 0 | 0 | 0 | 0 | 0 | 0 | 0 | 0 | 0 | 4.9951 | -1.8235 | -0.045063 | 0 | 0 | 0 | 0 | 0 | 0 | 0 | 0 | 0 | 0 | 0 | 0 | 0 | 0 | 0 | 0 | 0 | 0 | 0 | 0 | 0 | 69.9318 | -25.529 | -0.63088 | 0 | 0 | 0 | 0 | 0 | 0 | 0
0.583333333333333188June | Resource 1 | Sublap 1 | 14:00 | 1 | 88 | June | 15000 | 0 | 0 | 0 | 0 | 0 | 0 | 0 | 0 | 0 | 0 | 0 | 0 | 0 | 0 | 4.9951 | -1.8235 | -0.045063 | 0 | 0 | 0 | 0 | 0 | 0 | 0 | 0 | 0 | 0 | 0 | 0 | 0 | 0 | 0 | 0 | 0 | 0 | 0 | 0 | 0 | 74.927 | -27.3525 | -0.67595 | 0 | 0 | 0 | 0 | 0 | 0 | 0
0.583333333333333188July | Resource 1 | Sublap 1 | 14:00 | 1 | 88 | July | 16000 | 0 | 0 | 0 | 0 | 0 | 0 | 0 | 0 | 0 | 0 | 0 | 0 | 0 | 0 | 4.9951 | -1.8235 | -0.045063 | 0 | 0 | 0 | 0 | 0 | 0 | 0 | 0 | 0 | 0 | 0 | 0 | 0 | 0 | 0 | 0 | 0 | 0 | 0 | 0 | 0 | 79.9221 | -29.176 | -0.72101 | 0 | 0 | 0 | 0 | 0 | 0 | 0
0.583333333333333188August | Resource 1 | Sublap 1 | 14:00 | 1 | 88 | August | 17000 | 0 | 0 | 0 | 0 | 0 | 0 | 0 | 0 | 0 | 0 | 0 | 0 | 0 | 0 | 4.9951 | -1.8235 | -0.045063 | 0 | 0 | 0 | 0 | 0 | 0 | 0 | 0 | 0 | 0 | 0 | 0 | 0 | 0 | 0 | 0 | 0 | 0 | 0 | 0 | 0 | 84.9172 | -30.9995 | -0.76607 | 0 | 0 | 0 | 0 | 0 | 0 | 0
0.583333333333333188September | Resource 1 | Sublap 1 | 14:00 | 1 | 88 | September | 18000 | 0 | 0 | 0 | 0 | 0 | 0 | 0 | 0 | 0 | 0 | 0 | 0 | 0 | 0 | 4.9951 | -1.8235 | -0.045063 | 0 | 0 | 0 | 0 | 0 | 0 | 0 | 0 | 0 | 0 | 0 | 0 | 0 | 0 | 0 | 0 | 0 | 0 | 0 | 0 | 0 | 89.9124 | -32.8231 | -0.81114 | 0 | 0 | 0 | 0 | 0 | 0 | 0
0.583333333333333188October | Resource 1 | Sublap 1 | 14:00 | 1 | 88 | October | 19000 | 0 | 0 | 0 | 0 | 0 | 0 | 0 | 0 | 0 | 0 | 0 | 0 | 0 | 0 | 4.9951 | -1.8235 | -0.045063 | 0 | 0 | 0 | 0 | 0 | 0 | 0 | 0 | 0 | 0 | 0 | 0 | 0 | 0 | 0 | 0 | 0 | 0 | 0 | 0 | 0 | 94.9075 | -34.6465 | -0.8562 | 0 | 0 | 0 | 0 | 0 | 0 | 0
0.583333333333333188November | Resource 1 | Sublap 1 | 14:00 | 1 | 88 | November | 20000 | 0 | 0 | 0 | 0 | 0 | 0 | 0 | 0 | 0 | 0 | 0 | 0 | 0 | 0 | 4.9951 | -1.8235 | -0.045063 | 0 | 0 | 0 | 0 | 0 | 0 | 0 | 0 | 0 | 0 | 0 | 0 | 0 | 0 | 0 | 0 | 0 | 0 | 0 | 0 | 0 | 99.9026 | -36.4701 | -0.90126 | 0 | 0 | 0 | 0 | 0 | 0 | 0
0.583333333333333188December | Resource 1 | Sublap 1 | 14:00 | 1 | 88 | December | 21000 | 0 | 0 | 0 | 0 | 0 | 0 | 0 | 0 | 0 | 0 | 0 | 0 | 0 | 0 | 4.9951 | -1.8235 | -0.045063 | 0 | 0 | 0 | 0 | 0 | 0 | 0 | 0 | 0 | 0 | 0 | 0 | 0 | 0 | 0 | 0 | 0 | 0 | 0 | 0 | 0 | 104.8977 | -38.2936 | -0.94632 | 0 | 0 | 0 | 0 | 0 | 0 | 0
0.583333333333333189January | Resource 1 | Sublap 1 | 14:00 | 1 | 89 | January | 10000 | 0 | 0 | 0 | 0 | 0 | 0 | 0 | 0 | 0 | 0 | 0 | 0 | 0 | 0 | 4.9157 | -1.7744 | -0.043853 | 0 | 0 | 0 | 0 | 0 | 0 | 0 | 0 | 0 | 0 | 0 | 0 | 0 | 0 | 0 | 0 | 0 | 0 | 0 | 0 | 0 | 49.1572 | -17.7438 | -0.43853 | 0 | 0 | 0 | 0 | 0 | 0 | 0
0.583333333333333189February | Resource 1 | Sublap 1 | 14:00 | 1 | 89 | February | 11000 | 0 | 0 | 0 | 0 | 0 | 0 | 0 | 0 | 0 | 0 | 0 | 0 | 0 | 0 | 4.9157 | -1.7744 | -0.043853 | 0 | 0 | 0 | 0 | 0 | 0 | 0 | 0 | 0 | 0 | 0 | 0 | 0 | 0 | 0 | 0 | 0 | 0 | 0 | 0 | 0 | 54.0729 | -19.5182 | -0.48239 | 0 | 0 | 0 | 0 | 0 | 0 | 0
0.583333333333333189March | Resource 1 | Sublap 1 | 14:00 | 1 | 89 | March | 12000 | 0 | 0 | 0 | 0 | 0 | 0 | 0 | 0 | 0 | 0 | 0 | 0 | 0 | 0 | 4.9157 | -1.7744 | -0.043853 | 0 | 0 | 0 | 0 | 0 | 0 | 0 | 0 | 0 | 0 | 0 | 0 | 0 | 0 | 0 | 0 | 0 | 0 | 0 | 0 | 0 | 58.9886 | -21.2926 | -0.52624 | 0 | 0 | 0 | 0 | 0 | 0 | 0
0.583333333333333189April | Resource 1 | Sublap 1 | 14:00 | 1 | 89 | April | 13000 | 0 | 0 | 0 | 0 | 0 | 0 | 0 | 0 | 0 | 0 | 0 | 0 | 0 | 0 | 4.9157 | -1.7744 | -0.043853 | 0 | 0 | 0 | 0 | 0 | 0 | 0 | 0 | 0 | 0 | 0 | 0 | 0 | 0 | 0 | 0 | 0 | 0 | 0 | 0 | 0 | 63.9044 | -23.067 | -0.57009 | 0 | 0 | 0 | 0 | 0 | 0 | 0
0.583333333333333189May | Resource 1 | Sublap 1 | 14:00 | 1 | 89 | May | 14000 | 0 | 0 | 0 | 0 | 0 | 0 | 0 | 0 | 0 | 0 | 0 | 0 | 0 | 0 | 4.9157 | -1.7744 | -0.043853 | 0 | 0 | 0 | 0 | 0 | 0 | 0 | 0 | 0 | 0 | 0 | 0 | 0 | 0 | 0 | 0 | 0 | 0 | 0 | 0 | 0 | 68.8201 | -24.8414 | -0.61394 | 0 | 0 | 0 | 0 | 0 | 0 | 0
0.583333333333333189June | Resource 1 | Sublap 1 | 14:00 | 1 | 89 | June | 15000 | 0 | 0 | 0 | 0 | 0 | 0 | 0 | 0 | 0 | 0 | 0 | 0 | 0 | 0 | 4.9157 | -1.7744 | -0.043853 | 0 | 0 | 0 | 0 | 0 | 0 | 0 | 0 | 0 | 0 | 0 | 0 | 0 | 0 | 0 | 0 | 0 | 0 | 0 | 0 | 0 | 73.7358 | -26.6158 | -0.6578 | 0 | 0 | 0 | 0 | 0 | 0 | 0
0.583333333333333189July | Resource 1 | Sublap 1 | 14:00 | 1 | 89 | July | 16000 | 0 | 0 | 0 | 0 | 0 | 0 | 0 | 0 | 0 | 0 | 0 | 0 | 0 | 0 | 4.9157 | -1.7744 | -0.043853 | 0 | 0 | 0 | 0 | 0 | 0 | 0 | 0 | 0 | 0 | 0 | 0 | 0 | 0 | 0 | 0 | 0 | 0 | 0 | 0 | 0 | 78.6515 | -28.3902 | -0.70165 | 0 | 0 | 0 | 0 | 0 | 0 | 0
0.583333333333333189August | Resource 1 | Sublap 1 | 14:00 | 1 | 89 | August | 17000 | 0 | 0 | 0 | 0 | 0 | 0 | 0 | 0 | 0 | 0 | 0 | 0 | 0 | 0 | 4.9157 | -1.7744 | -0.043853 | 0 | 0 | 0 | 0 | 0 | 0 | 0 | 0 | 0 | 0 | 0 | 0 | 0 | 0 | 0 | 0 | 0 | 0 | 0 | 0 | 0 | 83.5672 | -30.1645 | -0.7455 | 0 | 0 | 0 | 0 | 0 | 0 | 0
0.583333333333333189September | Resource 1 | Sublap 1 | 14:00 | 1 | 89 | September | 18000 | 0 | 0 | 0 | 0 | 0 | 0 | 0 | 0 | 0 | 0 | 0 | 0 | 0 | 0 | 4.9157 | -1.7744 | -0.043853 | 0 | 0 | 0 | 0 | 0 | 0 | 0 | 0 | 0 | 0 | 0 | 0 | 0 | 0 | 0 | 0 | 0 | 0 | 0 | 0 | 0 | 88.4829 | -31.9389 | -0.78936 | 0 | 0 | 0 | 0 | 0 | 0 | 0
0.583333333333333189October | Resource 1 | Sublap 1 | 14:00 | 1 | 89 | October | 19000 | 0 | 0 | 0 | 0 | 0 | 0 | 0 | 0 | 0 | 0 | 0 | 0 | 0 | 0 | 4.9157 | -1.7744 | -0.043853 | 0 | 0 | 0 | 0 | 0 | 0 | 0 | 0 | 0 | 0 | 0 | 0 | 0 | 0 | 0 | 0 | 0 | 0 | 0 | 0 | 0 | 93.3987 | -33.7133 | -0.83321 | 0 | 0 | 0 | 0 | 0 | 0 | 0
0.583333333333333189November | Resource 1 | Sublap 1 | 14:00 | 1 | 89 | November | 20000 | 0 | 0 | 0 | 0 | 0 | 0 | 0 | 0 | 0 | 0 | 0 | 0 | 0 | 0 | 4.9157 | -1.7744 | -0.043853 | 0 | 0 | 0 | 0 | 0 | 0 | 0 | 0 | 0 | 0 | 0 | 0 | 0 | 0 | 0 | 0 | 0 | 0 | 0 | 0 | 0 | 98.3144 | -35.4877 | -0.87706 | 0 | 0 | 0 | 0 | 0 | 0 | 0
0.583333333333333189December | Resource 1 | Sublap 1 | 14:00 | 1 | 89 | December | 21000 | 0 | 0 | 0 | 0 | 0 | 0 | 0 | 0 | 0 | 0 | 0 | 0 | 0 | 0 | 4.9157 | -1.7744 | -0.043853 | 0 | 0 | 0 | 0 | 0 | 0 | 0 | 0 | 0 | 0 | 0 | 0 | 0 | 0 | 0 | 0 | 0 | 0 | 0 | 0 | 0 | 103.2301 | -37.2621 | -0.92092 | 0 | 0 | 0 | 0 | 0 | 0 | 0
0.583333333333333190January | Resource 1 | Sublap 1 | 14:00 | 1 | 90 | January | 10000 | 0 | 0 | 0 | 0 | 0 | 0 | 0 | 0 | 0 | 0 | 0 | 0 | 0 | 0 | 5.8078 | -2.0068 | -0.049578 | 0 | 0 | 0 | 0 | 0 | 0 | 0 | 0 | 0 | 0 | 0 | 0 | 0 | 0 | 0 | 0 | 0 | 0 | 0 | 0 | 0 | 58.0779 | -20.0679 | -0.49578 | 0 | 0 | 0 | 0 | 0 | 0 | 0
0.583333333333333190February | Resource 1 | Sublap 1 | 14:00 | 1 | 90 | February | 11000 | 0 | 0 | 0 | 0 | 0 | 0 | 0 | 0 | 0 | 0 | 0 | 0 | 0 | 0 | 5.8078 | -2.0068 | -0.049578 | 0 | 0 | 0 | 0 | 0 | 0 | 0 | 0 | 0 | 0 | 0 | 0 | 0 | 0 | 0 | 0 | 0 | 0 | 0 | 0 | 0 | 63.8857 | -22.0747 | -0.54535 | 0 | 0 | 0 | 0 | 0 | 0 | 0
0.583333333333333190March | Resource 1 | Sublap 1 | 14:00 | 1 | 90 | March | 12000 | 0 | 0 | 0 | 0 | 0 | 0 | 0 | 0 | 0 | 0 | 0 | 0 | 0 | 0 | 5.8078 | -2.0068 | -0.049578 | 0 | 0 | 0 | 0 | 0 | 0 | 0 | 0 | 0 | 0 | 0 | 0 | 0 | 0 | 0 | 0 | 0 | 0 | 0 | 0 | 0 | 69.6935 | -24.0815 | -0.59493 | 0 | 0 | 0 | 0 | 0 | 0 | 0
0.583333333333333190April | Resource 1 | Sublap 1 | 14:00 | 1 | 90 | April | 13000 | 0 | 0 | 0 | 0 | 0 | 0 | 0 | 0 | 0 | 0 | 0 | 0 | 0 | 0 | 5.8078 | -2.0068 | -0.049578 | 0 | 0 | 0 | 0 | 0 | 0 | 0 | 0 | 0 | 0 | 0 | 0 | 0 | 0 | 0 | 0 | 0 | 0 | 0 | 0 | 0 | 75.5013 | -26.0882 | -0.64451 | 0 | 0 | 0 | 0 | 0 | 0 | 0
0.583333333333333190May | Resource 1 | Sublap 1 | 14:00 | 1 | 90 | May | 14000 | 0 | 0 | 0 | 0 | 0 | 0 | 0 | 0 | 0 | 0 | 0 | 0 | 0 | 0 | 5.8078 | -2.0068 | -0.049578 | 0 | 0 | 0 | 0 | 0 | 0 | 0 | 0 | 0 | 0 | 0 | 0 | 0 | 0 | 0 | 0 | 0 | 0 | 0 | 0 | 0 | 81.3091 | -28.095 | -0.69409 | 0 | 0 | 0 | 0 | 0 | 0 | 0
0.583333333333333190June | Resource 1 | Sublap 1 | 14:00 | 1 | 90 | June | 15000 | 0 | 0 | 0 | 0 | 0 | 0 | 0 | 0 | 0 | 0 | 0 | 0 | 0 | 0 | 5.8078 | -2.0068 | -0.049578 | 0 | 0 | 0 | 0 | 0 | 0 | 0 | 0 | 0 | 0 | 0 | 0 | 0 | 0 | 0 | 0 | 0 | 0 | 0 | 0 | 0 | 87.1169 | -30.1018 | -0.74367 | 0 | 0 | 0 | 0 | 0 | 0 | 0
0.583333333333333190July | Resource 1 | Sublap 1 | 14:00 | 1 | 90 | July | 16000 | 0 | 0 | 0 | 0 | 0 | 0 | 0 | 0 | 0 | 0 | 0 | 0 | 0 | 0 | 5.8078 | -2.0068 | -0.049578 | 0 | 0 | 0 | 0 | 0 | 0 | 0 | 0 | 0 | 0 | 0 | 0 | 0 | 0 | 0 | 0 | 0 | 0 | 0 | 0 | 0 | 92.9247 | -32.1086 | -0.79324 | 0 | 0 | 0 | 0 | 0 | 0 | 0
0.583333333333333190August | Resource 1 | Sublap 1 | 14:00 | 1 | 90 | August | 17000 | 0 | 0 | 0 | 0 | 0 | 0 | 0 | 0 | 0 | 0 | 0 | 0 | 0 | 0 | 5.8078 | -2.0068 | -0.049578 | 0 | 0 | 0 | 0 | 0 | 0 | 0 | 0 | 0 | 0 | 0 | 0 | 0 | 0 | 0 | 0 | 0 | 0 | 0 | 0 | 0 | 98.7325 | -34.1154 | -0.84282 | 0 | 0 | 0 | 0 | 0 | 0 | 0
0.583333333333333190September | Resource 1 | Sublap 1 | 14:00 | 1 | 90 | September | 18000 | 0 | 0 | 0 | 0 | 0 | 0 | 0 | 0 | 0 | 0 | 0 | 0 | 0 | 0 | 5.8078 | -2.0068 | -0.049578 | 0 | 0 | 0 | 0 | 0 | 0 | 0 | 0 | 0 | 0 | 0 | 0 | 0 | 0 | 0 | 0 | 0 | 0 | 0 | 0 | 0 | 104.5402 | -36.1222 | -0.8924 | 0 | 0 | 0 | 0 | 0 | 0 | 0
0.583333333333333190October | Resource 1 | Sublap 1 | 14:00 | 1 | 90 | October | 19000 | 0 | 0 | 0 | 0 | 0 | 0 | 0 | 0 | 0 | 0 | 0 | 0 | 0 | 0 | 5.8078 | -2.0068 | -0.049578 | 0 | 0 | 0 | 0 | 0 | 0 | 0 | 0 | 0 | 0 | 0 | 0 | 0 | 0 | 0 | 0 | 0 | 0 | 0 | 0 | 0 | 110.348 | -38.129 | -0.94198 | 0 | 0 | 0 | 0 | 0 | 0 | 0
0.583333333333333190November | Resource 1 | Sublap 1 | 14:00 | 1 | 90 | November | 20000 | 0 | 0 | 0 | 0 | 0 | 0 | 0 | 0 | 0 | 0 | 0 | 0 | 0 | 0 | 5.8078 | -2.0068 | -0.049578 | 0 | 0 | 0 | 0 | 0 | 0 | 0 | 0 | 0 | 0 | 0 | 0 | 0 | 0 | 0 | 0 | 0 | 0 | 0 | 0 | 0 | 116.1558 | -40.1358 | -0.99155 | 0 | 0 | 0 | 0 | 0 | 0 | 0
0.583333333333333190December | Resource 1 | Sublap 1 | 14:00 | 1 | 90 | December | 21000 | 0 | 0 | 0 | 0 | 0 | 0 | 0 | 0 | 0 | 0 | 0 | 0 | 0 | 0 | 5.8078 | -2.0068 | -0.049578 | 0 | 0 | 0 | 0 | 0 | 0 | 0 | 0 | 0 | 0 | 0 | 0 | 0 | 0 | 0 | 0 | 0 | 0 | 0 | 0 | 0 | 121.9636 | -42.1426 | -1.0411 | 0 | 0 | 0 | 0 | 0 | 0 | 0
0.583333333333333191January | Resource 1 | Sublap 1 | 14:00 | 1 | 91 | January | 10000 | 0 | 0 | 0 | 0 | 0 | 0 | 0 | 0 | 0 | 0 | 0 | 0 | 0 | 0 | 6.8118 | -2.2613 | -0.055847 | 0 | 0 | 0 | 0 | 0 | 0 | 0 | 0 | 0 | 0 | 0 | 0 | 0 | 0 | 0 | 0 | 0 | 0 | 0 | 0 | 0 | 68.1184 | -22.6131 | -0.55847 | 0 | 0 | 0 | 0 | 0 | 0 | 0
0.583333333333333191February | Resource 1 | Sublap 1 | 14:00 | 1 | 91 | February | 11000 | 0 | 0 | 0 | 0 | 0 | 0 | 0 | 0 | 0 | 0 | 0 | 0 | 0 | 0 | 6.8118 | -2.2613 | -0.055847 | 0 | 0 | 0 | 0 | 0 | 0 | 0 | 0 | 0 | 0 | 0 | 0 | 0 | 0 | 0 | 0 | 0 | 0 | 0 | 0 | 0 | 74.9303 | -24.8744 | -0.61432 | 0 | 0 | 0 | 0 | 0 | 0 | 0
0.583333333333333191March | Resource 1 | Sublap 1 | 14:00 | 1 | 91 | March | 12000 | 0 | 0 | 0 | 0 | 0 | 0 | 0 | 0 | 0 | 0 | 0 | 0 | 0 | 0 | 6.8118 | -2.2613 | -0.055847 | 0 | 0 | 0 | 0 | 0 | 0 | 0 | 0 | 0 | 0 | 0 | 0 | 0 | 0 | 0 | 0 | 0 | 0 | 0 | 0 | 0 | 81.7421 | -27.1357 | -0.67016 | 0 | 0 | 0 | 0 | 0 | 0 | 0
0.583333333333333191April | Resource 1 | Sublap 1 | 14:00 | 1 | 91 | April | 13000 | 0 | 0 | 0 | 0 | 0 | 0 | 0 | 0 | 0 | 0 | 0 | 0 | 0 | 0 | 6.8118 | -2.2613 | -0.055847 | 0 | 0 | 0 | 0 | 0 | 0 | 0 | 0 | 0 | 0 | 0 | 0 | 0 | 0 | 0 | 0 | 0 | 0 | 0 | 0 | 0 | 88.554 | -29.397 | -0.72601 | 0 | 0 | 0 | 0 | 0 | 0 | 0
0.583333333333333191May | Resource 1 | Sublap 1 | 14:00 | 1 | 91 | May | 14000 | 0 | 0 | 0 | 0 | 0 | 0 | 0 | 0 | 0 | 0 | 0 | 0 | 0 | 0 | 6.8118 | -2.2613 | -0.055847 | 0 | 0 | 0 | 0 | 0 | 0 | 0 | 0 | 0 | 0 | 0 | 0 | 0 | 0 | 0 | 0 | 0 | 0 | 0 | 0 | 0 | 95.3658 | -31.6583 | -0.78186 | 0 | 0 | 0 | 0 | 0 | 0 | 0
0.583333333333333191June | Resource 1 | Sublap 1 | 14:00 | 1 | 91 | June | 15000 | 0 | 0 | 0 | 0 | 0 | 0 | 0 | 0 | 0 | 0 | 0 | 0 | 0 | 0 | 6.8118 | -2.2613 | -0.055847 | 0 | 0 | 0 | 0 | 0 | 0 | 0 | 0 | 0 | 0 | 0 | 0 | 0 | 0 | 0 | 0 | 0 | 0 | 0 | 0 | 0 | 102.1777 | -33.9196 | -0.83771 | 0 | 0 | 0 | 0 | 0 | 0 | 0
0.583333333333333191July | Resource 1 | Sublap 1 | 14:00 | 1 | 91 | July | 16000 | 0 | 0 | 0 | 0 | 0 | 0 | 0 | 0 | 0 | 0 | 0 | 0 | 0 | 0 | 6.8118 | -2.2613 | -0.055847 | 0 | 0 | 0 | 0 | 0 | 0 | 0 | 0 | 0 | 0 | 0 | 0 | 0 | 0 | 0 | 0 | 0 | 0 | 0 | 0 | 0 | 108.9895 | -36.181 | -0.89355 | 0 | 0 | 0 | 0 | 0 | 0 | 0
0.583333333333333191August | Resource 1 | Sublap 1 | 14:00 | 1 | 91 | August | 17000 | 0 | 0 | 0 | 0 | 0 | 0 | 0 | 0 | 0 | 0 | 0 | 0 | 0 | 0 | 6.8118 | -2.2613 | -0.055847 | 0 | 0 | 0 | 0 | 0 | 0 | 0 | 0 | 0 | 0 | 0 | 0 | 0 | 0 | 0 | 0 | 0 | 0 | 0 | 0 | 0 | 115.8013 | -38.4423 | -0.9494 | 0 | 0 | 0 | 0 | 0 | 0 | 0
0.583333333333333191September | Resource 1 | Sublap 1 | 14:00 | 1 | 91 | September | 18000 | 0 | 0 | 0 | 0 | 0 | 0 | 0 | 0 | 0 | 0 | 0 | 0 | 0 | 0 | 6.8118 | -2.2613 | -0.055847 | 0 | 0 | 0 | 0 | 0 | 0 | 0 | 0 | 0 | 0 | 0 | 0 | 0 | 0 | 0 | 0 | 0 | 0 | 0 | 0 | 0 | 122.6132 | -40.7036 | -1.0052 | 0 | 0 | 0 | 0 | 0 | 0 | 0
0.583333333333333191October | Resource 1 | Sublap 1 | 14:00 | 1 | 91 | October | 19000 | 0 | 0 | 0 | 0 | 0 | 0 | 0 | 0 | 0 | 0 | 0 | 0 | 0 | 0 | 6.8118 | -2.2613 | -0.055847 | 0 | 0 | 0 | 0 | 0 | 0 | 0 | 0 | 0 | 0 | 0 | 0 | 0 | 0 | 0 | 0 | 0 | 0 | 0 | 0 | 0 | 129.425 | -42.9649 | -1.0611 | 0 | 0 | 0 | 0 | 0 | 0 | 0
0.583333333333333191November | Resource 1 | Sublap 1 | 14:00 | 1 | 91 | November | 20000 | 0 | 0 | 0 | 0 | 0 | 0 | 0 | 0 | 0 | 0 | 0 | 0 | 0 | 0 | 6.8118 | -2.2613 | -0.055847 | 0 | 0 | 0 | 0 | 0 | 0 | 0 | 0 | 0 | 0 | 0 | 0 | 0 | 0 | 0 | 0 | 0 | 0 | 0 | 0 | 0 | 136.2369 | -45.2262 | -1.1169 | 0 | 0 | 0 | 0 | 0 | 0 | 0
0.583333333333333191December | Resource 1 | Sublap 1 | 14:00 | 1 | 91 | December | 21000 | 0 | 0 | 0 | 0 | 0 | 0 | 0 | 0 | 0 | 0 | 0 | 0 | 0 | 0 | 6.8118 | -2.2613 | -0.055847 | 0 | 0 | 0 | 0 | 0 | 0 | 0 | 0 | 0 | 0 | 0 | 0 | 0 | 0 | 0 | 0 | 0 | 0 | 0 | 0 | 0 | 143.0487 | -47.4875 | -1.1728 | 0 | 0 | 0 | 0 | 0 | 0 | 0
0.583333333333333192January | Resource 1 | Sublap 1 | 14:00 | 1 | 92 | January | 10000 | 0 | 0 | 0 | 0 | 0 | 0 | 0 | 0 | 0 | 0 | 0 | 0 | 0 | 0 | 7.2305 | -2.3247 | -0.05741 | 0 | 0 | 0 | 0 | 0 | 0 | 0 | 0 | 0 | 0 | 0 | 0 | 0 | 0 | 0 | 0 | 0 | 0 | 0 | 0 | 0 | 72.3054 | -23.2474 | -0.57409 | 0 | 0 | 0 | 0 | 0 | 0 | 0
0.583333333333333192February | Resource 1 | Sublap 1 | 14:00 | 1 | 92 | February | 11000 | 0 | 0 | 0 | 0 | 0 | 0 | 0 | 0 | 0 | 0 | 0 | 0 | 0 | 0 | 7.2305 | -2.3247 | -0.05741 | 0 | 0 | 0 | 0 | 0 | 0 | 0 | 0 | 0 | 0 | 0 | 0 | 0 | 0 | 0 | 0 | 0 | 0 | 0 | 0 | 0 | 79.5359 | -25.5722 | -0.6315 | 0 | 0 | 0 | 0 | 0 | 0 | 0
0.583333333333333192March | Resource 1 | Sublap 1 | 14:00 | 1 | 92 | March | 12000 | 0 | 0 | 0 | 0 | 0 | 0 | 0 | 0 | 0 | 0 | 0 | 0 | 0 | 0 | 7.2305 | -2.3247 | -0.05741 | 0 | 0 | 0 | 0 | 0 | 0 | 0 | 0 | 0 | 0 | 0 | 0 | 0 | 0 | 0 | 0 | 0 | 0 | 0 | 0 | 0 | 86.7664 | -27.8969 | -0.68891 | 0 | 0 | 0 | 0 | 0 | 0 | 0
0.583333333333333192April | Resource 1 | Sublap 1 | 14:00 | 1 | 92 | April | 13000 | 0 | 0 | 0 | 0 | 0 | 0 | 0 | 0 | 0 | 0 | 0 | 0 | 0 | 0 | 7.2305 | -2.3247 | -0.05741 | 0 | 0 | 0 | 0 | 0 | 0 | 0 | 0 | 0 | 0 | 0 | 0 | 0 | 0 | 0 | 0 | 0 | 0 | 0 | 0 | 0 | 93.997 | -30.2217 | -0.74632 | 0 | 0 | 0 | 0 | 0 | 0 | 0
0.583333333333333192May | Resource 1 | Sublap 1 | 14:00 | 1 | 92 | May | 14000 | 0 | 0 | 0 | 0 | 0 | 0 | 0 | 0 | 0 | 0 | 0 | 0 | 0 | 0 | 7.2305 | -2.3247 | -0.05741 | 0 | 0 | 0 | 0 | 0 | 0 | 0 | 0 | 0 | 0 | 0 | 0 | 0 | 0 | 0 | 0 | 0 | 0 | 0 | 0 | 0 | 101.2275 | -32.5464 | -0.80373 | 0 | 0 | 0 | 0 | 0 | 0 | 0
0.583333333333333192June | Resource 1 | Sublap 1 | 14:00 | 1 | 92 | June | 15000 | 0 | 0 | 0 | 0 | 0 | 0 | 0 | 0 | 0 | 0 | 0 | 0 | 0 | 0 | 7.2305 | -2.3247 | -0.05741 | 0 | 0 | 0 | 0 | 0 | 0 | 0 | 0 | 0 | 0 | 0 | 0 | 0 | 0 | 0 | 0 | 0 | 0 | 0 | 0 | 0 | 108.4581 | -34.8712 | -0.86114 | 0 | 0 | 0 | 0 | 0 | 0 | 0
0.583333333333333192July | Resource 1 | Sublap 1 | 14:00 | 1 | 92 | July | 16000 | 0 | 0 | 0 | 0 | 0 | 0 | 0 | 0 | 0 | 0 | 0 | 0 | 0 | 0 | 7.2305 | -2.3247 | -0.05741 | 0 | 0 | 0 | 0 | 0 | 0 | 0 | 0 | 0 | 0 | 0 | 0 | 0 | 0 | 0 | 0 | 0 | 0 | 0 | 0 | 0 | 115.6886 | -37.1959 | -0.91855 | 0 | 0 | 0 | 0 | 0 | 0 | 0
0.583333333333333192August | Resource 1 | Sublap 1 | 14:00 | 1 | 92 | August | 17000 | 0 | 0 | 0 | 0 | 0 | 0 | 0 | 0 | 0 | 0 | 0 | 0 | 0 | 0 | 7.2305 | -2.3247 | -0.05741 | 0 | 0 | 0 | 0 | 0 | 0 | 0 | 0 | 0 | 0 | 0 | 0 | 0 | 0 | 0 | 0 | 0 | 0 | 0 | 0 | 0 | 122.9191 | -39.5206 | -0.97596 | 0 | 0 | 0 | 0 | 0 | 0 | 0
0.583333333333333192September | Resource 1 | Sublap 1 | 14:00 | 1 | 92 | September | 18000 | 0 | 0 | 0 | 0 | 0 | 0 | 0 | 0 | 0 | 0 | 0 | 0 | 0 | 0 | 7.2305 | -2.3247 | -0.05741 | 0 | 0 | 0 | 0 | 0 | 0 | 0 | 0 | 0 | 0 | 0 | 0 | 0 | 0 | 0 | 0 | 0 | 0 | 0 | 0 | 0 | 130.1497 | -41.8454 | -1.0334 | 0 | 0 | 0 | 0 | 0 | 0 | 0
0.583333333333333192October | Resource 1 | Sublap 1 | 14:00 | 1 | 92 | October | 19000 | 0 | 0 | 0 | 0 | 0 | 0 | 0 | 0 | 0 | 0 | 0 | 0 | 0 | 0 | 7.2305 | -2.3247 | -0.05741 | 0 | 0 | 0 | 0 | 0 | 0 | 0 | 0 | 0 | 0 | 0 | 0 | 0 | 0 | 0 | 0 | 0 | 0 | 0 | 0 | 0 | 137.3802 | -44.1701 | -1.0908 | 0 | 0 | 0 | 0 | 0 | 0 | 0
0.583333333333333192November | Resource 1 | Sublap 1 | 14:00 | 1 | 92 | November | 20000 | 0 | 0 | 0 | 0 | 0 | 0 | 0 | 0 | 0 | 0 | 0 | 0 | 0 | 0 | 7.2305 | -2.3247 | -0.05741 | 0 | 0 | 0 | 0 | 0 | 0 | 0 | 0 | 0 | 0 | 0 | 0 | 0 | 0 | 0 | 0 | 0 | 0 | 0 | 0 | 0 | 144.6107 | -46.4949 | -1.1482 | 0 | 0 | 0 | 0 | 0 | 0 | 0
0.583333333333333192December | Resource 1 | Sublap 1 | 14:00 | 1 | 92 | December | 21000 | 0 | 0 | 0 | 0 | 0 | 0 | 0 | 0 | 0 | 0 | 0 | 0 | 0 | 0 | 7.2305 | -2.3247 | -0.05741 | 0 | 0 | 0 | 0 | 0 | 0 | 0 | 0 | 0 | 0 | 0 | 0 | 0 | 0 | 0 | 0 | 0 | 0 | 0 | 0 | 0 | 151.8413 | -48.8196 | -1.2056 | 0 | 0 | 0 | 0 | 0 | 0 | 0
0.583333333333333193January | Resource 1 | Sublap 1 | 14:00 | 1 | 93 | January | 10000 | 0 | 0 | 0 | 0 | 0 | 0 | 0 | 0 | 0 | 0 | 0 | 0 | 0 | 0 | 7.7472 | -2.4901 | -0.061482 | 0 | 0 | 0 | 0 | 0 | 0 | 0 | 0 | 0 | 0 | 0 | 0 | 0 | 0 | 0 | 0 | 0 | 0 | 0 | 0 | 0 | 77.4723 | -24.9006 | -0.61482 | 0 | 0 | 0 | 0 | 0 | 0 | 0
0.583333333333333193February | Resource 1 | Sublap 1 | 14:00 | 1 | 93 | February | 11000 | 0 | 0 | 0 | 0 | 0 | 0 | 0 | 0 | 0 | 0 | 0 | 0 | 0 | 0 | 7.7472 | -2.4901 | -0.061482 | 0 | 0 | 0 | 0 | 0 | 0 | 0 | 0 | 0 | 0 | 0 | 0 | 0 | 0 | 0 | 0 | 0 | 0 | 0 | 0 | 0 | 85.2196 | -27.3907 | -0.6763 | 0 | 0 | 0 | 0 | 0 | 0 | 0
0.583333333333333193March | Resource 1 | Sublap 1 | 14:00 | 1 | 93 | March | 12000 | 0 | 0 | 0 | 0 | 0 | 0 | 0 | 0 | 0 | 0 | 0 | 0 | 0 | 0 | 7.7472 | -2.4901 | -0.061482 | 0 | 0 | 0 | 0 | 0 | 0 | 0 | 0 | 0 | 0 | 0 | 0 | 0 | 0 | 0 | 0 | 0 | 0 | 0 | 0 | 0 | 92.9668 | -29.8808 | -0.73778 | 0 | 0 | 0 | 0 | 0 | 0 | 0
0.583333333333333193April | Resource 1 | Sublap 1 | 14:00 | 1 | 93 | April | 13000 | 0 | 0 | 0 | 0 | 0 | 0 | 0 | 0 | 0 | 0 | 0 | 0 | 0 | 0 | 7.7472 | -2.4901 | -0.061482 | 0 | 0 | 0 | 0 | 0 | 0 | 0 | 0 | 0 | 0 | 0 | 0 | 0 | 0 | 0 | 0 | 0 | 0 | 0 | 0 | 0 | 100.714 | -32.3708 | -0.79926 | 0 | 0 | 0 | 0 | 0 | 0 | 0
0.583333333333333193May | Resource 1 | Sublap 1 | 14:00 | 1 | 93 | May | 14000 | 0 | 0 | 0 | 0 | 0 | 0 | 0 | 0 | 0 | 0 | 0 | 0 | 0 | 0 | 7.7472 | -2.4901 | -0.061482 | 0 | 0 | 0 | 0 | 0 | 0 | 0 | 0 | 0 | 0 | 0 | 0 | 0 | 0 | 0 | 0 | 0 | 0 | 0 | 0 | 0 | 108.4613 | -34.8609 | -0.86074 | 0 | 0 | 0 | 0 | 0 | 0 | 0
0.583333333333333193June | Resource 1 | Sublap 1 | 14:00 | 1 | 93 | June | 15000 | 0 | 0 | 0 | 0 | 0 | 0 | 0 | 0 | 0 | 0 | 0 | 0 | 0 | 0 | 7.7472 | -2.4901 | -0.061482 | 0 | 0 | 0 | 0 | 0 | 0 | 0 | 0 | 0 | 0 | 0 | 0 | 0 | 0 | 0 | 0 | 0 | 0 | 0 | 0 | 0 | 116.2085 | -37.351 | -0.92222 | 0 | 0 | 0 | 0 | 0 | 0 | 0
0.583333333333333193July | Resource 1 | Sublap 1 | 14:00 | 1 | 93 | July | 16000 | 0 | 0 | 0 | 0 | 0 | 0 | 0 | 0 | 0 | 0 | 0 | 0 | 0 | 0 | 7.7472 | -2.4901 | -0.061482 | 0 | 0 | 0 | 0 | 0 | 0 | 0 | 0 | 0 | 0 | 0 | 0 | 0 | 0 | 0 | 0 | 0 | 0 | 0 | 0 | 0 | 123.9557 | -39.841 | -0.98371 | 0 | 0 | 0 | 0 | 0 | 0 | 0
0.583333333333333193August | Resource 1 | Sublap 1 | 14:00 | 1 | 93 | August | 17000 | 0 | 0 | 0 | 0 | 0 | 0 | 0 | 0 | 0 | 0 | 0 | 0 | 0 | 0 | 7.7472 | -2.4901 | -0.061482 | 0 | 0 | 0 | 0 | 0 | 0 | 0 | 0 | 0 | 0 | 0 | 0 | 0 | 0 | 0 | 0 | 0 | 0 | 0 | 0 | 0 | 131.703 | -42.3311 | -1.0452 | 0 | 0 | 0 | 0 | 0 | 0 | 0
0.583333333333333193September | Resource 1 | Sublap 1 | 14:00 | 1 | 93 | September | 18000 | 0 | 0 | 0 | 0 | 0 | 0 | 0 | 0 | 0 | 0 | 0 | 0 | 0 | 0 | 7.7472 | -2.4901 | -0.061482 | 0 | 0 | 0 | 0 | 0 | 0 | 0 | 0 | 0 | 0 | 0 | 0 | 0 | 0 | 0 | 0 | 0 | 0 | 0 | 0 | 0 | 139.4502 | -44.8212 | -1.1067 | 0 | 0 | 0 | 0 | 0 | 0 | 0
0.583333333333333193October | Resource 1 | Sublap 1 | 14:00 | 1 | 93 | October | 19000 | 0 | 0 | 0 | 0 | 0 | 0 | 0 | 0 | 0 | 0 | 0 | 0 | 0 | 0 | 7.7472 | -2.4901 | -0.061482 | 0 | 0 | 0 | 0 | 0 | 0 | 0 | 0 | 0 | 0 | 0 | 0 | 0 | 0 | 0 | 0 | 0 | 0 | 0 | 0 | 0 | 147.1974 | -47.3112 | -1.1682 | 0 | 0 | 0 | 0 | 0 | 0 | 0
0.583333333333333193November | Resource 1 | Sublap 1 | 14:00 | 1 | 93 | November | 20000 | 0 | 0 | 0 | 0 | 0 | 0 | 0 | 0 | 0 | 0 | 0 | 0 | 0 | 0 | 7.7472 | -2.4901 | -0.061482 | 0 | 0 | 0 | 0 | 0 | 0 | 0 | 0 | 0 | 0 | 0 | 0 | 0 | 0 | 0 | 0 | 0 | 0 | 0 | 0 | 0 | 154.9447 | -49.8013 | -1.2296 | 0 | 0 | 0 | 0 | 0 | 0 | 0
0.583333333333333193December | Resource 1 | Sublap 1 | 14:00 | 1 | 93 | December | 21000 | 0 | 0 | 0 | 0 | 0 | 0 | 0 | 0 | 0 | 0 | 0 | 0 | 0 | 0 | 7.7472 | -2.4901 | -0.061482 | 0 | 0 | 0 | 0 | 0 | 0 | 0 | 0 | 0 | 0 | 0 | 0 | 0 | 0 | 0 | 0 | 0 | 0 | 0 | 0 | 0 | 162.6919 | -52.2914 | -1.2911 | 0 | 0 | 0 | 0 | 0 | 0 | 0
0.583333333333333194January | Resource 1 | Sublap 1 | 14:00 | 1 | 94 | January | 10000 | 0 | 0 | 0 | 0 | 0 | 0 | 0 | 0 | 0 | 0 | 0 | 0 | 0 | 0 | 7.7535 | -2.4931 | -0.061558 | 0 | 0 | 0 | 0 | 0 | 0 | 0 | 0 | 0 | 0 | 0 | 0 | 0 | 0 | 0 | 0 | 0 | 0 | 0 | 0 | 0 | 77.5352 | -24.9314 | -0.61557 | 0 | 0 | 0 | 0 | 0 | 0 | 0
0.583333333333333194February | Resource 1 | Sublap 1 | 14:00 | 1 | 94 | February | 11000 | 0 | 0 | 0 | 0 | 0 | 0 | 0 | 0 | 0 | 0 | 0 | 0 | 0 | 0 | 7.7535 | -2.4931 | -0.061558 | 0 | 0 | 0 | 0 | 0 | 0 | 0 | 0 | 0 | 0 | 0 | 0 | 0 | 0 | 0 | 0 | 0 | 0 | 0 | 0 | 0 | 85.2887 | -27.4246 | -0.67713 | 0 | 0 | 0 | 0 | 0 | 0 | 0
0.583333333333333194March | Resource 1 | Sublap 1 | 14:00 | 1 | 94 | March | 12000 | 0 | 0 | 0 | 0 | 0 | 0 | 0 | 0 | 0 | 0 | 0 | 0 | 0 | 0 | 7.7535 | -2.4931 | -0.061558 | 0 | 0 | 0 | 0 | 0 | 0 | 0 | 0 | 0 | 0 | 0 | 0 | 0 | 0 | 0 | 0 | 0 | 0 | 0 | 0 | 0 | 93.0423 | -29.9177 | -0.73869 | 0 | 0 | 0 | 0 | 0 | 0 | 0
0.583333333333333194April | Resource 1 | Sublap 1 | 14:00 | 1 | 94 | April | 13000 | 0 | 0 | 0 | 0 | 0 | 0 | 0 | 0 | 0 | 0 | 0 | 0 | 0 | 0 | 7.7535 | -2.4931 | -0.061558 | 0 | 0 | 0 | 0 | 0 | 0 | 0 | 0 | 0 | 0 | 0 | 0 | 0 | 0 | 0 | 0 | 0 | 0 | 0 | 0 | 0 | 100.7958 | -32.4109 | -0.80025 | 0 | 0 | 0 | 0 | 0 | 0 | 0
0.583333333333333194May | Resource 1 | Sublap 1 | 14:00 | 1 | 94 | May | 14000 | 0 | 0 | 0 | 0 | 0 | 0 | 0 | 0 | 0 | 0 | 0 | 0 | 0 | 0 | 7.7535 | -2.4931 | -0.061558 | 0 | 0 | 0 | 0 | 0 | 0 | 0 | 0 | 0 | 0 | 0 | 0 | 0 | 0 | 0 | 0 | 0 | 0 | 0 | 0 | 0 | 108.5493 | -34.904 | -0.8618 | 0 | 0 | 0 | 0 | 0 | 0 | 0
0.583333333333333194June | Resource 1 | Sublap 1 | 14:00 | 1 | 94 | June | 15000 | 0 | 0 | 0 | 0 | 0 | 0 | 0 | 0 | 0 | 0 | 0 | 0 | 0 | 0 | 7.7535 | -2.4931 | -0.061558 | 0 | 0 | 0 | 0 | 0 | 0 | 0 | 0 | 0 | 0 | 0 | 0 | 0 | 0 | 0 | 0 | 0 | 0 | 0 | 0 | 0 | 116.3028 | -37.3972 | -0.92336 | 0 | 0 | 0 | 0 | 0 | 0 | 0
0.583333333333333194July | Resource 1 | Sublap 1 | 14:00 | 1 | 94 | July | 16000 | 0 | 0 | 0 | 0 | 0 | 0 | 0 | 0 | 0 | 0 | 0 | 0 | 0 | 0 | 7.7535 | -2.4931 | -0.061558 | 0 | 0 | 0 | 0 | 0 | 0 | 0 | 0 | 0 | 0 | 0 | 0 | 0 | 0 | 0 | 0 | 0 | 0 | 0 | 0 | 0 | 124.0564 | -39.8903 | -0.98492 | 0 | 0 | 0 | 0 | 0 | 0 | 0
0.583333333333333194August | Resource 1 | Sublap 1 | 14:00 | 1 | 94 | August | 17000 | 0 | 0 | 0 | 0 | 0 | 0 | 0 | 0 | 0 | 0 | 0 | 0 | 0 | 0 | 7.7535 | -2.4931 | -0.061558 | 0 | 0 | 0 | 0 | 0 | 0 | 0 | 0 | 0 | 0 | 0 | 0 | 0 | 0 | 0 | 0 | 0 | 0 | 0 | 0 | 0 | 131.8099 | -42.3835 | -1.0465 | 0 | 0 | 0 | 0 | 0 | 0 | 0
0.583333333333333194September | Resource 1 | Sublap 1 | 14:00 | 1 | 94 | September | 18000 | 0 | 0 | 0 | 0 | 0 | 0 | 0 | 0 | 0 | 0 | 0 | 0 | 0 | 0 | 7.7535 | -2.4931 | -0.061558 | 0 | 0 | 0 | 0 | 0 | 0 | 0 | 0 | 0 | 0 | 0 | 0 | 0 | 0 | 0 | 0 | 0 | 0 | 0 | 0 | 0 | 139.5634 | -44.8766 | -1.108 | 0 | 0 | 0 | 0 | 0 | 0 | 0
0.583333333333333194October | Resource 1 | Sublap 1 | 14:00 | 1 | 94 | October | 19000 | 0 | 0 | 0 | 0 | 0 | 0 | 0 | 0 | 0 | 0 | 0 | 0 | 0 | 0 | 7.7535 | -2.4931 | -0.061558 | 0 | 0 | 0 | 0 | 0 | 0 | 0 | 0 | 0 | 0 | 0 | 0 | 0 | 0 | 0 | 0 | 0 | 0 | 0 | 0 | 0 | 147.3169 | -47.3697 | -1.1696 | 0 | 0 | 0 | 0 | 0 | 0 | 0
0.583333333333333194November | Resource 1 | Sublap 1 | 14:00 | 1 | 94 | November | 20000 | 0 | 0 | 0 | 0 | 0 | 0 | 0 | 0 | 0 | 0 | 0 | 0 | 0 | 0 | 7.7535 | -2.4931 | -0.061558 | 0 | 0 | 0 | 0 | 0 | 0 | 0 | 0 | 0 | 0 | 0 | 0 | 0 | 0 | 0 | 0 | 0 | 0 | 0 | 0 | 0 | 155.0704 | -49.8629 | -1.2311 | 0 | 0 | 0 | 0 | 0 | 0 | 0
0.583333333333333194December | Resource 1 | Sublap 1 | 14:00 | 1 | 94 | December | 21000 | 0 | 0 | 0 | 0 | 0 | 0 | 0 | 0 | 0 | 0 | 0 | 0 | 0 | 0 | 7.7535 | -2.4931 | -0.061558 | 0 | 0 | 0 | 0 | 0 | 0 | 0 | 0 | 0 | 0 | 0 | 0 | 0 | 0 | 0 | 0 | 0 | 0 | 0 | 0 | 0 | 162.824 | -52.356 | -1.2927 | 0 | 0 | 0 | 0 | 0 | 0 | 0
0.583333333333333195January | Resource 1 | Sublap 1 | 14:00 | 1 | 95 | January | 10000 | 0 | 0 | 0 | 0 | 0 | 0 | 0 | 0 | 0 | 0 | 0 | 0 | 0 | 0 | 10.2552 | -3.2577 | -0.080391 | 0 | 0 | 0 | 0 | 0 | 0 | 0 | 0 | 0 | 0 | 0 | 0 | 0 | 0 | 0 | 0 | 0 | 0 | 0 | 0 | 0 | 102.5524 | -32.5774 | -0.80391 | 0 | 0 | 0 | 0 | 0 | 0 | 0
0.583333333333333195February | Resource 1 | Sublap 1 | 14:00 | 1 | 95 | February | 11000 | 0 | 0 | 0 | 0 | 0 | 0 | 0 | 0 | 0 | 0 | 0 | 0 | 0 | 0 | 10.2552 | -3.2577 | -0.080391 | 0 | 0 | 0 | 0 | 0 | 0 | 0 | 0 | 0 | 0 | 0 | 0 | 0 | 0 | 0 | 0 | 0 | 0 | 0 | 0 | 0 | 112.8076 | -35.8352 | -0.8843 | 0 | 0 | 0 | 0 | 0 | 0 | 0
0.583333333333333195March | Resource 1 | Sublap 1 | 14:00 | 1 | 95 | March | 12000 | 0 | 0 | 0 | 0 | 0 | 0 | 0 | 0 | 0 | 0 | 0 | 0 | 0 | 0 | 10.2552 | -3.2577 | -0.080391 | 0 | 0 | 0 | 0 | 0 | 0 | 0 | 0 | 0 | 0 | 0 | 0 | 0 | 0 | 0 | 0 | 0 | 0 | 0 | 0 | 0 | 123.0629 | -39.0929 | -0.96469 | 0 | 0 | 0 | 0 | 0 | 0 | 0
0.583333333333333195April | Resource 1 | Sublap 1 | 14:00 | 1 | 95 | April | 13000 | 0 | 0 | 0 | 0 | 0 | 0 | 0 | 0 | 0 | 0 | 0 | 0 | 0 | 0 | 10.2552 | -3.2577 | -0.080391 | 0 | 0 | 0 | 0 | 0 | 0 | 0 | 0 | 0 | 0 | 0 | 0 | 0 | 0 | 0 | 0 | 0 | 0 | 0 | 0 | 0 | 133.3181 | -42.3507 | -1.0451 | 0 | 0 | 0 | 0 | 0 | 0 | 0
0.583333333333333195May | Resource 1 | Sublap 1 | 14:00 | 1 | 95 | May | 14000 | 0 | 0 | 0 | 0 | 0 | 0 | 0 | 0 | 0 | 0 | 0 | 0 | 0 | 0 | 10.2552 | -3.2577 | -0.080391 | 0 | 0 | 0 | 0 | 0 | 0 | 0 | 0 | 0 | 0 | 0 | 0 | 0 | 0 | 0 | 0 | 0 | 0 | 0 | 0 | 0 | 143.5734 | -45.6084 | -1.1255 | 0 | 0 | 0 | 0 | 0 | 0 | 0
0.583333333333333195June | Resource 1 | Sublap 1 | 14:00 | 1 | 95 | June | 15000 | 0 | 0 | 0 | 0 | 0 | 0 | 0 | 0 | 0 | 0 | 0 | 0 | 0 | 0 | 10.2552 | -3.2577 | -0.080391 | 0 | 0 | 0 | 0 | 0 | 0 | 0 | 0 | 0 | 0 | 0 | 0 | 0 | 0 | 0 | 0 | 0 | 0 | 0 | 0 | 0 | 153.8286 | -48.8661 | -1.2059 | 0 | 0 | 0 | 0 | 0 | 0 | 0
0.583333333333333195July | Resource 1 | Sublap 1 | 14:00 | 1 | 95 | July | 16000 | 0 | 0 | 0 | 0 | 0 | 0 | 0 | 0 | 0 | 0 | 0 | 0 | 0 | 0 | 10.2552 | -3.2577 | -0.080391 | 0 | 0 | 0 | 0 | 0 | 0 | 0 | 0 | 0 | 0 | 0 | 0 | 0 | 0 | 0 | 0 | 0 | 0 | 0 | 0 | 0 | 164.0838 | -52.1239 | -1.2863 | 0 | 0 | 0 | 0 | 0 | 0 | 0
0.583333333333333195August | Resource 1 | Sublap 1 | 14:00 | 1 | 95 | August | 17000 | 0 | 0 | 0 | 0 | 0 | 0 | 0 | 0 | 0 | 0 | 0 | 0 | 0 | 0 | 10.2552 | -3.2577 | -0.080391 | 0 | 0 | 0 | 0 | 0 | 0 | 0 | 0 | 0 | 0 | 0 | 0 | 0 | 0 | 0 | 0 | 0 | 0 | 0 | 0 | 0 | 174.3391 | -55.3816 | -1.3666 | 0 | 0 | 0 | 0 | 0 | 0 | 0
0.583333333333333195September | Resource 1 | Sublap 1 | 14:00 | 1 | 95 | September | 18000 | 0 | 0 | 0 | 0 | 0 | 0 | 0 | 0 | 0 | 0 | 0 | 0 | 0 | 0 | 10.2552 | -3.2577 | -0.080391 | 0 | 0 | 0 | 0 | 0 | 0 | 0 | 0 | 0 | 0 | 0 | 0 | 0 | 0 | 0 | 0 | 0 | 0 | 0 | 0 | 0 | 184.5943 | -58.6394 | -1.447 | 0 | 0 | 0 | 0 | 0 | 0 | 0
0.583333333333333195October | Resource 1 | Sublap 1 | 14:00 | 1 | 95 | October | 19000 | 0 | 0 | 0 | 0 | 0 | 0 | 0 | 0 | 0 | 0 | 0 | 0 | 0 | 0 | 10.2552 | -3.2577 | -0.080391 | 0 | 0 | 0 | 0 | 0 | 0 | 0 | 0 | 0 | 0 | 0 | 0 | 0 | 0 | 0 | 0 | 0 | 0 | 0 | 0 | 0 | 194.8496 | -61.8971 | -1.5274 | 0 | 0 | 0 | 0 | 0 | 0 | 0
0.583333333333333195November | Resource 1 | Sublap 1 | 14:00 | 1 | 95 | November | 20000 | 0 | 0 | 0 | 0 | 0 | 0 | 0 | 0 | 0 | 0 | 0 | 0 | 0 | 0 | 10.2552 | -3.2577 | -0.080391 | 0 | 0 | 0 | 0 | 0 | 0 | 0 | 0 | 0 | 0 | 0 | 0 | 0 | 0 | 0 | 0 | 0 | 0 | 0 | 0 | 0 | 205.1048 | -65.1549 | -1.6078 | 0 | 0 | 0 | 0 | 0 | 0 | 0
0.583333333333333195December | Resource 1 | Sublap 1 | 14:00 | 1 | 95 | December | 21000 | 0 | 0 | 0 | 0 | 0 | 0 | 0 | 0 | 0 | 0 | 0 | 0 | 0 | 0 | 10.2552 | -3.2577 | -0.080391 | 0 | 0 | 0 | 0 | 0 | 0 | 0 | 0 | 0 | 0 | 0 | 0 | 0 | 0 | 0 | 0 | 0 | 0 | 0 | 0 | 0 | 215.36 | -68.4126 | -1.6882 | 0 | 0 | 0 | 0 | 0 | 0 | 0
0.583333333333333196January | Resource 1 | Sublap 1 | 14:00 | 1 | 96 | January | 10000 | 0 | 0 | 0 | 0 | 0 | 0 | 0 | 0 | 0 | 0 | 0 | 0 | 0 | 0 | 9.1247 | -2.9001 | -0.071582 | 0 | 0 | 0 | 0 | 0 | 0 | 0 | 0 | 0 | 0 | 0 | 0 | 0 | 0 | 0 | 0 | 0 | 0 | 0 | 0 | 0 | 91.2466 | -29.001 | -0.71582 | 0 | 0 | 0 | 0 | 0 | 0 | 0
0.583333333333333196February | Resource 1 | Sublap 1 | 14:00 | 1 | 96 | February | 11000 | 0 | 0 | 0 | 0 | 0 | 0 | 0 | 0 | 0 | 0 | 0 | 0 | 0 | 0 | 9.1247 | -2.9001 | -0.071582 | 0 | 0 | 0 | 0 | 0 | 0 | 0 | 0 | 0 | 0 | 0 | 0 | 0 | 0 | 0 | 0 | 0 | 0 | 0 | 0 | 0 | 100.3712 | -31.9012 | -0.7874 | 0 | 0 | 0 | 0 | 0 | 0 | 0
0.583333333333333196March | Resource 1 | Sublap 1 | 14:00 | 1 | 96 | March | 12000 | 0 | 0 | 0 | 0 | 0 | 0 | 0 | 0 | 0 | 0 | 0 | 0 | 0 | 0 | 9.1247 | -2.9001 | -0.071582 | 0 | 0 | 0 | 0 | 0 | 0 | 0 | 0 | 0 | 0 | 0 | 0 | 0 | 0 | 0 | 0 | 0 | 0 | 0 | 0 | 0 | 109.4959 | -34.8013 | -0.85898 | 0 | 0 | 0 | 0 | 0 | 0 | 0
0.583333333333333196April | Resource 1 | Sublap 1 | 14:00 | 1 | 96 | April | 13000 | 0 | 0 | 0 | 0 | 0 | 0 | 0 | 0 | 0 | 0 | 0 | 0 | 0 | 0 | 9.1247 | -2.9001 | -0.071582 | 0 | 0 | 0 | 0 | 0 | 0 | 0 | 0 | 0 | 0 | 0 | 0 | 0 | 0 | 0 | 0 | 0 | 0 | 0 | 0 | 0 | 118.6205 | -37.7014 | -0.93056 | 0 | 0 | 0 | 0 | 0 | 0 | 0
0.583333333333333196May | Resource 1 | Sublap 1 | 14:00 | 1 | 96 | May | 14000 | 0 | 0 | 0 | 0 | 0 | 0 | 0 | 0 | 0 | 0 | 0 | 0 | 0 | 0 | 9.1247 | -2.9001 | -0.071582 | 0 | 0 | 0 | 0 | 0 | 0 | 0 | 0 | 0 | 0 | 0 | 0 | 0 | 0 | 0 | 0 | 0 | 0 | 0 | 0 | 0 | 127.7452 | -40.6015 | -1.0021 | 0 | 0 | 0 | 0 | 0 | 0 | 0
0.583333333333333196June | Resource 1 | Sublap 1 | 14:00 | 1 | 96 | June | 15000 | 0 | 0 | 0 | 0 | 0 | 0 | 0 | 0 | 0 | 0 | 0 | 0 | 0 | 0 | 9.1247 | -2.9001 | -0.071582 | 0 | 0 | 0 | 0 | 0 | 0 | 0 | 0 | 0 | 0 | 0 | 0 | 0 | 0 | 0 | 0 | 0 | 0 | 0 | 0 | 0 | 136.8698 | -43.5016 | -1.0737 | 0 | 0 | 0 | 0 | 0 | 0 | 0
0.583333333333333196July | Resource 1 | Sublap 1 | 14:00 | 1 | 96 | July | 16000 | 0 | 0 | 0 | 0 | 0 | 0 | 0 | 0 | 0 | 0 | 0 | 0 | 0 | 0 | 9.1247 | -2.9001 | -0.071582 | 0 | 0 | 0 | 0 | 0 | 0 | 0 | 0 | 0 | 0 | 0 | 0 | 0 | 0 | 0 | 0 | 0 | 0 | 0 | 0 | 0 | 145.9945 | -46.4017 | -1.1453 | 0 | 0 | 0 | 0 | 0 | 0 | 0
0.583333333333333196August | Resource 1 | Sublap 1 | 14:00 | 1 | 96 | August | 17000 | 0 | 0 | 0 | 0 | 0 | 0 | 0 | 0 | 0 | 0 | 0 | 0 | 0 | 0 | 9.1247 | -2.9001 | -0.071582 | 0 | 0 | 0 | 0 | 0 | 0 | 0 | 0 | 0 | 0 | 0 | 0 | 0 | 0 | 0 | 0 | 0 | 0 | 0 | 0 | 0 | 155.1192 | -49.3018 | -1.2169 | 0 | 0 | 0 | 0 | 0 | 0 | 0
0.583333333333333196September | Resource 1 | Sublap 1 | 14:00 | 1 | 96 | September | 18000 | 0 | 0 | 0 | 0 | 0 | 0 | 0 | 0 | 0 | 0 | 0 | 0 | 0 | 0 | 9.1247 | -2.9001 | -0.071582 | 0 | 0 | 0 | 0 | 0 | 0 | 0 | 0 | 0 | 0 | 0 | 0 | 0 | 0 | 0 | 0 | 0 | 0 | 0 | 0 | 0 | 164.2438 | -52.2019 | -1.2885 | 0 | 0 | 0 | 0 | 0 | 0 | 0
0.583333333333333196October | Resource 1 | Sublap 1 | 14:00 | 1 | 96 | October | 19000 | 0 | 0 | 0 | 0 | 0 | 0 | 0 | 0 | 0 | 0 | 0 | 0 | 0 | 0 | 9.1247 | -2.9001 | -0.071582 | 0 | 0 | 0 | 0 | 0 | 0 | 0 | 0 | 0 | 0 | 0 | 0 | 0 | 0 | 0 | 0 | 0 | 0 | 0 | 0 | 0 | 173.3685 | -55.102 | -1.36 | 0 | 0 | 0 | 0 | 0 | 0 | 0
0.583333333333333196November | Resource 1 | Sublap 1 | 14:00 | 1 | 96 | November | 20000 | 0 | 0 | 0 | 0 | 0 | 0 | 0 | 0 | 0 | 0 | 0 | 0 | 0 | 0 | 9.1247 | -2.9001 | -0.071582 | 0 | 0 | 0 | 0 | 0 | 0 | 0 | 0 | 0 | 0 | 0 | 0 | 0 | 0 | 0 | 0 | 0 | 0 | 0 | 0 | 0 | 182.4931 | -58.0021 | -1.4316 | 0 | 0 | 0 | 0 | 0 | 0 | 0
0.583333333333333196December | Resource 1 | Sublap 1 | 14:00 | 1 | 96 | December | 21000 | 0 | 0 | 0 | 0 | 0 | 0 | 0 | 0 | 0 | 0 | 0 | 0 | 0 | 0 | 9.1247 | -2.9001 | -0.071582 | 0 | 0 | 0 | 0 | 0 | 0 | 0 | 0 | 0 | 0 | 0 | 0 | 0 | 0 | 0 | 0 | 0 | 0 | 0 | 0 | 0 | 191.6178 | -60.9022 | -1.5032 | 0 | 0 | 0 | 0 | 0 | 0 | 0
0.583333333333333197January | Resource 1 | Sublap 1 | 14:00 | 1 | 97 | January | 10000 | 0 | 0 | 0 | 0 | 0 | 0 | 0 | 0 | 0 | 0 | 0 | 0 | 0 | 0 | 8.5023 | -2.693 | -0.06648 | 0 | 0 | 0 | 0 | 0 | 0 | 0 | 0 | 0 | 0 | 0 | 0 | 0 | 0 | 0 | 0 | 0 | 0 | 0 | 0 | 0 | 85.0231 | -26.9299 | -0.6648 | 0 | 0 | 0 | 0 | 0 | 0 | 0
0.583333333333333197February | Resource 1 | Sublap 1 | 14:00 | 1 | 97 | February | 11000 | 0 | 0 | 0 | 0 | 0 | 0 | 0 | 0 | 0 | 0 | 0 | 0 | 0 | 0 | 8.5023 | -2.693 | -0.06648 | 0 | 0 | 0 | 0 | 0 | 0 | 0 | 0 | 0 | 0 | 0 | 0 | 0 | 0 | 0 | 0 | 0 | 0 | 0 | 0 | 0 | 93.5254 | -29.6229 | -0.73128 | 0 | 0 | 0 | 0 | 0 | 0 | 0
0.583333333333333197March | Resource 1 | Sublap 1 | 14:00 | 1 | 97 | March | 12000 | 0 | 0 | 0 | 0 | 0 | 0 | 0 | 0 | 0 | 0 | 0 | 0 | 0 | 0 | 8.5023 | -2.693 | -0.06648 | 0 | 0 | 0 | 0 | 0 | 0 | 0 | 0 | 0 | 0 | 0 | 0 | 0 | 0 | 0 | 0 | 0 | 0 | 0 | 0 | 0 | 102.0277 | -32.3159 | -0.79776 | 0 | 0 | 0 | 0 | 0 | 0 | 0
0.583333333333333197April | Resource 1 | Sublap 1 | 14:00 | 1 | 97 | April | 13000 | 0 | 0 | 0 | 0 | 0 | 0 | 0 | 0 | 0 | 0 | 0 | 0 | 0 | 0 | 8.5023 | -2.693 | -0.06648 | 0 | 0 | 0 | 0 | 0 | 0 | 0 | 0 | 0 | 0 | 0 | 0 | 0 | 0 | 0 | 0 | 0 | 0 | 0 | 0 | 0 | 110.5301 | -35.0089 | -0.86424 | 0 | 0 | 0 | 0 | 0 | 0 | 0
0.583333333333333197May | Resource 1 | Sublap 1 | 14:00 | 1 | 97 | May | 14000 | 0 | 0 | 0 | 0 | 0 | 0 | 0 | 0 | 0 | 0 | 0 | 0 | 0 | 0 | 8.5023 | -2.693 | -0.06648 | 0 | 0 | 0 | 0 | 0 | 0 | 0 | 0 | 0 | 0 | 0 | 0 | 0 | 0 | 0 | 0 | 0 | 0 | 0 | 0 | 0 | 119.0324 | -37.7019 | -0.93072 | 0 | 0 | 0 | 0 | 0 | 0 | 0
0.583333333333333197June | Resource 1 | Sublap 1 | 14:00 | 1 | 97 | June | 15000 | 0 | 0 | 0 | 0 | 0 | 0 | 0 | 0 | 0 | 0 | 0 | 0 | 0 | 0 | 8.5023 | -2.693 | -0.06648 | 0 | 0 | 0 | 0 | 0 | 0 | 0 | 0 | 0 | 0 | 0 | 0 | 0 | 0 | 0 | 0 | 0 | 0 | 0 | 0 | 0 | 127.5347 | -40.3949 | -0.9972 | 0 | 0 | 0 | 0 | 0 | 0 | 0
0.583333333333333197July | Resource 1 | Sublap 1 | 14:00 | 1 | 97 | July | 16000 | 0 | 0 | 0 | 0 | 0 | 0 | 0 | 0 | 0 | 0 | 0 | 0 | 0 | 0 | 8.5023 | -2.693 | -0.06648 | 0 | 0 | 0 | 0 | 0 | 0 | 0 | 0 | 0 | 0 | 0 | 0 | 0 | 0 | 0 | 0 | 0 | 0 | 0 | 0 | 0 | 136.037 | -43.0879 | -1.0637 | 0 | 0 | 0 | 0 | 0 | 0 | 0
0.583333333333333197August | Resource 1 | Sublap 1 | 14:00 | 1 | 97 | August | 17000 | 0 | 0 | 0 | 0 | 0 | 0 | 0 | 0 | 0 | 0 | 0 | 0 | 0 | 0 | 8.5023 | -2.693 | -0.06648 | 0 | 0 | 0 | 0 | 0 | 0 | 0 | 0 | 0 | 0 | 0 | 0 | 0 | 0 | 0 | 0 | 0 | 0 | 0 | 0 | 0 | 144.5393 | -45.7808 | -1.1302 | 0 | 0 | 0 | 0 | 0 | 0 | 0
0.583333333333333197September | Resource 1 | Sublap 1 | 14:00 | 1 | 97 | September | 18000 | 0 | 0 | 0 | 0 | 0 | 0 | 0 | 0 | 0 | 0 | 0 | 0 | 0 | 0 | 8.5023 | -2.693 | -0.06648 | 0 | 0 | 0 | 0 | 0 | 0 | 0 | 0 | 0 | 0 | 0 | 0 | 0 | 0 | 0 | 0 | 0 | 0 | 0 | 0 | 0 | 153.0416 | -48.4738 | -1.1966 | 0 | 0 | 0 | 0 | 0 | 0 | 0
0.583333333333333197October | Resource 1 | Sublap 1 | 14:00 | 1 | 97 | October | 19000 | 0 | 0 | 0 | 0 | 0 | 0 | 0 | 0 | 0 | 0 | 0 | 0 | 0 | 0 | 8.5023 | -2.693 | -0.06648 | 0 | 0 | 0 | 0 | 0 | 0 | 0 | 0 | 0 | 0 | 0 | 0 | 0 | 0 | 0 | 0 | 0 | 0 | 0 | 0 | 0 | 161.5439 | -51.1668 | -1.2631 | 0 | 0 | 0 | 0 | 0 | 0 | 0
0.583333333333333197November | Resource 1 | Sublap 1 | 14:00 | 1 | 97 | November | 20000 | 0 | 0 | 0 | 0 | 0 | 0 | 0 | 0 | 0 | 0 | 0 | 0 | 0 | 0 | 8.5023 | -2.693 | -0.06648 | 0 | 0 | 0 | 0 | 0 | 0 | 0 | 0 | 0 | 0 | 0 | 0 | 0 | 0 | 0 | 0 | 0 | 0 | 0 | 0 | 0 | 170.0462 | -53.8598 | -1.3296 | 0 | 0 | 0 | 0 | 0 | 0 | 0
0.583333333333333197December | Resource 1 | Sublap 1 | 14:00 | 1 | 97 | December | 21000 | 0 | 0 | 0 | 0 | 0 | 0 | 0 | 0 | 0 | 0 | 0 | 0 | 0 | 0 | 8.5023 | -2.693 | -0.06648 | 0 | 0 | 0 | 0 | 0 | 0 | 0 | 0 | 0 | 0 | 0 | 0 | 0 | 0 | 0 | 0 | 0 | 0 | 0 | 0 | 0 | 178.5486 | -56.5528 | -1.3961 | 0 | 0 | 0 | 0 | 0 | 0 | 0
0.583333333333333198January | Resource 1 | Sublap 1 | 14:00 | 1 | 98 | January | 10000 | 0 | 0 | 0 | 0 | 0 | 0 | 0 | 0 | 0 | 0 | 0 | 0 | 0 | 0 | 9.7109 | -3.0789 | -0.075985 | 0 | 0 | 0 | 0 | 0 | 0 | 0 | 0 | 0 | 0 | 0 | 0 | 0 | 0 | 0 | 0 | 0 | 0 | 0 | 0 | 0 | 97.1095 | -30.7887 | -0.75985 | 0 | 0 | 0 | 0 | 0 | 0 | 0
0.583333333333333198February | Resource 1 | Sublap 1 | 14:00 | 1 | 98 | February | 11000 | 0 | 0 | 0 | 0 | 0 | 0 | 0 | 0 | 0 | 0 | 0 | 0 | 0 | 0 | 9.7109 | -3.0789 | -0.075985 | 0 | 0 | 0 | 0 | 0 | 0 | 0 | 0 | 0 | 0 | 0 | 0 | 0 | 0 | 0 | 0 | 0 | 0 | 0 | 0 | 0 | 106.8204 | -33.8676 | -0.83583 | 0 | 0 | 0 | 0 | 0 | 0 | 0
0.583333333333333198March | Resource 1 | Sublap 1 | 14:00 | 1 | 98 | March | 12000 | 0 | 0 | 0 | 0 | 0 | 0 | 0 | 0 | 0 | 0 | 0 | 0 | 0 | 0 | 9.7109 | -3.0789 | -0.075985 | 0 | 0 | 0 | 0 | 0 | 0 | 0 | 0 | 0 | 0 | 0 | 0 | 0 | 0 | 0 | 0 | 0 | 0 | 0 | 0 | 0 | 116.5314 | -36.9465 | -0.91182 | 0 | 0 | 0 | 0 | 0 | 0 | 0
0.583333333333333198April | Resource 1 | Sublap 1 | 14:00 | 1 | 98 | April | 13000 | 0 | 0 | 0 | 0 | 0 | 0 | 0 | 0 | 0 | 0 | 0 | 0 | 0 | 0 | 9.7109 | -3.0789 | -0.075985 | 0 | 0 | 0 | 0 | 0 | 0 | 0 | 0 | 0 | 0 | 0 | 0 | 0 | 0 | 0 | 0 | 0 | 0 | 0 | 0 | 0 | 126.2423 | -40.0254 | -0.9878 | 0 | 0 | 0 | 0 | 0 | 0 | 0
0.583333333333333198May | Resource 1 | Sublap 1 | 14:00 | 1 | 98 | May | 14000 | 0 | 0 | 0 | 0 | 0 | 0 | 0 | 0 | 0 | 0 | 0 | 0 | 0 | 0 | 9.7109 | -3.0789 | -0.075985 | 0 | 0 | 0 | 0 | 0 | 0 | 0 | 0 | 0 | 0 | 0 | 0 | 0 | 0 | 0 | 0 | 0 | 0 | 0 | 0 | 0 | 135.9533 | -43.1042 | -1.0638 | 0 | 0 | 0 | 0 | 0 | 0 | 0
0.583333333333333198June | Resource 1 | Sublap 1 | 14:00 | 1 | 98 | June | 15000 | 0 | 0 | 0 | 0 | 0 | 0 | 0 | 0 | 0 | 0 | 0 | 0 | 0 | 0 | 9.7109 | -3.0789 | -0.075985 | 0 | 0 | 0 | 0 | 0 | 0 | 0 | 0 | 0 | 0 | 0 | 0 | 0 | 0 | 0 | 0 | 0 | 0 | 0 | 0 | 0 | 145.6642 | -46.1831 | -1.1398 | 0 | 0 | 0 | 0 | 0 | 0 | 0
0.583333333333333198July | Resource 1 | Sublap 1 | 14:00 | 1 | 98 | July | 16000 | 0 | 0 | 0 | 0 | 0 | 0 | 0 | 0 | 0 | 0 | 0 | 0 | 0 | 0 | 9.7109 | -3.0789 | -0.075985 | 0 | 0 | 0 | 0 | 0 | 0 | 0 | 0 | 0 | 0 | 0 | 0 | 0 | 0 | 0 | 0 | 0 | 0 | 0 | 0 | 0 | 155.3752 | -49.262 | -1.2158 | 0 | 0 | 0 | 0 | 0 | 0 | 0
0.583333333333333198August | Resource 1 | Sublap 1 | 14:00 | 1 | 98 | August | 17000 | 0 | 0 | 0 | 0 | 0 | 0 | 0 | 0 | 0 | 0 | 0 | 0 | 0 | 0 | 9.7109 | -3.0789 | -0.075985 | 0 | 0 | 0 | 0 | 0 | 0 | 0 | 0 | 0 | 0 | 0 | 0 | 0 | 0 | 0 | 0 | 0 | 0 | 0 | 0 | 0 | 165.0861 | -52.3409 | -1.2917 | 0 | 0 | 0 | 0 | 0 | 0 | 0
0.583333333333333198September | Resource 1 | Sublap 1 | 14:00 | 1 | 98 | September | 18000 | 0 | 0 | 0 | 0 | 0 | 0 | 0 | 0 | 0 | 0 | 0 | 0 | 0 | 0 | 9.7109 | -3.0789 | -0.075985 | 0 | 0 | 0 | 0 | 0 | 0 | 0 | 0 | 0 | 0 | 0 | 0 | 0 | 0 | 0 | 0 | 0 | 0 | 0 | 0 | 0 | 174.7971 | -55.4197 | -1.3677 | 0 | 0 | 0 | 0 | 0 | 0 | 0
0.583333333333333198October | Resource 1 | Sublap 1 | 14:00 | 1 | 98 | October | 19000 | 0 | 0 | 0 | 0 | 0 | 0 | 0 | 0 | 0 | 0 | 0 | 0 | 0 | 0 | 9.7109 | -3.0789 | -0.075985 | 0 | 0 | 0 | 0 | 0 | 0 | 0 | 0 | 0 | 0 | 0 | 0 | 0 | 0 | 0 | 0 | 0 | 0 | 0 | 0 | 0 | 184.508 | -58.4986 | -1.4437 | 0 | 0 | 0 | 0 | 0 | 0 | 0
0.583333333333333198November | Resource 1 | Sublap 1 | 14:00 | 1 | 98 | November | 20000 | 0 | 0 | 0 | 0 | 0 | 0 | 0 | 0 | 0 | 0 | 0 | 0 | 0 | 0 | 9.7109 | -3.0789 | -0.075985 | 0 | 0 | 0 | 0 | 0 | 0 | 0 | 0 | 0 | 0 | 0 | 0 | 0 | 0 | 0 | 0 | 0 | 0 | 0 | 0 | 0 | 194.219 | -61.5775 | -1.5197 | 0 | 0 | 0 | 0 | 0 | 0 | 0
0.583333333333333198December | Resource 1 | Sublap 1 | 14:00 | 1 | 98 | December | 21000 | 0 | 0 | 0 | 0 | 0 | 0 | 0 | 0 | 0 | 0 | 0 | 0 | 0 | 0 | 9.7109 | -3.0789 | -0.075985 | 0 | 0 | 0 | 0 | 0 | 0 | 0 | 0 | 0 | 0 | 0 | 0 | 0 | 0 | 0 | 0 | 0 | 0 | 0 | 0 | 0 | 203.9299 | -64.6564 | -1.5957 | 0 | 0 | 0 | 0 | 0 | 0 | 0
0.583333333333333199January | Resource 1 | Sublap 1 | 14:00 | 1 | 99 | January | 10000 | 0 | 0 | 0 | 0 | 0 | 0 | 0 | 0 | 0 | 0 | 0 | 0 | 0 | 0 | 9.6132 | -3.0452 | -0.075156 | 0 | 0 | 0 | 0 | 0 | 0 | 0 | 0 | 0 | 0 | 0 | 0 | 0 | 0 | 0 | 0 | 0 | 0 | 0 | 0 | 0 | 96.1315 | -30.4521 | -0.75156 | 0 | 0 | 0 | 0 | 0 | 0 | 0
0.583333333333333199February | Resource 1 | Sublap 1 | 14:00 | 1 | 99 | February | 11000 | 0 | 0 | 0 | 0 | 0 | 0 | 0 | 0 | 0 | 0 | 0 | 0 | 0 | 0 | 9.6132 | -3.0452 | -0.075156 | 0 | 0 | 0 | 0 | 0 | 0 | 0 | 0 | 0 | 0 | 0 | 0 | 0 | 0 | 0 | 0 | 0 | 0 | 0 | 0 | 0 | 105.7447 | -33.4973 | -0.82671 | 0 | 0 | 0 | 0 | 0 | 0 | 0
0.583333333333333199March | Resource 1 | Sublap 1 | 14:00 | 1 | 99 | March | 12000 | 0 | 0 | 0 | 0 | 0 | 0 | 0 | 0 | 0 | 0 | 0 | 0 | 0 | 0 | 9.6132 | -3.0452 | -0.075156 | 0 | 0 | 0 | 0 | 0 | 0 | 0 | 0 | 0 | 0 | 0 | 0 | 0 | 0 | 0 | 0 | 0 | 0 | 0 | 0 | 0 | 115.3578 | -36.5426 | -0.90187 | 0 | 0 | 0 | 0 | 0 | 0 | 0
0.583333333333333199April | Resource 1 | Sublap 1 | 14:00 | 1 | 99 | April | 13000 | 0 | 0 | 0 | 0 | 0 | 0 | 0 | 0 | 0 | 0 | 0 | 0 | 0 | 0 | 9.6132 | -3.0452 | -0.075156 | 0 | 0 | 0 | 0 | 0 | 0 | 0 | 0 | 0 | 0 | 0 | 0 | 0 | 0 | 0 | 0 | 0 | 0 | 0 | 0 | 0 | 124.971 | -39.5878 | -0.97703 | 0 | 0 | 0 | 0 | 0 | 0 | 0
0.583333333333333199May | Resource 1 | Sublap 1 | 14:00 | 1 | 99 | May | 14000 | 0 | 0 | 0 | 0 | 0 | 0 | 0 | 0 | 0 | 0 | 0 | 0 | 0 | 0 | 9.6132 | -3.0452 | -0.075156 | 0 | 0 | 0 | 0 | 0 | 0 | 0 | 0 | 0 | 0 | 0 | 0 | 0 | 0 | 0 | 0 | 0 | 0 | 0 | 0 | 0 | 134.5841 | -42.633 | -1.0522 | 0 | 0 | 0 | 0 | 0 | 0 | 0
0.583333333333333199June | Resource 1 | Sublap 1 | 14:00 | 1 | 99 | June | 15000 | 0 | 0 | 0 | 0 | 0 | 0 | 0 | 0 | 0 | 0 | 0 | 0 | 0 | 0 | 9.6132 | -3.0452 | -0.075156 | 0 | 0 | 0 | 0 | 0 | 0 | 0 | 0 | 0 | 0 | 0 | 0 | 0 | 0 | 0 | 0 | 0 | 0 | 0 | 0 | 0 | 144.1973 | -45.6782 | -1.1273 | 0 | 0 | 0 | 0 | 0 | 0 | 0
0.583333333333333199July | Resource 1 | Sublap 1 | 14:00 | 1 | 99 | July | 16000 | 0 | 0 | 0 | 0 | 0 | 0 | 0 | 0 | 0 | 0 | 0 | 0 | 0 | 0 | 9.6132 | -3.0452 | -0.075156 | 0 | 0 | 0 | 0 | 0 | 0 | 0 | 0 | 0 | 0 | 0 | 0 | 0 | 0 | 0 | 0 | 0 | 0 | 0 | 0 | 0 | 153.8104 | -48.7234 | -1.2025 | 0 | 0 | 0 | 0 | 0 | 0 | 0
0.583333333333333199August | Resource 1 | Sublap 1 | 14:00 | 1 | 99 | August | 17000 | 0 | 0 | 0 | 0 | 0 | 0 | 0 | 0 | 0 | 0 | 0 | 0 | 0 | 0 | 9.6132 | -3.0452 | -0.075156 | 0 | 0 | 0 | 0 | 0 | 0 | 0 | 0 | 0 | 0 | 0 | 0 | 0 | 0 | 0 | 0 | 0 | 0 | 0 | 0 | 0 | 163.4236 | -51.7686 | -1.2776 | 0 | 0 | 0 | 0 | 0 | 0 | 0
0.583333333333333199September | Resource 1 | Sublap 1 | 14:00 | 1 | 99 | September | 18000 | 0 | 0 | 0 | 0 | 0 | 0 | 0 | 0 | 0 | 0 | 0 | 0 | 0 | 0 | 9.6132 | -3.0452 | -0.075156 | 0 | 0 | 0 | 0 | 0 | 0 | 0 | 0 | 0 | 0 | 0 | 0 | 0 | 0 | 0 | 0 | 0 | 0 | 0 | 0 | 0 | 173.0367 | -54.8138 | -1.3528 | 0 | 0 | 0 | 0 | 0 | 0 | 0
0.583333333333333199October | Resource 1 | Sublap 1 | 14:00 | 1 | 99 | October | 19000 | 0 | 0 | 0 | 0 | 0 | 0 | 0 | 0 | 0 | 0 | 0 | 0 | 0 | 0 | 9.6132 | -3.0452 | -0.075156 | 0 | 0 | 0 | 0 | 0 | 0 | 0 | 0 | 0 | 0 | 0 | 0 | 0 | 0 | 0 | 0 | 0 | 0 | 0 | 0 | 0 | 182.6499 | -57.8591 | -1.428 | 0 | 0 | 0 | 0 | 0 | 0 | 0
0.583333333333333199November | Resource 1 | Sublap 1 | 14:00 | 1 | 99 | November | 20000 | 0 | 0 | 0 | 0 | 0 | 0 | 0 | 0 | 0 | 0 | 0 | 0 | 0 | 0 | 9.6132 | -3.0452 | -0.075156 | 0 | 0 | 0 | 0 | 0 | 0 | 0 | 0 | 0 | 0 | 0 | 0 | 0 | 0 | 0 | 0 | 0 | 0 | 0 | 0 | 0 | 192.263 | -60.9043 | -1.5031 | 0 | 0 | 0 | 0 | 0 | 0 | 0
0.583333333333333199December | Resource 1 | Sublap 1 | 14:00 | 1 | 99 | December | 21000 | 0 | 0 | 0 | 0 | 0 | 0 | 0 | 0 | 0 | 0 | 0 | 0 | 0 | 0 | 9.6132 | -3.0452 | -0.075156 | 0 | 0 | 0 | 0 | 0 | 0 | 0 | 0 | 0 | 0 | 0 | 0 | 0 | 0 | 0 | 0 | 0 | 0 | 0 | 0 | 0 | 201.8762 | -63.9495 | -1.5783 | 0 | 0 | 0 | 0 | 0 | 0 | 0
0.5833333333333331100January | Resource 1 | Sublap 1 | 14:00 | 1 | 100 | January | 10000 | 0 | 0 | 0 | 0 | 0 | 0 | 0 | 0 | 0 | 0 | 0 | 0 | 0 | 0 | 11.1047 | -3.525 | -0.086974 | 0 | 0 | 0 | 0 | 0 | 0 | 0 | 0 | 0 | 0 | 0 | 0 | 0 | 0 | 0 | 0 | 0 | 0 | 0 | 0 | 0 | 111.0475 | -35.2499 | -0.86974 | 0 | 0 | 0 | 0 | 0 | 0 | 0
0.5833333333333331100February | Resource 1 | Sublap 1 | 14:00 | 1 | 100 | February | 11000 | 0 | 0 | 0 | 0 | 0 | 0 | 0 | 0 | 0 | 0 | 0 | 0 | 0 | 0 | 11.1047 | -3.525 | -0.086974 | 0 | 0 | 0 | 0 | 0 | 0 | 0 | 0 | 0 | 0 | 0 | 0 | 0 | 0 | 0 | 0 | 0 | 0 | 0 | 0 | 0 | 122.1522 | -38.7749 | -0.95671 | 0 | 0 | 0 | 0 | 0 | 0 | 0
0.5833333333333331100March | Resource 1 | Sublap 1 | 14:00 | 1 | 100 | March | 12000 | 0 | 0 | 0 | 0 | 0 | 0 | 0 | 0 | 0 | 0 | 0 | 0 | 0 | 0 | 11.1047 | -3.525 | -0.086974 | 0 | 0 | 0 | 0 | 0 | 0 | 0 | 0 | 0 | 0 | 0 | 0 | 0 | 0 | 0 | 0 | 0 | 0 | 0 | 0 | 0 | 133.257 | -42.2999 | -1.0437 | 0 | 0 | 0 | 0 | 0 | 0 | 0
0.5833333333333331100April | Resource 1 | Sublap 1 | 14:00 | 1 | 100 | April | 13000 | 0 | 0 | 0 | 0 | 0 | 0 | 0 | 0 | 0 | 0 | 0 | 0 | 0 | 0 | 11.1047 | -3.525 | -0.086974 | 0 | 0 | 0 | 0 | 0 | 0 | 0 | 0 | 0 | 0 | 0 | 0 | 0 | 0 | 0 | 0 | 0 | 0 | 0 | 0 | 0 | 144.3617 | -45.8249 | -1.1307 | 0 | 0 | 0 | 0 | 0 | 0 | 0
0.5833333333333331100May | Resource 1 | Sublap 1 | 14:00 | 1 | 100 | May | 14000 | 0 | 0 | 0 | 0 | 0 | 0 | 0 | 0 | 0 | 0 | 0 | 0 | 0 | 0 | 11.1047 | -3.525 | -0.086974 | 0 | 0 | 0 | 0 | 0 | 0 | 0 | 0 | 0 | 0 | 0 | 0 | 0 | 0 | 0 | 0 | 0 | 0 | 0 | 0 | 0 | 155.4665 | -49.3499 | -1.2176 | 0 | 0 | 0 | 0 | 0 | 0 | 0
0.5833333333333331100June | Resource 1 | Sublap 1 | 14:00 | 1 | 100 | June | 15000 | 0 | 0 | 0 | 0 | 0 | 0 | 0 | 0 | 0 | 0 | 0 | 0 | 0 | 0 | 11.1047 | -3.525 | -0.086974 | 0 | 0 | 0 | 0 | 0 | 0 | 0 | 0 | 0 | 0 | 0 | 0 | 0 | 0 | 0 | 0 | 0 | 0 | 0 | 0 | 0 | 166.5712 | -52.8748 | -1.3046 | 0 | 0 | 0 | 0 | 0 | 0 | 0
0.5833333333333331100July | Resource 1 | Sublap 1 | 14:00 | 1 | 100 | July | 16000 | 0 | 0 | 0 | 0 | 0 | 0 | 0 | 0 | 0 | 0 | 0 | 0 | 0 | 0 | 11.1047 | -3.525 | -0.086974 | 0 | 0 | 0 | 0 | 0 | 0 | 0 | 0 | 0 | 0 | 0 | 0 | 0 | 0 | 0 | 0 | 0 | 0 | 0 | 0 | 0 | 177.676 | -56.3998 | -1.3916 | 0 | 0 | 0 | 0 | 0 | 0 | 0
0.5833333333333331100August | Resource 1 | Sublap 1 | 14:00 | 1 | 100 | August | 17000 | 0 | 0 | 0 | 0 | 0 | 0 | 0 | 0 | 0 | 0 | 0 | 0 | 0 | 0 | 11.1047 | -3.525 | -0.086974 | 0 | 0 | 0 | 0 | 0 | 0 | 0 | 0 | 0 | 0 | 0 | 0 | 0 | 0 | 0 | 0 | 0 | 0 | 0 | 0 | 0 | 188.7807 | -59.9248 | -1.4786 | 0 | 0 | 0 | 0 | 0 | 0 | 0
0.5833333333333331100September | Resource 1 | Sublap 1 | 14:00 | 1 | 100 | September | 18000 | 0 | 0 | 0 | 0 | 0 | 0 | 0 | 0 | 0 | 0 | 0 | 0 | 0 | 0 | 11.1047 | -3.525 | -0.086974 | 0 | 0 | 0 | 0 | 0 | 0 | 0 | 0 | 0 | 0 | 0 | 0 | 0 | 0 | 0 | 0 | 0 | 0 | 0 | 0 | 0 | 199.8855 | -63.4498 | -1.5655 | 0 | 0 | 0 | 0 | 0 | 0 | 0
0.5833333333333331100October | Resource 1 | Sublap 1 | 14:00 | 1 | 100 | October | 19000 | 0 | 0 | 0 | 0 | 0 | 0 | 0 | 0 | 0 | 0 | 0 | 0 | 0 | 0 | 11.1047 | -3.525 | -0.086974 | 0 | 0 | 0 | 0 | 0 | 0 | 0 | 0 | 0 | 0 | 0 | 0 | 0 | 0 | 0 | 0 | 0 | 0 | 0 | 0 | 0 | 210.9902 | -66.9748 | -1.6525 | 0 | 0 | 0 | 0 | 0 | 0 | 0
0.5833333333333331100November | Resource 1 | Sublap 1 | 14:00 | 1 | 100 | November | 20000 | 0 | 0 | 0 | 0 | 0 | 0 | 0 | 0 | 0 | 0 | 0 | 0 | 0 | 0 | 11.1047 | -3.525 | -0.086974 | 0 | 0 | 0 | 0 | 0 | 0 | 0 | 0 | 0 | 0 | 0 | 0 | 0 | 0 | 0 | 0 | 0 | 0 | 0 | 0 | 0 | 222.095 | -70.4998 | -1.7395 | 0 | 0 | 0 | 0 | 0 | 0 | 0
0.5833333333333331100December | Resource 1 | Sublap 1 | 14:00 | 1 | 100 | December | 21000 | 0 | 0 | 0 | 0 | 0 | 0 | 0 | 0 | 0 | 0 | 0 | 0 | 0 | 0 | 11.1047 | -3.525 | -0.086974 | 0 | 0 | 0 | 0 | 0 | 0 | 0 | 0 | 0 | 0 | 0 | 0 | 0 | 0 | 0 | 0 | 0 | 0 | 0 | 0 | 0 | 233.1997 | -74.0248 | -1.8264 | 0 | 0 | 0 | 0 | 0 | 0 | 0
0.5833333333333331101January | Resource 1 | Sublap 1 | 14:00 | 1 | 101 | January | 10000 | 0 | 0 | 0 | 0 | 0 | 0 | 0 | 0 | 0 | 0 | 0 | 0 | 0 | 0 | 9.6731 | -3.0213 | -0.074567 | 0 | 0 | 0 | 0 | 0 | 0 | 0 | 0 | 0 | 0 | 0 | 0 | 0 | 0 | 0 | 0 | 0 | 0 | 0 | 0 | 0 | 96.731 | -30.213 | -0.74567 | 0 | 0 | 0 | 0 | 0 | 0 | 0
0.5833333333333331101February | Resource 1 | Sublap 1 | 14:00 | 1 | 101 | February | 11000 | 0 | 0 | 0 | 0 | 0 | 0 | 0 | 0 | 0 | 0 | 0 | 0 | 0 | 0 | 9.6731 | -3.0213 | -0.074567 | 0 | 0 | 0 | 0 | 0 | 0 | 0 | 0 | 0 | 0 | 0 | 0 | 0 | 0 | 0 | 0 | 0 | 0 | 0 | 0 | 0 | 106.4041 | -33.2343 | -0.82023 | 0 | 0 | 0 | 0 | 0 | 0 | 0
0.5833333333333331101March | Resource 1 | Sublap 1 | 14:00 | 1 | 101 | March | 12000 | 0 | 0 | 0 | 0 | 0 | 0 | 0 | 0 | 0 | 0 | 0 | 0 | 0 | 0 | 9.6731 | -3.0213 | -0.074567 | 0 | 0 | 0 | 0 | 0 | 0 | 0 | 0 | 0 | 0 | 0 | 0 | 0 | 0 | 0 | 0 | 0 | 0 | 0 | 0 | 0 | 116.0772 | -36.2556 | -0.8948 | 0 | 0 | 0 | 0 | 0 | 0 | 0
0.5833333333333331101April | Resource 1 | Sublap 1 | 14:00 | 1 | 101 | April | 13000 | 0 | 0 | 0 | 0 | 0 | 0 | 0 | 0 | 0 | 0 | 0 | 0 | 0 | 0 | 9.6731 | -3.0213 | -0.074567 | 0 | 0 | 0 | 0 | 0 | 0 | 0 | 0 | 0 | 0 | 0 | 0 | 0 | 0 | 0 | 0 | 0 | 0 | 0 | 0 | 0 | 125.7503 | -39.2769 | -0.96937 | 0 | 0 | 0 | 0 | 0 | 0 | 0
0.5833333333333331101May | Resource 1 | Sublap 1 | 14:00 | 1 | 101 | May | 14000 | 0 | 0 | 0 | 0 | 0 | 0 | 0 | 0 | 0 | 0 | 0 | 0 | 0 | 0 | 9.6731 | -3.0213 | -0.074567 | 0 | 0 | 0 | 0 | 0 | 0 | 0 | 0 | 0 | 0 | 0 | 0 | 0 | 0 | 0 | 0 | 0 | 0 | 0 | 0 | 0 | 135.4234 | -42.2982 | -1.0439 | 0 | 0 | 0 | 0 | 0 | 0 | 0
0.5833333333333331101June | Resource 1 | Sublap 1 | 14:00 | 1 | 101 | June | 15000 | 0 | 0 | 0 | 0 | 0 | 0 | 0 | 0 | 0 | 0 | 0 | 0 | 0 | 0 | 9.6731 | -3.0213 | -0.074567 | 0 | 0 | 0 | 0 | 0 | 0 | 0 | 0 | 0 | 0 | 0 | 0 | 0 | 0 | 0 | 0 | 0 | 0 | 0 | 0 | 0 | 145.0965 | -45.3195 | -1.1185 | 0 | 0 | 0 | 0 | 0 | 0 | 0
0.5833333333333331101July | Resource 1 | Sublap 1 | 14:00 | 1 | 101 | July | 16000 | 0 | 0 | 0 | 0 | 0 | 0 | 0 | 0 | 0 | 0 | 0 | 0 | 0 | 0 | 9.6731 | -3.0213 | -0.074567 | 0 | 0 | 0 | 0 | 0 | 0 | 0 | 0 | 0 | 0 | 0 | 0 | 0 | 0 | 0 | 0 | 0 | 0 | 0 | 0 | 0 | 154.7696 | -48.3408 | -1.1931 | 0 | 0 | 0 | 0 | 0 | 0 | 0
0.5833333333333331101August | Resource 1 | Sublap 1 | 14:00 | 1 | 101 | August | 17000 | 0 | 0 | 0 | 0 | 0 | 0 | 0 | 0 | 0 | 0 | 0 | 0 | 0 | 0 | 9.6731 | -3.0213 | -0.074567 | 0 | 0 | 0 | 0 | 0 | 0 | 0 | 0 | 0 | 0 | 0 | 0 | 0 | 0 | 0 | 0 | 0 | 0 | 0 | 0 | 0 | 164.4427 | -51.3621 | -1.2676 | 0 | 0 | 0 | 0 | 0 | 0 | 0
0.5833333333333331101September | Resource 1 | Sublap 1 | 14:00 | 1 | 101 | September | 18000 | 0 | 0 | 0 | 0 | 0 | 0 | 0 | 0 | 0 | 0 | 0 | 0 | 0 | 0 | 9.6731 | -3.0213 | -0.074567 | 0 | 0 | 0 | 0 | 0 | 0 | 0 | 0 | 0 | 0 | 0 | 0 | 0 | 0 | 0 | 0 | 0 | 0 | 0 | 0 | 0 | 174.1158 | -54.3834 | -1.3422 | 0 | 0 | 0 | 0 | 0 | 0 | 0
0.5833333333333331101October | Resource 1 | Sublap 1 | 14:00 | 1 | 101 | October | 19000 | 0 | 0 | 0 | 0 | 0 | 0 | 0 | 0 | 0 | 0 | 0 | 0 | 0 | 0 | 9.6731 | -3.0213 | -0.074567 | 0 | 0 | 0 | 0 | 0 | 0 | 0 | 0 | 0 | 0 | 0 | 0 | 0 | 0 | 0 | 0 | 0 | 0 | 0 | 0 | 0 | 183.7889 | -57.4046 | -1.4168 | 0 | 0 | 0 | 0 | 0 | 0 | 0
0.5833333333333331101November | Resource 1 | Sublap 1 | 14:00 | 1 | 101 | November | 20000 | 0 | 0 | 0 | 0 | 0 | 0 | 0 | 0 | 0 | 0 | 0 | 0 | 0 | 0 | 9.6731 | -3.0213 | -0.074567 | 0 | 0 | 0 | 0 | 0 | 0 | 0 | 0 | 0 | 0 | 0 | 0 | 0 | 0 | 0 | 0 | 0 | 0 | 0 | 0 | 0 | 193.462 | -60.426 | -1.4913 | 0 | 0 | 0 | 0 | 0 | 0 | 0
0.5833333333333331101December | Resource 1 | Sublap 1 | 14:00 | 1 | 101 | December | 21000 | 0 | 0 | 0 | 0 | 0 | 0 | 0 | 0 | 0 | 0 | 0 | 0 | 0 | 0 | 9.6731 | -3.0213 | -0.074567 | 0 | 0 | 0 | 0 | 0 | 0 | 0 | 0 | 0 | 0 | 0 | 0 | 0 | 0 | 0 | 0 | 0 | 0 | 0 | 0 | 0 | 203.1351 | -63.4472 | -1.5659 | 0 | 0 | 0 | 0 | 0 | 0 | 0
0.5833333333333331102January | Resource 1 | Sublap 1 | 14:00 | 1 | 102 | January | 10000 | 0 | 0 | 0 | 0 | 0 | 0 | 0 | 0 | 0 | 0 | 0 | 0 | 0 | 0 | 12.4503 | -3.8511 | -0.095007 | 0 | 0 | 0 | 0 | 0 | 0 | 0 | 0 | 0 | 0 | 0 | 0 | 0 | 0 | 0 | 0 | 0 | 0 | 0 | 0 | 0 | 124.5031 | -38.5112 | -0.95007 | 0 | 0 | 0 | 0 | 0 | 0 | 0
0.5833333333333331102February | Resource 1 | Sublap 1 | 14:00 | 1 | 102 | February | 11000 | 0 | 0 | 0 | 0 | 0 | 0 | 0 | 0 | 0 | 0 | 0 | 0 | 0 | 0 | 12.4503 | -3.8511 | -0.095007 | 0 | 0 | 0 | 0 | 0 | 0 | 0 | 0 | 0 | 0 | 0 | 0 | 0 | 0 | 0 | 0 | 0 | 0 | 0 | 0 | 0 | 136.9534 | -42.3623 | -1.0451 | 0 | 0 | 0 | 0 | 0 | 0 | 0
0.5833333333333331102March | Resource 1 | Sublap 1 | 14:00 | 1 | 102 | March | 12000 | 0 | 0 | 0 | 0 | 0 | 0 | 0 | 0 | 0 | 0 | 0 | 0 | 0 | 0 | 12.4503 | -3.8511 | -0.095007 | 0 | 0 | 0 | 0 | 0 | 0 | 0 | 0 | 0 | 0 | 0 | 0 | 0 | 0 | 0 | 0 | 0 | 0 | 0 | 0 | 0 | 149.4038 | -46.2135 | -1.1401 | 0 | 0 | 0 | 0 | 0 | 0 | 0
0.5833333333333331102April | Resource 1 | Sublap 1 | 14:00 | 1 | 102 | April | 13000 | 0 | 0 | 0 | 0 | 0 | 0 | 0 | 0 | 0 | 0 | 0 | 0 | 0 | 0 | 12.4503 | -3.8511 | -0.095007 | 0 | 0 | 0 | 0 | 0 | 0 | 0 | 0 | 0 | 0 | 0 | 0 | 0 | 0 | 0 | 0 | 0 | 0 | 0 | 0 | 0 | 161.8541 | -50.0646 | -1.2351 | 0 | 0 | 0 | 0 | 0 | 0 | 0
0.5833333333333331102May | Resource 1 | Sublap 1 | 14:00 | 1 | 102 | May | 14000 | 0 | 0 | 0 | 0 | 0 | 0 | 0 | 0 | 0 | 0 | 0 | 0 | 0 | 0 | 12.4503 | -3.8511 | -0.095007 | 0 | 0 | 0 | 0 | 0 | 0 | 0 | 0 | 0 | 0 | 0 | 0 | 0 | 0 | 0 | 0 | 0 | 0 | 0 | 0 | 0 | 174.3044 | -53.9157 | -1.3301 | 0 | 0 | 0 | 0 | 0 | 0 | 0
0.5833333333333331102June | Resource 1 | Sublap 1 | 14:00 | 1 | 102 | June | 15000 | 0 | 0 | 0 | 0 | 0 | 0 | 0 | 0 | 0 | 0 | 0 | 0 | 0 | 0 | 12.4503 | -3.8511 | -0.095007 | 0 | 0 | 0 | 0 | 0 | 0 | 0 | 0 | 0 | 0 | 0 | 0 | 0 | 0 | 0 | 0 | 0 | 0 | 0 | 0 | 0 | 186.7547 | -57.7668 | -1.4251 | 0 | 0 | 0 | 0 | 0 | 0 | 0
0.5833333333333331102July | Resource 1 | Sublap 1 | 14:00 | 1 | 102 | July | 16000 | 0 | 0 | 0 | 0 | 0 | 0 | 0 | 0 | 0 | 0 | 0 | 0 | 0 | 0 | 12.4503 | -3.8511 | -0.095007 | 0 | 0 | 0 | 0 | 0 | 0 | 0 | 0 | 0 | 0 | 0 | 0 | 0 | 0 | 0 | 0 | 0 | 0 | 0 | 0 | 0 | 199.205 | -61.6179 | -1.5201 | 0 | 0 | 0 | 0 | 0 | 0 | 0
0.5833333333333331102August | Resource 1 | Sublap 1 | 14:00 | 1 | 102 | August | 17000 | 0 | 0 | 0 | 0 | 0 | 0 | 0 | 0 | 0 | 0 | 0 | 0 | 0 | 0 | 12.4503 | -3.8511 | -0.095007 | 0 | 0 | 0 | 0 | 0 | 0 | 0 | 0 | 0 | 0 | 0 | 0 | 0 | 0 | 0 | 0 | 0 | 0 | 0 | 0 | 0 | 211.6553 | -65.4691 | -1.6151 | 0 | 0 | 0 | 0 | 0 | 0 | 0
0.5833333333333331102September | Resource 1 | Sublap 1 | 14:00 | 1 | 102 | September | 18000 | 0 | 0 | 0 | 0 | 0 | 0 | 0 | 0 | 0 | 0 | 0 | 0 | 0 | 0 | 12.4503 | -3.8511 | -0.095007 | 0 | 0 | 0 | 0 | 0 | 0 | 0 | 0 | 0 | 0 | 0 | 0 | 0 | 0 | 0 | 0 | 0 | 0 | 0 | 0 | 0 | 224.1056 | -69.3202 | -1.7101 | 0 | 0 | 0 | 0 | 0 | 0 | 0
0.5833333333333331102October | Resource 1 | Sublap 1 | 14:00 | 1 | 102 | October | 19000 | 0 | 0 | 0 | 0 | 0 | 0 | 0 | 0 | 0 | 0 | 0 | 0 | 0 | 0 | 12.4503 | -3.8511 | -0.095007 | 0 | 0 | 0 | 0 | 0 | 0 | 0 | 0 | 0 | 0 | 0 | 0 | 0 | 0 | 0 | 0 | 0 | 0 | 0 | 0 | 0 | 236.556 | -73.1713 | -1.8051 | 0 | 0 | 0 | 0 | 0 | 0 | 0
0.5833333333333331102November | Resource 1 | Sublap 1 | 14:00 | 1 | 102 | November | 20000 | 0 | 0 | 0 | 0 | 0 | 0 | 0 | 0 | 0 | 0 | 0 | 0 | 0 | 0 | 12.4503 | -3.8511 | -0.095007 | 0 | 0 | 0 | 0 | 0 | 0 | 0 | 0 | 0 | 0 | 0 | 0 | 0 | 0 | 0 | 0 | 0 | 0 | 0 | 0 | 0 | 249.0063 | -77.0224 | -1.9001 | 0 | 0 | 0 | 0 | 0 | 0 | 0
0.5833333333333331102December | Resource 1 | Sublap 1 | 14:00 | 1 | 102 | December | 21000 | 0 | 0 | 0 | 0 | 0 | 0 | 0 | 0 | 0 | 0 | 0 | 0 | 0 | 0 | 12.4503 | -3.8511 | -0.095007 | 0 | 0 | 0 | 0 | 0 | 0 | 0 | 0 | 0 | 0 | 0 | 0 | 0 | 0 | 0 | 0 | 0 | 0 | 0 | 0 | 0 | 261.4566 | -80.8735 | -1.9951 | 0 | 0 | 0 | 0 | 0 | 0 | 0
0.5833333333333331103January | Resource 1 | Sublap 1 | 14:00 | 1 | 103 | January | 10000 | 0 | 0 | 0 | 0 | 0 | 0 | 0 | 0 | 0 | 0 | 0 | 0 | 0 | 0 | 12.9915 | -4.0396 | -0.099648 | 0 | 0 | 0 | 0 | 0 | 0 | 0 | 0 | 0 | 0 | 0 | 0 | 0 | 0 | 0 | 0 | 0 | 0 | 0 | 0 | 0 | 129.9146 | -40.3955 | -0.99648 | 0 | 0 | 0 | 0 | 0 | 0 | 0
0.5833333333333331103February | Resource 1 | Sublap 1 | 14:00 | 1 | 103 | February | 11000 | 0 | 0 | 0 | 0 | 0 | 0 | 0 | 0 | 0 | 0 | 0 | 0 | 0 | 0 | 12.9915 | -4.0396 | -0.099648 | 0 | 0 | 0 | 0 | 0 | 0 | 0 | 0 | 0 | 0 | 0 | 0 | 0 | 0 | 0 | 0 | 0 | 0 | 0 | 0 | 0 | 142.906 | -44.4351 | -1.0961 | 0 | 0 | 0 | 0 | 0 | 0 | 0
0.5833333333333331103March | Resource 1 | Sublap 1 | 14:00 | 1 | 103 | March | 12000 | 0 | 0 | 0 | 0 | 0 | 0 | 0 | 0 | 0 | 0 | 0 | 0 | 0 | 0 | 12.9915 | -4.0396 | -0.099648 | 0 | 0 | 0 | 0 | 0 | 0 | 0 | 0 | 0 | 0 | 0 | 0 | 0 | 0 | 0 | 0 | 0 | 0 | 0 | 0 | 0 | 155.8975 | -48.4746 | -1.1958 | 0 | 0 | 0 | 0 | 0 | 0 | 0
0.5833333333333331103April | Resource 1 | Sublap 1 | 14:00 | 1 | 103 | April | 13000 | 0 | 0 | 0 | 0 | 0 | 0 | 0 | 0 | 0 | 0 | 0 | 0 | 0 | 0 | 12.9915 | -4.0396 | -0.099648 | 0 | 0 | 0 | 0 | 0 | 0 | 0 | 0 | 0 | 0 | 0 | 0 | 0 | 0 | 0 | 0 | 0 | 0 | 0 | 0 | 0 | 168.8889 | -52.5142 | -1.2954 | 0 | 0 | 0 | 0 | 0 | 0 | 0
0.5833333333333331103May | Resource 1 | Sublap 1 | 14:00 | 1 | 103 | May | 14000 | 0 | 0 | 0 | 0 | 0 | 0 | 0 | 0 | 0 | 0 | 0 | 0 | 0 | 0 | 12.9915 | -4.0396 | -0.099648 | 0 | 0 | 0 | 0 | 0 | 0 | 0 | 0 | 0 | 0 | 0 | 0 | 0 | 0 | 0 | 0 | 0 | 0 | 0 | 0 | 0 | 181.8804 | -56.5538 | -1.3951 | 0 | 0 | 0 | 0 | 0 | 0 | 0
0.5833333333333331103June | Resource 1 | Sublap 1 | 14:00 | 1 | 103 | June | 15000 | 0 | 0 | 0 | 0 | 0 | 0 | 0 | 0 | 0 | 0 | 0 | 0 | 0 | 0 | 12.9915 | -4.0396 | -0.099648 | 0 | 0 | 0 | 0 | 0 | 0 | 0 | 0 | 0 | 0 | 0 | 0 | 0 | 0 | 0 | 0 | 0 | 0 | 0 | 0 | 0 | 194.8718 | -60.5933 | -1.4947 | 0 | 0 | 0 | 0 | 0 | 0 | 0
0.5833333333333331103July | Resource 1 | Sublap 1 | 14:00 | 1 | 103 | July | 16000 | 0 | 0 | 0 | 0 | 0 | 0 | 0 | 0 | 0 | 0 | 0 | 0 | 0 | 0 | 12.9915 | -4.0396 | -0.099648 | 0 | 0 | 0 | 0 | 0 | 0 | 0 | 0 | 0 | 0 | 0 | 0 | 0 | 0 | 0 | 0 | 0 | 0 | 0 | 0 | 0 | 207.8633 | -64.6329 | -1.5944 | 0 | 0 | 0 | 0 | 0 | 0 | 0
0.5833333333333331103August | Resource 1 | Sublap 1 | 14:00 | 1 | 103 | August | 17000 | 0 | 0 | 0 | 0 | 0 | 0 | 0 | 0 | 0 | 0 | 0 | 0 | 0 | 0 | 12.9915 | -4.0396 | -0.099648 | 0 | 0 | 0 | 0 | 0 | 0 | 0 | 0 | 0 | 0 | 0 | 0 | 0 | 0 | 0 | 0 | 0 | 0 | 0 | 0 | 0 | 220.8548 | -68.6724 | -1.694 | 0 | 0 | 0 | 0 | 0 | 0 | 0
0.5833333333333331103September | Resource 1 | Sublap 1 | 14:00 | 1 | 103 | September | 18000 | 0 | 0 | 0 | 0 | 0 | 0 | 0 | 0 | 0 | 0 | 0 | 0 | 0 | 0 | 12.9915 | -4.0396 | -0.099648 | 0 | 0 | 0 | 0 | 0 | 0 | 0 | 0 | 0 | 0 | 0 | 0 | 0 | 0 | 0 | 0 | 0 | 0 | 0 | 0 | 0 | 233.8462 | -72.712 | -1.7937 | 0 | 0 | 0 | 0 | 0 | 0 | 0
0.5833333333333331103October | Resource 1 | Sublap 1 | 14:00 | 1 | 103 | October | 19000 | 0 | 0 | 0 | 0 | 0 | 0 | 0 | 0 | 0 | 0 | 0 | 0 | 0 | 0 | 12.9915 | -4.0396 | -0.099648 | 0 | 0 | 0 | 0 | 0 | 0 | 0 | 0 | 0 | 0 | 0 | 0 | 0 | 0 | 0 | 0 | 0 | 0 | 0 | 0 | 0 | 246.8377 | -76.7515 | -1.8933 | 0 | 0 | 0 | 0 | 0 | 0 | 0
0.5833333333333331103November | Resource 1 | Sublap 1 | 14:00 | 1 | 103 | November | 20000 | 0 | 0 | 0 | 0 | 0 | 0 | 0 | 0 | 0 | 0 | 0 | 0 | 0 | 0 | 12.9915 | -4.0396 | -0.099648 | 0 | 0 | 0 | 0 | 0 | 0 | 0 | 0 | 0 | 0 | 0 | 0 | 0 | 0 | 0 | 0 | 0 | 0 | 0 | 0 | 0 | 259.8291 | -80.7911 | -1.993 | 0 | 0 | 0 | 0 | 0 | 0 | 0
0.5833333333333331103December | Resource 1 | Sublap 1 | 14:00 | 1 | 103 | December | 21000 | 0 | 0 | 0 | 0 | 0 | 0 | 0 | 0 | 0 | 0 | 0 | 0 | 0 | 0 | 12.9915 | -4.0396 | -0.099648 | 0 | 0 | 0 | 0 | 0 | 0 | 0 | 0 | 0 | 0 | 0 | 0 | 0 | 0 | 0 | 0 | 0 | 0 | 0 | 0 | 0 | 272.8206 | -84.8306 | -2.0926 | 0 | 0 | 0 | 0 | 0 | 0 | 0
0.5833333333333331104January | Resource 1 | Sublap 1 | 14:00 | 1 | 104 | January | 10000 | 0 | 0 | 0 | 0 | 0 | 0 | 0 | 0 | 0 | 0 | 0 | 0 | 0 | 0 | 13.9382 | -4.3548 | -0.10741 | 0 | 0 | 0 | 0 | 0 | 0 | 0 | 0 | 0 | 0 | 0 | 0 | 0 | 0 | 0 | 0 | 0 | 0 | 0 | 0 | 0 | 139.3815 | -43.5481 | -1.0741 | 0 | 0 | 0 | 0 | 0 | 0 | 0
0.5833333333333331104February | Resource 1 | Sublap 1 | 14:00 | 1 | 104 | February | 11000 | 0 | 0 | 0 | 0 | 0 | 0 | 0 | 0 | 0 | 0 | 0 | 0 | 0 | 0 | 13.9382 | -4.3548 | -0.10741 | 0 | 0 | 0 | 0 | 0 | 0 | 0 | 0 | 0 | 0 | 0 | 0 | 0 | 0 | 0 | 0 | 0 | 0 | 0 | 0 | 0 | 153.3197 | -47.903 | -1.1816 | 0 | 0 | 0 | 0 | 0 | 0 | 0
0.5833333333333331104March | Resource 1 | Sublap 1 | 14:00 | 1 | 104 | March | 12000 | 0 | 0 | 0 | 0 | 0 | 0 | 0 | 0 | 0 | 0 | 0 | 0 | 0 | 0 | 13.9382 | -4.3548 | -0.10741 | 0 | 0 | 0 | 0 | 0 | 0 | 0 | 0 | 0 | 0 | 0 | 0 | 0 | 0 | 0 | 0 | 0 | 0 | 0 | 0 | 0 | 167.2579 | -52.2578 | -1.289 | 0 | 0 | 0 | 0 | 0 | 0 | 0
0.5833333333333331104April | Resource 1 | Sublap 1 | 14:00 | 1 | 104 | April | 13000 | 0 | 0 | 0 | 0 | 0 | 0 | 0 | 0 | 0 | 0 | 0 | 0 | 0 | 0 | 13.9382 | -4.3548 | -0.10741 | 0 | 0 | 0 | 0 | 0 | 0 | 0 | 0 | 0 | 0 | 0 | 0 | 0 | 0 | 0 | 0 | 0 | 0 | 0 | 0 | 0 | 181.196 | -56.6126 | -1.3964 | 0 | 0 | 0 | 0 | 0 | 0 | 0
0.5833333333333331104May | Resource 1 | Sublap 1 | 14:00 | 1 | 104 | May | 14000 | 0 | 0 | 0 | 0 | 0 | 0 | 0 | 0 | 0 | 0 | 0 | 0 | 0 | 0 | 13.9382 | -4.3548 | -0.10741 | 0 | 0 | 0 | 0 | 0 | 0 | 0 | 0 | 0 | 0 | 0 | 0 | 0 | 0 | 0 | 0 | 0 | 0 | 0 | 0 | 0 | 195.1342 | -60.9674 | -1.5038 | 0 | 0 | 0 | 0 | 0 | 0 | 0
0.5833333333333331104June | Resource 1 | Sublap 1 | 14:00 | 1 | 104 | June | 15000 | 0 | 0 | 0 | 0 | 0 | 0 | 0 | 0 | 0 | 0 | 0 | 0 | 0 | 0 | 13.9382 | -4.3548 | -0.10741 | 0 | 0 | 0 | 0 | 0 | 0 | 0 | 0 | 0 | 0 | 0 | 0 | 0 | 0 | 0 | 0 | 0 | 0 | 0 | 0 | 0 | 209.0723 | -65.3222 | -1.6112 | 0 | 0 | 0 | 0 | 0 | 0 | 0
0.5833333333333331104July | Resource 1 | Sublap 1 | 14:00 | 1 | 104 | July | 16000 | 0 | 0 | 0 | 0 | 0 | 0 | 0 | 0 | 0 | 0 | 0 | 0 | 0 | 0 | 13.9382 | -4.3548 | -0.10741 | 0 | 0 | 0 | 0 | 0 | 0 | 0 | 0 | 0 | 0 | 0 | 0 | 0 | 0 | 0 | 0 | 0 | 0 | 0 | 0 | 0 | 223.0105 | -69.677 | -1.7186 | 0 | 0 | 0 | 0 | 0 | 0 | 0
0.5833333333333331104August | Resource 1 | Sublap 1 | 14:00 | 1 | 104 | August | 17000 | 0 | 0 | 0 | 0 | 0 | 0 | 0 | 0 | 0 | 0 | 0 | 0 | 0 | 0 | 13.9382 | -4.3548 | -0.10741 | 0 | 0 | 0 | 0 | 0 | 0 | 0 | 0 | 0 | 0 | 0 | 0 | 0 | 0 | 0 | 0 | 0 | 0 | 0 | 0 | 0 | 236.9486 | -74.0319 | -1.826 | 0 | 0 | 0 | 0 | 0 | 0 | 0
0.5833333333333331104September | Resource 1 | Sublap 1 | 14:00 | 1 | 104 | September | 18000 | 0 | 0 | 0 | 0 | 0 | 0 | 0 | 0 | 0 | 0 | 0 | 0 | 0 | 0 | 13.9382 | -4.3548 | -0.10741 | 0 | 0 | 0 | 0 | 0 | 0 | 0 | 0 | 0 | 0 | 0 | 0 | 0 | 0 | 0 | 0 | 0 | 0 | 0 | 0 | 0 | 250.8868 | -78.3867 | -1.9334 | 0 | 0 | 0 | 0 | 0 | 0 | 0
0.5833333333333331104October | Resource 1 | Sublap 1 | 14:00 | 1 | 104 | October | 19000 | 0 | 0 | 0 | 0 | 0 | 0 | 0 | 0 | 0 | 0 | 0 | 0 | 0 | 0 | 13.9382 | -4.3548 | -0.10741 | 0 | 0 | 0 | 0 | 0 | 0 | 0 | 0 | 0 | 0 | 0 | 0 | 0 | 0 | 0 | 0 | 0 | 0 | 0 | 0 | 0 | 264.825 | -82.7415 | -2.0409 | 0 | 0 | 0 | 0 | 0 | 0 | 0
0.5833333333333331104November | Resource 1 | Sublap 1 | 14:00 | 1 | 104 | November | 20000 | 0 | 0 | 0 | 0 | 0 | 0 | 0 | 0 | 0 | 0 | 0 | 0 | 0 | 0 | 13.9382 | -4.3548 | -0.10741 | 0 | 0 | 0 | 0 | 0 | 0 | 0 | 0 | 0 | 0 | 0 | 0 | 0 | 0 | 0 | 0 | 0 | 0 | 0 | 0 | 0 | 278.7631 | -87.0963 | -2.1483 | 0 | 0 | 0 | 0 | 0 | 0 | 0
0.5833333333333331104December | Resource 1 | Sublap 1 | 14:00 | 1 | 104 | December | 21000 | 0 | 0 | 0 | 0 | 0 | 0 | 0 | 0 | 0 | 0 | 0 | 0 | 0 | 0 | 13.9382 | -4.3548 | -0.10741 | 0 | 0 | 0 | 0 | 0 | 0 | 0 | 0 | 0 | 0 | 0 | 0 | 0 | 0 | 0 | 0 | 0 | 0 | 0 | 0 | 0 | 292.7013 | -91.4511 | -2.2557 | 0 | 0 | 0 | 0 | 0 | 0 | 0
0.5833333333333331105January | Resource 1 | Sublap 1 | 14:00 | 1 | 105 | January | 10000 | 0 | 0 | 0 | 0 | 0 | 0 | 0 | 0 | 0 | 0 | 0 | 0 | 0 | 0 | 11.9156 | -3.6989 | -0.091258 | 0 | 0 | 0 | 0 | 0 | 0 | 0 | 0 | 0 | 0 | 0 | 0 | 0 | 0 | 0 | 0 | 0 | 0 | 0 | 0 | 0 | 119.1565 | -36.9893 | -0.91258 | 0 | 0 | 0 | 0 | 0 | 0 | 0
0.5833333333333331105February | Resource 1 | Sublap 1 | 14:00 | 1 | 105 | February | 11000 | 0 | 0 | 0 | 0 | 0 | 0 | 0 | 0 | 0 | 0 | 0 | 0 | 0 | 0 | 11.9156 | -3.6989 | -0.091258 | 0 | 0 | 0 | 0 | 0 | 0 | 0 | 0 | 0 | 0 | 0 | 0 | 0 | 0 | 0 | 0 | 0 | 0 | 0 | 0 | 0 | 131.0722 | -40.6882 | -1.0038 | 0 | 0 | 0 | 0 | 0 | 0 | 0
0.5833333333333331105March | Resource 1 | Sublap 1 | 14:00 | 1 | 105 | March | 12000 | 0 | 0 | 0 | 0 | 0 | 0 | 0 | 0 | 0 | 0 | 0 | 0 | 0 | 0 | 11.9156 | -3.6989 | -0.091258 | 0 | 0 | 0 | 0 | 0 | 0 | 0 | 0 | 0 | 0 | 0 | 0 | 0 | 0 | 0 | 0 | 0 | 0 | 0 | 0 | 0 | 142.9878 | -44.3871 | -1.0951 | 0 | 0 | 0 | 0 | 0 | 0 | 0
0.5833333333333331105April | Resource 1 | Sublap 1 | 14:00 | 1 | 105 | April | 13000 | 0 | 0 | 0 | 0 | 0 | 0 | 0 | 0 | 0 | 0 | 0 | 0 | 0 | 0 | 11.9156 | -3.6989 | -0.091258 | 0 | 0 | 0 | 0 | 0 | 0 | 0 | 0 | 0 | 0 | 0 | 0 | 0 | 0 | 0 | 0 | 0 | 0 | 0 | 0 | 0 | 154.9035 | -48.086 | -1.1864 | 0 | 0 | 0 | 0 | 0 | 0 | 0
0.5833333333333331105May | Resource 1 | Sublap 1 | 14:00 | 1 | 105 | May | 14000 | 0 | 0 | 0 | 0 | 0 | 0 | 0 | 0 | 0 | 0 | 0 | 0 | 0 | 0 | 11.9156 | -3.6989 | -0.091258 | 0 | 0 | 0 | 0 | 0 | 0 | 0 | 0 | 0 | 0 | 0 | 0 | 0 | 0 | 0 | 0 | 0 | 0 | 0 | 0 | 0 | 166.8191 | -51.785 | -1.2776 | 0 | 0 | 0 | 0 | 0 | 0 | 0
0.5833333333333331105June | Resource 1 | Sublap 1 | 14:00 | 1 | 105 | June | 15000 | 0 | 0 | 0 | 0 | 0 | 0 | 0 | 0 | 0 | 0 | 0 | 0 | 0 | 0 | 11.9156 | -3.6989 | -0.091258 | 0 | 0 | 0 | 0 | 0 | 0 | 0 | 0 | 0 | 0 | 0 | 0 | 0 | 0 | 0 | 0 | 0 | 0 | 0 | 0 | 0 | 178.7348 | -55.4839 | -1.3689 | 0 | 0 | 0 | 0 | 0 | 0 | 0
0.5833333333333331105July | Resource 1 | Sublap 1 | 14:00 | 1 | 105 | July | 16000 | 0 | 0 | 0 | 0 | 0 | 0 | 0 | 0 | 0 | 0 | 0 | 0 | 0 | 0 | 11.9156 | -3.6989 | -0.091258 | 0 | 0 | 0 | 0 | 0 | 0 | 0 | 0 | 0 | 0 | 0 | 0 | 0 | 0 | 0 | 0 | 0 | 0 | 0 | 0 | 0 | 190.6504 | -59.1828 | -1.4601 | 0 | 0 | 0 | 0 | 0 | 0 | 0
0.5833333333333331105August | Resource 1 | Sublap 1 | 14:00 | 1 | 105 | August | 17000 | 0 | 0 | 0 | 0 | 0 | 0 | 0 | 0 | 0 | 0 | 0 | 0 | 0 | 0 | 11.9156 | -3.6989 | -0.091258 | 0 | 0 | 0 | 0 | 0 | 0 | 0 | 0 | 0 | 0 | 0 | 0 | 0 | 0 | 0 | 0 | 0 | 0 | 0 | 0 | 0 | 202.5661 | -62.8817 | -1.5514 | 0 | 0 | 0 | 0 | 0 | 0 | 0
0.5833333333333331105September | Resource 1 | Sublap 1 | 14:00 | 1 | 105 | September | 18000 | 0 | 0 | 0 | 0 | 0 | 0 | 0 | 0 | 0 | 0 | 0 | 0 | 0 | 0 | 11.9156 | -3.6989 | -0.091258 | 0 | 0 | 0 | 0 | 0 | 0 | 0 | 0 | 0 | 0 | 0 | 0 | 0 | 0 | 0 | 0 | 0 | 0 | 0 | 0 | 0 | 214.4817 | -66.5807 | -1.6426 | 0 | 0 | 0 | 0 | 0 | 0 | 0
0.5833333333333331105October | Resource 1 | Sublap 1 | 14:00 | 1 | 105 | October | 19000 | 0 | 0 | 0 | 0 | 0 | 0 | 0 | 0 | 0 | 0 | 0 | 0 | 0 | 0 | 11.9156 | -3.6989 | -0.091258 | 0 | 0 | 0 | 0 | 0 | 0 | 0 | 0 | 0 | 0 | 0 | 0 | 0 | 0 | 0 | 0 | 0 | 0 | 0 | 0 | 0 | 226.3974 | -70.2796 | -1.7339 | 0 | 0 | 0 | 0 | 0 | 0 | 0
0.5833333333333331105November | Resource 1 | Sublap 1 | 14:00 | 1 | 105 | November | 20000 | 0 | 0 | 0 | 0 | 0 | 0 | 0 | 0 | 0 | 0 | 0 | 0 | 0 | 0 | 11.9156 | -3.6989 | -0.091258 | 0 | 0 | 0 | 0 | 0 | 0 | 0 | 0 | 0 | 0 | 0 | 0 | 0 | 0 | 0 | 0 | 0 | 0 | 0 | 0 | 0 | 238.313 | -73.9785 | -1.8252 | 0 | 0 | 0 | 0 | 0 | 0 | 0
0.5833333333333331105December | Resource 1 | Sublap 1 | 14:00 | 1 | 105 | December | 21000 | 0 | 0 | 0 | 0 | 0 | 0 | 0 | 0 | 0 | 0 | 0 | 0 | 0 | 0 | 11.9156 | -3.6989 | -0.091258 | 0 | 0 | 0 | 0 | 0 | 0 | 0 | 0 | 0 | 0 | 0 | 0 | 0 | 0 | 0 | 0 | 0 | 0 | 0 | 0 | 0 | 250.2287 | -77.6775 | -1.9164 | 0 | 0 | 0 | 0 | 0 | 0 | 0
0.5833333333333331106January | Resource 1 | Sublap 1 | 14:00 | 1 | 106 | January | 10000 | 0 | 0 | 0 | 0 | 0 | 0 | 0 | 0 | 0 | 0 | 0 | 0 | 0 | 0 | 11.5083 | -3.5612 | -0.087866 | 0 | 0 | 0 | 0 | 0 | 0 | 0 | 0 | 0 | 0 | 0 | 0 | 0 | 0 | 0 | 0 | 0 | 0 | 0 | 0 | 0 | 115.0825 | -35.6123 | -0.87866 | 0 | 0 | 0 | 0 | 0 | 0 | 0
0.5833333333333331106February | Resource 1 | Sublap 1 | 14:00 | 1 | 106 | February | 11000 | 0 | 0 | 0 | 0 | 0 | 0 | 0 | 0 | 0 | 0 | 0 | 0 | 0 | 0 | 11.5083 | -3.5612 | -0.087866 | 0 | 0 | 0 | 0 | 0 | 0 | 0 | 0 | 0 | 0 | 0 | 0 | 0 | 0 | 0 | 0 | 0 | 0 | 0 | 0 | 0 | 126.5907 | -39.1735 | -0.96653 | 0 | 0 | 0 | 0 | 0 | 0 | 0
0.5833333333333331106March | Resource 1 | Sublap 1 | 14:00 | 1 | 106 | March | 12000 | 0 | 0 | 0 | 0 | 0 | 0 | 0 | 0 | 0 | 0 | 0 | 0 | 0 | 0 | 11.5083 | -3.5612 | -0.087866 | 0 | 0 | 0 | 0 | 0 | 0 | 0 | 0 | 0 | 0 | 0 | 0 | 0 | 0 | 0 | 0 | 0 | 0 | 0 | 0 | 0 | 138.099 | -42.7347 | -1.0544 | 0 | 0 | 0 | 0 | 0 | 0 | 0
0.5833333333333331106April | Resource 1 | Sublap 1 | 14:00 | 1 | 106 | April | 13000 | 0 | 0 | 0 | 0 | 0 | 0 | 0 | 0 | 0 | 0 | 0 | 0 | 0 | 0 | 11.5083 | -3.5612 | -0.087866 | 0 | 0 | 0 | 0 | 0 | 0 | 0 | 0 | 0 | 0 | 0 | 0 | 0 | 0 | 0 | 0 | 0 | 0 | 0 | 0 | 0 | 149.6072 | -46.2959 | -1.1423 | 0 | 0 | 0 | 0 | 0 | 0 | 0
0.5833333333333331106May | Resource 1 | Sublap 1 | 14:00 | 1 | 106 | May | 14000 | 0 | 0 | 0 | 0 | 0 | 0 | 0 | 0 | 0 | 0 | 0 | 0 | 0 | 0 | 11.5083 | -3.5612 | -0.087866 | 0 | 0 | 0 | 0 | 0 | 0 | 0 | 0 | 0 | 0 | 0 | 0 | 0 | 0 | 0 | 0 | 0 | 0 | 0 | 0 | 0 | 161.1155 | -49.8572 | -1.2301 | 0 | 0 | 0 | 0 | 0 | 0 | 0
0.5833333333333331106June | Resource 1 | Sublap 1 | 14:00 | 1 | 106 | June | 15000 | 0 | 0 | 0 | 0 | 0 | 0 | 0 | 0 | 0 | 0 | 0 | 0 | 0 | 0 | 11.5083 | -3.5612 | -0.087866 | 0 | 0 | 0 | 0 | 0 | 0 | 0 | 0 | 0 | 0 | 0 | 0 | 0 | 0 | 0 | 0 | 0 | 0 | 0 | 0 | 0 | 172.6237 | -53.4184 | -1.318 | 0 | 0 | 0 | 0 | 0 | 0 | 0
0.5833333333333331106July | Resource 1 | Sublap 1 | 14:00 | 1 | 106 | July | 16000 | 0 | 0 | 0 | 0 | 0 | 0 | 0 | 0 | 0 | 0 | 0 | 0 | 0 | 0 | 11.5083 | -3.5612 | -0.087866 | 0 | 0 | 0 | 0 | 0 | 0 | 0 | 0 | 0 | 0 | 0 | 0 | 0 | 0 | 0 | 0 | 0 | 0 | 0 | 0 | 0 | 184.132 | -56.9796 | -1.4059 | 0 | 0 | 0 | 0 | 0 | 0 | 0
0.5833333333333331106August | Resource 1 | Sublap 1 | 14:00 | 1 | 106 | August | 17000 | 0 | 0 | 0 | 0 | 0 | 0 | 0 | 0 | 0 | 0 | 0 | 0 | 0 | 0 | 11.5083 | -3.5612 | -0.087866 | 0 | 0 | 0 | 0 | 0 | 0 | 0 | 0 | 0 | 0 | 0 | 0 | 0 | 0 | 0 | 0 | 0 | 0 | 0 | 0 | 0 | 195.6402 | -60.5409 | -1.4937 | 0 | 0 | 0 | 0 | 0 | 0 | 0
0.5833333333333331106September | Resource 1 | Sublap 1 | 14:00 | 1 | 106 | September | 18000 | 0 | 0 | 0 | 0 | 0 | 0 | 0 | 0 | 0 | 0 | 0 | 0 | 0 | 0 | 11.5083 | -3.5612 | -0.087866 | 0 | 0 | 0 | 0 | 0 | 0 | 0 | 0 | 0 | 0 | 0 | 0 | 0 | 0 | 0 | 0 | 0 | 0 | 0 | 0 | 0 | 207.1485 | -64.1021 | -1.5816 | 0 | 0 | 0 | 0 | 0 | 0 | 0
0.5833333333333331106October | Resource 1 | Sublap 1 | 14:00 | 1 | 106 | October | 19000 | 0 | 0 | 0 | 0 | 0 | 0 | 0 | 0 | 0 | 0 | 0 | 0 | 0 | 0 | 11.5083 | -3.5612 | -0.087866 | 0 | 0 | 0 | 0 | 0 | 0 | 0 | 0 | 0 | 0 | 0 | 0 | 0 | 0 | 0 | 0 | 0 | 0 | 0 | 0 | 0 | 218.6567 | -67.6633 | -1.6695 | 0 | 0 | 0 | 0 | 0 | 0 | 0
0.5833333333333331106November | Resource 1 | Sublap 1 | 14:00 | 1 | 106 | November | 20000 | 0 | 0 | 0 | 0 | 0 | 0 | 0 | 0 | 0 | 0 | 0 | 0 | 0 | 0 | 11.5083 | -3.5612 | -0.087866 | 0 | 0 | 0 | 0 | 0 | 0 | 0 | 0 | 0 | 0 | 0 | 0 | 0 | 0 | 0 | 0 | 0 | 0 | 0 | 0 | 0 | 230.165 | -71.2245 | -1.7573 | 0 | 0 | 0 | 0 | 0 | 0 | 0
0.5833333333333331106December | Resource 1 | Sublap 1 | 14:00 | 1 | 106 | December | 21000 | 0 | 0 | 0 | 0 | 0 | 0 | 0 | 0 | 0 | 0 | 0 | 0 | 0 | 0 | 11.5083 | -3.5612 | -0.087866 | 0 | 0 | 0 | 0 | 0 | 0 | 0 | 0 | 0 | 0 | 0 | 0 | 0 | 0 | 0 | 0 | 0 | 0 | 0 | 0 | 0 | 241.6732 | -74.7858 | -1.8452 | 0 | 0 | 0 | 0 | 0 | 0 | 0
0.5833333333333331107January | Resource 1 | Sublap 1 | 14:00 | 1 | 107 | January | 10000 | 0 | 0 | 0 | 0 | 0 | 0 | 0 | 0 | 0 | 0 | 0 | 0 | 0 | 0 | 13.477 | -4.17 | -0.10286 | 0 | 0 | 0 | 0 | 0 | 0 | 0 | 0 | 0 | 0 | 0 | 0 | 0 | 0 | 0 | 0 | 0 | 0 | 0 | 0 | 0 | 134.7703 | -41.7001 | -1.0286 | 0 | 0 | 0 | 0 | 0 | 0 | 0
0.5833333333333331107February | Resource 1 | Sublap 1 | 14:00 | 1 | 107 | February | 11000 | 0 | 0 | 0 | 0 | 0 | 0 | 0 | 0 | 0 | 0 | 0 | 0 | 0 | 0 | 13.477 | -4.17 | -0.10286 | 0 | 0 | 0 | 0 | 0 | 0 | 0 | 0 | 0 | 0 | 0 | 0 | 0 | 0 | 0 | 0 | 0 | 0 | 0 | 0 | 0 | 148.2473 | -45.8701 | -1.1315 | 0 | 0 | 0 | 0 | 0 | 0 | 0
0.5833333333333331107March | Resource 1 | Sublap 1 | 14:00 | 1 | 107 | March | 12000 | 0 | 0 | 0 | 0 | 0 | 0 | 0 | 0 | 0 | 0 | 0 | 0 | 0 | 0 | 13.477 | -4.17 | -0.10286 | 0 | 0 | 0 | 0 | 0 | 0 | 0 | 0 | 0 | 0 | 0 | 0 | 0 | 0 | 0 | 0 | 0 | 0 | 0 | 0 | 0 | 161.7243 | -50.0401 | -1.2343 | 0 | 0 | 0 | 0 | 0 | 0 | 0
0.5833333333333331107April | Resource 1 | Sublap 1 | 14:00 | 1 | 107 | April | 13000 | 0 | 0 | 0 | 0 | 0 | 0 | 0 | 0 | 0 | 0 | 0 | 0 | 0 | 0 | 13.477 | -4.17 | -0.10286 | 0 | 0 | 0 | 0 | 0 | 0 | 0 | 0 | 0 | 0 | 0 | 0 | 0 | 0 | 0 | 0 | 0 | 0 | 0 | 0 | 0 | 175.2014 | -54.2101 | -1.3372 | 0 | 0 | 0 | 0 | 0 | 0 | 0
0.5833333333333331107May | Resource 1 | Sublap 1 | 14:00 | 1 | 107 | May | 14000 | 0 | 0 | 0 | 0 | 0 | 0 | 0 | 0 | 0 | 0 | 0 | 0 | 0 | 0 | 13.477 | -4.17 | -0.10286 | 0 | 0 | 0 | 0 | 0 | 0 | 0 | 0 | 0 | 0 | 0 | 0 | 0 | 0 | 0 | 0 | 0 | 0 | 0 | 0 | 0 | 188.6784 | -58.3801 | -1.4401 | 0 | 0 | 0 | 0 | 0 | 0 | 0
0.5833333333333331107June | Resource 1 | Sublap 1 | 14:00 | 1 | 107 | June | 15000 | 0 | 0 | 0 | 0 | 0 | 0 | 0 | 0 | 0 | 0 | 0 | 0 | 0 | 0 | 13.477 | -4.17 | -0.10286 | 0 | 0 | 0 | 0 | 0 | 0 | 0 | 0 | 0 | 0 | 0 | 0 | 0 | 0 | 0 | 0 | 0 | 0 | 0 | 0 | 0 | 202.1554 | -62.5501 | -1.5429 | 0 | 0 | 0 | 0 | 0 | 0 | 0
0.5833333333333331107July | Resource 1 | Sublap 1 | 14:00 | 1 | 107 | July | 16000 | 0 | 0 | 0 | 0 | 0 | 0 | 0 | 0 | 0 | 0 | 0 | 0 | 0 | 0 | 13.477 | -4.17 | -0.10286 | 0 | 0 | 0 | 0 | 0 | 0 | 0 | 0 | 0 | 0 | 0 | 0 | 0 | 0 | 0 | 0 | 0 | 0 | 0 | 0 | 0 | 215.6324 | -66.7201 | -1.6458 | 0 | 0 | 0 | 0 | 0 | 0 | 0
0.5833333333333331107August | Resource 1 | Sublap 1 | 14:00 | 1 | 107 | August | 17000 | 0 | 0 | 0 | 0 | 0 | 0 | 0 | 0 | 0 | 0 | 0 | 0 | 0 | 0 | 13.477 | -4.17 | -0.10286 | 0 | 0 | 0 | 0 | 0 | 0 | 0 | 0 | 0 | 0 | 0 | 0 | 0 | 0 | 0 | 0 | 0 | 0 | 0 | 0 | 0 | 229.1095 | -70.8901 | -1.7486 | 0 | 0 | 0 | 0 | 0 | 0 | 0
0.5833333333333331107September | Resource 1 | Sublap 1 | 14:00 | 1 | 107 | September | 18000 | 0 | 0 | 0 | 0 | 0 | 0 | 0 | 0 | 0 | 0 | 0 | 0 | 0 | 0 | 13.477 | -4.17 | -0.10286 | 0 | 0 | 0 | 0 | 0 | 0 | 0 | 0 | 0 | 0 | 0 | 0 | 0 | 0 | 0 | 0 | 0 | 0 | 0 | 0 | 0 | 242.5865 | -75.0601 | -1.8515 | 0 | 0 | 0 | 0 | 0 | 0 | 0
0.5833333333333331107October | Resource 1 | Sublap 1 | 14:00 | 1 | 107 | October | 19000 | 0 | 0 | 0 | 0 | 0 | 0 | 0 | 0 | 0 | 0 | 0 | 0 | 0 | 0 | 13.477 | -4.17 | -0.10286 | 0 | 0 | 0 | 0 | 0 | 0 | 0 | 0 | 0 | 0 | 0 | 0 | 0 | 0 | 0 | 0 | 0 | 0 | 0 | 0 | 0 | 256.0635 | -79.2301 | -1.9544 | 0 | 0 | 0 | 0 | 0 | 0 | 0
0.5833333333333331107November | Resource 1 | Sublap 1 | 14:00 | 1 | 107 | November | 20000 | 0 | 0 | 0 | 0 | 0 | 0 | 0 | 0 | 0 | 0 | 0 | 0 | 0 | 0 | 13.477 | -4.17 | -0.10286 | 0 | 0 | 0 | 0 | 0 | 0 | 0 | 0 | 0 | 0 | 0 | 0 | 0 | 0 | 0 | 0 | 0 | 0 | 0 | 0 | 0 | 269.5406 | -83.4001 | -2.0572 | 0 | 0 | 0 | 0 | 0 | 0 | 0
0.5833333333333331107December | Resource 1 | Sublap 1 | 14:00 | 1 | 107 | December | 21000 | 0 | 0 | 0 | 0 | 0 | 0 | 0 | 0 | 0 | 0 | 0 | 0 | 0 | 0 | 13.477 | -4.17 | -0.10286 | 0 | 0 | 0 | 0 | 0 | 0 | 0 | 0 | 0 | 0 | 0 | 0 | 0 | 0 | 0 | 0 | 0 | 0 | 0 | 0 | 0 | 283.0176 | -87.5701 | -2.1601 | 0 | 0 | 0 | 0 | 0 | 0 | 0
0.583333333333333271January | Resource 1 | Sublap 1 | 14:00 | 2 | 71 | January | 10000 | 0 | 0 | 0 | 0 | 0 | 0 | 0 | 0 | 0 | 0 | 0 | 0 | 0 | 0 | 0 | 0 | 0 | 0 | 0 | 0 | 0 | 0 | 0 | 0 | 0 | 0 | 0 | 0 | 0 | 0 | 0 | 0 | 0 | 0 | 0 | 0 | 0 | 0 | 0 | 0 | 0 | 0 | 0 | 0 | 0 | 0 | 0 | 0
0.583333333333333271February | Resource 1 | Sublap 1 | 14:00 | 2 | 71 | February | 11000 | 0 | 0 | 0 | 0 | 0 | 0 | 0 | 0 | 0 | 0 | 0 | 0 | 0 | 0 | 0 | 0 | 0 | 0 | 0 | 0 | 0 | 0 | 0 | 0 | 0 | 0 | 0 | 0 | 0 | 0 | 0 | 0 | 0 | 0 | 0 | 0 | 0 | 0 | 0 | 0 | 0 | 0 | 0 | 0 | 0 | 0 | 0 | 0
0.583333333333333271March | Resource 1 | Sublap 1 | 14:00 | 2 | 71 | March | 12000 | 0 | 0 | 0 | 0 | 0 | 0 | 0 | 0 | 0 | 0 | 0 | 0 | 0 | 0 | 0 | 0 | 0 | 0 | 0 | 0 | 0 | 0 | 0 | 0 | 0 | 0 | 0 | 0 | 0 | 0 | 0 | 0 | 0 | 0 | 0 | 0 | 0 | 0 | 0 | 0 | 0 | 0 | 0 | 0 | 0 | 0 | 0 | 0
0.583333333333333271April | Resource 1 | Sublap 1 | 14:00 | 2 | 71 | April | 13000 | 0 | 0 | 0 | 0 | 0 | 0 | 0 | 0 | 0 | 0 | 0 | 0 | 0 | 0 | 0 | 0 | 0 | 0 | 0 | 0 | 0 | 0 | 0 | 0 | 0 | 0 | 0 | 0 | 0 | 0 | 0 | 0 | 0 | 0 | 0 | 0 | 0 | 0 | 0 | 0 | 0 | 0 | 0 | 0 | 0 | 0 | 0 | 0
0.583333333333333271May | Resource 1 | Sublap 1 | 14:00 | 2 | 71 | May | 14000 | 0 | 0 | 0 | 0 | 0 | 0 | 0 | 0 | 0 | 0 | 0 | 0 | 0 | 0 | 0 | 0 | 0 | 0 | 0 | 0 | 0 | 0 | 0 | 0 | 0 | 0 | 0 | 0 | 0 | 0 | 0 | 0 | 0 | 0 | 0 | 0 | 0 | 0 | 0 | 0 | 0 | 0 | 0 | 0 | 0 | 0 | 0 | 0
0.583333333333333271June | Resource 1 | Sublap 1 | 14:00 | 2 | 71 | June | 15000 | 0 | 0 | 0 | 0 | 0 | 0 | 0 | 0 | 0 | 0 | 0 | 0 | 0 | 0 | 0 | 0 | 0 | 0 | 0 | 0 | 0 | 0 | 0 | 0 | 0 | 0 | 0 | 0 | 0 | 0 | 0 | 0 | 0 | 0 | 0 | 0 | 0 | 0 | 0 | 0 | 0 | 0 | 0 | 0 | 0 | 0 | 0 | 0
0.583333333333333271July | Resource 1 | Sublap 1 | 14:00 | 2 | 71 | July | 16000 | 0 | 0 | 0 | 0 | 0 | 0 | 0 | 0 | 0 | 0 | 0 | 0 | 0 | 0 | 0 | 0 | 0 | 0 | 0 | 0 | 0 | 0 | 0 | 0 | 0 | 0 | 0 | 0 | 0 | 0 | 0 | 0 | 0 | 0 | 0 | 0 | 0 | 0 | 0 | 0 | 0 | 0 | 0 | 0 | 0 | 0 | 0 | 0
0.583333333333333271August | Resource 1 | Sublap 1 | 14:00 | 2 | 71 | August | 17000 | 0 | 0 | 0 | 0 | 0 | 0 | 0 | 0 | 0 | 0 | 0 | 0 | 0 | 0 | 0 | 0 | 0 | 0 | 0 | 0 | 0 | 0 | 0 | 0 | 0 | 0 | 0 | 0 | 0 | 0 | 0 | 0 | 0 | 0 | 0 | 0 | 0 | 0 | 0 | 0 | 0 | 0 | 0 | 0 | 0 | 0 | 0 | 0
0.583333333333333271September | Resource 1 | Sublap 1 | 14:00 | 2 | 71 | September | 18000 | 0 | 0 | 0 | 0 | 0 | 0 | 0 | 0 | 0 | 0 | 0 | 0 | 0 | 0 | 0 | 0 | 0 | 0 | 0 | 0 | 0 | 0 | 0 | 0 | 0 | 0 | 0 | 0 | 0 | 0 | 0 | 0 | 0 | 0 | 0 | 0 | 0 | 0 | 0 | 0 | 0 | 0 | 0 | 0 | 0 | 0 | 0 | 0
0.583333333333333271October | Resource 1 | Sublap 1 | 14:00 | 2 | 71 | October | 19000 | 0 | 0 | 0 | 0 | 0 | 0 | 0 | 0 | 0 | 0 | 0 | 0 | 0 | 0 | 0 | 0 | 0 | 0 | 0 | 0 | 0 | 0 | 0 | 0 | 0 | 0 | 0 | 0 | 0 | 0 | 0 | 0 | 0 | 0 | 0 | 0 | 0 | 0 | 0 | 0 | 0 | 0 | 0 | 0 | 0 | 0 | 0 | 0
0.583333333333333271November | Resource 1 | Sublap 1 | 14:00 | 2 | 71 | November | 20000 | 0 | 0 | 0 | 0 | 0 | 0 | 0 | 0 | 0 | 0 | 0 | 0 | 0 | 0 | 0 | 0 | 0 | 0 | 0 | 0 | 0 | 0 | 0 | 0 | 0 | 0 | 0 | 0 | 0 | 0 | 0 | 0 | 0 | 0 | 0 | 0 | 0 | 0 | 0 | 0 | 0 | 0 | 0 | 0 | 0 | 0 | 0 | 0
0.583333333333333271December | Resource 1 | Sublap 1 | 14:00 | 2 | 71 | December | 21000 | 0 | 0 | 0 | 0 | 0 | 0 | 0 | 0 | 0 | 0 | 0 | 0 | 0 | 0 | 0 | 0 | 0 | 0 | 0 | 0 | 0 | 0 | 0 | 0 | 0 | 0 | 0 | 0 | 0 | 0 | 0 | 0 | 0 | 0 | 0 | 0 | 0 | 0 | 0 | 0 | 0 | 0 | 0 | 0 | 0 | 0 | 0 | 0
0.583333333333333272January | Resource 1 | Sublap 1 | 14:00 | 2 | 72 | January | 10000 | 0 | 0 | 0 | 0 | 0 | 0 | 0 | 0 | 0 | 0 | 0 | 0 | 0 | 0 | 0 | 0 | 0 | 0 | 0 | 0 | 0 | 0 | 0 | 0 | 0 | 0 | 0 | 0 | 0 | 0 | 0 | 0 | 0 | 0 | 0 | 0 | 0 | 0 | 0 | 0 | 0 | 0 | 0 | 0 | 0 | 0 | 0 | 0
0.583333333333333272February | Resource 1 | Sublap 1 | 14:00 | 2 | 72 | February | 11000 | 0 | 0 | 0 | 0 | 0 | 0 | 0 | 0 | 0 | 0 | 0 | 0 | 0 | 0 | 0 | 0 | 0 | 0 | 0 | 0 | 0 | 0 | 0 | 0 | 0 | 0 | 0 | 0 | 0 | 0 | 0 | 0 | 0 | 0 | 0 | 0 | 0 | 0 | 0 | 0 | 0 | 0 | 0 | 0 | 0 | 0 | 0 | 0
0.583333333333333272March | Resource 1 | Sublap 1 | 14:00 | 2 | 72 | March | 12000 | 0 | 0 | 0 | 0 | 0 | 0 | 0 | 0 | 0 | 0 | 0 | 0 | 0 | 0 | 0 | 0 | 0 | 0 | 0 | 0 | 0 | 0 | 0 | 0 | 0 | 0 | 0 | 0 | 0 | 0 | 0 | 0 | 0 | 0 | 0 | 0 | 0 | 0 | 0 | 0 | 0 | 0 | 0 | 0 | 0 | 0 | 0 | 0
0.583333333333333272April | Resource 1 | Sublap 1 | 14:00 | 2 | 72 | April | 13000 | 0 | 0 | 0 | 0 | 0 | 0 | 0 | 0 | 0 | 0 | 0 | 0 | 0 | 0 | 0 | 0 | 0 | 0 | 0 | 0 | 0 | 0 | 0 | 0 | 0 | 0 | 0 | 0 | 0 | 0 | 0 | 0 | 0 | 0 | 0 | 0 | 0 | 0 | 0 | 0 | 0 | 0 | 0 | 0 | 0 | 0 | 0 | 0
0.583333333333333272May | Resource 1 | Sublap 1 | 14:00 | 2 | 72 | May | 14000 | 0 | 0 | 0 | 0 | 0 | 0 | 0 | 0 | 0 | 0 | 0 | 0 | 0 | 0 | 0 | 0 | 0 | 0 | 0 | 0 | 0 | 0 | 0 | 0 | 0 | 0 | 0 | 0 | 0 | 0 | 0 | 0 | 0 | 0 | 0 | 0 | 0 | 0 | 0 | 0 | 0 | 0 | 0 | 0 | 0 | 0 | 0 | 0
0.583333333333333272June | Resource 1 | Sublap 1 | 14:00 | 2 | 72 | June | 15000 | 0 | 0 | 0 | 0 | 0 | 0 | 0 | 0 | 0 | 0 | 0 | 0 | 0 | 0 | 0 | 0 | 0 | 0 | 0 | 0 | 0 | 0 | 0 | 0 | 0 | 0 | 0 | 0 | 0 | 0 | 0 | 0 | 0 | 0 | 0 | 0 | 0 | 0 | 0 | 0 | 0 | 0 | 0 | 0 | 0 | 0 | 0 | 0
0.583333333333333272July | Resource 1 | Sublap 1 | 14:00 | 2 | 72 | July | 16000 | 0 | 0 | 0 | 0 | 0 | 0 | 0 | 0 | 0 | 0 | 0 | 0 | 0 | 0 | 0 | 0 | 0 | 0 | 0 | 0 | 0 | 0 | 0 | 0 | 0 | 0 | 0 | 0 | 0 | 0 | 0 | 0 | 0 | 0 | 0 | 0 | 0 | 0 | 0 | 0 | 0 | 0 | 0 | 0 | 0 | 0 | 0 | 0
0.583333333333333272August | Resource 1 | Sublap 1 | 14:00 | 2 | 72 | August | 17000 | 0 | 0 | 0 | 0 | 0 | 0 | 0 | 0 | 0 | 0 | 0 | 0 | 0 | 0 | 0 | 0 | 0 | 0 | 0 | 0 | 0 | 0 | 0 | 0 | 0 | 0 | 0 | 0 | 0 | 0 | 0 | 0 | 0 | 0 | 0 | 0 | 0 | 0 | 0 | 0 | 0 | 0 | 0 | 0 | 0 | 0 | 0 | 0
0.583333333333333272September | Resource 1 | Sublap 1 | 14:00 | 2 | 72 | September | 18000 | 0 | 0 | 0 | 0 | 0 | 0 | 0 | 0 | 0 | 0 | 0 | 0 | 0 | 0 | 0 | 0 | 0 | 0 | 0 | 0 | 0 | 0 | 0 | 0 | 0 | 0 | 0 | 0 | 0 | 0 | 0 | 0 | 0 | 0 | 0 | 0 | 0 | 0 | 0 | 0 | 0 | 0 | 0 | 0 | 0 | 0 | 0 | 0
0.583333333333333272October | Resource 1 | Sublap 1 | 14:00 | 2 | 72 | October | 19000 | 0 | 0 | 0 | 0 | 0 | 0 | 0 | 0 | 0 | 0 | 0 | 0 | 0 | 0 | 0 | 0 | 0 | 0 | 0 | 0 | 0 | 0 | 0 | 0 | 0 | 0 | 0 | 0 | 0 | 0 | 0 | 0 | 0 | 0 | 0 | 0 | 0 | 0 | 0 | 0 | 0 | 0 | 0 | 0 | 0 | 0 | 0 | 0
0.583333333333333272November | Resource 1 | Sublap 1 | 14:00 | 2 | 72 | November | 20000 | 0 | 0 | 0 | 0 | 0 | 0 | 0 | 0 | 0 | 0 | 0 | 0 | 0 | 0 | 0 | 0 | 0 | 0 | 0 | 0 | 0 | 0 | 0 | 0 | 0 | 0 | 0 | 0 | 0 | 0 | 0 | 0 | 0 | 0 | 0 | 0 | 0 | 0 | 0 | 0 | 0 | 0 | 0 | 0 | 0 | 0 | 0 | 0
0.583333333333333272December | Resource 1 | Sublap 1 | 14:00 | 2 | 72 | December | 21000 | 0 | 0 | 0 | 0 | 0 | 0 | 0 | 0 | 0 | 0 | 0 | 0 | 0 | 0 | 0 | 0 | 0 | 0 | 0 | 0 | 0 | 0 | 0 | 0 | 0 | 0 | 0 | 0 | 0 | 0 | 0 | 0 | 0 | 0 | 0 | 0 | 0 | 0 | 0 | 0 | 0 | 0 | 0 | 0 | 0 | 0 | 0 | 0
0.583333333333333273January | Resource 1 | Sublap 1 | 14:00 | 2 | 73 | January | 10000 | 0 | 0 | 0 | 0 | 0 | 0 | 0 | 0 | 0 | 0 | 0 | 0 | 0 | 0 | 0 | 0 | 0 | 0 | 0 | 0 | 0 | 0 | 0 | 0 | 0 | 0 | 0 | 0 | 0 | 0 | 0 | 0 | 0 | 0 | 0 | 0 | 0 | 0 | 0 | 0 | 0 | 0 | 0 | 0 | 0 | 0 | 0 | 0
0.583333333333333273February | Resource 1 | Sublap 1 | 14:00 | 2 | 73 | February | 11000 | 0 | 0 | 0 | 0 | 0 | 0 | 0 | 0 | 0 | 0 | 0 | 0 | 0 | 0 | 0 | 0 | 0 | 0 | 0 | 0 | 0 | 0 | 0 | 0 | 0 | 0 | 0 | 0 | 0 | 0 | 0 | 0 | 0 | 0 | 0 | 0 | 0 | 0 | 0 | 0 | 0 | 0 | 0 | 0 | 0 | 0 | 0 | 0
0.583333333333333273March | Resource 1 | Sublap 1 | 14:00 | 2 | 73 | March | 12000 | 0 | 0 | 0 | 0 | 0 | 0 | 0 | 0 | 0 | 0 | 0 | 0 | 0 | 0 | 0 | 0 | 0 | 0 | 0 | 0 | 0 | 0 | 0 | 0 | 0 | 0 | 0 | 0 | 0 | 0 | 0 | 0 | 0 | 0 | 0 | 0 | 0 | 0 | 0 | 0 | 0 | 0 | 0 | 0 | 0 | 0 | 0 | 0
0.583333333333333273April | Resource 1 | Sublap 1 | 14:00 | 2 | 73 | April | 13000 | 0 | 0 | 0 | 0 | 0 | 0 | 0 | 0 | 0 | 0 | 0 | 0 | 0 | 0 | 0 | 0 | 0 | 0 | 0 | 0 | 0 | 0 | 0 | 0 | 0 | 0 | 0 | 0 | 0 | 0 | 0 | 0 | 0 | 0 | 0 | 0 | 0 | 0 | 0 | 0 | 0 | 0 | 0 | 0 | 0 | 0 | 0 | 0
0.583333333333333273May | Resource 1 | Sublap 1 | 14:00 | 2 | 73 | May | 14000 | 0 | 0 | 0 | 0 | 0 | 0 | 0 | 0 | 0 | 0 | 0 | 0 | 0 | 0 | 0 | 0 | 0 | 0 | 0 | 0 | 0 | 0 | 0 | 0 | 0 | 0 | 0 | 0 | 0 | 0 | 0 | 0 | 0 | 0 | 0 | 0 | 0 | 0 | 0 | 0 | 0 | 0 | 0 | 0 | 0 | 0 | 0 | 0
0.583333333333333273June | Resource 1 | Sublap 1 | 14:00 | 2 | 73 | June | 15000 | 0 | 0 | 0 | 0 | 0 | 0 | 0 | 0 | 0 | 0 | 0 | 0 | 0 | 0 | 0 | 0 | 0 | 0 | 0 | 0 | 0 | 0 | 0 | 0 | 0 | 0 | 0 | 0 | 0 | 0 | 0 | 0 | 0 | 0 | 0 | 0 | 0 | 0 | 0 | 0 | 0 | 0 | 0 | 0 | 0 | 0 | 0 | 0
0.583333333333333273July | Resource 1 | Sublap 1 | 14:00 | 2 | 73 | July | 16000 | 0 | 0 | 0 | 0 | 0 | 0 | 0 | 0 | 0 | 0 | 0 | 0 | 0 | 0 | 0 | 0 | 0 | 0 | 0 | 0 | 0 | 0 | 0 | 0 | 0 | 0 | 0 | 0 | 0 | 0 | 0 | 0 | 0 | 0 | 0 | 0 | 0 | 0 | 0 | 0 | 0 | 0 | 0 | 0 | 0 | 0 | 0 | 0
0.583333333333333273August | Resource 1 | Sublap 1 | 14:00 | 2 | 73 | August | 17000 | 0 | 0 | 0 | 0 | 0 | 0 | 0 | 0 | 0 | 0 | 0 | 0 | 0 | 0 | 0 | 0 | 0 | 0 | 0 | 0 | 0 | 0 | 0 | 0 | 0 | 0 | 0 | 0 | 0 | 0 | 0 | 0 | 0 | 0 | 0 | 0 | 0 | 0 | 0 | 0 | 0 | 0 | 0 | 0 | 0 | 0 | 0 | 0
0.583333333333333273September | Resource 1 | Sublap 1 | 14:00 | 2 | 73 | September | 18000 | 0 | 0 | 0 | 0 | 0 | 0 | 0 | 0 | 0 | 0 | 0 | 0 | 0 | 0 | 0 | 0 | 0 | 0 | 0 | 0 | 0 | 0 | 0 | 0 | 0 | 0 | 0 | 0 | 0 | 0 | 0 | 0 | 0 | 0 | 0 | 0 | 0 | 0 | 0 | 0 | 0 | 0 | 0 | 0 | 0 | 0 | 0 | 0
0.583333333333333273October | Resource 1 | Sublap 1 | 14:00 | 2 | 73 | October | 19000 | 0 | 0 | 0 | 0 | 0 | 0 | 0 | 0 | 0 | 0 | 0 | 0 | 0 | 0 | 0 | 0 | 0 | 0 | 0 | 0 | 0 | 0 | 0 | 0 | 0 | 0 | 0 | 0 | 0 | 0 | 0 | 0 | 0 | 0 | 0 | 0 | 0 | 0 | 0 | 0 | 0 | 0 | 0 | 0 | 0 | 0 | 0 | 0
0.583333333333333273November | Resource 1 | Sublap 1 | 14:00 | 2 | 73 | November | 20000 | 0 | 0 | 0 | 0 | 0 | 0 | 0 | 0 | 0 | 0 | 0 | 0 | 0 | 0 | 0 | 0 | 0 | 0 | 0 | 0 | 0 | 0 | 0 | 0 | 0 | 0 | 0 | 0 | 0 | 0 | 0 | 0 | 0 | 0 | 0 | 0 | 0 | 0 | 0 | 0 | 0 | 0 | 0 | 0 | 0 | 0 | 0 | 0
0.583333333333333273December | Resource 1 | Sublap 1 | 14:00 | 2 | 73 | December | 21000 | 0 | 0 | 0 | 0 | 0 | 0 | 0 | 0 | 0 | 0 | 0 | 0 | 0 | 0 | 0 | 0 | 0 | 0 | 0 | 0 | 0 | 0 | 0 | 0 | 0 | 0 | 0 | 0 | 0 | 0 | 0 | 0 | 0 | 0 | 0 | 0 | 0 | 0 | 0 | 0 | 0 | 0 | 0 | 0 | 0 | 0 | 0 | 0
0.583333333333333274January | Resource 1 | Sublap 1 | 14:00 | 2 | 74 | January | 10000 | 0 | 0 | 0 | 0 | 0 | 0 | 0 | 0 | 0 | 0 | 0 | 0 | 0 | 0 | 0.32837 | 0.27993 | -0.21511 | -0.0052755 | 0 | 0 | 0 | 0 | 0 | 0 | 0 | 0 | 0 | 0 | 0 | 0 | 0 | 0 | 0 | 0 | 0 | 0 | 0 | 0 | 3.2837 | 2.7993 | -2.1511 | -0.052755 | 0 | 0 | 0 | 0 | 0 | 0
0.583333333333333274February | Resource 1 | Sublap 1 | 14:00 | 2 | 74 | February | 11000 | 0 | 0 | 0 | 0 | 0 | 0 | 0 | 0 | 0 | 0 | 0 | 0 | 0 | 0 | 0.32837 | 0.27993 | -0.21511 | -0.0052755 | 0 | 0 | 0 | 0 | 0 | 0 | 0 | 0 | 0 | 0 | 0 | 0 | 0 | 0 | 0 | 0 | 0 | 0 | 0 | 0 | 3.6121 | 3.0792 | -2.3662 | -0.058031 | 0 | 0 | 0 | 0 | 0 | 0
0.583333333333333274March | Resource 1 | Sublap 1 | 14:00 | 2 | 74 | March | 12000 | 0 | 0 | 0 | 0 | 0 | 0 | 0 | 0 | 0 | 0 | 0 | 0 | 0 | 0 | 0.32837 | 0.27993 | -0.21511 | -0.0052755 | 0 | 0 | 0 | 0 | 0 | 0 | 0 | 0 | 0 | 0 | 0 | 0 | 0 | 0 | 0 | 0 | 0 | 0 | 0 | 0 | 3.9405 | 3.3592 | -2.5813 | -0.063306 | 0 | 0 | 0 | 0 | 0 | 0
0.583333333333333274April | Resource 1 | Sublap 1 | 14:00 | 2 | 74 | April | 13000 | 0 | 0 | 0 | 0 | 0 | 0 | 0 | 0 | 0 | 0 | 0 | 0 | 0 | 0 | 0.32837 | 0.27993 | -0.21511 | -0.0052755 | 0 | 0 | 0 | 0 | 0 | 0 | 0 | 0 | 0 | 0 | 0 | 0 | 0 | 0 | 0 | 0 | 0 | 0 | 0 | 0 | 4.2689 | 3.6391 | -2.7964 | -0.068582 | 0 | 0 | 0 | 0 | 0 | 0
0.583333333333333274May | Resource 1 | Sublap 1 | 14:00 | 2 | 74 | May | 14000 | 0 | 0 | 0 | 0 | 0 | 0 | 0 | 0 | 0 | 0 | 0 | 0 | 0 | 0 | 0.32837 | 0.27993 | -0.21511 | -0.0052755 | 0 | 0 | 0 | 0 | 0 | 0 | 0 | 0 | 0 | 0 | 0 | 0 | 0 | 0 | 0 | 0 | 0 | 0 | 0 | 0 | 4.5972 | 3.919 | -3.0115 | -0.073857 | 0 | 0 | 0 | 0 | 0 | 0
0.583333333333333274June | Resource 1 | Sublap 1 | 14:00 | 2 | 74 | June | 15000 | 0 | 0 | 0 | 0 | 0 | 0 | 0 | 0 | 0 | 0 | 0 | 0 | 0 | 0 | 0.32837 | 0.27993 | -0.21511 | -0.0052755 | 0 | 0 | 0 | 0 | 0 | 0 | 0 | 0 | 0 | 0 | 0 | 0 | 0 | 0 | 0 | 0 | 0 | 0 | 0 | 0 | 4.9256 | 4.199 | -3.2266 | -0.079133 | 0 | 0 | 0 | 0 | 0 | 0
0.583333333333333274July | Resource 1 | Sublap 1 | 14:00 | 2 | 74 | July | 16000 | 0 | 0 | 0 | 0 | 0 | 0 | 0 | 0 | 0 | 0 | 0 | 0 | 0 | 0 | 0.32837 | 0.27993 | -0.21511 | -0.0052755 | 0 | 0 | 0 | 0 | 0 | 0 | 0 | 0 | 0 | 0 | 0 | 0 | 0 | 0 | 0 | 0 | 0 | 0 | 0 | 0 | 5.254 | 4.4789 | -3.4418 | -0.084408 | 0 | 0 | 0 | 0 | 0 | 0
0.583333333333333274August | Resource 1 | Sublap 1 | 14:00 | 2 | 74 | August | 17000 | 0 | 0 | 0 | 0 | 0 | 0 | 0 | 0 | 0 | 0 | 0 | 0 | 0 | 0 | 0.32837 | 0.27993 | -0.21511 | -0.0052755 | 0 | 0 | 0 | 0 | 0 | 0 | 0 | 0 | 0 | 0 | 0 | 0 | 0 | 0 | 0 | 0 | 0 | 0 | 0 | 0 | 5.5824 | 4.7588 | -3.6569 | -0.089684 | 0 | 0 | 0 | 0 | 0 | 0
0.583333333333333274September | Resource 1 | Sublap 1 | 14:00 | 2 | 74 | September | 18000 | 0 | 0 | 0 | 0 | 0 | 0 | 0 | 0 | 0 | 0 | 0 | 0 | 0 | 0 | 0.32837 | 0.27993 | -0.21511 | -0.0052755 | 0 | 0 | 0 | 0 | 0 | 0 | 0 | 0 | 0 | 0 | 0 | 0 | 0 | 0 | 0 | 0 | 0 | 0 | 0 | 0 | 5.9107 | 5.0388 | -3.872 | -0.09496 | 0 | 0 | 0 | 0 | 0 | 0
0.583333333333333274October | Resource 1 | Sublap 1 | 14:00 | 2 | 74 | October | 19000 | 0 | 0 | 0 | 0 | 0 | 0 | 0 | 0 | 0 | 0 | 0 | 0 | 0 | 0 | 0.32837 | 0.27993 | -0.21511 | -0.0052755 | 0 | 0 | 0 | 0 | 0 | 0 | 0 | 0 | 0 | 0 | 0 | 0 | 0 | 0 | 0 | 0 | 0 | 0 | 0 | 0 | 6.2391 | 5.3187 | -4.0871 | -0.10024 | 0 | 0 | 0 | 0 | 0 | 0
0.583333333333333274November | Resource 1 | Sublap 1 | 14:00 | 2 | 74 | November | 20000 | 0 | 0 | 0 | 0 | 0 | 0 | 0 | 0 | 0 | 0 | 0 | 0 | 0 | 0 | 0.32837 | 0.27993 | -0.21511 | -0.0052755 | 0 | 0 | 0 | 0 | 0 | 0 | 0 | 0 | 0 | 0 | 0 | 0 | 0 | 0 | 0 | 0 | 0 | 0 | 0 | 0 | 6.5675 | 5.5986 | -4.3022 | -0.10551 | 0 | 0 | 0 | 0 | 0 | 0
0.583333333333333274December | Resource 1 | Sublap 1 | 14:00 | 2 | 74 | December | 21000 | 0 | 0 | 0 | 0 | 0 | 0 | 0 | 0 | 0 | 0 | 0 | 0 | 0 | 0 | 0.32837 | 0.27993 | -0.21511 | -0.0052755 | 0 | 0 | 0 | 0 | 0 | 0 | 0 | 0 | 0 | 0 | 0 | 0 | 0 | 0 | 0 | 0 | 0 | 0 | 0 | 0 | 6.8959 | 5.8786 | -4.5173 | -0.11079 | 0 | 0 | 0 | 0 | 0 | 0
0.583333333333333275January | Resource 1 | Sublap 1 | 14:00 | 2 | 75 | January | 10000 | 0 | 0 | 0 | 0 | 0 | 0 | 0 | 0 | 0 | 0 | 0 | 0 | 0 | 0 | 0.1944 | 0.16686 | -0.12136 | -0.0029763 | 0 | 0 | 0 | 0 | 0 | 0 | 0 | 0 | 0 | 0 | 0 | 0 | 0 | 0 | 0 | 0 | 0 | 0 | 0 | 0 | 1.944 | 1.6686 | -1.2136 | -0.029763 | 0 | 0 | 0 | 0 | 0 | 0
0.583333333333333275February | Resource 1 | Sublap 1 | 14:00 | 2 | 75 | February | 11000 | 0 | 0 | 0 | 0 | 0 | 0 | 0 | 0 | 0 | 0 | 0 | 0 | 0 | 0 | 0.1944 | 0.16686 | -0.12136 | -0.0029763 | 0 | 0 | 0 | 0 | 0 | 0 | 0 | 0 | 0 | 0 | 0 | 0 | 0 | 0 | 0 | 0 | 0 | 0 | 0 | 0 | 2.1384 | 1.8354 | -1.3349 | -0.032739 | 0 | 0 | 0 | 0 | 0 | 0
0.583333333333333275March | Resource 1 | Sublap 1 | 14:00 | 2 | 75 | March | 12000 | 0 | 0 | 0 | 0 | 0 | 0 | 0 | 0 | 0 | 0 | 0 | 0 | 0 | 0 | 0.1944 | 0.16686 | -0.12136 | -0.0029763 | 0 | 0 | 0 | 0 | 0 | 0 | 0 | 0 | 0 | 0 | 0 | 0 | 0 | 0 | 0 | 0 | 0 | 0 | 0 | 0 | 2.3328 | 2.0023 | -1.4563 | -0.035715 | 0 | 0 | 0 | 0 | 0 | 0
0.583333333333333275April | Resource 1 | Sublap 1 | 14:00 | 2 | 75 | April | 13000 | 0 | 0 | 0 | 0 | 0 | 0 | 0 | 0 | 0 | 0 | 0 | 0 | 0 | 0 | 0.1944 | 0.16686 | -0.12136 | -0.0029763 | 0 | 0 | 0 | 0 | 0 | 0 | 0 | 0 | 0 | 0 | 0 | 0 | 0 | 0 | 0 | 0 | 0 | 0 | 0 | 0 | 2.5272 | 2.1691 | -1.5777 | -0.038692 | 0 | 0 | 0 | 0 | 0 | 0
0.583333333333333275May | Resource 1 | Sublap 1 | 14:00 | 2 | 75 | May | 14000 | 0 | 0 | 0 | 0 | 0 | 0 | 0 | 0 | 0 | 0 | 0 | 0 | 0 | 0 | 0.1944 | 0.16686 | -0.12136 | -0.0029763 | 0 | 0 | 0 | 0 | 0 | 0 | 0 | 0 | 0 | 0 | 0 | 0 | 0 | 0 | 0 | 0 | 0 | 0 | 0 | 0 | 2.7216 | 2.336 | -1.699 | -0.041668 | 0 | 0 | 0 | 0 | 0 | 0
0.583333333333333275June | Resource 1 | Sublap 1 | 14:00 | 2 | 75 | June | 15000 | 0 | 0 | 0 | 0 | 0 | 0 | 0 | 0 | 0 | 0 | 0 | 0 | 0 | 0 | 0.1944 | 0.16686 | -0.12136 | -0.0029763 | 0 | 0 | 0 | 0 | 0 | 0 | 0 | 0 | 0 | 0 | 0 | 0 | 0 | 0 | 0 | 0 | 0 | 0 | 0 | 0 | 2.916 | 2.5028 | -1.8204 | -0.044644 | 0 | 0 | 0 | 0 | 0 | 0
0.583333333333333275July | Resource 1 | Sublap 1 | 14:00 | 2 | 75 | July | 16000 | 0 | 0 | 0 | 0 | 0 | 0 | 0 | 0 | 0 | 0 | 0 | 0 | 0 | 0 | 0.1944 | 0.16686 | -0.12136 | -0.0029763 | 0 | 0 | 0 | 0 | 0 | 0 | 0 | 0 | 0 | 0 | 0 | 0 | 0 | 0 | 0 | 0 | 0 | 0 | 0 | 0 | 3.1104 | 2.6697 | -1.9417 | -0.047621 | 0 | 0 | 0 | 0 | 0 | 0
0.583333333333333275August | Resource 1 | Sublap 1 | 14:00 | 2 | 75 | August | 17000 | 0 | 0 | 0 | 0 | 0 | 0 | 0 | 0 | 0 | 0 | 0 | 0 | 0 | 0 | 0.1944 | 0.16686 | -0.12136 | -0.0029763 | 0 | 0 | 0 | 0 | 0 | 0 | 0 | 0 | 0 | 0 | 0 | 0 | 0 | 0 | 0 | 0 | 0 | 0 | 0 | 0 | 3.3048 | 2.8365 | -2.0631 | -0.050597 | 0 | 0 | 0 | 0 | 0 | 0
0.583333333333333275September | Resource 1 | Sublap 1 | 14:00 | 2 | 75 | September | 18000 | 0 | 0 | 0 | 0 | 0 | 0 | 0 | 0 | 0 | 0 | 0 | 0 | 0 | 0 | 0.1944 | 0.16686 | -0.12136 | -0.0029763 | 0 | 0 | 0 | 0 | 0 | 0 | 0 | 0 | 0 | 0 | 0 | 0 | 0 | 0 | 0 | 0 | 0 | 0 | 0 | 0 | 3.4992 | 3.0034 | -2.1844 | -0.053573 | 0 | 0 | 0 | 0 | 0 | 0
0.583333333333333275October | Resource 1 | Sublap 1 | 14:00 | 2 | 75 | October | 19000 | 0 | 0 | 0 | 0 | 0 | 0 | 0 | 0 | 0 | 0 | 0 | 0 | 0 | 0 | 0.1944 | 0.16686 | -0.12136 | -0.0029763 | 0 | 0 | 0 | 0 | 0 | 0 | 0 | 0 | 0 | 0 | 0 | 0 | 0 | 0 | 0 | 0 | 0 | 0 | 0 | 0 | 3.6936 | 3.1702 | -2.3058 | -0.05655 | 0 | 0 | 0 | 0 | 0 | 0
0.583333333333333275November | Resource 1 | Sublap 1 | 14:00 | 2 | 75 | November | 20000 | 0 | 0 | 0 | 0 | 0 | 0 | 0 | 0 | 0 | 0 | 0 | 0 | 0 | 0 | 0.1944 | 0.16686 | -0.12136 | -0.0029763 | 0 | 0 | 0 | 0 | 0 | 0 | 0 | 0 | 0 | 0 | 0 | 0 | 0 | 0 | 0 | 0 | 0 | 0 | 0 | 0 | 3.8881 | 3.3371 | -2.4272 | -0.059526 | 0 | 0 | 0 | 0 | 0 | 0
0.583333333333333275December | Resource 1 | Sublap 1 | 14:00 | 2 | 75 | December | 21000 | 0 | 0 | 0 | 0 | 0 | 0 | 0 | 0 | 0 | 0 | 0 | 0 | 0 | 0 | 0.1944 | 0.16686 | -0.12136 | -0.0029763 | 0 | 0 | 0 | 0 | 0 | 0 | 0 | 0 | 0 | 0 | 0 | 0 | 0 | 0 | 0 | 0 | 0 | 0 | 0 | 0 | 4.0825 | 3.504 | -2.5485 | -0.062502 | 0 | 0 | 0 | 0 | 0 | 0
0.583333333333333276January | Resource 1 | Sublap 1 | 14:00 | 2 | 76 | January | 10000 | 0 | 0 | 0 | 0 | 0 | 0 | 0 | 0 | 0 | 0 | 0 | 0 | 0 | 0 | 0.69491 | 0.59912 | -0.40222 | -0.0098643 | 0 | 0 | 0 | 0 | 0 | 0 | 0 | 0 | 0 | 0 | 0 | 0 | 0 | 0 | 0 | 0 | 0 | 0 | 0 | 0 | 6.9491 | 5.9912 | -4.0222 | -0.098643 | 0 | 0 | 0 | 0 | 0 | 0
0.583333333333333276February | Resource 1 | Sublap 1 | 14:00 | 2 | 76 | February | 11000 | 0 | 0 | 0 | 0 | 0 | 0 | 0 | 0 | 0 | 0 | 0 | 0 | 0 | 0 | 0.69491 | 0.59912 | -0.40222 | -0.0098643 | 0 | 0 | 0 | 0 | 0 | 0 | 0 | 0 | 0 | 0 | 0 | 0 | 0 | 0 | 0 | 0 | 0 | 0 | 0 | 0 | 7.644 | 6.5903 | -4.4244 | -0.10851 | 0 | 0 | 0 | 0 | 0 | 0
0.583333333333333276March | Resource 1 | Sublap 1 | 14:00 | 2 | 76 | March | 12000 | 0 | 0 | 0 | 0 | 0 | 0 | 0 | 0 | 0 | 0 | 0 | 0 | 0 | 0 | 0.69491 | 0.59912 | -0.40222 | -0.0098643 | 0 | 0 | 0 | 0 | 0 | 0 | 0 | 0 | 0 | 0 | 0 | 0 | 0 | 0 | 0 | 0 | 0 | 0 | 0 | 0 | 8.3389 | 7.1894 | -4.8266 | -0.11837 | 0 | 0 | 0 | 0 | 0 | 0
0.583333333333333276April | Resource 1 | Sublap 1 | 14:00 | 2 | 76 | April | 13000 | 0 | 0 | 0 | 0 | 0 | 0 | 0 | 0 | 0 | 0 | 0 | 0 | 0 | 0 | 0.69491 | 0.59912 | -0.40222 | -0.0098643 | 0 | 0 | 0 | 0 | 0 | 0 | 0 | 0 | 0 | 0 | 0 | 0 | 0 | 0 | 0 | 0 | 0 | 0 | 0 | 0 | 9.0338 | 7.7885 | -5.2288 | -0.12824 | 0 | 0 | 0 | 0 | 0 | 0
0.583333333333333276May | Resource 1 | Sublap 1 | 14:00 | 2 | 76 | May | 14000 | 0 | 0 | 0 | 0 | 0 | 0 | 0 | 0 | 0 | 0 | 0 | 0 | 0 | 0 | 0.69491 | 0.59912 | -0.40222 | -0.0098643 | 0 | 0 | 0 | 0 | 0 | 0 | 0 | 0 | 0 | 0 | 0 | 0 | 0 | 0 | 0 | 0 | 0 | 0 | 0 | 0 | 9.7287 | 8.3876 | -5.631 | -0.1381 | 0 | 0 | 0 | 0 | 0 | 0
0.583333333333333276June | Resource 1 | Sublap 1 | 14:00 | 2 | 76 | June | 15000 | 0 | 0 | 0 | 0 | 0 | 0 | 0 | 0 | 0 | 0 | 0 | 0 | 0 | 0 | 0.69491 | 0.59912 | -0.40222 | -0.0098643 | 0 | 0 | 0 | 0 | 0 | 0 | 0 | 0 | 0 | 0 | 0 | 0 | 0 | 0 | 0 | 0 | 0 | 0 | 0 | 0 | 10.4236 | 8.9868 | -6.0332 | -0.14796 | 0 | 0 | 0 | 0 | 0 | 0
0.583333333333333276July | Resource 1 | Sublap 1 | 14:00 | 2 | 76 | July | 16000 | 0 | 0 | 0 | 0 | 0 | 0 | 0 | 0 | 0 | 0 | 0 | 0 | 0 | 0 | 0.69491 | 0.59912 | -0.40222 | -0.0098643 | 0 | 0 | 0 | 0 | 0 | 0 | 0 | 0 | 0 | 0 | 0 | 0 | 0 | 0 | 0 | 0 | 0 | 0 | 0 | 0 | 11.1185 | 9.5859 | -6.4355 | -0.15783 | 0 | 0 | 0 | 0 | 0 | 0
0.583333333333333276August | Resource 1 | Sublap 1 | 14:00 | 2 | 76 | August | 17000 | 0 | 0 | 0 | 0 | 0 | 0 | 0 | 0 | 0 | 0 | 0 | 0 | 0 | 0 | 0.69491 | 0.59912 | -0.40222 | -0.0098643 | 0 | 0 | 0 | 0 | 0 | 0 | 0 | 0 | 0 | 0 | 0 | 0 | 0 | 0 | 0 | 0 | 0 | 0 | 0 | 0 | 11.8134 | 10.185 | -6.8377 | -0.16769 | 0 | 0 | 0 | 0 | 0 | 0
0.583333333333333276September | Resource 1 | Sublap 1 | 14:00 | 2 | 76 | September | 18000 | 0 | 0 | 0 | 0 | 0 | 0 | 0 | 0 | 0 | 0 | 0 | 0 | 0 | 0 | 0.69491 | 0.59912 | -0.40222 | -0.0098643 | 0 | 0 | 0 | 0 | 0 | 0 | 0 | 0 | 0 | 0 | 0 | 0 | 0 | 0 | 0 | 0 | 0 | 0 | 0 | 0 | 12.5083 | 10.7841 | -7.2399 | -0.17756 | 0 | 0 | 0 | 0 | 0 | 0
0.583333333333333276October | Resource 1 | Sublap 1 | 14:00 | 2 | 76 | October | 19000 | 0 | 0 | 0 | 0 | 0 | 0 | 0 | 0 | 0 | 0 | 0 | 0 | 0 | 0 | 0.69491 | 0.59912 | -0.40222 | -0.0098643 | 0 | 0 | 0 | 0 | 0 | 0 | 0 | 0 | 0 | 0 | 0 | 0 | 0 | 0 | 0 | 0 | 0 | 0 | 0 | 0 | 13.2032 | 11.3832 | -7.6421 | -0.18742 | 0 | 0 | 0 | 0 | 0 | 0
0.583333333333333276November | Resource 1 | Sublap 1 | 14:00 | 2 | 76 | November | 20000 | 0 | 0 | 0 | 0 | 0 | 0 | 0 | 0 | 0 | 0 | 0 | 0 | 0 | 0 | 0.69491 | 0.59912 | -0.40222 | -0.0098643 | 0 | 0 | 0 | 0 | 0 | 0 | 0 | 0 | 0 | 0 | 0 | 0 | 0 | 0 | 0 | 0 | 0 | 0 | 0 | 0 | 13.8981 | 11.9823 | -8.0443 | -0.19729 | 0 | 0 | 0 | 0 | 0 | 0
0.583333333333333276December | Resource 1 | Sublap 1 | 14:00 | 2 | 76 | December | 21000 | 0 | 0 | 0 | 0 | 0 | 0 | 0 | 0 | 0 | 0 | 0 | 0 | 0 | 0 | 0.69491 | 0.59912 | -0.40222 | -0.0098643 | 0 | 0 | 0 | 0 | 0 | 0 | 0 | 0 | 0 | 0 | 0 | 0 | 0 | 0 | 0 | 0 | 0 | 0 | 0 | 0 | 14.593 | 12.5815 | -8.4465 | -0.20715 | 0 | 0 | 0 | 0 | 0 | 0
0.583333333333333277January | Resource 1 | Sublap 1 | 14:00 | 2 | 77 | January | 10000 | 0 | 0 | 0 | 0 | 0 | 0 | 0 | 0 | 0 | 0 | 0 | 0 | 0 | 0 | 1.1735 | 1.0238 | -0.62309 | -0.015235 | 0 | 0 | 0 | 0 | 0 | 0 | 0 | 0 | 0 | 0 | 0 | 0 | 0 | 0 | 0 | 0 | 0 | 0 | 0 | 0 | 11.7347 | 10.2381 | -6.2309 | -0.15235 | 0 | 0 | 0 | 0 | 0 | 0
0.583333333333333277February | Resource 1 | Sublap 1 | 14:00 | 2 | 77 | February | 11000 | 0 | 0 | 0 | 0 | 0 | 0 | 0 | 0 | 0 | 0 | 0 | 0 | 0 | 0 | 1.1735 | 1.0238 | -0.62309 | -0.015235 | 0 | 0 | 0 | 0 | 0 | 0 | 0 | 0 | 0 | 0 | 0 | 0 | 0 | 0 | 0 | 0 | 0 | 0 | 0 | 0 | 12.9081 | 11.262 | -6.854 | -0.16759 | 0 | 0 | 0 | 0 | 0 | 0
0.583333333333333277March | Resource 1 | Sublap 1 | 14:00 | 2 | 77 | March | 12000 | 0 | 0 | 0 | 0 | 0 | 0 | 0 | 0 | 0 | 0 | 0 | 0 | 0 | 0 | 1.1735 | 1.0238 | -0.62309 | -0.015235 | 0 | 0 | 0 | 0 | 0 | 0 | 0 | 0 | 0 | 0 | 0 | 0 | 0 | 0 | 0 | 0 | 0 | 0 | 0 | 0 | 14.0816 | 12.2858 | -7.4771 | -0.18282 | 0 | 0 | 0 | 0 | 0 | 0
0.583333333333333277April | Resource 1 | Sublap 1 | 14:00 | 2 | 77 | April | 13000 | 0 | 0 | 0 | 0 | 0 | 0 | 0 | 0 | 0 | 0 | 0 | 0 | 0 | 0 | 1.1735 | 1.0238 | -0.62309 | -0.015235 | 0 | 0 | 0 | 0 | 0 | 0 | 0 | 0 | 0 | 0 | 0 | 0 | 0 | 0 | 0 | 0 | 0 | 0 | 0 | 0 | 15.2551 | 13.3096 | -8.1002 | -0.19806 | 0 | 0 | 0 | 0 | 0 | 0
0.583333333333333277May | Resource 1 | Sublap 1 | 14:00 | 2 | 77 | May | 14000 | 0 | 0 | 0 | 0 | 0 | 0 | 0 | 0 | 0 | 0 | 0 | 0 | 0 | 0 | 1.1735 | 1.0238 | -0.62309 | -0.015235 | 0 | 0 | 0 | 0 | 0 | 0 | 0 | 0 | 0 | 0 | 0 | 0 | 0 | 0 | 0 | 0 | 0 | 0 | 0 | 0 | 16.4285 | 14.3334 | -8.7233 | -0.21329 | 0 | 0 | 0 | 0 | 0 | 0
0.583333333333333277June | Resource 1 | Sublap 1 | 14:00 | 2 | 77 | June | 15000 | 0 | 0 | 0 | 0 | 0 | 0 | 0 | 0 | 0 | 0 | 0 | 0 | 0 | 0 | 1.1735 | 1.0238 | -0.62309 | -0.015235 | 0 | 0 | 0 | 0 | 0 | 0 | 0 | 0 | 0 | 0 | 0 | 0 | 0 | 0 | 0 | 0 | 0 | 0 | 0 | 0 | 17.602 | 15.3572 | -9.3464 | -0.22853 | 0 | 0 | 0 | 0 | 0 | 0
0.583333333333333277July | Resource 1 | Sublap 1 | 14:00 | 2 | 77 | July | 16000 | 0 | 0 | 0 | 0 | 0 | 0 | 0 | 0 | 0 | 0 | 0 | 0 | 0 | 0 | 1.1735 | 1.0238 | -0.62309 | -0.015235 | 0 | 0 | 0 | 0 | 0 | 0 | 0 | 0 | 0 | 0 | 0 | 0 | 0 | 0 | 0 | 0 | 0 | 0 | 0 | 0 | 18.7755 | 16.381 | -9.9695 | -0.24376 | 0 | 0 | 0 | 0 | 0 | 0
0.583333333333333277August | Resource 1 | Sublap 1 | 14:00 | 2 | 77 | August | 17000 | 0 | 0 | 0 | 0 | 0 | 0 | 0 | 0 | 0 | 0 | 0 | 0 | 0 | 0 | 1.1735 | 1.0238 | -0.62309 | -0.015235 | 0 | 0 | 0 | 0 | 0 | 0 | 0 | 0 | 0 | 0 | 0 | 0 | 0 | 0 | 0 | 0 | 0 | 0 | 0 | 0 | 19.9489 | 17.4048 | -10.5926 | -0.259 | 0 | 0 | 0 | 0 | 0 | 0
0.583333333333333277September | Resource 1 | Sublap 1 | 14:00 | 2 | 77 | September | 18000 | 0 | 0 | 0 | 0 | 0 | 0 | 0 | 0 | 0 | 0 | 0 | 0 | 0 | 0 | 1.1735 | 1.0238 | -0.62309 | -0.015235 | 0 | 0 | 0 | 0 | 0 | 0 | 0 | 0 | 0 | 0 | 0 | 0 | 0 | 0 | 0 | 0 | 0 | 0 | 0 | 0 | 21.1224 | 18.4287 | -11.2157 | -0.27423 | 0 | 0 | 0 | 0 | 0 | 0
0.583333333333333277October | Resource 1 | Sublap 1 | 14:00 | 2 | 77 | October | 19000 | 0 | 0 | 0 | 0 | 0 | 0 | 0 | 0 | 0 | 0 | 0 | 0 | 0 | 0 | 1.1735 | 1.0238 | -0.62309 | -0.015235 | 0 | 0 | 0 | 0 | 0 | 0 | 0 | 0 | 0 | 0 | 0 | 0 | 0 | 0 | 0 | 0 | 0 | 0 | 0 | 0 | 22.2959 | 19.4525 | -11.8388 | -0.28947 | 0 | 0 | 0 | 0 | 0 | 0
0.583333333333333277November | Resource 1 | Sublap 1 | 14:00 | 2 | 77 | November | 20000 | 0 | 0 | 0 | 0 | 0 | 0 | 0 | 0 | 0 | 0 | 0 | 0 | 0 | 0 | 1.1735 | 1.0238 | -0.62309 | -0.015235 | 0 | 0 | 0 | 0 | 0 | 0 | 0 | 0 | 0 | 0 | 0 | 0 | 0 | 0 | 0 | 0 | 0 | 0 | 0 | 0 | 23.4693 | 20.4763 | -12.4619 | -0.30471 | 0 | 0 | 0 | 0 | 0 | 0
0.583333333333333277December | Resource 1 | Sublap 1 | 14:00 | 2 | 77 | December | 21000 | 0 | 0 | 0 | 0 | 0 | 0 | 0 | 0 | 0 | 0 | 0 | 0 | 0 | 0 | 1.1735 | 1.0238 | -0.62309 | -0.015235 | 0 | 0 | 0 | 0 | 0 | 0 | 0 | 0 | 0 | 0 | 0 | 0 | 0 | 0 | 0 | 0 | 0 | 0 | 0 | 0 | 24.6428 | 21.5001 | -13.085 | -0.31994 | 0 | 0 | 0 | 0 | 0 | 0
0.583333333333333278January | Resource 1 | Sublap 1 | 14:00 | 2 | 78 | January | 10000 | 0 | 0 | 0 | 0 | 0 | 0 | 0 | 0 | 0 | 0 | 0 | 0 | 0 | 0 | 1.2322 | 1.0914 | -0.64052 | -0.015657 | 0 | 0 | 0 | 0 | 0 | 0 | 0 | 0 | 0 | 0 | 0 | 0 | 0 | 0 | 0 | 0 | 0 | 0 | 0 | 0 | 12.3222 | 10.9137 | -6.4052 | -0.15657 | 0 | 0 | 0 | 0 | 0 | 0
0.583333333333333278February | Resource 1 | Sublap 1 | 14:00 | 2 | 78 | February | 11000 | 0 | 0 | 0 | 0 | 0 | 0 | 0 | 0 | 0 | 0 | 0 | 0 | 0 | 0 | 1.2322 | 1.0914 | -0.64052 | -0.015657 | 0 | 0 | 0 | 0 | 0 | 0 | 0 | 0 | 0 | 0 | 0 | 0 | 0 | 0 | 0 | 0 | 0 | 0 | 0 | 0 | 13.5544 | 12.0051 | -7.0458 | -0.17222 | 0 | 0 | 0 | 0 | 0 | 0
0.583333333333333278March | Resource 1 | Sublap 1 | 14:00 | 2 | 78 | March | 12000 | 0 | 0 | 0 | 0 | 0 | 0 | 0 | 0 | 0 | 0 | 0 | 0 | 0 | 0 | 1.2322 | 1.0914 | -0.64052 | -0.015657 | 0 | 0 | 0 | 0 | 0 | 0 | 0 | 0 | 0 | 0 | 0 | 0 | 0 | 0 | 0 | 0 | 0 | 0 | 0 | 0 | 14.7866 | 13.0965 | -7.6863 | -0.18788 | 0 | 0 | 0 | 0 | 0 | 0
0.583333333333333278April | Resource 1 | Sublap 1 | 14:00 | 2 | 78 | April | 13000 | 0 | 0 | 0 | 0 | 0 | 0 | 0 | 0 | 0 | 0 | 0 | 0 | 0 | 0 | 1.2322 | 1.0914 | -0.64052 | -0.015657 | 0 | 0 | 0 | 0 | 0 | 0 | 0 | 0 | 0 | 0 | 0 | 0 | 0 | 0 | 0 | 0 | 0 | 0 | 0 | 0 | 16.0188 | 14.1878 | -8.3268 | -0.20354 | 0 | 0 | 0 | 0 | 0 | 0
0.583333333333333278May | Resource 1 | Sublap 1 | 14:00 | 2 | 78 | May | 14000 | 0 | 0 | 0 | 0 | 0 | 0 | 0 | 0 | 0 | 0 | 0 | 0 | 0 | 0 | 1.2322 | 1.0914 | -0.64052 | -0.015657 | 0 | 0 | 0 | 0 | 0 | 0 | 0 | 0 | 0 | 0 | 0 | 0 | 0 | 0 | 0 | 0 | 0 | 0 | 0 | 0 | 17.251 | 15.2792 | -8.9673 | -0.21919 | 0 | 0 | 0 | 0 | 0 | 0
0.583333333333333278June | Resource 1 | Sublap 1 | 14:00 | 2 | 78 | June | 15000 | 0 | 0 | 0 | 0 | 0 | 0 | 0 | 0 | 0 | 0 | 0 | 0 | 0 | 0 | 1.2322 | 1.0914 | -0.64052 | -0.015657 | 0 | 0 | 0 | 0 | 0 | 0 | 0 | 0 | 0 | 0 | 0 | 0 | 0 | 0 | 0 | 0 | 0 | 0 | 0 | 0 | 18.4832 | 16.3706 | -9.6078 | -0.23485 | 0 | 0 | 0 | 0 | 0 | 0
0.583333333333333278July | Resource 1 | Sublap 1 | 14:00 | 2 | 78 | July | 16000 | 0 | 0 | 0 | 0 | 0 | 0 | 0 | 0 | 0 | 0 | 0 | 0 | 0 | 0 | 1.2322 | 1.0914 | -0.64052 | -0.015657 | 0 | 0 | 0 | 0 | 0 | 0 | 0 | 0 | 0 | 0 | 0 | 0 | 0 | 0 | 0 | 0 | 0 | 0 | 0 | 0 | 19.7154 | 17.4619 | -10.2484 | -0.25051 | 0 | 0 | 0 | 0 | 0 | 0
0.583333333333333278August | Resource 1 | Sublap 1 | 14:00 | 2 | 78 | August | 17000 | 0 | 0 | 0 | 0 | 0 | 0 | 0 | 0 | 0 | 0 | 0 | 0 | 0 | 0 | 1.2322 | 1.0914 | -0.64052 | -0.015657 | 0 | 0 | 0 | 0 | 0 | 0 | 0 | 0 | 0 | 0 | 0 | 0 | 0 | 0 | 0 | 0 | 0 | 0 | 0 | 0 | 20.9476 | 18.5533 | -10.8889 | -0.26616 | 0 | 0 | 0 | 0 | 0 | 0
0.583333333333333278September | Resource 1 | Sublap 1 | 14:00 | 2 | 78 | September | 18000 | 0 | 0 | 0 | 0 | 0 | 0 | 0 | 0 | 0 | 0 | 0 | 0 | 0 | 0 | 1.2322 | 1.0914 | -0.64052 | -0.015657 | 0 | 0 | 0 | 0 | 0 | 0 | 0 | 0 | 0 | 0 | 0 | 0 | 0 | 0 | 0 | 0 | 0 | 0 | 0 | 0 | 22.1799 | 19.6447 | -11.5294 | -0.28182 | 0 | 0 | 0 | 0 | 0 | 0
0.583333333333333278October | Resource 1 | Sublap 1 | 14:00 | 2 | 78 | October | 19000 | 0 | 0 | 0 | 0 | 0 | 0 | 0 | 0 | 0 | 0 | 0 | 0 | 0 | 0 | 1.2322 | 1.0914 | -0.64052 | -0.015657 | 0 | 0 | 0 | 0 | 0 | 0 | 0 | 0 | 0 | 0 | 0 | 0 | 0 | 0 | 0 | 0 | 0 | 0 | 0 | 0 | 23.4121 | 20.736 | -12.1699 | -0.29748 | 0 | 0 | 0 | 0 | 0 | 0
0.583333333333333278November | Resource 1 | Sublap 1 | 14:00 | 2 | 78 | November | 20000 | 0 | 0 | 0 | 0 | 0 | 0 | 0 | 0 | 0 | 0 | 0 | 0 | 0 | 0 | 1.2322 | 1.0914 | -0.64052 | -0.015657 | 0 | 0 | 0 | 0 | 0 | 0 | 0 | 0 | 0 | 0 | 0 | 0 | 0 | 0 | 0 | 0 | 0 | 0 | 0 | 0 | 24.6443 | 21.8274 | -12.8105 | -0.31313 | 0 | 0 | 0 | 0 | 0 | 0
0.583333333333333278December | Resource 1 | Sublap 1 | 14:00 | 2 | 78 | December | 21000 | 0 | 0 | 0 | 0 | 0 | 0 | 0 | 0 | 0 | 0 | 0 | 0 | 0 | 0 | 1.2322 | 1.0914 | -0.64052 | -0.015657 | 0 | 0 | 0 | 0 | 0 | 0 | 0 | 0 | 0 | 0 | 0 | 0 | 0 | 0 | 0 | 0 | 0 | 0 | 0 | 0 | 25.8765 | 22.9188 | -13.451 | -0.32879 | 0 | 0 | 0 | 0 | 0 | 0
0.583333333333333279January | Resource 1 | Sublap 1 | 14:00 | 2 | 79 | January | 10000 | 0 | 0 | 0 | 0 | 0 | 0 | 0 | 0 | 0 | 0 | 0 | 0 | 0 | 0 | 1.4705 | 1.3024 | -0.71142 | -0.017371 | 0 | 0 | 0 | 0 | 0 | 0 | 0 | 0 | 0 | 0 | 0 | 0 | 0 | 0 | 0 | 0 | 0 | 0 | 0 | 0 | 14.7052 | 13.024 | -7.1142 | -0.17371 | 0 | 0 | 0 | 0 | 0 | 0
0.583333333333333279February | Resource 1 | Sublap 1 | 14:00 | 2 | 79 | February | 11000 | 0 | 0 | 0 | 0 | 0 | 0 | 0 | 0 | 0 | 0 | 0 | 0 | 0 | 0 | 1.4705 | 1.3024 | -0.71142 | -0.017371 | 0 | 0 | 0 | 0 | 0 | 0 | 0 | 0 | 0 | 0 | 0 | 0 | 0 | 0 | 0 | 0 | 0 | 0 | 0 | 0 | 16.1758 | 14.3264 | -7.8257 | -0.19108 | 0 | 0 | 0 | 0 | 0 | 0
0.583333333333333279March | Resource 1 | Sublap 1 | 14:00 | 2 | 79 | March | 12000 | 0 | 0 | 0 | 0 | 0 | 0 | 0 | 0 | 0 | 0 | 0 | 0 | 0 | 0 | 1.4705 | 1.3024 | -0.71142 | -0.017371 | 0 | 0 | 0 | 0 | 0 | 0 | 0 | 0 | 0 | 0 | 0 | 0 | 0 | 0 | 0 | 0 | 0 | 0 | 0 | 0 | 17.6463 | 15.6288 | -8.5371 | -0.20845 | 0 | 0 | 0 | 0 | 0 | 0
0.583333333333333279April | Resource 1 | Sublap 1 | 14:00 | 2 | 79 | April | 13000 | 0 | 0 | 0 | 0 | 0 | 0 | 0 | 0 | 0 | 0 | 0 | 0 | 0 | 0 | 1.4705 | 1.3024 | -0.71142 | -0.017371 | 0 | 0 | 0 | 0 | 0 | 0 | 0 | 0 | 0 | 0 | 0 | 0 | 0 | 0 | 0 | 0 | 0 | 0 | 0 | 0 | 19.1168 | 16.9312 | -9.2485 | -0.22582 | 0 | 0 | 0 | 0 | 0 | 0
0.583333333333333279May | Resource 1 | Sublap 1 | 14:00 | 2 | 79 | May | 14000 | 0 | 0 | 0 | 0 | 0 | 0 | 0 | 0 | 0 | 0 | 0 | 0 | 0 | 0 | 1.4705 | 1.3024 | -0.71142 | -0.017371 | 0 | 0 | 0 | 0 | 0 | 0 | 0 | 0 | 0 | 0 | 0 | 0 | 0 | 0 | 0 | 0 | 0 | 0 | 0 | 0 | 20.5873 | 18.2336 | -9.9599 | -0.24319 | 0 | 0 | 0 | 0 | 0 | 0
0.583333333333333279June | Resource 1 | Sublap 1 | 14:00 | 2 | 79 | June | 15000 | 0 | 0 | 0 | 0 | 0 | 0 | 0 | 0 | 0 | 0 | 0 | 0 | 0 | 0 | 1.4705 | 1.3024 | -0.71142 | -0.017371 | 0 | 0 | 0 | 0 | 0 | 0 | 0 | 0 | 0 | 0 | 0 | 0 | 0 | 0 | 0 | 0 | 0 | 0 | 0 | 0 | 22.0579 | 19.536 | -10.6714 | -0.26056 | 0 | 0 | 0 | 0 | 0 | 0
0.583333333333333279July | Resource 1 | Sublap 1 | 14:00 | 2 | 79 | July | 16000 | 0 | 0 | 0 | 0 | 0 | 0 | 0 | 0 | 0 | 0 | 0 | 0 | 0 | 0 | 1.4705 | 1.3024 | -0.71142 | -0.017371 | 0 | 0 | 0 | 0 | 0 | 0 | 0 | 0 | 0 | 0 | 0 | 0 | 0 | 0 | 0 | 0 | 0 | 0 | 0 | 0 | 23.5284 | 20.8384 | -11.3828 | -0.27793 | 0 | 0 | 0 | 0 | 0 | 0
0.583333333333333279August | Resource 1 | Sublap 1 | 14:00 | 2 | 79 | August | 17000 | 0 | 0 | 0 | 0 | 0 | 0 | 0 | 0 | 0 | 0 | 0 | 0 | 0 | 0 | 1.4705 | 1.3024 | -0.71142 | -0.017371 | 0 | 0 | 0 | 0 | 0 | 0 | 0 | 0 | 0 | 0 | 0 | 0 | 0 | 0 | 0 | 0 | 0 | 0 | 0 | 0 | 24.9989 | 22.1408 | -12.0942 | -0.2953 | 0 | 0 | 0 | 0 | 0 | 0
0.583333333333333279September | Resource 1 | Sublap 1 | 14:00 | 2 | 79 | September | 18000 | 0 | 0 | 0 | 0 | 0 | 0 | 0 | 0 | 0 | 0 | 0 | 0 | 0 | 0 | 1.4705 | 1.3024 | -0.71142 | -0.017371 | 0 | 0 | 0 | 0 | 0 | 0 | 0 | 0 | 0 | 0 | 0 | 0 | 0 | 0 | 0 | 0 | 0 | 0 | 0 | 0 | 26.4694 | 23.4431 | -12.8056 | -0.31267 | 0 | 0 | 0 | 0 | 0 | 0
0.583333333333333279October | Resource 1 | Sublap 1 | 14:00 | 2 | 79 | October | 19000 | 0 | 0 | 0 | 0 | 0 | 0 | 0 | 0 | 0 | 0 | 0 | 0 | 0 | 0 | 1.4705 | 1.3024 | -0.71142 | -0.017371 | 0 | 0 | 0 | 0 | 0 | 0 | 0 | 0 | 0 | 0 | 0 | 0 | 0 | 0 | 0 | 0 | 0 | 0 | 0 | 0 | 27.94 | 24.7456 | -13.5171 | -0.33004 | 0 | 0 | 0 | 0 | 0 | 0
0.583333333333333279November | Resource 1 | Sublap 1 | 14:00 | 2 | 79 | November | 20000 | 0 | 0 | 0 | 0 | 0 | 0 | 0 | 0 | 0 | 0 | 0 | 0 | 0 | 0 | 1.4705 | 1.3024 | -0.71142 | -0.017371 | 0 | 0 | 0 | 0 | 0 | 0 | 0 | 0 | 0 | 0 | 0 | 0 | 0 | 0 | 0 | 0 | 0 | 0 | 0 | 0 | 29.4105 | 26.048 | -14.2285 | -0.34741 | 0 | 0 | 0 | 0 | 0 | 0
0.583333333333333279December | Resource 1 | Sublap 1 | 14:00 | 2 | 79 | December | 21000 | 0 | 0 | 0 | 0 | 0 | 0 | 0 | 0 | 0 | 0 | 0 | 0 | 0 | 0 | 1.4705 | 1.3024 | -0.71142 | -0.017371 | 0 | 0 | 0 | 0 | 0 | 0 | 0 | 0 | 0 | 0 | 0 | 0 | 0 | 0 | 0 | 0 | 0 | 0 | 0 | 0 | 30.881 | 27.3503 | -14.9399 | -0.36478 | 0 | 0 | 0 | 0 | 0 | 0
0.583333333333333280January | Resource 1 | Sublap 1 | 14:00 | 2 | 80 | January | 10000 | 0 | 0 | 0 | 0 | 0 | 0 | 0 | 0 | 0 | 0 | 0 | 0 | 0 | 0 | 1.8325 | 1.6523 | -0.87496 | -0.021324 | 0 | 0 | 0 | 0 | 0 | 0 | 0 | 0 | 0 | 0 | 0 | 0 | 0 | 0 | 0 | 0 | 0 | 0 | 0 | 0 | 18.3251 | 16.5234 | -8.7496 | -0.21324 | 0 | 0 | 0 | 0 | 0 | 0
0.583333333333333280February | Resource 1 | Sublap 1 | 14:00 | 2 | 80 | February | 11000 | 0 | 0 | 0 | 0 | 0 | 0 | 0 | 0 | 0 | 0 | 0 | 0 | 0 | 0 | 1.8325 | 1.6523 | -0.87496 | -0.021324 | 0 | 0 | 0 | 0 | 0 | 0 | 0 | 0 | 0 | 0 | 0 | 0 | 0 | 0 | 0 | 0 | 0 | 0 | 0 | 0 | 20.1576 | 18.1757 | -9.6246 | -0.23457 | 0 | 0 | 0 | 0 | 0 | 0
0.583333333333333280March | Resource 1 | Sublap 1 | 14:00 | 2 | 80 | March | 12000 | 0 | 0 | 0 | 0 | 0 | 0 | 0 | 0 | 0 | 0 | 0 | 0 | 0 | 0 | 1.8325 | 1.6523 | -0.87496 | -0.021324 | 0 | 0 | 0 | 0 | 0 | 0 | 0 | 0 | 0 | 0 | 0 | 0 | 0 | 0 | 0 | 0 | 0 | 0 | 0 | 0 | 21.9901 | 19.8281 | -10.4996 | -0.25589 | 0 | 0 | 0 | 0 | 0 | 0
0.583333333333333280April | Resource 1 | Sublap 1 | 14:00 | 2 | 80 | April | 13000 | 0 | 0 | 0 | 0 | 0 | 0 | 0 | 0 | 0 | 0 | 0 | 0 | 0 | 0 | 1.8325 | 1.6523 | -0.87496 | -0.021324 | 0 | 0 | 0 | 0 | 0 | 0 | 0 | 0 | 0 | 0 | 0 | 0 | 0 | 0 | 0 | 0 | 0 | 0 | 0 | 0 | 23.8226 | 21.4804 | -11.3745 | -0.27722 | 0 | 0 | 0 | 0 | 0 | 0
0.583333333333333280May | Resource 1 | Sublap 1 | 14:00 | 2 | 80 | May | 14000 | 0 | 0 | 0 | 0 | 0 | 0 | 0 | 0 | 0 | 0 | 0 | 0 | 0 | 0 | 1.8325 | 1.6523 | -0.87496 | -0.021324 | 0 | 0 | 0 | 0 | 0 | 0 | 0 | 0 | 0 | 0 | 0 | 0 | 0 | 0 | 0 | 0 | 0 | 0 | 0 | 0 | 25.6552 | 23.1327 | -12.2495 | -0.29854 | 0 | 0 | 0 | 0 | 0 | 0
0.583333333333333280June | Resource 1 | Sublap 1 | 14:00 | 2 | 80 | June | 15000 | 0 | 0 | 0 | 0 | 0 | 0 | 0 | 0 | 0 | 0 | 0 | 0 | 0 | 0 | 1.8325 | 1.6523 | -0.87496 | -0.021324 | 0 | 0 | 0 | 0 | 0 | 0 | 0 | 0 | 0 | 0 | 0 | 0 | 0 | 0 | 0 | 0 | 0 | 0 | 0 | 0 | 27.4877 | 24.7851 | -13.1245 | -0.31986 | 0 | 0 | 0 | 0 | 0 | 0
0.583333333333333280July | Resource 1 | Sublap 1 | 14:00 | 2 | 80 | July | 16000 | 0 | 0 | 0 | 0 | 0 | 0 | 0 | 0 | 0 | 0 | 0 | 0 | 0 | 0 | 1.8325 | 1.6523 | -0.87496 | -0.021324 | 0 | 0 | 0 | 0 | 0 | 0 | 0 | 0 | 0 | 0 | 0 | 0 | 0 | 0 | 0 | 0 | 0 | 0 | 0 | 0 | 29.3202 | 26.4374 | -13.9994 | -0.34119 | 0 | 0 | 0 | 0 | 0 | 0
0.583333333333333280August | Resource 1 | Sublap 1 | 14:00 | 2 | 80 | August | 17000 | 0 | 0 | 0 | 0 | 0 | 0 | 0 | 0 | 0 | 0 | 0 | 0 | 0 | 0 | 1.8325 | 1.6523 | -0.87496 | -0.021324 | 0 | 0 | 0 | 0 | 0 | 0 | 0 | 0 | 0 | 0 | 0 | 0 | 0 | 0 | 0 | 0 | 0 | 0 | 0 | 0 | 31.1527 | 28.0897 | -14.8744 | -0.36251 | 0 | 0 | 0 | 0 | 0 | 0
0.583333333333333280September | Resource 1 | Sublap 1 | 14:00 | 2 | 80 | September | 18000 | 0 | 0 | 0 | 0 | 0 | 0 | 0 | 0 | 0 | 0 | 0 | 0 | 0 | 0 | 1.8325 | 1.6523 | -0.87496 | -0.021324 | 0 | 0 | 0 | 0 | 0 | 0 | 0 | 0 | 0 | 0 | 0 | 0 | 0 | 0 | 0 | 0 | 0 | 0 | 0 | 0 | 32.9852 | 29.7421 | -15.7493 | -0.38384 | 0 | 0 | 0 | 0 | 0 | 0
0.583333333333333280October | Resource 1 | Sublap 1 | 14:00 | 2 | 80 | October | 19000 | 0 | 0 | 0 | 0 | 0 | 0 | 0 | 0 | 0 | 0 | 0 | 0 | 0 | 0 | 1.8325 | 1.6523 | -0.87496 | -0.021324 | 0 | 0 | 0 | 0 | 0 | 0 | 0 | 0 | 0 | 0 | 0 | 0 | 0 | 0 | 0 | 0 | 0 | 0 | 0 | 0 | 34.8177 | 31.3944 | -16.6243 | -0.40516 | 0 | 0 | 0 | 0 | 0 | 0
0.583333333333333280November | Resource 1 | Sublap 1 | 14:00 | 2 | 80 | November | 20000 | 0 | 0 | 0 | 0 | 0 | 0 | 0 | 0 | 0 | 0 | 0 | 0 | 0 | 0 | 1.8325 | 1.6523 | -0.87496 | -0.021324 | 0 | 0 | 0 | 0 | 0 | 0 | 0 | 0 | 0 | 0 | 0 | 0 | 0 | 0 | 0 | 0 | 0 | 0 | 0 | 0 | 36.6502 | 33.0468 | -17.4993 | -0.42649 | 0 | 0 | 0 | 0 | 0 | 0
0.583333333333333280December | Resource 1 | Sublap 1 | 14:00 | 2 | 80 | December | 21000 | 0 | 0 | 0 | 0 | 0 | 0 | 0 | 0 | 0 | 0 | 0 | 0 | 0 | 0 | 1.8325 | 1.6523 | -0.87496 | -0.021324 | 0 | 0 | 0 | 0 | 0 | 0 | 0 | 0 | 0 | 0 | 0 | 0 | 0 | 0 | 0 | 0 | 0 | 0 | 0 | 0 | 38.4827 | 34.6991 | -18.3742 | -0.44781 | 0 | 0 | 0 | 0 | 0 | 0
0.583333333333333281January | Resource 1 | Sublap 1 | 14:00 | 2 | 81 | January | 10000 | 0 | 0 | 0 | 0 | 0 | 0 | 0 | 0 | 0 | 0 | 0 | 0 | 0 | 0 | 2.4118 | 2.2171 | -1.0832 | -0.026358 | 0 | 0 | 0 | 0 | 0 | 0 | 0 | 0 | 0 | 0 | 0 | 0 | 0 | 0 | 0 | 0 | 0 | 0 | 0 | 0 | 24.1179 | 22.1712 | -10.8319 | -0.26358 | 0 | 0 | 0 | 0 | 0 | 0
0.583333333333333281February | Resource 1 | Sublap 1 | 14:00 | 2 | 81 | February | 11000 | 0 | 0 | 0 | 0 | 0 | 0 | 0 | 0 | 0 | 0 | 0 | 0 | 0 | 0 | 2.4118 | 2.2171 | -1.0832 | -0.026358 | 0 | 0 | 0 | 0 | 0 | 0 | 0 | 0 | 0 | 0 | 0 | 0 | 0 | 0 | 0 | 0 | 0 | 0 | 0 | 0 | 26.5296 | 24.3883 | -11.9151 | -0.28994 | 0 | 0 | 0 | 0 | 0 | 0
0.583333333333333281March | Resource 1 | Sublap 1 | 14:00 | 2 | 81 | March | 12000 | 0 | 0 | 0 | 0 | 0 | 0 | 0 | 0 | 0 | 0 | 0 | 0 | 0 | 0 | 2.4118 | 2.2171 | -1.0832 | -0.026358 | 0 | 0 | 0 | 0 | 0 | 0 | 0 | 0 | 0 | 0 | 0 | 0 | 0 | 0 | 0 | 0 | 0 | 0 | 0 | 0 | 28.9414 | 26.6054 | -12.9983 | -0.3163 | 0 | 0 | 0 | 0 | 0 | 0
0.583333333333333281April | Resource 1 | Sublap 1 | 14:00 | 2 | 81 | April | 13000 | 0 | 0 | 0 | 0 | 0 | 0 | 0 | 0 | 0 | 0 | 0 | 0 | 0 | 0 | 2.4118 | 2.2171 | -1.0832 | -0.026358 | 0 | 0 | 0 | 0 | 0 | 0 | 0 | 0 | 0 | 0 | 0 | 0 | 0 | 0 | 0 | 0 | 0 | 0 | 0 | 0 | 31.3532 | 28.8225 | -14.0815 | -0.34266 | 0 | 0 | 0 | 0 | 0 | 0
0.583333333333333281May | Resource 1 | Sublap 1 | 14:00 | 2 | 81 | May | 14000 | 0 | 0 | 0 | 0 | 0 | 0 | 0 | 0 | 0 | 0 | 0 | 0 | 0 | 0 | 2.4118 | 2.2171 | -1.0832 | -0.026358 | 0 | 0 | 0 | 0 | 0 | 0 | 0 | 0 | 0 | 0 | 0 | 0 | 0 | 0 | 0 | 0 | 0 | 0 | 0 | 0 | 33.765 | 31.0396 | -15.1647 | -0.36902 | 0 | 0 | 0 | 0 | 0 | 0
0.583333333333333281June | Resource 1 | Sublap 1 | 14:00 | 2 | 81 | June | 15000 | 0 | 0 | 0 | 0 | 0 | 0 | 0 | 0 | 0 | 0 | 0 | 0 | 0 | 0 | 2.4118 | 2.2171 | -1.0832 | -0.026358 | 0 | 0 | 0 | 0 | 0 | 0 | 0 | 0 | 0 | 0 | 0 | 0 | 0 | 0 | 0 | 0 | 0 | 0 | 0 | 0 | 36.1768 | 33.2567 | -16.2479 | -0.39537 | 0 | 0 | 0 | 0 | 0 | 0
0.583333333333333281July | Resource 1 | Sublap 1 | 14:00 | 2 | 81 | July | 16000 | 0 | 0 | 0 | 0 | 0 | 0 | 0 | 0 | 0 | 0 | 0 | 0 | 0 | 0 | 2.4118 | 2.2171 | -1.0832 | -0.026358 | 0 | 0 | 0 | 0 | 0 | 0 | 0 | 0 | 0 | 0 | 0 | 0 | 0 | 0 | 0 | 0 | 0 | 0 | 0 | 0 | 38.5886 | 35.4738 | -17.3311 | -0.42173 | 0 | 0 | 0 | 0 | 0 | 0
0.583333333333333281August | Resource 1 | Sublap 1 | 14:00 | 2 | 81 | August | 17000 | 0 | 0 | 0 | 0 | 0 | 0 | 0 | 0 | 0 | 0 | 0 | 0 | 0 | 0 | 2.4118 | 2.2171 | -1.0832 | -0.026358 | 0 | 0 | 0 | 0 | 0 | 0 | 0 | 0 | 0 | 0 | 0 | 0 | 0 | 0 | 0 | 0 | 0 | 0 | 0 | 0 | 41.0004 | 37.691 | -18.4143 | -0.44809 | 0 | 0 | 0 | 0 | 0 | 0
0.583333333333333281September | Resource 1 | Sublap 1 | 14:00 | 2 | 81 | September | 18000 | 0 | 0 | 0 | 0 | 0 | 0 | 0 | 0 | 0 | 0 | 0 | 0 | 0 | 0 | 2.4118 | 2.2171 | -1.0832 | -0.026358 | 0 | 0 | 0 | 0 | 0 | 0 | 0 | 0 | 0 | 0 | 0 | 0 | 0 | 0 | 0 | 0 | 0 | 0 | 0 | 0 | 43.4121 | 39.9081 | -19.4975 | -0.47445 | 0 | 0 | 0 | 0 | 0 | 0
0.583333333333333281October | Resource 1 | Sublap 1 | 14:00 | 2 | 81 | October | 19000 | 0 | 0 | 0 | 0 | 0 | 0 | 0 | 0 | 0 | 0 | 0 | 0 | 0 | 0 | 2.4118 | 2.2171 | -1.0832 | -0.026358 | 0 | 0 | 0 | 0 | 0 | 0 | 0 | 0 | 0 | 0 | 0 | 0 | 0 | 0 | 0 | 0 | 0 | 0 | 0 | 0 | 45.8239 | 42.1252 | -20.5807 | -0.50081 | 0 | 0 | 0 | 0 | 0 | 0
0.583333333333333281November | Resource 1 | Sublap 1 | 14:00 | 2 | 81 | November | 20000 | 0 | 0 | 0 | 0 | 0 | 0 | 0 | 0 | 0 | 0 | 0 | 0 | 0 | 0 | 2.4118 | 2.2171 | -1.0832 | -0.026358 | 0 | 0 | 0 | 0 | 0 | 0 | 0 | 0 | 0 | 0 | 0 | 0 | 0 | 0 | 0 | 0 | 0 | 0 | 0 | 0 | 48.2357 | 44.3423 | -21.6639 | -0.52717 | 0 | 0 | 0 | 0 | 0 | 0
0.583333333333333281December | Resource 1 | Sublap 1 | 14:00 | 2 | 81 | December | 21000 | 0 | 0 | 0 | 0 | 0 | 0 | 0 | 0 | 0 | 0 | 0 | 0 | 0 | 0 | 2.4118 | 2.2171 | -1.0832 | -0.026358 | 0 | 0 | 0 | 0 | 0 | 0 | 0 | 0 | 0 | 0 | 0 | 0 | 0 | 0 | 0 | 0 | 0 | 0 | 0 | 0 | 50.6475 | 46.5594 | -22.7471 | -0.55352 | 0 | 0 | 0 | 0 | 0 | 0
0.583333333333333282January | Resource 1 | Sublap 1 | 14:00 | 2 | 82 | January | 10000 | 0 | 0 | 0 | 0 | 0 | 0 | 0 | 0 | 0 | 0 | 0 | 0 | 0 | 0 | 2.6724 | 2.435 | -1.1283 | -0.02745 | 0 | 0 | 0 | 0 | 0 | 0 | 0 | 0 | 0 | 0 | 0 | 0 | 0 | 0 | 0 | 0 | 0 | 0 | 0 | 0 | 26.724 | 24.3501 | -11.2834 | -0.2745 | 0 | 0 | 0 | 0 | 0 | 0
0.583333333333333282February | Resource 1 | Sublap 1 | 14:00 | 2 | 82 | February | 11000 | 0 | 0 | 0 | 0 | 0 | 0 | 0 | 0 | 0 | 0 | 0 | 0 | 0 | 0 | 2.6724 | 2.435 | -1.1283 | -0.02745 | 0 | 0 | 0 | 0 | 0 | 0 | 0 | 0 | 0 | 0 | 0 | 0 | 0 | 0 | 0 | 0 | 0 | 0 | 0 | 0 | 29.3964 | 26.7851 | -12.4117 | -0.30195 | 0 | 0 | 0 | 0 | 0 | 0
0.583333333333333282March | Resource 1 | Sublap 1 | 14:00 | 2 | 82 | March | 12000 | 0 | 0 | 0 | 0 | 0 | 0 | 0 | 0 | 0 | 0 | 0 | 0 | 0 | 0 | 2.6724 | 2.435 | -1.1283 | -0.02745 | 0 | 0 | 0 | 0 | 0 | 0 | 0 | 0 | 0 | 0 | 0 | 0 | 0 | 0 | 0 | 0 | 0 | 0 | 0 | 0 | 32.0688 | 29.2201 | -13.5401 | -0.3294 | 0 | 0 | 0 | 0 | 0 | 0
0.583333333333333282April | Resource 1 | Sublap 1 | 14:00 | 2 | 82 | April | 13000 | 0 | 0 | 0 | 0 | 0 | 0 | 0 | 0 | 0 | 0 | 0 | 0 | 0 | 0 | 2.6724 | 2.435 | -1.1283 | -0.02745 | 0 | 0 | 0 | 0 | 0 | 0 | 0 | 0 | 0 | 0 | 0 | 0 | 0 | 0 | 0 | 0 | 0 | 0 | 0 | 0 | 34.7412 | 31.6551 | -14.6684 | -0.35685 | 0 | 0 | 0 | 0 | 0 | 0
0.583333333333333282May | Resource 1 | Sublap 1 | 14:00 | 2 | 82 | May | 14000 | 0 | 0 | 0 | 0 | 0 | 0 | 0 | 0 | 0 | 0 | 0 | 0 | 0 | 0 | 2.6724 | 2.435 | -1.1283 | -0.02745 | 0 | 0 | 0 | 0 | 0 | 0 | 0 | 0 | 0 | 0 | 0 | 0 | 0 | 0 | 0 | 0 | 0 | 0 | 0 | 0 | 37.4136 | 34.0902 | -15.7967 | -0.3843 | 0 | 0 | 0 | 0 | 0 | 0
0.583333333333333282June | Resource 1 | Sublap 1 | 14:00 | 2 | 82 | June | 15000 | 0 | 0 | 0 | 0 | 0 | 0 | 0 | 0 | 0 | 0 | 0 | 0 | 0 | 0 | 2.6724 | 2.435 | -1.1283 | -0.02745 | 0 | 0 | 0 | 0 | 0 | 0 | 0 | 0 | 0 | 0 | 0 | 0 | 0 | 0 | 0 | 0 | 0 | 0 | 0 | 0 | 40.0859 | 36.5252 | -16.9251 | -0.41175 | 0 | 0 | 0 | 0 | 0 | 0
0.583333333333333282July | Resource 1 | Sublap 1 | 14:00 | 2 | 82 | July | 16000 | 0 | 0 | 0 | 0 | 0 | 0 | 0 | 0 | 0 | 0 | 0 | 0 | 0 | 0 | 2.6724 | 2.435 | -1.1283 | -0.02745 | 0 | 0 | 0 | 0 | 0 | 0 | 0 | 0 | 0 | 0 | 0 | 0 | 0 | 0 | 0 | 0 | 0 | 0 | 0 | 0 | 42.7584 | 38.9602 | -18.0534 | -0.4392 | 0 | 0 | 0 | 0 | 0 | 0
0.583333333333333282August | Resource 1 | Sublap 1 | 14:00 | 2 | 82 | August | 17000 | 0 | 0 | 0 | 0 | 0 | 0 | 0 | 0 | 0 | 0 | 0 | 0 | 0 | 0 | 2.6724 | 2.435 | -1.1283 | -0.02745 | 0 | 0 | 0 | 0 | 0 | 0 | 0 | 0 | 0 | 0 | 0 | 0 | 0 | 0 | 0 | 0 | 0 | 0 | 0 | 0 | 45.4307 | 41.3952 | -19.1818 | -0.46664 | 0 | 0 | 0 | 0 | 0 | 0
0.583333333333333282September | Resource 1 | Sublap 1 | 14:00 | 2 | 82 | September | 18000 | 0 | 0 | 0 | 0 | 0 | 0 | 0 | 0 | 0 | 0 | 0 | 0 | 0 | 0 | 2.6724 | 2.435 | -1.1283 | -0.02745 | 0 | 0 | 0 | 0 | 0 | 0 | 0 | 0 | 0 | 0 | 0 | 0 | 0 | 0 | 0 | 0 | 0 | 0 | 0 | 0 | 48.1031 | 43.8302 | -20.3101 | -0.49409 | 0 | 0 | 0 | 0 | 0 | 0
0.583333333333333282October | Resource 1 | Sublap 1 | 14:00 | 2 | 82 | October | 19000 | 0 | 0 | 0 | 0 | 0 | 0 | 0 | 0 | 0 | 0 | 0 | 0 | 0 | 0 | 2.6724 | 2.435 | -1.1283 | -0.02745 | 0 | 0 | 0 | 0 | 0 | 0 | 0 | 0 | 0 | 0 | 0 | 0 | 0 | 0 | 0 | 0 | 0 | 0 | 0 | 0 | 50.7755 | 46.2652 | -21.4384 | -0.52154 | 0 | 0 | 0 | 0 | 0 | 0
0.583333333333333282November | Resource 1 | Sublap 1 | 14:00 | 2 | 82 | November | 20000 | 0 | 0 | 0 | 0 | 0 | 0 | 0 | 0 | 0 | 0 | 0 | 0 | 0 | 0 | 2.6724 | 2.435 | -1.1283 | -0.02745 | 0 | 0 | 0 | 0 | 0 | 0 | 0 | 0 | 0 | 0 | 0 | 0 | 0 | 0 | 0 | 0 | 0 | 0 | 0 | 0 | 53.4479 | 48.7002 | -22.5668 | -0.54899 | 0 | 0 | 0 | 0 | 0 | 0
0.583333333333333282December | Resource 1 | Sublap 1 | 14:00 | 2 | 82 | December | 21000 | 0 | 0 | 0 | 0 | 0 | 0 | 0 | 0 | 0 | 0 | 0 | 0 | 0 | 0 | 2.6724 | 2.435 | -1.1283 | -0.02745 | 0 | 0 | 0 | 0 | 0 | 0 | 0 | 0 | 0 | 0 | 0 | 0 | 0 | 0 | 0 | 0 | 0 | 0 | 0 | 0 | 56.1203 | 51.1352 | -23.6951 | -0.57644 | 0 | 0 | 0 | 0 | 0 | 0
0.583333333333333283January | Resource 1 | Sublap 1 | 14:00 | 2 | 83 | January | 10000 | 0 | 0 | 0 | 0 | 0 | 0 | 0 | 0 | 0 | 0 | 0 | 0 | 0 | 0 | 3.0564 | 2.819 | -1.2763 | -0.031026 | 0 | 0 | 0 | 0 | 0 | 0 | 0 | 0 | 0 | 0 | 0 | 0 | 0 | 0 | 0 | 0 | 0 | 0 | 0 | 0 | 30.5639 | 28.19 | -12.7627 | -0.31026 | 0 | 0 | 0 | 0 | 0 | 0
0.583333333333333283February | Resource 1 | Sublap 1 | 14:00 | 2 | 83 | February | 11000 | 0 | 0 | 0 | 0 | 0 | 0 | 0 | 0 | 0 | 0 | 0 | 0 | 0 | 0 | 3.0564 | 2.819 | -1.2763 | -0.031026 | 0 | 0 | 0 | 0 | 0 | 0 | 0 | 0 | 0 | 0 | 0 | 0 | 0 | 0 | 0 | 0 | 0 | 0 | 0 | 0 | 33.6203 | 31.009 | -14.039 | -0.34129 | 0 | 0 | 0 | 0 | 0 | 0
0.583333333333333283March | Resource 1 | Sublap 1 | 14:00 | 2 | 83 | March | 12000 | 0 | 0 | 0 | 0 | 0 | 0 | 0 | 0 | 0 | 0 | 0 | 0 | 0 | 0 | 3.0564 | 2.819 | -1.2763 | -0.031026 | 0 | 0 | 0 | 0 | 0 | 0 | 0 | 0 | 0 | 0 | 0 | 0 | 0 | 0 | 0 | 0 | 0 | 0 | 0 | 0 | 36.6767 | 33.828 | -15.3153 | -0.37231 | 0 | 0 | 0 | 0 | 0 | 0
0.583333333333333283April | Resource 1 | Sublap 1 | 14:00 | 2 | 83 | April | 13000 | 0 | 0 | 0 | 0 | 0 | 0 | 0 | 0 | 0 | 0 | 0 | 0 | 0 | 0 | 3.0564 | 2.819 | -1.2763 | -0.031026 | 0 | 0 | 0 | 0 | 0 | 0 | 0 | 0 | 0 | 0 | 0 | 0 | 0 | 0 | 0 | 0 | 0 | 0 | 0 | 0 | 39.7331 | 36.6471 | -16.5916 | -0.40334 | 0 | 0 | 0 | 0 | 0 | 0
0.583333333333333283May | Resource 1 | Sublap 1 | 14:00 | 2 | 83 | May | 14000 | 0 | 0 | 0 | 0 | 0 | 0 | 0 | 0 | 0 | 0 | 0 | 0 | 0 | 0 | 3.0564 | 2.819 | -1.2763 | -0.031026 | 0 | 0 | 0 | 0 | 0 | 0 | 0 | 0 | 0 | 0 | 0 | 0 | 0 | 0 | 0 | 0 | 0 | 0 | 0 | 0 | 42.7894 | 39.4661 | -17.8678 | -0.43436 | 0 | 0 | 0 | 0 | 0 | 0
0.583333333333333283June | Resource 1 | Sublap 1 | 14:00 | 2 | 83 | June | 15000 | 0 | 0 | 0 | 0 | 0 | 0 | 0 | 0 | 0 | 0 | 0 | 0 | 0 | 0 | 3.0564 | 2.819 | -1.2763 | -0.031026 | 0 | 0 | 0 | 0 | 0 | 0 | 0 | 0 | 0 | 0 | 0 | 0 | 0 | 0 | 0 | 0 | 0 | 0 | 0 | 0 | 45.8458 | 42.2851 | -19.1441 | -0.46539 | 0 | 0 | 0 | 0 | 0 | 0
0.583333333333333283July | Resource 1 | Sublap 1 | 14:00 | 2 | 83 | July | 16000 | 0 | 0 | 0 | 0 | 0 | 0 | 0 | 0 | 0 | 0 | 0 | 0 | 0 | 0 | 3.0564 | 2.819 | -1.2763 | -0.031026 | 0 | 0 | 0 | 0 | 0 | 0 | 0 | 0 | 0 | 0 | 0 | 0 | 0 | 0 | 0 | 0 | 0 | 0 | 0 | 0 | 48.9022 | 45.1041 | -20.4204 | -0.49642 | 0 | 0 | 0 | 0 | 0 | 0
0.583333333333333283August | Resource 1 | Sublap 1 | 14:00 | 2 | 83 | August | 17000 | 0 | 0 | 0 | 0 | 0 | 0 | 0 | 0 | 0 | 0 | 0 | 0 | 0 | 0 | 3.0564 | 2.819 | -1.2763 | -0.031026 | 0 | 0 | 0 | 0 | 0 | 0 | 0 | 0 | 0 | 0 | 0 | 0 | 0 | 0 | 0 | 0 | 0 | 0 | 0 | 0 | 51.9586 | 47.9231 | -21.6967 | -0.52744 | 0 | 0 | 0 | 0 | 0 | 0
0.583333333333333283September | Resource 1 | Sublap 1 | 14:00 | 2 | 83 | September | 18000 | 0 | 0 | 0 | 0 | 0 | 0 | 0 | 0 | 0 | 0 | 0 | 0 | 0 | 0 | 3.0564 | 2.819 | -1.2763 | -0.031026 | 0 | 0 | 0 | 0 | 0 | 0 | 0 | 0 | 0 | 0 | 0 | 0 | 0 | 0 | 0 | 0 | 0 | 0 | 0 | 0 | 55.015 | 50.7421 | -22.9729 | -0.55847 | 0 | 0 | 0 | 0 | 0 | 0
0.583333333333333283October | Resource 1 | Sublap 1 | 14:00 | 2 | 83 | October | 19000 | 0 | 0 | 0 | 0 | 0 | 0 | 0 | 0 | 0 | 0 | 0 | 0 | 0 | 0 | 3.0564 | 2.819 | -1.2763 | -0.031026 | 0 | 0 | 0 | 0 | 0 | 0 | 0 | 0 | 0 | 0 | 0 | 0 | 0 | 0 | 0 | 0 | 0 | 0 | 0 | 0 | 58.0714 | 53.5611 | -24.2492 | -0.5895 | 0 | 0 | 0 | 0 | 0 | 0
0.583333333333333283November | Resource 1 | Sublap 1 | 14:00 | 2 | 83 | November | 20000 | 0 | 0 | 0 | 0 | 0 | 0 | 0 | 0 | 0 | 0 | 0 | 0 | 0 | 0 | 3.0564 | 2.819 | -1.2763 | -0.031026 | 0 | 0 | 0 | 0 | 0 | 0 | 0 | 0 | 0 | 0 | 0 | 0 | 0 | 0 | 0 | 0 | 0 | 0 | 0 | 0 | 61.1278 | 56.3801 | -25.5255 | -0.62052 | 0 | 0 | 0 | 0 | 0 | 0
0.583333333333333283December | Resource 1 | Sublap 1 | 14:00 | 2 | 83 | December | 21000 | 0 | 0 | 0 | 0 | 0 | 0 | 0 | 0 | 0 | 0 | 0 | 0 | 0 | 0 | 3.0564 | 2.819 | -1.2763 | -0.031026 | 0 | 0 | 0 | 0 | 0 | 0 | 0 | 0 | 0 | 0 | 0 | 0 | 0 | 0 | 0 | 0 | 0 | 0 | 0 | 0 | 64.1842 | 59.1991 | -26.8018 | -0.65155 | 0 | 0 | 0 | 0 | 0 | 0
0.583333333333333284January | Resource 1 | Sublap 1 | 14:00 | 2 | 84 | January | 10000 | 0 | 0 | 0 | 0 | 0 | 0 | 0 | 0 | 0 | 0 | 0 | 0 | 0 | 0 | 3.3241 | 3.1243 | -1.3322 | -0.032378 | 0 | 0 | 0 | 0 | 0 | 0 | 0 | 0 | 0 | 0 | 0 | 0 | 0 | 0 | 0 | 0 | 0 | 0 | 0 | 0 | 33.2414 | 31.2431 | -13.3222 | -0.32378 | 0 | 0 | 0 | 0 | 0 | 0
0.583333333333333284February | Resource 1 | Sublap 1 | 14:00 | 2 | 84 | February | 11000 | 0 | 0 | 0 | 0 | 0 | 0 | 0 | 0 | 0 | 0 | 0 | 0 | 0 | 0 | 3.3241 | 3.1243 | -1.3322 | -0.032378 | 0 | 0 | 0 | 0 | 0 | 0 | 0 | 0 | 0 | 0 | 0 | 0 | 0 | 0 | 0 | 0 | 0 | 0 | 0 | 0 | 36.5655 | 34.3675 | -14.6544 | -0.35616 | 0 | 0 | 0 | 0 | 0 | 0
0.583333333333333284March | Resource 1 | Sublap 1 | 14:00 | 2 | 84 | March | 12000 | 0 | 0 | 0 | 0 | 0 | 0 | 0 | 0 | 0 | 0 | 0 | 0 | 0 | 0 | 3.3241 | 3.1243 | -1.3322 | -0.032378 | 0 | 0 | 0 | 0 | 0 | 0 | 0 | 0 | 0 | 0 | 0 | 0 | 0 | 0 | 0 | 0 | 0 | 0 | 0 | 0 | 39.8897 | 37.4918 | -15.9866 | -0.38854 | 0 | 0 | 0 | 0 | 0 | 0
0.583333333333333284April | Resource 1 | Sublap 1 | 14:00 | 2 | 84 | April | 13000 | 0 | 0 | 0 | 0 | 0 | 0 | 0 | 0 | 0 | 0 | 0 | 0 | 0 | 0 | 3.3241 | 3.1243 | -1.3322 | -0.032378 | 0 | 0 | 0 | 0 | 0 | 0 | 0 | 0 | 0 | 0 | 0 | 0 | 0 | 0 | 0 | 0 | 0 | 0 | 0 | 0 | 43.2138 | 40.6161 | -17.3188 | -0.42092 | 0 | 0 | 0 | 0 | 0 | 0
0.583333333333333284May | Resource 1 | Sublap 1 | 14:00 | 2 | 84 | May | 14000 | 0 | 0 | 0 | 0 | 0 | 0 | 0 | 0 | 0 | 0 | 0 | 0 | 0 | 0 | 3.3241 | 3.1243 | -1.3322 | -0.032378 | 0 | 0 | 0 | 0 | 0 | 0 | 0 | 0 | 0 | 0 | 0 | 0 | 0 | 0 | 0 | 0 | 0 | 0 | 0 | 0 | 46.5379 | 43.7404 | -18.651 | -0.4533 | 0 | 0 | 0 | 0 | 0 | 0
0.583333333333333284June | Resource 1 | Sublap 1 | 14:00 | 2 | 84 | June | 15000 | 0 | 0 | 0 | 0 | 0 | 0 | 0 | 0 | 0 | 0 | 0 | 0 | 0 | 0 | 3.3241 | 3.1243 | -1.3322 | -0.032378 | 0 | 0 | 0 | 0 | 0 | 0 | 0 | 0 | 0 | 0 | 0 | 0 | 0 | 0 | 0 | 0 | 0 | 0 | 0 | 0 | 49.8621 | 46.8647 | -19.9833 | -0.48568 | 0 | 0 | 0 | 0 | 0 | 0
0.583333333333333284July | Resource 1 | Sublap 1 | 14:00 | 2 | 84 | July | 16000 | 0 | 0 | 0 | 0 | 0 | 0 | 0 | 0 | 0 | 0 | 0 | 0 | 0 | 0 | 3.3241 | 3.1243 | -1.3322 | -0.032378 | 0 | 0 | 0 | 0 | 0 | 0 | 0 | 0 | 0 | 0 | 0 | 0 | 0 | 0 | 0 | 0 | 0 | 0 | 0 | 0 | 53.1862 | 49.989 | -21.3155 | -0.51806 | 0 | 0 | 0 | 0 | 0 | 0
0.583333333333333284August | Resource 1 | Sublap 1 | 14:00 | 2 | 84 | August | 17000 | 0 | 0 | 0 | 0 | 0 | 0 | 0 | 0 | 0 | 0 | 0 | 0 | 0 | 0 | 3.3241 | 3.1243 | -1.3322 | -0.032378 | 0 | 0 | 0 | 0 | 0 | 0 | 0 | 0 | 0 | 0 | 0 | 0 | 0 | 0 | 0 | 0 | 0 | 0 | 0 | 0 | 56.5103 | 53.1133 | -22.6477 | -0.55043 | 0 | 0 | 0 | 0 | 0 | 0
0.583333333333333284September | Resource 1 | Sublap 1 | 14:00 | 2 | 84 | September | 18000 | 0 | 0 | 0 | 0 | 0 | 0 | 0 | 0 | 0 | 0 | 0 | 0 | 0 | 0 | 3.3241 | 3.1243 | -1.3322 | -0.032378 | 0 | 0 | 0 | 0 | 0 | 0 | 0 | 0 | 0 | 0 | 0 | 0 | 0 | 0 | 0 | 0 | 0 | 0 | 0 | 0 | 59.8345 | 56.2377 | -23.9799 | -0.58281 | 0 | 0 | 0 | 0 | 0 | 0
0.583333333333333284October | Resource 1 | Sublap 1 | 14:00 | 2 | 84 | October | 19000 | 0 | 0 | 0 | 0 | 0 | 0 | 0 | 0 | 0 | 0 | 0 | 0 | 0 | 0 | 3.3241 | 3.1243 | -1.3322 | -0.032378 | 0 | 0 | 0 | 0 | 0 | 0 | 0 | 0 | 0 | 0 | 0 | 0 | 0 | 0 | 0 | 0 | 0 | 0 | 0 | 0 | 63.1586 | 59.362 | -25.3121 | -0.61519 | 0 | 0 | 0 | 0 | 0 | 0
0.583333333333333284November | Resource 1 | Sublap 1 | 14:00 | 2 | 84 | November | 20000 | 0 | 0 | 0 | 0 | 0 | 0 | 0 | 0 | 0 | 0 | 0 | 0 | 0 | 0 | 3.3241 | 3.1243 | -1.3322 | -0.032378 | 0 | 0 | 0 | 0 | 0 | 0 | 0 | 0 | 0 | 0 | 0 | 0 | 0 | 0 | 0 | 0 | 0 | 0 | 0 | 0 | 66.4827 | 62.4863 | -26.6443 | -0.64757 | 0 | 0 | 0 | 0 | 0 | 0
0.583333333333333284December | Resource 1 | Sublap 1 | 14:00 | 2 | 84 | December | 21000 | 0 | 0 | 0 | 0 | 0 | 0 | 0 | 0 | 0 | 0 | 0 | 0 | 0 | 0 | 3.3241 | 3.1243 | -1.3322 | -0.032378 | 0 | 0 | 0 | 0 | 0 | 0 | 0 | 0 | 0 | 0 | 0 | 0 | 0 | 0 | 0 | 0 | 0 | 0 | 0 | 0 | 69.8069 | 65.6106 | -27.9766 | -0.67995 | 0 | 0 | 0 | 0 | 0 | 0
0.583333333333333285January | Resource 1 | Sublap 1 | 14:00 | 2 | 85 | January | 10000 | 0 | 0 | 0 | 0 | 0 | 0 | 0 | 0 | 0 | 0 | 0 | 0 | 0 | 0 | 4.3954 | 4.1621 | -1.6645 | -0.040412 | 0 | 0 | 0 | 0 | 0 | 0 | 0 | 0 | 0 | 0 | 0 | 0 | 0 | 0 | 0 | 0 | 0 | 0 | 0 | 0 | 43.9535 | 41.6206 | -16.645 | -0.40411 | 0 | 0 | 0 | 0 | 0 | 0
0.583333333333333285February | Resource 1 | Sublap 1 | 14:00 | 2 | 85 | February | 11000 | 0 | 0 | 0 | 0 | 0 | 0 | 0 | 0 | 0 | 0 | 0 | 0 | 0 | 0 | 4.3954 | 4.1621 | -1.6645 | -0.040412 | 0 | 0 | 0 | 0 | 0 | 0 | 0 | 0 | 0 | 0 | 0 | 0 | 0 | 0 | 0 | 0 | 0 | 0 | 0 | 0 | 48.3489 | 45.7827 | -18.3095 | -0.44453 | 0 | 0 | 0 | 0 | 0 | 0
0.583333333333333285March | Resource 1 | Sublap 1 | 14:00 | 2 | 85 | March | 12000 | 0 | 0 | 0 | 0 | 0 | 0 | 0 | 0 | 0 | 0 | 0 | 0 | 0 | 0 | 4.3954 | 4.1621 | -1.6645 | -0.040412 | 0 | 0 | 0 | 0 | 0 | 0 | 0 | 0 | 0 | 0 | 0 | 0 | 0 | 0 | 0 | 0 | 0 | 0 | 0 | 0 | 52.7443 | 49.9447 | -19.974 | -0.48494 | 0 | 0 | 0 | 0 | 0 | 0
0.583333333333333285April | Resource 1 | Sublap 1 | 14:00 | 2 | 85 | April | 13000 | 0 | 0 | 0 | 0 | 0 | 0 | 0 | 0 | 0 | 0 | 0 | 0 | 0 | 0 | 4.3954 | 4.1621 | -1.6645 | -0.040412 | 0 | 0 | 0 | 0 | 0 | 0 | 0 | 0 | 0 | 0 | 0 | 0 | 0 | 0 | 0 | 0 | 0 | 0 | 0 | 0 | 57.1396 | 54.1068 | -21.6385 | -0.52535 | 0 | 0 | 0 | 0 | 0 | 0
0.583333333333333285May | Resource 1 | Sublap 1 | 14:00 | 2 | 85 | May | 14000 | 0 | 0 | 0 | 0 | 0 | 0 | 0 | 0 | 0 | 0 | 0 | 0 | 0 | 0 | 4.3954 | 4.1621 | -1.6645 | -0.040412 | 0 | 0 | 0 | 0 | 0 | 0 | 0 | 0 | 0 | 0 | 0 | 0 | 0 | 0 | 0 | 0 | 0 | 0 | 0 | 0 | 61.535 | 58.2688 | -23.303 | -0.56576 | 0 | 0 | 0 | 0 | 0 | 0
0.583333333333333285June | Resource 1 | Sublap 1 | 14:00 | 2 | 85 | June | 15000 | 0 | 0 | 0 | 0 | 0 | 0 | 0 | 0 | 0 | 0 | 0 | 0 | 0 | 0 | 4.3954 | 4.1621 | -1.6645 | -0.040412 | 0 | 0 | 0 | 0 | 0 | 0 | 0 | 0 | 0 | 0 | 0 | 0 | 0 | 0 | 0 | 0 | 0 | 0 | 0 | 0 | 65.9303 | 62.4309 | -24.9675 | -0.60617 | 0 | 0 | 0 | 0 | 0 | 0
0.583333333333333285July | Resource 1 | Sublap 1 | 14:00 | 2 | 85 | July | 16000 | 0 | 0 | 0 | 0 | 0 | 0 | 0 | 0 | 0 | 0 | 0 | 0 | 0 | 0 | 4.3954 | 4.1621 | -1.6645 | -0.040412 | 0 | 0 | 0 | 0 | 0 | 0 | 0 | 0 | 0 | 0 | 0 | 0 | 0 | 0 | 0 | 0 | 0 | 0 | 0 | 0 | 70.3257 | 66.593 | -26.632 | -0.64658 | 0 | 0 | 0 | 0 | 0 | 0
0.583333333333333285August | Resource 1 | Sublap 1 | 14:00 | 2 | 85 | August | 17000 | 0 | 0 | 0 | 0 | 0 | 0 | 0 | 0 | 0 | 0 | 0 | 0 | 0 | 0 | 4.3954 | 4.1621 | -1.6645 | -0.040412 | 0 | 0 | 0 | 0 | 0 | 0 | 0 | 0 | 0 | 0 | 0 | 0 | 0 | 0 | 0 | 0 | 0 | 0 | 0 | 0 | 74.721 | 70.755 | -28.2965 | -0.687 | 0 | 0 | 0 | 0 | 0 | 0
0.583333333333333285September | Resource 1 | Sublap 1 | 14:00 | 2 | 85 | September | 18000 | 0 | 0 | 0 | 0 | 0 | 0 | 0 | 0 | 0 | 0 | 0 | 0 | 0 | 0 | 4.3954 | 4.1621 | -1.6645 | -0.040412 | 0 | 0 | 0 | 0 | 0 | 0 | 0 | 0 | 0 | 0 | 0 | 0 | 0 | 0 | 0 | 0 | 0 | 0 | 0 | 0 | 79.1164 | 74.9171 | -29.961 | -0.72741 | 0 | 0 | 0 | 0 | 0 | 0
0.583333333333333285October | Resource 1 | Sublap 1 | 14:00 | 2 | 85 | October | 19000 | 0 | 0 | 0 | 0 | 0 | 0 | 0 | 0 | 0 | 0 | 0 | 0 | 0 | 0 | 4.3954 | 4.1621 | -1.6645 | -0.040412 | 0 | 0 | 0 | 0 | 0 | 0 | 0 | 0 | 0 | 0 | 0 | 0 | 0 | 0 | 0 | 0 | 0 | 0 | 0 | 0 | 83.5117 | 79.0791 | -31.6255 | -0.76782 | 0 | 0 | 0 | 0 | 0 | 0
0.583333333333333285November | Resource 1 | Sublap 1 | 14:00 | 2 | 85 | November | 20000 | 0 | 0 | 0 | 0 | 0 | 0 | 0 | 0 | 0 | 0 | 0 | 0 | 0 | 0 | 4.3954 | 4.1621 | -1.6645 | -0.040412 | 0 | 0 | 0 | 0 | 0 | 0 | 0 | 0 | 0 | 0 | 0 | 0 | 0 | 0 | 0 | 0 | 0 | 0 | 0 | 0 | 87.9071 | 83.2412 | -33.29 | -0.80823 | 0 | 0 | 0 | 0 | 0 | 0
0.583333333333333285December | Resource 1 | Sublap 1 | 14:00 | 2 | 85 | December | 21000 | 0 | 0 | 0 | 0 | 0 | 0 | 0 | 0 | 0 | 0 | 0 | 0 | 0 | 0 | 4.3954 | 4.1621 | -1.6645 | -0.040412 | 0 | 0 | 0 | 0 | 0 | 0 | 0 | 0 | 0 | 0 | 0 | 0 | 0 | 0 | 0 | 0 | 0 | 0 | 0 | 0 | 92.3024 | 87.4033 | -34.9545 | -0.84864 | 0 | 0 | 0 | 0 | 0 | 0
0.583333333333333286January | Resource 1 | Sublap 1 | 14:00 | 2 | 86 | January | 10000 | 0 | 0 | 0 | 0 | 0 | 0 | 0 | 0 | 0 | 0 | 0 | 0 | 0 | 0 | 3.9777 | 3.6884 | -1.5053 | -0.036562 | 0 | 0 | 0 | 0 | 0 | 0 | 0 | 0 | 0 | 0 | 0 | 0 | 0 | 0 | 0 | 0 | 0 | 0 | 0 | 0 | 39.7766 | 36.8839 | -15.0525 | -0.36562 | 0 | 0 | 0 | 0 | 0 | 0
0.583333333333333286February | Resource 1 | Sublap 1 | 14:00 | 2 | 86 | February | 11000 | 0 | 0 | 0 | 0 | 0 | 0 | 0 | 0 | 0 | 0 | 0 | 0 | 0 | 0 | 3.9777 | 3.6884 | -1.5053 | -0.036562 | 0 | 0 | 0 | 0 | 0 | 0 | 0 | 0 | 0 | 0 | 0 | 0 | 0 | 0 | 0 | 0 | 0 | 0 | 0 | 0 | 43.7543 | 40.5723 | -16.5578 | -0.40218 | 0 | 0 | 0 | 0 | 0 | 0
0.583333333333333286March | Resource 1 | Sublap 1 | 14:00 | 2 | 86 | March | 12000 | 0 | 0 | 0 | 0 | 0 | 0 | 0 | 0 | 0 | 0 | 0 | 0 | 0 | 0 | 3.9777 | 3.6884 | -1.5053 | -0.036562 | 0 | 0 | 0 | 0 | 0 | 0 | 0 | 0 | 0 | 0 | 0 | 0 | 0 | 0 | 0 | 0 | 0 | 0 | 0 | 0 | 47.7319 | 44.2607 | -18.063 | -0.43874 | 0 | 0 | 0 | 0 | 0 | 0
0.583333333333333286April | Resource 1 | Sublap 1 | 14:00 | 2 | 86 | April | 13000 | 0 | 0 | 0 | 0 | 0 | 0 | 0 | 0 | 0 | 0 | 0 | 0 | 0 | 0 | 3.9777 | 3.6884 | -1.5053 | -0.036562 | 0 | 0 | 0 | 0 | 0 | 0 | 0 | 0 | 0 | 0 | 0 | 0 | 0 | 0 | 0 | 0 | 0 | 0 | 0 | 0 | 51.7096 | 47.949 | -19.5683 | -0.4753 | 0 | 0 | 0 | 0 | 0 | 0
0.583333333333333286May | Resource 1 | Sublap 1 | 14:00 | 2 | 86 | May | 14000 | 0 | 0 | 0 | 0 | 0 | 0 | 0 | 0 | 0 | 0 | 0 | 0 | 0 | 0 | 3.9777 | 3.6884 | -1.5053 | -0.036562 | 0 | 0 | 0 | 0 | 0 | 0 | 0 | 0 | 0 | 0 | 0 | 0 | 0 | 0 | 0 | 0 | 0 | 0 | 0 | 0 | 55.6873 | 51.6374 | -21.0735 | -0.51186 | 0 | 0 | 0 | 0 | 0 | 0
0.583333333333333286June | Resource 1 | Sublap 1 | 14:00 | 2 | 86 | June | 15000 | 0 | 0 | 0 | 0 | 0 | 0 | 0 | 0 | 0 | 0 | 0 | 0 | 0 | 0 | 3.9777 | 3.6884 | -1.5053 | -0.036562 | 0 | 0 | 0 | 0 | 0 | 0 | 0 | 0 | 0 | 0 | 0 | 0 | 0 | 0 | 0 | 0 | 0 | 0 | 0 | 0 | 59.6649 | 55.3258 | -22.5788 | -0.54843 | 0 | 0 | 0 | 0 | 0 | 0
0.583333333333333286July | Resource 1 | Sublap 1 | 14:00 | 2 | 86 | July | 16000 | 0 | 0 | 0 | 0 | 0 | 0 | 0 | 0 | 0 | 0 | 0 | 0 | 0 | 0 | 3.9777 | 3.6884 | -1.5053 | -0.036562 | 0 | 0 | 0 | 0 | 0 | 0 | 0 | 0 | 0 | 0 | 0 | 0 | 0 | 0 | 0 | 0 | 0 | 0 | 0 | 0 | 63.6426 | 59.0142 | -24.084 | -0.58499 | 0 | 0 | 0 | 0 | 0 | 0
0.583333333333333286August | Resource 1 | Sublap 1 | 14:00 | 2 | 86 | August | 17000 | 0 | 0 | 0 | 0 | 0 | 0 | 0 | 0 | 0 | 0 | 0 | 0 | 0 | 0 | 3.9777 | 3.6884 | -1.5053 | -0.036562 | 0 | 0 | 0 | 0 | 0 | 0 | 0 | 0 | 0 | 0 | 0 | 0 | 0 | 0 | 0 | 0 | 0 | 0 | 0 | 0 | 67.6202 | 62.7026 | -25.5893 | -0.62155 | 0 | 0 | 0 | 0 | 0 | 0
0.583333333333333286September | Resource 1 | Sublap 1 | 14:00 | 2 | 86 | September | 18000 | 0 | 0 | 0 | 0 | 0 | 0 | 0 | 0 | 0 | 0 | 0 | 0 | 0 | 0 | 3.9777 | 3.6884 | -1.5053 | -0.036562 | 0 | 0 | 0 | 0 | 0 | 0 | 0 | 0 | 0 | 0 | 0 | 0 | 0 | 0 | 0 | 0 | 0 | 0 | 0 | 0 | 71.5979 | 66.391 | -27.0945 | -0.65811 | 0 | 0 | 0 | 0 | 0 | 0
0.583333333333333286October | Resource 1 | Sublap 1 | 14:00 | 2 | 86 | October | 19000 | 0 | 0 | 0 | 0 | 0 | 0 | 0 | 0 | 0 | 0 | 0 | 0 | 0 | 0 | 3.9777 | 3.6884 | -1.5053 | -0.036562 | 0 | 0 | 0 | 0 | 0 | 0 | 0 | 0 | 0 | 0 | 0 | 0 | 0 | 0 | 0 | 0 | 0 | 0 | 0 | 0 | 75.5756 | 70.0794 | -28.5998 | -0.69467 | 0 | 0 | 0 | 0 | 0 | 0
0.583333333333333286November | Resource 1 | Sublap 1 | 14:00 | 2 | 86 | November | 20000 | 0 | 0 | 0 | 0 | 0 | 0 | 0 | 0 | 0 | 0 | 0 | 0 | 0 | 0 | 3.9777 | 3.6884 | -1.5053 | -0.036562 | 0 | 0 | 0 | 0 | 0 | 0 | 0 | 0 | 0 | 0 | 0 | 0 | 0 | 0 | 0 | 0 | 0 | 0 | 0 | 0 | 79.5532 | 73.7678 | -30.105 | -0.73123 | 0 | 0 | 0 | 0 | 0 | 0
0.583333333333333286December | Resource 1 | Sublap 1 | 14:00 | 2 | 86 | December | 21000 | 0 | 0 | 0 | 0 | 0 | 0 | 0 | 0 | 0 | 0 | 0 | 0 | 0 | 0 | 3.9777 | 3.6884 | -1.5053 | -0.036562 | 0 | 0 | 0 | 0 | 0 | 0 | 0 | 0 | 0 | 0 | 0 | 0 | 0 | 0 | 0 | 0 | 0 | 0 | 0 | 0 | 83.5309 | 77.4562 | -31.6103 | -0.7678 | 0 | 0 | 0 | 0 | 0 | 0
0.583333333333333287January | Resource 1 | Sublap 1 | 14:00 | 2 | 87 | January | 10000 | 0 | 0 | 0 | 0 | 0 | 0 | 0 | 0 | 0 | 0 | 0 | 0 | 0 | 0 | 4.4154 | 4.1897 | -1.5781 | -0.038322 | 0 | 0 | 0 | 0 | 0 | 0 | 0 | 0 | 0 | 0 | 0 | 0 | 0 | 0 | 0 | 0 | 0 | 0 | 0 | 0 | 44.1541 | 41.8969 | -15.7806 | -0.38322 | 0 | 0 | 0 | 0 | 0 | 0
0.583333333333333287February | Resource 1 | Sublap 1 | 14:00 | 2 | 87 | February | 11000 | 0 | 0 | 0 | 0 | 0 | 0 | 0 | 0 | 0 | 0 | 0 | 0 | 0 | 0 | 4.4154 | 4.1897 | -1.5781 | -0.038322 | 0 | 0 | 0 | 0 | 0 | 0 | 0 | 0 | 0 | 0 | 0 | 0 | 0 | 0 | 0 | 0 | 0 | 0 | 0 | 0 | 48.5695 | 46.0866 | -17.3587 | -0.42154 | 0 | 0 | 0 | 0 | 0 | 0
0.583333333333333287March | Resource 1 | Sublap 1 | 14:00 | 2 | 87 | March | 12000 | 0 | 0 | 0 | 0 | 0 | 0 | 0 | 0 | 0 | 0 | 0 | 0 | 0 | 0 | 4.4154 | 4.1897 | -1.5781 | -0.038322 | 0 | 0 | 0 | 0 | 0 | 0 | 0 | 0 | 0 | 0 | 0 | 0 | 0 | 0 | 0 | 0 | 0 | 0 | 0 | 0 | 52.9849 | 50.2762 | -18.9367 | -0.45986 | 0 | 0 | 0 | 0 | 0 | 0
0.583333333333333287April | Resource 1 | Sublap 1 | 14:00 | 2 | 87 | April | 13000 | 0 | 0 | 0 | 0 | 0 | 0 | 0 | 0 | 0 | 0 | 0 | 0 | 0 | 0 | 4.4154 | 4.1897 | -1.5781 | -0.038322 | 0 | 0 | 0 | 0 | 0 | 0 | 0 | 0 | 0 | 0 | 0 | 0 | 0 | 0 | 0 | 0 | 0 | 0 | 0 | 0 | 57.4003 | 54.4659 | -20.5148 | -0.49818 | 0 | 0 | 0 | 0 | 0 | 0
0.583333333333333287May | Resource 1 | Sublap 1 | 14:00 | 2 | 87 | May | 14000 | 0 | 0 | 0 | 0 | 0 | 0 | 0 | 0 | 0 | 0 | 0 | 0 | 0 | 0 | 4.4154 | 4.1897 | -1.5781 | -0.038322 | 0 | 0 | 0 | 0 | 0 | 0 | 0 | 0 | 0 | 0 | 0 | 0 | 0 | 0 | 0 | 0 | 0 | 0 | 0 | 0 | 61.8157 | 58.6556 | -22.0928 | -0.53651 | 0 | 0 | 0 | 0 | 0 | 0
0.583333333333333287June | Resource 1 | Sublap 1 | 14:00 | 2 | 87 | June | 15000 | 0 | 0 | 0 | 0 | 0 | 0 | 0 | 0 | 0 | 0 | 0 | 0 | 0 | 0 | 4.4154 | 4.1897 | -1.5781 | -0.038322 | 0 | 0 | 0 | 0 | 0 | 0 | 0 | 0 | 0 | 0 | 0 | 0 | 0 | 0 | 0 | 0 | 0 | 0 | 0 | 0 | 66.2311 | 62.8453 | -23.6709 | -0.57483 | 0 | 0 | 0 | 0 | 0 | 0
0.583333333333333287July | Resource 1 | Sublap 1 | 14:00 | 2 | 87 | July | 16000 | 0 | 0 | 0 | 0 | 0 | 0 | 0 | 0 | 0 | 0 | 0 | 0 | 0 | 0 | 4.4154 | 4.1897 | -1.5781 | -0.038322 | 0 | 0 | 0 | 0 | 0 | 0 | 0 | 0 | 0 | 0 | 0 | 0 | 0 | 0 | 0 | 0 | 0 | 0 | 0 | 0 | 70.6465 | 67.035 | -25.249 | -0.61315 | 0 | 0 | 0 | 0 | 0 | 0
0.583333333333333287August | Resource 1 | Sublap 1 | 14:00 | 2 | 87 | August | 17000 | 0 | 0 | 0 | 0 | 0 | 0 | 0 | 0 | 0 | 0 | 0 | 0 | 0 | 0 | 4.4154 | 4.1897 | -1.5781 | -0.038322 | 0 | 0 | 0 | 0 | 0 | 0 | 0 | 0 | 0 | 0 | 0 | 0 | 0 | 0 | 0 | 0 | 0 | 0 | 0 | 0 | 75.0619 | 71.2247 | -26.827 | -0.65147 | 0 | 0 | 0 | 0 | 0 | 0
0.583333333333333287September | Resource 1 | Sublap 1 | 14:00 | 2 | 87 | September | 18000 | 0 | 0 | 0 | 0 | 0 | 0 | 0 | 0 | 0 | 0 | 0 | 0 | 0 | 0 | 4.4154 | 4.1897 | -1.5781 | -0.038322 | 0 | 0 | 0 | 0 | 0 | 0 | 0 | 0 | 0 | 0 | 0 | 0 | 0 | 0 | 0 | 0 | 0 | 0 | 0 | 0 | 79.4773 | 75.4144 | -28.4051 | -0.68979 | 0 | 0 | 0 | 0 | 0 | 0
0.583333333333333287October | Resource 1 | Sublap 1 | 14:00 | 2 | 87 | October | 19000 | 0 | 0 | 0 | 0 | 0 | 0 | 0 | 0 | 0 | 0 | 0 | 0 | 0 | 0 | 4.4154 | 4.1897 | -1.5781 | -0.038322 | 0 | 0 | 0 | 0 | 0 | 0 | 0 | 0 | 0 | 0 | 0 | 0 | 0 | 0 | 0 | 0 | 0 | 0 | 0 | 0 | 83.8927 | 79.6041 | -29.9831 | -0.72811 | 0 | 0 | 0 | 0 | 0 | 0
0.583333333333333287November | Resource 1 | Sublap 1 | 14:00 | 2 | 87 | November | 20000 | 0 | 0 | 0 | 0 | 0 | 0 | 0 | 0 | 0 | 0 | 0 | 0 | 0 | 0 | 4.4154 | 4.1897 | -1.5781 | -0.038322 | 0 | 0 | 0 | 0 | 0 | 0 | 0 | 0 | 0 | 0 | 0 | 0 | 0 | 0 | 0 | 0 | 0 | 0 | 0 | 0 | 88.3081 | 83.7937 | -31.5612 | -0.76644 | 0 | 0 | 0 | 0 | 0 | 0
0.583333333333333287December | Resource 1 | Sublap 1 | 14:00 | 2 | 87 | December | 21000 | 0 | 0 | 0 | 0 | 0 | 0 | 0 | 0 | 0 | 0 | 0 | 0 | 0 | 0 | 4.4154 | 4.1897 | -1.5781 | -0.038322 | 0 | 0 | 0 | 0 | 0 | 0 | 0 | 0 | 0 | 0 | 0 | 0 | 0 | 0 | 0 | 0 | 0 | 0 | 0 | 0 | 92.7235 | 87.9834 | -33.1393 | -0.80476 | 0 | 0 | 0 | 0 | 0 | 0
0.583333333333333288January | Resource 1 | Sublap 1 | 14:00 | 2 | 88 | January | 10000 | 0 | 0 | 0 | 0 | 0 | 0 | 0 | 0 | 0 | 0 | 0 | 0 | 0 | 0 | 4.9951 | 4.7034 | -1.7354 | -0.042126 | 0 | 0 | 0 | 0 | 0 | 0 | 0 | 0 | 0 | 0 | 0 | 0 | 0 | 0 | 0 | 0 | 0 | 0 | 0 | 0 | 49.9513 | 47.0343 | -17.3543 | -0.42126 | 0 | 0 | 0 | 0 | 0 | 0
0.583333333333333288February | Resource 1 | Sublap 1 | 14:00 | 2 | 88 | February | 11000 | 0 | 0 | 0 | 0 | 0 | 0 | 0 | 0 | 0 | 0 | 0 | 0 | 0 | 0 | 4.9951 | 4.7034 | -1.7354 | -0.042126 | 0 | 0 | 0 | 0 | 0 | 0 | 0 | 0 | 0 | 0 | 0 | 0 | 0 | 0 | 0 | 0 | 0 | 0 | 0 | 0 | 54.9464 | 51.7377 | -19.0898 | -0.46339 | 0 | 0 | 0 | 0 | 0 | 0
0.583333333333333288March | Resource 1 | Sublap 1 | 14:00 | 2 | 88 | March | 12000 | 0 | 0 | 0 | 0 | 0 | 0 | 0 | 0 | 0 | 0 | 0 | 0 | 0 | 0 | 4.9951 | 4.7034 | -1.7354 | -0.042126 | 0 | 0 | 0 | 0 | 0 | 0 | 0 | 0 | 0 | 0 | 0 | 0 | 0 | 0 | 0 | 0 | 0 | 0 | 0 | 0 | 59.9416 | 56.4411 | -20.8252 | -0.50552 | 0 | 0 | 0 | 0 | 0 | 0
0.583333333333333288April | Resource 1 | Sublap 1 | 14:00 | 2 | 88 | April | 13000 | 0 | 0 | 0 | 0 | 0 | 0 | 0 | 0 | 0 | 0 | 0 | 0 | 0 | 0 | 4.9951 | 4.7034 | -1.7354 | -0.042126 | 0 | 0 | 0 | 0 | 0 | 0 | 0 | 0 | 0 | 0 | 0 | 0 | 0 | 0 | 0 | 0 | 0 | 0 | 0 | 0 | 64.9367 | 61.1445 | -22.5606 | -0.54764 | 0 | 0 | 0 | 0 | 0 | 0
0.583333333333333288May | Resource 1 | Sublap 1 | 14:00 | 2 | 88 | May | 14000 | 0 | 0 | 0 | 0 | 0 | 0 | 0 | 0 | 0 | 0 | 0 | 0 | 0 | 0 | 4.9951 | 4.7034 | -1.7354 | -0.042126 | 0 | 0 | 0 | 0 | 0 | 0 | 0 | 0 | 0 | 0 | 0 | 0 | 0 | 0 | 0 | 0 | 0 | 0 | 0 | 0 | 69.9318 | 65.848 | -24.2961 | -0.58977 | 0 | 0 | 0 | 0 | 0 | 0
0.583333333333333288June | Resource 1 | Sublap 1 | 14:00 | 2 | 88 | June | 15000 | 0 | 0 | 0 | 0 | 0 | 0 | 0 | 0 | 0 | 0 | 0 | 0 | 0 | 0 | 4.9951 | 4.7034 | -1.7354 | -0.042126 | 0 | 0 | 0 | 0 | 0 | 0 | 0 | 0 | 0 | 0 | 0 | 0 | 0 | 0 | 0 | 0 | 0 | 0 | 0 | 0 | 74.927 | 70.5514 | -26.0315 | -0.6319 | 0 | 0 | 0 | 0 | 0 | 0
0.583333333333333288July | Resource 1 | Sublap 1 | 14:00 | 2 | 88 | July | 16000 | 0 | 0 | 0 | 0 | 0 | 0 | 0 | 0 | 0 | 0 | 0 | 0 | 0 | 0 | 4.9951 | 4.7034 | -1.7354 | -0.042126 | 0 | 0 | 0 | 0 | 0 | 0 | 0 | 0 | 0 | 0 | 0 | 0 | 0 | 0 | 0 | 0 | 0 | 0 | 0 | 0 | 79.9221 | 75.2548 | -27.7669 | -0.67402 | 0 | 0 | 0 | 0 | 0 | 0
0.583333333333333288August | Resource 1 | Sublap 1 | 14:00 | 2 | 88 | August | 17000 | 0 | 0 | 0 | 0 | 0 | 0 | 0 | 0 | 0 | 0 | 0 | 0 | 0 | 0 | 4.9951 | 4.7034 | -1.7354 | -0.042126 | 0 | 0 | 0 | 0 | 0 | 0 | 0 | 0 | 0 | 0 | 0 | 0 | 0 | 0 | 0 | 0 | 0 | 0 | 0 | 0 | 84.9172 | 79.9582 | -29.5024 | -0.71615 | 0 | 0 | 0 | 0 | 0 | 0
0.583333333333333288September | Resource 1 | Sublap 1 | 14:00 | 2 | 88 | September | 18000 | 0 | 0 | 0 | 0 | 0 | 0 | 0 | 0 | 0 | 0 | 0 | 0 | 0 | 0 | 4.9951 | 4.7034 | -1.7354 | -0.042126 | 0 | 0 | 0 | 0 | 0 | 0 | 0 | 0 | 0 | 0 | 0 | 0 | 0 | 0 | 0 | 0 | 0 | 0 | 0 | 0 | 89.9124 | 84.6617 | -31.2378 | -0.75827 | 0 | 0 | 0 | 0 | 0 | 0
0.583333333333333288October | Resource 1 | Sublap 1 | 14:00 | 2 | 88 | October | 19000 | 0 | 0 | 0 | 0 | 0 | 0 | 0 | 0 | 0 | 0 | 0 | 0 | 0 | 0 | 4.9951 | 4.7034 | -1.7354 | -0.042126 | 0 | 0 | 0 | 0 | 0 | 0 | 0 | 0 | 0 | 0 | 0 | 0 | 0 | 0 | 0 | 0 | 0 | 0 | 0 | 0 | 94.9075 | 89.3651 | -32.9732 | -0.8004 | 0 | 0 | 0 | 0 | 0 | 0
0.583333333333333288November | Resource 1 | Sublap 1 | 14:00 | 2 | 88 | November | 20000 | 0 | 0 | 0 | 0 | 0 | 0 | 0 | 0 | 0 | 0 | 0 | 0 | 0 | 0 | 4.9951 | 4.7034 | -1.7354 | -0.042126 | 0 | 0 | 0 | 0 | 0 | 0 | 0 | 0 | 0 | 0 | 0 | 0 | 0 | 0 | 0 | 0 | 0 | 0 | 0 | 0 | 99.9026 | 94.0685 | -34.7087 | -0.84253 | 0 | 0 | 0 | 0 | 0 | 0
0.583333333333333288December | Resource 1 | Sublap 1 | 14:00 | 2 | 88 | December | 21000 | 0 | 0 | 0 | 0 | 0 | 0 | 0 | 0 | 0 | 0 | 0 | 0 | 0 | 0 | 4.9951 | 4.7034 | -1.7354 | -0.042126 | 0 | 0 | 0 | 0 | 0 | 0 | 0 | 0 | 0 | 0 | 0 | 0 | 0 | 0 | 0 | 0 | 0 | 0 | 0 | 0 | 104.8977 | 98.7719 | -36.4441 | -0.88465 | 0 | 0 | 0 | 0 | 0 | 0
0.583333333333333289January | Resource 1 | Sublap 1 | 14:00 | 2 | 89 | January | 10000 | 0 | 0 | 0 | 0 | 0 | 0 | 0 | 0 | 0 | 0 | 0 | 0 | 0 | 0 | 4.9157 | 4.7159 | -1.6887 | -0.040995 | 0 | 0 | 0 | 0 | 0 | 0 | 0 | 0 | 0 | 0 | 0 | 0 | 0 | 0 | 0 | 0 | 0 | 0 | 0 | 0 | 49.1572 | 47.1589 | -16.8865 | -0.40995 | 0 | 0 | 0 | 0 | 0 | 0
0.583333333333333289February | Resource 1 | Sublap 1 | 14:00 | 2 | 89 | February | 11000 | 0 | 0 | 0 | 0 | 0 | 0 | 0 | 0 | 0 | 0 | 0 | 0 | 0 | 0 | 4.9157 | 4.7159 | -1.6887 | -0.040995 | 0 | 0 | 0 | 0 | 0 | 0 | 0 | 0 | 0 | 0 | 0 | 0 | 0 | 0 | 0 | 0 | 0 | 0 | 0 | 0 | 54.0729 | 51.8748 | -18.5752 | -0.45095 | 0 | 0 | 0 | 0 | 0 | 0
0.583333333333333289March | Resource 1 | Sublap 1 | 14:00 | 2 | 89 | March | 12000 | 0 | 0 | 0 | 0 | 0 | 0 | 0 | 0 | 0 | 0 | 0 | 0 | 0 | 0 | 4.9157 | 4.7159 | -1.6887 | -0.040995 | 0 | 0 | 0 | 0 | 0 | 0 | 0 | 0 | 0 | 0 | 0 | 0 | 0 | 0 | 0 | 0 | 0 | 0 | 0 | 0 | 58.9886 | 56.5906 | -20.2638 | -0.49194 | 0 | 0 | 0 | 0 | 0 | 0
0.583333333333333289April | Resource 1 | Sublap 1 | 14:00 | 2 | 89 | April | 13000 | 0 | 0 | 0 | 0 | 0 | 0 | 0 | 0 | 0 | 0 | 0 | 0 | 0 | 0 | 4.9157 | 4.7159 | -1.6887 | -0.040995 | 0 | 0 | 0 | 0 | 0 | 0 | 0 | 0 | 0 | 0 | 0 | 0 | 0 | 0 | 0 | 0 | 0 | 0 | 0 | 0 | 63.9044 | 61.3065 | -21.9525 | -0.53294 | 0 | 0 | 0 | 0 | 0 | 0
0.583333333333333289May | Resource 1 | Sublap 1 | 14:00 | 2 | 89 | May | 14000 | 0 | 0 | 0 | 0 | 0 | 0 | 0 | 0 | 0 | 0 | 0 | 0 | 0 | 0 | 4.9157 | 4.7159 | -1.6887 | -0.040995 | 0 | 0 | 0 | 0 | 0 | 0 | 0 | 0 | 0 | 0 | 0 | 0 | 0 | 0 | 0 | 0 | 0 | 0 | 0 | 0 | 68.8201 | 66.0224 | -23.6411 | -0.57394 | 0 | 0 | 0 | 0 | 0 | 0
0.583333333333333289June | Resource 1 | Sublap 1 | 14:00 | 2 | 89 | June | 15000 | 0 | 0 | 0 | 0 | 0 | 0 | 0 | 0 | 0 | 0 | 0 | 0 | 0 | 0 | 4.9157 | 4.7159 | -1.6887 | -0.040995 | 0 | 0 | 0 | 0 | 0 | 0 | 0 | 0 | 0 | 0 | 0 | 0 | 0 | 0 | 0 | 0 | 0 | 0 | 0 | 0 | 73.7358 | 70.7383 | -25.3298 | -0.61493 | 0 | 0 | 0 | 0 | 0 | 0
0.583333333333333289July | Resource 1 | Sublap 1 | 14:00 | 2 | 89 | July | 16000 | 0 | 0 | 0 | 0 | 0 | 0 | 0 | 0 | 0 | 0 | 0 | 0 | 0 | 0 | 4.9157 | 4.7159 | -1.6887 | -0.040995 | 0 | 0 | 0 | 0 | 0 | 0 | 0 | 0 | 0 | 0 | 0 | 0 | 0 | 0 | 0 | 0 | 0 | 0 | 0 | 0 | 78.6515 | 75.4542 | -27.0184 | -0.65593 | 0 | 0 | 0 | 0 | 0 | 0
0.583333333333333289August | Resource 1 | Sublap 1 | 14:00 | 2 | 89 | August | 17000 | 0 | 0 | 0 | 0 | 0 | 0 | 0 | 0 | 0 | 0 | 0 | 0 | 0 | 0 | 4.9157 | 4.7159 | -1.6887 | -0.040995 | 0 | 0 | 0 | 0 | 0 | 0 | 0 | 0 | 0 | 0 | 0 | 0 | 0 | 0 | 0 | 0 | 0 | 0 | 0 | 0 | 83.5672 | 80.1701 | -28.7071 | -0.69692 | 0 | 0 | 0 | 0 | 0 | 0
0.583333333333333289September | Resource 1 | Sublap 1 | 14:00 | 2 | 89 | September | 18000 | 0 | 0 | 0 | 0 | 0 | 0 | 0 | 0 | 0 | 0 | 0 | 0 | 0 | 0 | 4.9157 | 4.7159 | -1.6887 | -0.040995 | 0 | 0 | 0 | 0 | 0 | 0 | 0 | 0 | 0 | 0 | 0 | 0 | 0 | 0 | 0 | 0 | 0 | 0 | 0 | 0 | 88.4829 | 84.886 | -30.3957 | -0.73792 | 0 | 0 | 0 | 0 | 0 | 0
0.583333333333333289October | Resource 1 | Sublap 1 | 14:00 | 2 | 89 | October | 19000 | 0 | 0 | 0 | 0 | 0 | 0 | 0 | 0 | 0 | 0 | 0 | 0 | 0 | 0 | 4.9157 | 4.7159 | -1.6887 | -0.040995 | 0 | 0 | 0 | 0 | 0 | 0 | 0 | 0 | 0 | 0 | 0 | 0 | 0 | 0 | 0 | 0 | 0 | 0 | 0 | 0 | 93.3987 | 89.6018 | -32.0844 | -0.77891 | 0 | 0 | 0 | 0 | 0 | 0
0.583333333333333289November | Resource 1 | Sublap 1 | 14:00 | 2 | 89 | November | 20000 | 0 | 0 | 0 | 0 | 0 | 0 | 0 | 0 | 0 | 0 | 0 | 0 | 0 | 0 | 4.9157 | 4.7159 | -1.6887 | -0.040995 | 0 | 0 | 0 | 0 | 0 | 0 | 0 | 0 | 0 | 0 | 0 | 0 | 0 | 0 | 0 | 0 | 0 | 0 | 0 | 0 | 98.3144 | 94.3177 | -33.773 | -0.81991 | 0 | 0 | 0 | 0 | 0 | 0
0.583333333333333289December | Resource 1 | Sublap 1 | 14:00 | 2 | 89 | December | 21000 | 0 | 0 | 0 | 0 | 0 | 0 | 0 | 0 | 0 | 0 | 0 | 0 | 0 | 0 | 4.9157 | 4.7159 | -1.6887 | -0.040995 | 0 | 0 | 0 | 0 | 0 | 0 | 0 | 0 | 0 | 0 | 0 | 0 | 0 | 0 | 0 | 0 | 0 | 0 | 0 | 0 | 103.2301 | 99.0336 | -35.4617 | -0.8609 | 0 | 0 | 0 | 0 | 0 | 0
0.583333333333333290January | Resource 1 | Sublap 1 | 14:00 | 2 | 90 | January | 10000 | 0 | 0 | 0 | 0 | 0 | 0 | 0 | 0 | 0 | 0 | 0 | 0 | 0 | 0 | 5.8078 | 5.4736 | -1.91 | -0.046347 | 0 | 0 | 0 | 0 | 0 | 0 | 0 | 0 | 0 | 0 | 0 | 0 | 0 | 0 | 0 | 0 | 0 | 0 | 0 | 0 | 58.0779 | 54.7362 | -19.1 | -0.46347 | 0 | 0 | 0 | 0 | 0 | 0
0.583333333333333290February | Resource 1 | Sublap 1 | 14:00 | 2 | 90 | February | 11000 | 0 | 0 | 0 | 0 | 0 | 0 | 0 | 0 | 0 | 0 | 0 | 0 | 0 | 0 | 5.8078 | 5.4736 | -1.91 | -0.046347 | 0 | 0 | 0 | 0 | 0 | 0 | 0 | 0 | 0 | 0 | 0 | 0 | 0 | 0 | 0 | 0 | 0 | 0 | 0 | 0 | 63.8857 | 60.2098 | -21.01 | -0.50981 | 0 | 0 | 0 | 0 | 0 | 0
0.583333333333333290March | Resource 1 | Sublap 1 | 14:00 | 2 | 90 | March | 12000 | 0 | 0 | 0 | 0 | 0 | 0 | 0 | 0 | 0 | 0 | 0 | 0 | 0 | 0 | 5.8078 | 5.4736 | -1.91 | -0.046347 | 0 | 0 | 0 | 0 | 0 | 0 | 0 | 0 | 0 | 0 | 0 | 0 | 0 | 0 | 0 | 0 | 0 | 0 | 0 | 0 | 69.6935 | 65.6834 | -22.92 | -0.55616 | 0 | 0 | 0 | 0 | 0 | 0
0.583333333333333290April | Resource 1 | Sublap 1 | 14:00 | 2 | 90 | April | 13000 | 0 | 0 | 0 | 0 | 0 | 0 | 0 | 0 | 0 | 0 | 0 | 0 | 0 | 0 | 5.8078 | 5.4736 | -1.91 | -0.046347 | 0 | 0 | 0 | 0 | 0 | 0 | 0 | 0 | 0 | 0 | 0 | 0 | 0 | 0 | 0 | 0 | 0 | 0 | 0 | 0 | 75.5013 | 71.157 | -24.8301 | -0.60251 | 0 | 0 | 0 | 0 | 0 | 0
0.583333333333333290May | Resource 1 | Sublap 1 | 14:00 | 2 | 90 | May | 14000 | 0 | 0 | 0 | 0 | 0 | 0 | 0 | 0 | 0 | 0 | 0 | 0 | 0 | 0 | 5.8078 | 5.4736 | -1.91 | -0.046347 | 0 | 0 | 0 | 0 | 0 | 0 | 0 | 0 | 0 | 0 | 0 | 0 | 0 | 0 | 0 | 0 | 0 | 0 | 0 | 0 | 81.3091 | 76.6306 | -26.7401 | -0.64885 | 0 | 0 | 0 | 0 | 0 | 0
0.583333333333333290June | Resource 1 | Sublap 1 | 14:00 | 2 | 90 | June | 15000 | 0 | 0 | 0 | 0 | 0 | 0 | 0 | 0 | 0 | 0 | 0 | 0 | 0 | 0 | 5.8078 | 5.4736 | -1.91 | -0.046347 | 0 | 0 | 0 | 0 | 0 | 0 | 0 | 0 | 0 | 0 | 0 | 0 | 0 | 0 | 0 | 0 | 0 | 0 | 0 | 0 | 87.1169 | 82.1043 | -28.6501 | -0.6952 | 0 | 0 | 0 | 0 | 0 | 0
0.583333333333333290July | Resource 1 | Sublap 1 | 14:00 | 2 | 90 | July | 16000 | 0 | 0 | 0 | 0 | 0 | 0 | 0 | 0 | 0 | 0 | 0 | 0 | 0 | 0 | 5.8078 | 5.4736 | -1.91 | -0.046347 | 0 | 0 | 0 | 0 | 0 | 0 | 0 | 0 | 0 | 0 | 0 | 0 | 0 | 0 | 0 | 0 | 0 | 0 | 0 | 0 | 92.9247 | 87.5779 | -30.5601 | -0.74155 | 0 | 0 | 0 | 0 | 0 | 0
0.583333333333333290August | Resource 1 | Sublap 1 | 14:00 | 2 | 90 | August | 17000 | 0 | 0 | 0 | 0 | 0 | 0 | 0 | 0 | 0 | 0 | 0 | 0 | 0 | 0 | 5.8078 | 5.4736 | -1.91 | -0.046347 | 0 | 0 | 0 | 0 | 0 | 0 | 0 | 0 | 0 | 0 | 0 | 0 | 0 | 0 | 0 | 0 | 0 | 0 | 0 | 0 | 98.7325 | 93.0515 | -32.4701 | -0.78789 | 0 | 0 | 0 | 0 | 0 | 0
0.583333333333333290September | Resource 1 | Sublap 1 | 14:00 | 2 | 90 | September | 18000 | 0 | 0 | 0 | 0 | 0 | 0 | 0 | 0 | 0 | 0 | 0 | 0 | 0 | 0 | 5.8078 | 5.4736 | -1.91 | -0.046347 | 0 | 0 | 0 | 0 | 0 | 0 | 0 | 0 | 0 | 0 | 0 | 0 | 0 | 0 | 0 | 0 | 0 | 0 | 0 | 0 | 104.5402 | 98.5251 | -34.3801 | -0.83424 | 0 | 0 | 0 | 0 | 0 | 0
0.583333333333333290October | Resource 1 | Sublap 1 | 14:00 | 2 | 90 | October | 19000 | 0 | 0 | 0 | 0 | 0 | 0 | 0 | 0 | 0 | 0 | 0 | 0 | 0 | 0 | 5.8078 | 5.4736 | -1.91 | -0.046347 | 0 | 0 | 0 | 0 | 0 | 0 | 0 | 0 | 0 | 0 | 0 | 0 | 0 | 0 | 0 | 0 | 0 | 0 | 0 | 0 | 110.348 | 103.9987 | -36.2901 | -0.88059 | 0 | 0 | 0 | 0 | 0 | 0
0.583333333333333290November | Resource 1 | Sublap 1 | 14:00 | 2 | 90 | November | 20000 | 0 | 0 | 0 | 0 | 0 | 0 | 0 | 0 | 0 | 0 | 0 | 0 | 0 | 0 | 5.8078 | 5.4736 | -1.91 | -0.046347 | 0 | 0 | 0 | 0 | 0 | 0 | 0 | 0 | 0 | 0 | 0 | 0 | 0 | 0 | 0 | 0 | 0 | 0 | 0 | 0 | 116.1558 | 109.4723 | -38.2001 | -0.92693 | 0 | 0 | 0 | 0 | 0 | 0
0.583333333333333290December | Resource 1 | Sublap 1 | 14:00 | 2 | 90 | December | 21000 | 0 | 0 | 0 | 0 | 0 | 0 | 0 | 0 | 0 | 0 | 0 | 0 | 0 | 0 | 5.8078 | 5.4736 | -1.91 | -0.046347 | 0 | 0 | 0 | 0 | 0 | 0 | 0 | 0 | 0 | 0 | 0 | 0 | 0 | 0 | 0 | 0 | 0 | 0 | 0 | 0 | 121.9636 | 114.946 | -40.1101 | -0.97328 | 0 | 0 | 0 | 0 | 0 | 0
0.583333333333333291January | Resource 1 | Sublap 1 | 14:00 | 2 | 91 | January | 10000 | 0 | 0 | 0 | 0 | 0 | 0 | 0 | 0 | 0 | 0 | 0 | 0 | 0 | 0 | 6.8118 | 6.5895 | -2.1524 | -0.052207 | 0 | 0 | 0 | 0 | 0 | 0 | 0 | 0 | 0 | 0 | 0 | 0 | 0 | 0 | 0 | 0 | 0 | 0 | 0 | 0 | 68.1184 | 65.8948 | -21.5242 | -0.52207 | 0 | 0 | 0 | 0 | 0 | 0
0.583333333333333291February | Resource 1 | Sublap 1 | 14:00 | 2 | 91 | February | 11000 | 0 | 0 | 0 | 0 | 0 | 0 | 0 | 0 | 0 | 0 | 0 | 0 | 0 | 0 | 6.8118 | 6.5895 | -2.1524 | -0.052207 | 0 | 0 | 0 | 0 | 0 | 0 | 0 | 0 | 0 | 0 | 0 | 0 | 0 | 0 | 0 | 0 | 0 | 0 | 0 | 0 | 74.9303 | 72.4842 | -23.6766 | -0.57428 | 0 | 0 | 0 | 0 | 0 | 0
0.583333333333333291March | Resource 1 | Sublap 1 | 14:00 | 2 | 91 | March | 12000 | 0 | 0 | 0 | 0 | 0 | 0 | 0 | 0 | 0 | 0 | 0 | 0 | 0 | 0 | 6.8118 | 6.5895 | -2.1524 | -0.052207 | 0 | 0 | 0 | 0 | 0 | 0 | 0 | 0 | 0 | 0 | 0 | 0 | 0 | 0 | 0 | 0 | 0 | 0 | 0 | 0 | 81.7421 | 79.0737 | -25.8291 | -0.62649 | 0 | 0 | 0 | 0 | 0 | 0
0.583333333333333291April | Resource 1 | Sublap 1 | 14:00 | 2 | 91 | April | 13000 | 0 | 0 | 0 | 0 | 0 | 0 | 0 | 0 | 0 | 0 | 0 | 0 | 0 | 0 | 6.8118 | 6.5895 | -2.1524 | -0.052207 | 0 | 0 | 0 | 0 | 0 | 0 | 0 | 0 | 0 | 0 | 0 | 0 | 0 | 0 | 0 | 0 | 0 | 0 | 0 | 0 | 88.554 | 85.6632 | -27.9815 | -0.67869 | 0 | 0 | 0 | 0 | 0 | 0
0.583333333333333291May | Resource 1 | Sublap 1 | 14:00 | 2 | 91 | May | 14000 | 0 | 0 | 0 | 0 | 0 | 0 | 0 | 0 | 0 | 0 | 0 | 0 | 0 | 0 | 6.8118 | 6.5895 | -2.1524 | -0.052207 | 0 | 0 | 0 | 0 | 0 | 0 | 0 | 0 | 0 | 0 | 0 | 0 | 0 | 0 | 0 | 0 | 0 | 0 | 0 | 0 | 95.3658 | 92.2527 | -30.1339 | -0.7309 | 0 | 0 | 0 | 0 | 0 | 0
0.583333333333333291June | Resource 1 | Sublap 1 | 14:00 | 2 | 91 | June | 15000 | 0 | 0 | 0 | 0 | 0 | 0 | 0 | 0 | 0 | 0 | 0 | 0 | 0 | 0 | 6.8118 | 6.5895 | -2.1524 | -0.052207 | 0 | 0 | 0 | 0 | 0 | 0 | 0 | 0 | 0 | 0 | 0 | 0 | 0 | 0 | 0 | 0 | 0 | 0 | 0 | 0 | 102.1777 | 98.8422 | -32.2863 | -0.78311 | 0 | 0 | 0 | 0 | 0 | 0
0.583333333333333291July | Resource 1 | Sublap 1 | 14:00 | 2 | 91 | July | 16000 | 0 | 0 | 0 | 0 | 0 | 0 | 0 | 0 | 0 | 0 | 0 | 0 | 0 | 0 | 6.8118 | 6.5895 | -2.1524 | -0.052207 | 0 | 0 | 0 | 0 | 0 | 0 | 0 | 0 | 0 | 0 | 0 | 0 | 0 | 0 | 0 | 0 | 0 | 0 | 0 | 0 | 108.9895 | 105.4316 | -34.4388 | -0.83532 | 0 | 0 | 0 | 0 | 0 | 0
0.583333333333333291August | Resource 1 | Sublap 1 | 14:00 | 2 | 91 | August | 17000 | 0 | 0 | 0 | 0 | 0 | 0 | 0 | 0 | 0 | 0 | 0 | 0 | 0 | 0 | 6.8118 | 6.5895 | -2.1524 | -0.052207 | 0 | 0 | 0 | 0 | 0 | 0 | 0 | 0 | 0 | 0 | 0 | 0 | 0 | 0 | 0 | 0 | 0 | 0 | 0 | 0 | 115.8013 | 112.0211 | -36.5912 | -0.88752 | 0 | 0 | 0 | 0 | 0 | 0
0.583333333333333291September | Resource 1 | Sublap 1 | 14:00 | 2 | 91 | September | 18000 | 0 | 0 | 0 | 0 | 0 | 0 | 0 | 0 | 0 | 0 | 0 | 0 | 0 | 0 | 6.8118 | 6.5895 | -2.1524 | -0.052207 | 0 | 0 | 0 | 0 | 0 | 0 | 0 | 0 | 0 | 0 | 0 | 0 | 0 | 0 | 0 | 0 | 0 | 0 | 0 | 0 | 122.6132 | 118.6106 | -38.7436 | -0.93973 | 0 | 0 | 0 | 0 | 0 | 0
0.583333333333333291October | Resource 1 | Sublap 1 | 14:00 | 2 | 91 | October | 19000 | 0 | 0 | 0 | 0 | 0 | 0 | 0 | 0 | 0 | 0 | 0 | 0 | 0 | 0 | 6.8118 | 6.5895 | -2.1524 | -0.052207 | 0 | 0 | 0 | 0 | 0 | 0 | 0 | 0 | 0 | 0 | 0 | 0 | 0 | 0 | 0 | 0 | 0 | 0 | 0 | 0 | 129.425 | 125.2001 | -40.896 | -0.99194 | 0 | 0 | 0 | 0 | 0 | 0
0.583333333333333291November | Resource 1 | Sublap 1 | 14:00 | 2 | 91 | November | 20000 | 0 | 0 | 0 | 0 | 0 | 0 | 0 | 0 | 0 | 0 | 0 | 0 | 0 | 0 | 6.8118 | 6.5895 | -2.1524 | -0.052207 | 0 | 0 | 0 | 0 | 0 | 0 | 0 | 0 | 0 | 0 | 0 | 0 | 0 | 0 | 0 | 0 | 0 | 0 | 0 | 0 | 136.2369 | 131.7895 | -43.0485 | -1.0441 | 0 | 0 | 0 | 0 | 0 | 0
0.583333333333333291December | Resource 1 | Sublap 1 | 14:00 | 2 | 91 | December | 21000 | 0 | 0 | 0 | 0 | 0 | 0 | 0 | 0 | 0 | 0 | 0 | 0 | 0 | 0 | 6.8118 | 6.5895 | -2.1524 | -0.052207 | 0 | 0 | 0 | 0 | 0 | 0 | 0 | 0 | 0 | 0 | 0 | 0 | 0 | 0 | 0 | 0 | 0 | 0 | 0 | 0 | 143.0487 | 138.379 | -45.2009 | -1.0964 | 0 | 0 | 0 | 0 | 0 | 0
0.583333333333333292January | Resource 1 | Sublap 1 | 14:00 | 2 | 92 | January | 10000 | 0 | 0 | 0 | 0 | 0 | 0 | 0 | 0 | 0 | 0 | 0 | 0 | 0 | 0 | 7.2305 | 7.1306 | -2.2128 | -0.053668 | 0 | 0 | 0 | 0 | 0 | 0 | 0 | 0 | 0 | 0 | 0 | 0 | 0 | 0 | 0 | 0 | 0 | 0 | 0 | 0 | 72.3054 | 71.3064 | -22.1284 | -0.53668 | 0 | 0 | 0 | 0 | 0 | 0
0.583333333333333292February | Resource 1 | Sublap 1 | 14:00 | 2 | 92 | February | 11000 | 0 | 0 | 0 | 0 | 0 | 0 | 0 | 0 | 0 | 0 | 0 | 0 | 0 | 0 | 7.2305 | 7.1306 | -2.2128 | -0.053668 | 0 | 0 | 0 | 0 | 0 | 0 | 0 | 0 | 0 | 0 | 0 | 0 | 0 | 0 | 0 | 0 | 0 | 0 | 0 | 0 | 79.5359 | 78.437 | -24.3412 | -0.59035 | 0 | 0 | 0 | 0 | 0 | 0
0.583333333333333292March | Resource 1 | Sublap 1 | 14:00 | 2 | 92 | March | 12000 | 0 | 0 | 0 | 0 | 0 | 0 | 0 | 0 | 0 | 0 | 0 | 0 | 0 | 0 | 7.2305 | 7.1306 | -2.2128 | -0.053668 | 0 | 0 | 0 | 0 | 0 | 0 | 0 | 0 | 0 | 0 | 0 | 0 | 0 | 0 | 0 | 0 | 0 | 0 | 0 | 0 | 86.7664 | 85.5676 | -26.5541 | -0.64401 | 0 | 0 | 0 | 0 | 0 | 0
0.583333333333333292April | Resource 1 | Sublap 1 | 14:00 | 2 | 92 | April | 13000 | 0 | 0 | 0 | 0 | 0 | 0 | 0 | 0 | 0 | 0 | 0 | 0 | 0 | 0 | 7.2305 | 7.1306 | -2.2128 | -0.053668 | 0 | 0 | 0 | 0 | 0 | 0 | 0 | 0 | 0 | 0 | 0 | 0 | 0 | 0 | 0 | 0 | 0 | 0 | 0 | 0 | 93.997 | 92.6983 | -28.7669 | -0.69768 | 0 | 0 | 0 | 0 | 0 | 0
0.583333333333333292May | Resource 1 | Sublap 1 | 14:00 | 2 | 92 | May | 14000 | 0 | 0 | 0 | 0 | 0 | 0 | 0 | 0 | 0 | 0 | 0 | 0 | 0 | 0 | 7.2305 | 7.1306 | -2.2128 | -0.053668 | 0 | 0 | 0 | 0 | 0 | 0 | 0 | 0 | 0 | 0 | 0 | 0 | 0 | 0 | 0 | 0 | 0 | 0 | 0 | 0 | 101.2275 | 99.8289 | -30.9798 | -0.75135 | 0 | 0 | 0 | 0 | 0 | 0
0.583333333333333292June | Resource 1 | Sublap 1 | 14:00 | 2 | 92 | June | 15000 | 0 | 0 | 0 | 0 | 0 | 0 | 0 | 0 | 0 | 0 | 0 | 0 | 0 | 0 | 7.2305 | 7.1306 | -2.2128 | -0.053668 | 0 | 0 | 0 | 0 | 0 | 0 | 0 | 0 | 0 | 0 | 0 | 0 | 0 | 0 | 0 | 0 | 0 | 0 | 0 | 0 | 108.4581 | 106.9595 | -33.1926 | -0.80502 | 0 | 0 | 0 | 0 | 0 | 0
0.583333333333333292July | Resource 1 | Sublap 1 | 14:00 | 2 | 92 | July | 16000 | 0 | 0 | 0 | 0 | 0 | 0 | 0 | 0 | 0 | 0 | 0 | 0 | 0 | 0 | 7.2305 | 7.1306 | -2.2128 | -0.053668 | 0 | 0 | 0 | 0 | 0 | 0 | 0 | 0 | 0 | 0 | 0 | 0 | 0 | 0 | 0 | 0 | 0 | 0 | 0 | 0 | 115.6886 | 114.0902 | -35.4055 | -0.85869 | 0 | 0 | 0 | 0 | 0 | 0
0.583333333333333292August | Resource 1 | Sublap 1 | 14:00 | 2 | 92 | August | 17000 | 0 | 0 | 0 | 0 | 0 | 0 | 0 | 0 | 0 | 0 | 0 | 0 | 0 | 0 | 7.2305 | 7.1306 | -2.2128 | -0.053668 | 0 | 0 | 0 | 0 | 0 | 0 | 0 | 0 | 0 | 0 | 0 | 0 | 0 | 0 | 0 | 0 | 0 | 0 | 0 | 0 | 122.9191 | 121.2208 | -37.6183 | -0.91235 | 0 | 0 | 0 | 0 | 0 | 0
0.583333333333333292September | Resource 1 | Sublap 1 | 14:00 | 2 | 92 | September | 18000 | 0 | 0 | 0 | 0 | 0 | 0 | 0 | 0 | 0 | 0 | 0 | 0 | 0 | 0 | 7.2305 | 7.1306 | -2.2128 | -0.053668 | 0 | 0 | 0 | 0 | 0 | 0 | 0 | 0 | 0 | 0 | 0 | 0 | 0 | 0 | 0 | 0 | 0 | 0 | 0 | 0 | 130.1497 | 128.3515 | -39.8311 | -0.96602 | 0 | 0 | 0 | 0 | 0 | 0
0.583333333333333292October | Resource 1 | Sublap 1 | 14:00 | 2 | 92 | October | 19000 | 0 | 0 | 0 | 0 | 0 | 0 | 0 | 0 | 0 | 0 | 0 | 0 | 0 | 0 | 7.2305 | 7.1306 | -2.2128 | -0.053668 | 0 | 0 | 0 | 0 | 0 | 0 | 0 | 0 | 0 | 0 | 0 | 0 | 0 | 0 | 0 | 0 | 0 | 0 | 0 | 0 | 137.3802 | 135.4821 | -42.044 | -1.0197 | 0 | 0 | 0 | 0 | 0 | 0
0.583333333333333292November | Resource 1 | Sublap 1 | 14:00 | 2 | 92 | November | 20000 | 0 | 0 | 0 | 0 | 0 | 0 | 0 | 0 | 0 | 0 | 0 | 0 | 0 | 0 | 7.2305 | 7.1306 | -2.2128 | -0.053668 | 0 | 0 | 0 | 0 | 0 | 0 | 0 | 0 | 0 | 0 | 0 | 0 | 0 | 0 | 0 | 0 | 0 | 0 | 0 | 0 | 144.6107 | 142.6127 | -44.2568 | -1.0734 | 0 | 0 | 0 | 0 | 0 | 0
0.583333333333333292December | Resource 1 | Sublap 1 | 14:00 | 2 | 92 | December | 21000 | 0 | 0 | 0 | 0 | 0 | 0 | 0 | 0 | 0 | 0 | 0 | 0 | 0 | 0 | 7.2305 | 7.1306 | -2.2128 | -0.053668 | 0 | 0 | 0 | 0 | 0 | 0 | 0 | 0 | 0 | 0 | 0 | 0 | 0 | 0 | 0 | 0 | 0 | 0 | 0 | 0 | 151.8413 | 149.7434 | -46.4697 | -1.127 | 0 | 0 | 0 | 0 | 0 | 0
0.583333333333333293January | Resource 1 | Sublap 1 | 14:00 | 2 | 93 | January | 10000 | 0 | 0 | 0 | 0 | 0 | 0 | 0 | 0 | 0 | 0 | 0 | 0 | 0 | 0 | 7.7472 | 7.3205 | -2.3703 | -0.057474 | 0 | 0 | 0 | 0 | 0 | 0 | 0 | 0 | 0 | 0 | 0 | 0 | 0 | 0 | 0 | 0 | 0 | 0 | 0 | 0 | 77.4723 | 73.2051 | -23.703 | -0.57474 | 0 | 0 | 0 | 0 | 0 | 0
0.583333333333333293February | Resource 1 | Sublap 1 | 14:00 | 2 | 93 | February | 11000 | 0 | 0 | 0 | 0 | 0 | 0 | 0 | 0 | 0 | 0 | 0 | 0 | 0 | 0 | 7.7472 | 7.3205 | -2.3703 | -0.057474 | 0 | 0 | 0 | 0 | 0 | 0 | 0 | 0 | 0 | 0 | 0 | 0 | 0 | 0 | 0 | 0 | 0 | 0 | 0 | 0 | 85.2196 | 80.5256 | -26.0733 | -0.63222 | 0 | 0 | 0 | 0 | 0 | 0
0.583333333333333293March | Resource 1 | Sublap 1 | 14:00 | 2 | 93 | March | 12000 | 0 | 0 | 0 | 0 | 0 | 0 | 0 | 0 | 0 | 0 | 0 | 0 | 0 | 0 | 7.7472 | 7.3205 | -2.3703 | -0.057474 | 0 | 0 | 0 | 0 | 0 | 0 | 0 | 0 | 0 | 0 | 0 | 0 | 0 | 0 | 0 | 0 | 0 | 0 | 0 | 0 | 92.9668 | 87.8462 | -28.4436 | -0.68969 | 0 | 0 | 0 | 0 | 0 | 0
0.583333333333333293April | Resource 1 | Sublap 1 | 14:00 | 2 | 93 | April | 13000 | 0 | 0 | 0 | 0 | 0 | 0 | 0 | 0 | 0 | 0 | 0 | 0 | 0 | 0 | 7.7472 | 7.3205 | -2.3703 | -0.057474 | 0 | 0 | 0 | 0 | 0 | 0 | 0 | 0 | 0 | 0 | 0 | 0 | 0 | 0 | 0 | 0 | 0 | 0 | 0 | 0 | 100.714 | 95.1667 | -30.8139 | -0.74717 | 0 | 0 | 0 | 0 | 0 | 0
0.583333333333333293May | Resource 1 | Sublap 1 | 14:00 | 2 | 93 | May | 14000 | 0 | 0 | 0 | 0 | 0 | 0 | 0 | 0 | 0 | 0 | 0 | 0 | 0 | 0 | 7.7472 | 7.3205 | -2.3703 | -0.057474 | 0 | 0 | 0 | 0 | 0 | 0 | 0 | 0 | 0 | 0 | 0 | 0 | 0 | 0 | 0 | 0 | 0 | 0 | 0 | 0 | 108.4613 | 102.4872 | -33.1842 | -0.80464 | 0 | 0 | 0 | 0 | 0 | 0
0.583333333333333293June | Resource 1 | Sublap 1 | 14:00 | 2 | 93 | June | 15000 | 0 | 0 | 0 | 0 | 0 | 0 | 0 | 0 | 0 | 0 | 0 | 0 | 0 | 0 | 7.7472 | 7.3205 | -2.3703 | -0.057474 | 0 | 0 | 0 | 0 | 0 | 0 | 0 | 0 | 0 | 0 | 0 | 0 | 0 | 0 | 0 | 0 | 0 | 0 | 0 | 0 | 116.2085 | 109.8077 | -35.5545 | -0.86212 | 0 | 0 | 0 | 0 | 0 | 0
0.583333333333333293July | Resource 1 | Sublap 1 | 14:00 | 2 | 93 | July | 16000 | 0 | 0 | 0 | 0 | 0 | 0 | 0 | 0 | 0 | 0 | 0 | 0 | 0 | 0 | 7.7472 | 7.3205 | -2.3703 | -0.057474 | 0 | 0 | 0 | 0 | 0 | 0 | 0 | 0 | 0 | 0 | 0 | 0 | 0 | 0 | 0 | 0 | 0 | 0 | 0 | 0 | 123.9557 | 117.1282 | -37.9248 | -0.91959 | 0 | 0 | 0 | 0 | 0 | 0
0.583333333333333293August | Resource 1 | Sublap 1 | 14:00 | 2 | 93 | August | 17000 | 0 | 0 | 0 | 0 | 0 | 0 | 0 | 0 | 0 | 0 | 0 | 0 | 0 | 0 | 7.7472 | 7.3205 | -2.3703 | -0.057474 | 0 | 0 | 0 | 0 | 0 | 0 | 0 | 0 | 0 | 0 | 0 | 0 | 0 | 0 | 0 | 0 | 0 | 0 | 0 | 0 | 131.703 | 124.4487 | -40.2951 | -0.97707 | 0 | 0 | 0 | 0 | 0 | 0
0.583333333333333293September | Resource 1 | Sublap 1 | 14:00 | 2 | 93 | September | 18000 | 0 | 0 | 0 | 0 | 0 | 0 | 0 | 0 | 0 | 0 | 0 | 0 | 0 | 0 | 7.7472 | 7.3205 | -2.3703 | -0.057474 | 0 | 0 | 0 | 0 | 0 | 0 | 0 | 0 | 0 | 0 | 0 | 0 | 0 | 0 | 0 | 0 | 0 | 0 | 0 | 0 | 139.4502 | 131.7692 | -42.6654 | -1.0345 | 0 | 0 | 0 | 0 | 0 | 0
0.583333333333333293October | Resource 1 | Sublap 1 | 14:00 | 2 | 93 | October | 19000 | 0 | 0 | 0 | 0 | 0 | 0 | 0 | 0 | 0 | 0 | 0 | 0 | 0 | 0 | 7.7472 | 7.3205 | -2.3703 | -0.057474 | 0 | 0 | 0 | 0 | 0 | 0 | 0 | 0 | 0 | 0 | 0 | 0 | 0 | 0 | 0 | 0 | 0 | 0 | 0 | 0 | 147.1974 | 139.0898 | -45.0357 | -1.092 | 0 | 0 | 0 | 0 | 0 | 0
0.583333333333333293November | Resource 1 | Sublap 1 | 14:00 | 2 | 93 | November | 20000 | 0 | 0 | 0 | 0 | 0 | 0 | 0 | 0 | 0 | 0 | 0 | 0 | 0 | 0 | 7.7472 | 7.3205 | -2.3703 | -0.057474 | 0 | 0 | 0 | 0 | 0 | 0 | 0 | 0 | 0 | 0 | 0 | 0 | 0 | 0 | 0 | 0 | 0 | 0 | 0 | 0 | 154.9447 | 146.4103 | -47.406 | -1.1495 | 0 | 0 | 0 | 0 | 0 | 0
0.583333333333333293December | Resource 1 | Sublap 1 | 14:00 | 2 | 93 | December | 21000 | 0 | 0 | 0 | 0 | 0 | 0 | 0 | 0 | 0 | 0 | 0 | 0 | 0 | 0 | 7.7472 | 7.3205 | -2.3703 | -0.057474 | 0 | 0 | 0 | 0 | 0 | 0 | 0 | 0 | 0 | 0 | 0 | 0 | 0 | 0 | 0 | 0 | 0 | 0 | 0 | 0 | 162.6919 | 153.7308 | -49.7763 | -1.207 | 0 | 0 | 0 | 0 | 0 | 0
0.583333333333333294January | Resource 1 | Sublap 1 | 14:00 | 2 | 94 | January | 10000 | 0 | 0 | 0 | 0 | 0 | 0 | 0 | 0 | 0 | 0 | 0 | 0 | 0 | 0 | 7.7535 | 7.3429 | -2.3732 | -0.057545 | 0 | 0 | 0 | 0 | 0 | 0 | 0 | 0 | 0 | 0 | 0 | 0 | 0 | 0 | 0 | 0 | 0 | 0 | 0 | 0 | 77.5352 | 73.4289 | -23.7323 | -0.57545 | 0 | 0 | 0 | 0 | 0 | 0
0.583333333333333294February | Resource 1 | Sublap 1 | 14:00 | 2 | 94 | February | 11000 | 0 | 0 | 0 | 0 | 0 | 0 | 0 | 0 | 0 | 0 | 0 | 0 | 0 | 0 | 7.7535 | 7.3429 | -2.3732 | -0.057545 | 0 | 0 | 0 | 0 | 0 | 0 | 0 | 0 | 0 | 0 | 0 | 0 | 0 | 0 | 0 | 0 | 0 | 0 | 0 | 0 | 85.2887 | 80.7717 | -26.1056 | -0.633 | 0 | 0 | 0 | 0 | 0 | 0
0.583333333333333294March | Resource 1 | Sublap 1 | 14:00 | 2 | 94 | March | 12000 | 0 | 0 | 0 | 0 | 0 | 0 | 0 | 0 | 0 | 0 | 0 | 0 | 0 | 0 | 7.7535 | 7.3429 | -2.3732 | -0.057545 | 0 | 0 | 0 | 0 | 0 | 0 | 0 | 0 | 0 | 0 | 0 | 0 | 0 | 0 | 0 | 0 | 0 | 0 | 0 | 0 | 93.0423 | 88.1146 | -28.4788 | -0.69054 | 0 | 0 | 0 | 0 | 0 | 0
0.583333333333333294April | Resource 1 | Sublap 1 | 14:00 | 2 | 94 | April | 13000 | 0 | 0 | 0 | 0 | 0 | 0 | 0 | 0 | 0 | 0 | 0 | 0 | 0 | 0 | 7.7535 | 7.3429 | -2.3732 | -0.057545 | 0 | 0 | 0 | 0 | 0 | 0 | 0 | 0 | 0 | 0 | 0 | 0 | 0 | 0 | 0 | 0 | 0 | 0 | 0 | 0 | 100.7958 | 95.4575 | -30.852 | -0.74809 | 0 | 0 | 0 | 0 | 0 | 0
0.583333333333333294May | Resource 1 | Sublap 1 | 14:00 | 2 | 94 | May | 14000 | 0 | 0 | 0 | 0 | 0 | 0 | 0 | 0 | 0 | 0 | 0 | 0 | 0 | 0 | 7.7535 | 7.3429 | -2.3732 | -0.057545 | 0 | 0 | 0 | 0 | 0 | 0 | 0 | 0 | 0 | 0 | 0 | 0 | 0 | 0 | 0 | 0 | 0 | 0 | 0 | 0 | 108.5493 | 102.8004 | -33.2253 | -0.80564 | 0 | 0 | 0 | 0 | 0 | 0
0.583333333333333294June | Resource 1 | Sublap 1 | 14:00 | 2 | 94 | June | 15000 | 0 | 0 | 0 | 0 | 0 | 0 | 0 | 0 | 0 | 0 | 0 | 0 | 0 | 0 | 7.7535 | 7.3429 | -2.3732 | -0.057545 | 0 | 0 | 0 | 0 | 0 | 0 | 0 | 0 | 0 | 0 | 0 | 0 | 0 | 0 | 0 | 0 | 0 | 0 | 0 | 0 | 116.3028 | 110.1433 | -35.5985 | -0.86318 | 0 | 0 | 0 | 0 | 0 | 0
0.583333333333333294July | Resource 1 | Sublap 1 | 14:00 | 2 | 94 | July | 16000 | 0 | 0 | 0 | 0 | 0 | 0 | 0 | 0 | 0 | 0 | 0 | 0 | 0 | 0 | 7.7535 | 7.3429 | -2.3732 | -0.057545 | 0 | 0 | 0 | 0 | 0 | 0 | 0 | 0 | 0 | 0 | 0 | 0 | 0 | 0 | 0 | 0 | 0 | 0 | 0 | 0 | 124.0564 | 117.4862 | -37.9717 | -0.92073 | 0 | 0 | 0 | 0 | 0 | 0
0.583333333333333294August | Resource 1 | Sublap 1 | 14:00 | 2 | 94 | August | 17000 | 0 | 0 | 0 | 0 | 0 | 0 | 0 | 0 | 0 | 0 | 0 | 0 | 0 | 0 | 7.7535 | 7.3429 | -2.3732 | -0.057545 | 0 | 0 | 0 | 0 | 0 | 0 | 0 | 0 | 0 | 0 | 0 | 0 | 0 | 0 | 0 | 0 | 0 | 0 | 0 | 0 | 131.8099 | 124.8291 | -40.345 | -0.97827 | 0 | 0 | 0 | 0 | 0 | 0
0.583333333333333294September | Resource 1 | Sublap 1 | 14:00 | 2 | 94 | September | 18000 | 0 | 0 | 0 | 0 | 0 | 0 | 0 | 0 | 0 | 0 | 0 | 0 | 0 | 0 | 7.7535 | 7.3429 | -2.3732 | -0.057545 | 0 | 0 | 0 | 0 | 0 | 0 | 0 | 0 | 0 | 0 | 0 | 0 | 0 | 0 | 0 | 0 | 0 | 0 | 0 | 0 | 139.5634 | 132.172 | -42.7182 | -1.0358 | 0 | 0 | 0 | 0 | 0 | 0
0.583333333333333294October | Resource 1 | Sublap 1 | 14:00 | 2 | 94 | October | 19000 | 0 | 0 | 0 | 0 | 0 | 0 | 0 | 0 | 0 | 0 | 0 | 0 | 0 | 0 | 7.7535 | 7.3429 | -2.3732 | -0.057545 | 0 | 0 | 0 | 0 | 0 | 0 | 0 | 0 | 0 | 0 | 0 | 0 | 0 | 0 | 0 | 0 | 0 | 0 | 0 | 0 | 147.3169 | 139.5148 | -45.0914 | -1.0934 | 0 | 0 | 0 | 0 | 0 | 0
0.583333333333333294November | Resource 1 | Sublap 1 | 14:00 | 2 | 94 | November | 20000 | 0 | 0 | 0 | 0 | 0 | 0 | 0 | 0 | 0 | 0 | 0 | 0 | 0 | 0 | 7.7535 | 7.3429 | -2.3732 | -0.057545 | 0 | 0 | 0 | 0 | 0 | 0 | 0 | 0 | 0 | 0 | 0 | 0 | 0 | 0 | 0 | 0 | 0 | 0 | 0 | 0 | 155.0704 | 146.8577 | -47.4647 | -1.1509 | 0 | 0 | 0 | 0 | 0 | 0
0.583333333333333294December | Resource 1 | Sublap 1 | 14:00 | 2 | 94 | December | 21000 | 0 | 0 | 0 | 0 | 0 | 0 | 0 | 0 | 0 | 0 | 0 | 0 | 0 | 0 | 7.7535 | 7.3429 | -2.3732 | -0.057545 | 0 | 0 | 0 | 0 | 0 | 0 | 0 | 0 | 0 | 0 | 0 | 0 | 0 | 0 | 0 | 0 | 0 | 0 | 0 | 0 | 162.824 | 154.2006 | -49.8379 | -1.2085 | 0 | 0 | 0 | 0 | 0 | 0
0.583333333333333295January | Resource 1 | Sublap 1 | 14:00 | 2 | 95 | January | 10000 | 0 | 0 | 0 | 0 | 0 | 0 | 0 | 0 | 0 | 0 | 0 | 0 | 0 | 0 | 10.2552 | 10.9577 | -3.1015 | -0.075151 | 0 | 0 | 0 | 0 | 0 | 0 | 0 | 0 | 0 | 0 | 0 | 0 | 0 | 0 | 0 | 0 | 0 | 0 | 0 | 0 | 102.5524 | 109.5769 | -31.0148 | -0.75151 | 0 | 0 | 0 | 0 | 0 | 0
0.583333333333333295February | Resource 1 | Sublap 1 | 14:00 | 2 | 95 | February | 11000 | 0 | 0 | 0 | 0 | 0 | 0 | 0 | 0 | 0 | 0 | 0 | 0 | 0 | 0 | 10.2552 | 10.9577 | -3.1015 | -0.075151 | 0 | 0 | 0 | 0 | 0 | 0 | 0 | 0 | 0 | 0 | 0 | 0 | 0 | 0 | 0 | 0 | 0 | 0 | 0 | 0 | 112.8076 | 120.5346 | -34.1162 | -0.82666 | 0 | 0 | 0 | 0 | 0 | 0
0.583333333333333295March | Resource 1 | Sublap 1 | 14:00 | 2 | 95 | March | 12000 | 0 | 0 | 0 | 0 | 0 | 0 | 0 | 0 | 0 | 0 | 0 | 0 | 0 | 0 | 10.2552 | 10.9577 | -3.1015 | -0.075151 | 0 | 0 | 0 | 0 | 0 | 0 | 0 | 0 | 0 | 0 | 0 | 0 | 0 | 0 | 0 | 0 | 0 | 0 | 0 | 0 | 123.0629 | 131.4923 | -37.2177 | -0.90181 | 0 | 0 | 0 | 0 | 0 | 0
0.583333333333333295April | Resource 1 | Sublap 1 | 14:00 | 2 | 95 | April | 13000 | 0 | 0 | 0 | 0 | 0 | 0 | 0 | 0 | 0 | 0 | 0 | 0 | 0 | 0 | 10.2552 | 10.9577 | -3.1015 | -0.075151 | 0 | 0 | 0 | 0 | 0 | 0 | 0 | 0 | 0 | 0 | 0 | 0 | 0 | 0 | 0 | 0 | 0 | 0 | 0 | 0 | 133.3181 | 142.45 | -40.3192 | -0.97696 | 0 | 0 | 0 | 0 | 0 | 0
0.583333333333333295May | Resource 1 | Sublap 1 | 14:00 | 2 | 95 | May | 14000 | 0 | 0 | 0 | 0 | 0 | 0 | 0 | 0 | 0 | 0 | 0 | 0 | 0 | 0 | 10.2552 | 10.9577 | -3.1015 | -0.075151 | 0 | 0 | 0 | 0 | 0 | 0 | 0 | 0 | 0 | 0 | 0 | 0 | 0 | 0 | 0 | 0 | 0 | 0 | 0 | 0 | 143.5734 | 153.4077 | -43.4207 | -1.0521 | 0 | 0 | 0 | 0 | 0 | 0
0.583333333333333295June | Resource 1 | Sublap 1 | 14:00 | 2 | 95 | June | 15000 | 0 | 0 | 0 | 0 | 0 | 0 | 0 | 0 | 0 | 0 | 0 | 0 | 0 | 0 | 10.2552 | 10.9577 | -3.1015 | -0.075151 | 0 | 0 | 0 | 0 | 0 | 0 | 0 | 0 | 0 | 0 | 0 | 0 | 0 | 0 | 0 | 0 | 0 | 0 | 0 | 0 | 153.8286 | 164.3654 | -46.5221 | -1.1273 | 0 | 0 | 0 | 0 | 0 | 0
0.583333333333333295July | Resource 1 | Sublap 1 | 14:00 | 2 | 95 | July | 16000 | 0 | 0 | 0 | 0 | 0 | 0 | 0 | 0 | 0 | 0 | 0 | 0 | 0 | 0 | 10.2552 | 10.9577 | -3.1015 | -0.075151 | 0 | 0 | 0 | 0 | 0 | 0 | 0 | 0 | 0 | 0 | 0 | 0 | 0 | 0 | 0 | 0 | 0 | 0 | 0 | 0 | 164.0838 | 175.323 | -49.6236 | -1.2024 | 0 | 0 | 0 | 0 | 0 | 0
0.583333333333333295August | Resource 1 | Sublap 1 | 14:00 | 2 | 95 | August | 17000 | 0 | 0 | 0 | 0 | 0 | 0 | 0 | 0 | 0 | 0 | 0 | 0 | 0 | 0 | 10.2552 | 10.9577 | -3.1015 | -0.075151 | 0 | 0 | 0 | 0 | 0 | 0 | 0 | 0 | 0 | 0 | 0 | 0 | 0 | 0 | 0 | 0 | 0 | 0 | 0 | 0 | 174.3391 | 186.2807 | -52.7251 | -1.2776 | 0 | 0 | 0 | 0 | 0 | 0
0.583333333333333295September | Resource 1 | Sublap 1 | 14:00 | 2 | 95 | September | 18000 | 0 | 0 | 0 | 0 | 0 | 0 | 0 | 0 | 0 | 0 | 0 | 0 | 0 | 0 | 10.2552 | 10.9577 | -3.1015 | -0.075151 | 0 | 0 | 0 | 0 | 0 | 0 | 0 | 0 | 0 | 0 | 0 | 0 | 0 | 0 | 0 | 0 | 0 | 0 | 0 | 0 | 184.5943 | 197.2384 | -55.8266 | -1.3527 | 0 | 0 | 0 | 0 | 0 | 0
0.583333333333333295October | Resource 1 | Sublap 1 | 14:00 | 2 | 95 | October | 19000 | 0 | 0 | 0 | 0 | 0 | 0 | 0 | 0 | 0 | 0 | 0 | 0 | 0 | 0 | 10.2552 | 10.9577 | -3.1015 | -0.075151 | 0 | 0 | 0 | 0 | 0 | 0 | 0 | 0 | 0 | 0 | 0 | 0 | 0 | 0 | 0 | 0 | 0 | 0 | 0 | 0 | 194.8496 | 208.1961 | -58.928 | -1.4279 | 0 | 0 | 0 | 0 | 0 | 0
0.583333333333333295November | Resource 1 | Sublap 1 | 14:00 | 2 | 95 | November | 20000 | 0 | 0 | 0 | 0 | 0 | 0 | 0 | 0 | 0 | 0 | 0 | 0 | 0 | 0 | 10.2552 | 10.9577 | -3.1015 | -0.075151 | 0 | 0 | 0 | 0 | 0 | 0 | 0 | 0 | 0 | 0 | 0 | 0 | 0 | 0 | 0 | 0 | 0 | 0 | 0 | 0 | 205.1048 | 219.1538 | -62.0295 | -1.503 | 0 | 0 | 0 | 0 | 0 | 0
0.583333333333333295December | Resource 1 | Sublap 1 | 14:00 | 2 | 95 | December | 21000 | 0 | 0 | 0 | 0 | 0 | 0 | 0 | 0 | 0 | 0 | 0 | 0 | 0 | 0 | 10.2552 | 10.9577 | -3.1015 | -0.075151 | 0 | 0 | 0 | 0 | 0 | 0 | 0 | 0 | 0 | 0 | 0 | 0 | 0 | 0 | 0 | 0 | 0 | 0 | 0 | 0 | 215.36 | 230.1115 | -65.131 | -1.5782 | 0 | 0 | 0 | 0 | 0 | 0
0.583333333333333296January | Resource 1 | Sublap 1 | 14:00 | 2 | 96 | January | 10000 | 0 | 0 | 0 | 0 | 0 | 0 | 0 | 0 | 0 | 0 | 0 | 0 | 0 | 0 | 9.1247 | 9.7578 | -2.7608 | -0.066916 | 0 | 0 | 0 | 0 | 0 | 0 | 0 | 0 | 0 | 0 | 0 | 0 | 0 | 0 | 0 | 0 | 0 | 0 | 0 | 0 | 91.2466 | 97.5783 | -27.6084 | -0.66916 | 0 | 0 | 0 | 0 | 0 | 0
0.583333333333333296February | Resource 1 | Sublap 1 | 14:00 | 2 | 96 | February | 11000 | 0 | 0 | 0 | 0 | 0 | 0 | 0 | 0 | 0 | 0 | 0 | 0 | 0 | 0 | 9.1247 | 9.7578 | -2.7608 | -0.066916 | 0 | 0 | 0 | 0 | 0 | 0 | 0 | 0 | 0 | 0 | 0 | 0 | 0 | 0 | 0 | 0 | 0 | 0 | 0 | 0 | 100.3712 | 107.3361 | -30.3693 | -0.73608 | 0 | 0 | 0 | 0 | 0 | 0
0.583333333333333296March | Resource 1 | Sublap 1 | 14:00 | 2 | 96 | March | 12000 | 0 | 0 | 0 | 0 | 0 | 0 | 0 | 0 | 0 | 0 | 0 | 0 | 0 | 0 | 9.1247 | 9.7578 | -2.7608 | -0.066916 | 0 | 0 | 0 | 0 | 0 | 0 | 0 | 0 | 0 | 0 | 0 | 0 | 0 | 0 | 0 | 0 | 0 | 0 | 0 | 0 | 109.4959 | 117.0939 | -33.1301 | -0.80299 | 0 | 0 | 0 | 0 | 0 | 0
0.583333333333333296April | Resource 1 | Sublap 1 | 14:00 | 2 | 96 | April | 13000 | 0 | 0 | 0 | 0 | 0 | 0 | 0 | 0 | 0 | 0 | 0 | 0 | 0 | 0 | 9.1247 | 9.7578 | -2.7608 | -0.066916 | 0 | 0 | 0 | 0 | 0 | 0 | 0 | 0 | 0 | 0 | 0 | 0 | 0 | 0 | 0 | 0 | 0 | 0 | 0 | 0 | 118.6205 | 126.8517 | -35.891 | -0.86991 | 0 | 0 | 0 | 0 | 0 | 0
0.583333333333333296May | Resource 1 | Sublap 1 | 14:00 | 2 | 96 | May | 14000 | 0 | 0 | 0 | 0 | 0 | 0 | 0 | 0 | 0 | 0 | 0 | 0 | 0 | 0 | 9.1247 | 9.7578 | -2.7608 | -0.066916 | 0 | 0 | 0 | 0 | 0 | 0 | 0 | 0 | 0 | 0 | 0 | 0 | 0 | 0 | 0 | 0 | 0 | 0 | 0 | 0 | 127.7452 | 136.6096 | -38.6518 | -0.93682 | 0 | 0 | 0 | 0 | 0 | 0
0.583333333333333296June | Resource 1 | Sublap 1 | 14:00 | 2 | 96 | June | 15000 | 0 | 0 | 0 | 0 | 0 | 0 | 0 | 0 | 0 | 0 | 0 | 0 | 0 | 0 | 9.1247 | 9.7578 | -2.7608 | -0.066916 | 0 | 0 | 0 | 0 | 0 | 0 | 0 | 0 | 0 | 0 | 0 | 0 | 0 | 0 | 0 | 0 | 0 | 0 | 0 | 0 | 136.8698 | 146.3674 | -41.4126 | -1.0037 | 0 | 0 | 0 | 0 | 0 | 0
0.583333333333333296July | Resource 1 | Sublap 1 | 14:00 | 2 | 96 | July | 16000 | 0 | 0 | 0 | 0 | 0 | 0 | 0 | 0 | 0 | 0 | 0 | 0 | 0 | 0 | 9.1247 | 9.7578 | -2.7608 | -0.066916 | 0 | 0 | 0 | 0 | 0 | 0 | 0 | 0 | 0 | 0 | 0 | 0 | 0 | 0 | 0 | 0 | 0 | 0 | 0 | 0 | 145.9945 | 156.1252 | -44.1735 | -1.0707 | 0 | 0 | 0 | 0 | 0 | 0
0.583333333333333296August | Resource 1 | Sublap 1 | 14:00 | 2 | 96 | August | 17000 | 0 | 0 | 0 | 0 | 0 | 0 | 0 | 0 | 0 | 0 | 0 | 0 | 0 | 0 | 9.1247 | 9.7578 | -2.7608 | -0.066916 | 0 | 0 | 0 | 0 | 0 | 0 | 0 | 0 | 0 | 0 | 0 | 0 | 0 | 0 | 0 | 0 | 0 | 0 | 0 | 0 | 155.1192 | 165.883 | -46.9343 | -1.1376 | 0 | 0 | 0 | 0 | 0 | 0
0.583333333333333296September | Resource 1 | Sublap 1 | 14:00 | 2 | 96 | September | 18000 | 0 | 0 | 0 | 0 | 0 | 0 | 0 | 0 | 0 | 0 | 0 | 0 | 0 | 0 | 9.1247 | 9.7578 | -2.7608 | -0.066916 | 0 | 0 | 0 | 0 | 0 | 0 | 0 | 0 | 0 | 0 | 0 | 0 | 0 | 0 | 0 | 0 | 0 | 0 | 0 | 0 | 164.2438 | 175.6409 | -49.6952 | -1.2045 | 0 | 0 | 0 | 0 | 0 | 0
0.583333333333333296October | Resource 1 | Sublap 1 | 14:00 | 2 | 96 | October | 19000 | 0 | 0 | 0 | 0 | 0 | 0 | 0 | 0 | 0 | 0 | 0 | 0 | 0 | 0 | 9.1247 | 9.7578 | -2.7608 | -0.066916 | 0 | 0 | 0 | 0 | 0 | 0 | 0 | 0 | 0 | 0 | 0 | 0 | 0 | 0 | 0 | 0 | 0 | 0 | 0 | 0 | 173.3685 | 185.3987 | -52.456 | -1.2714 | 0 | 0 | 0 | 0 | 0 | 0
0.583333333333333296November | Resource 1 | Sublap 1 | 14:00 | 2 | 96 | November | 20000 | 0 | 0 | 0 | 0 | 0 | 0 | 0 | 0 | 0 | 0 | 0 | 0 | 0 | 0 | 9.1247 | 9.7578 | -2.7608 | -0.066916 | 0 | 0 | 0 | 0 | 0 | 0 | 0 | 0 | 0 | 0 | 0 | 0 | 0 | 0 | 0 | 0 | 0 | 0 | 0 | 0 | 182.4931 | 195.1565 | -55.2169 | -1.3383 | 0 | 0 | 0 | 0 | 0 | 0
0.583333333333333296December | Resource 1 | Sublap 1 | 14:00 | 2 | 96 | December | 21000 | 0 | 0 | 0 | 0 | 0 | 0 | 0 | 0 | 0 | 0 | 0 | 0 | 0 | 0 | 9.1247 | 9.7578 | -2.7608 | -0.066916 | 0 | 0 | 0 | 0 | 0 | 0 | 0 | 0 | 0 | 0 | 0 | 0 | 0 | 0 | 0 | 0 | 0 | 0 | 0 | 0 | 191.6178 | 204.9144 | -57.9777 | -1.4052 | 0 | 0 | 0 | 0 | 0 | 0
0.583333333333333297January | Resource 1 | Sublap 1 | 14:00 | 2 | 97 | January | 10000 | 0 | 0 | 0 | 0 | 0 | 0 | 0 | 0 | 0 | 0 | 0 | 0 | 0 | 0 | 8.5023 | 9.0102 | -2.5636 | -0.062147 | 0 | 0 | 0 | 0 | 0 | 0 | 0 | 0 | 0 | 0 | 0 | 0 | 0 | 0 | 0 | 0 | 0 | 0 | 0 | 0 | 85.0231 | 90.1025 | -25.6358 | -0.62147 | 0 | 0 | 0 | 0 | 0 | 0
0.583333333333333297February | Resource 1 | Sublap 1 | 14:00 | 2 | 97 | February | 11000 | 0 | 0 | 0 | 0 | 0 | 0 | 0 | 0 | 0 | 0 | 0 | 0 | 0 | 0 | 8.5023 | 9.0102 | -2.5636 | -0.062147 | 0 | 0 | 0 | 0 | 0 | 0 | 0 | 0 | 0 | 0 | 0 | 0 | 0 | 0 | 0 | 0 | 0 | 0 | 0 | 0 | 93.5254 | 99.1128 | -28.1993 | -0.68362 | 0 | 0 | 0 | 0 | 0 | 0
0.583333333333333297March | Resource 1 | Sublap 1 | 14:00 | 2 | 97 | March | 12000 | 0 | 0 | 0 | 0 | 0 | 0 | 0 | 0 | 0 | 0 | 0 | 0 | 0 | 0 | 8.5023 | 9.0102 | -2.5636 | -0.062147 | 0 | 0 | 0 | 0 | 0 | 0 | 0 | 0 | 0 | 0 | 0 | 0 | 0 | 0 | 0 | 0 | 0 | 0 | 0 | 0 | 102.0277 | 108.123 | -30.7629 | -0.74576 | 0 | 0 | 0 | 0 | 0 | 0
0.583333333333333297April | Resource 1 | Sublap 1 | 14:00 | 2 | 97 | April | 13000 | 0 | 0 | 0 | 0 | 0 | 0 | 0 | 0 | 0 | 0 | 0 | 0 | 0 | 0 | 8.5023 | 9.0102 | -2.5636 | -0.062147 | 0 | 0 | 0 | 0 | 0 | 0 | 0 | 0 | 0 | 0 | 0 | 0 | 0 | 0 | 0 | 0 | 0 | 0 | 0 | 0 | 110.5301 | 117.1333 | -33.3265 | -0.80791 | 0 | 0 | 0 | 0 | 0 | 0
0.583333333333333297May | Resource 1 | Sublap 1 | 14:00 | 2 | 97 | May | 14000 | 0 | 0 | 0 | 0 | 0 | 0 | 0 | 0 | 0 | 0 | 0 | 0 | 0 | 0 | 8.5023 | 9.0102 | -2.5636 | -0.062147 | 0 | 0 | 0 | 0 | 0 | 0 | 0 | 0 | 0 | 0 | 0 | 0 | 0 | 0 | 0 | 0 | 0 | 0 | 0 | 0 | 119.0324 | 126.1435 | -35.8901 | -0.87006 | 0 | 0 | 0 | 0 | 0 | 0
0.583333333333333297June | Resource 1 | Sublap 1 | 14:00 | 2 | 97 | June | 15000 | 0 | 0 | 0 | 0 | 0 | 0 | 0 | 0 | 0 | 0 | 0 | 0 | 0 | 0 | 8.5023 | 9.0102 | -2.5636 | -0.062147 | 0 | 0 | 0 | 0 | 0 | 0 | 0 | 0 | 0 | 0 | 0 | 0 | 0 | 0 | 0 | 0 | 0 | 0 | 0 | 0 | 127.5347 | 135.1537 | -38.4537 | -0.9322 | 0 | 0 | 0 | 0 | 0 | 0
0.583333333333333297July | Resource 1 | Sublap 1 | 14:00 | 2 | 97 | July | 16000 | 0 | 0 | 0 | 0 | 0 | 0 | 0 | 0 | 0 | 0 | 0 | 0 | 0 | 0 | 8.5023 | 9.0102 | -2.5636 | -0.062147 | 0 | 0 | 0 | 0 | 0 | 0 | 0 | 0 | 0 | 0 | 0 | 0 | 0 | 0 | 0 | 0 | 0 | 0 | 0 | 0 | 136.037 | 144.164 | -41.0172 | -0.99435 | 0 | 0 | 0 | 0 | 0 | 0
0.583333333333333297August | Resource 1 | Sublap 1 | 14:00 | 2 | 97 | August | 17000 | 0 | 0 | 0 | 0 | 0 | 0 | 0 | 0 | 0 | 0 | 0 | 0 | 0 | 0 | 8.5023 | 9.0102 | -2.5636 | -0.062147 | 0 | 0 | 0 | 0 | 0 | 0 | 0 | 0 | 0 | 0 | 0 | 0 | 0 | 0 | 0 | 0 | 0 | 0 | 0 | 0 | 144.5393 | 153.1743 | -43.5808 | -1.0565 | 0 | 0 | 0 | 0 | 0 | 0
0.583333333333333297September | Resource 1 | Sublap 1 | 14:00 | 2 | 97 | September | 18000 | 0 | 0 | 0 | 0 | 0 | 0 | 0 | 0 | 0 | 0 | 0 | 0 | 0 | 0 | 8.5023 | 9.0102 | -2.5636 | -0.062147 | 0 | 0 | 0 | 0 | 0 | 0 | 0 | 0 | 0 | 0 | 0 | 0 | 0 | 0 | 0 | 0 | 0 | 0 | 0 | 0 | 153.0416 | 162.1845 | -46.1444 | -1.1186 | 0 | 0 | 0 | 0 | 0 | 0
0.583333333333333297October | Resource 1 | Sublap 1 | 14:00 | 2 | 97 | October | 19000 | 0 | 0 | 0 | 0 | 0 | 0 | 0 | 0 | 0 | 0 | 0 | 0 | 0 | 0 | 8.5023 | 9.0102 | -2.5636 | -0.062147 | 0 | 0 | 0 | 0 | 0 | 0 | 0 | 0 | 0 | 0 | 0 | 0 | 0 | 0 | 0 | 0 | 0 | 0 | 0 | 0 | 161.5439 | 171.1947 | -48.708 | -1.1808 | 0 | 0 | 0 | 0 | 0 | 0
0.583333333333333297November | Resource 1 | Sublap 1 | 14:00 | 2 | 97 | November | 20000 | 0 | 0 | 0 | 0 | 0 | 0 | 0 | 0 | 0 | 0 | 0 | 0 | 0 | 0 | 8.5023 | 9.0102 | -2.5636 | -0.062147 | 0 | 0 | 0 | 0 | 0 | 0 | 0 | 0 | 0 | 0 | 0 | 0 | 0 | 0 | 0 | 0 | 0 | 0 | 0 | 0 | 170.0462 | 180.205 | -51.2715 | -1.2429 | 0 | 0 | 0 | 0 | 0 | 0
0.583333333333333297December | Resource 1 | Sublap 1 | 14:00 | 2 | 97 | December | 21000 | 0 | 0 | 0 | 0 | 0 | 0 | 0 | 0 | 0 | 0 | 0 | 0 | 0 | 0 | 8.5023 | 9.0102 | -2.5636 | -0.062147 | 0 | 0 | 0 | 0 | 0 | 0 | 0 | 0 | 0 | 0 | 0 | 0 | 0 | 0 | 0 | 0 | 0 | 0 | 0 | 0 | 178.5486 | 189.2153 | -53.8351 | -1.3051 | 0 | 0 | 0 | 0 | 0 | 0
0.583333333333333298January | Resource 1 | Sublap 1 | 14:00 | 2 | 98 | January | 10000 | 0 | 0 | 0 | 0 | 0 | 0 | 0 | 0 | 0 | 0 | 0 | 0 | 0 | 0 | 9.7109 | 10.4007 | -2.9311 | -0.071032 | 0 | 0 | 0 | 0 | 0 | 0 | 0 | 0 | 0 | 0 | 0 | 0 | 0 | 0 | 0 | 0 | 0 | 0 | 0 | 0 | 97.1095 | 104.0071 | -29.3111 | -0.71032 | 0 | 0 | 0 | 0 | 0 | 0
0.583333333333333298February | Resource 1 | Sublap 1 | 14:00 | 2 | 98 | February | 11000 | 0 | 0 | 0 | 0 | 0 | 0 | 0 | 0 | 0 | 0 | 0 | 0 | 0 | 0 | 9.7109 | 10.4007 | -2.9311 | -0.071032 | 0 | 0 | 0 | 0 | 0 | 0 | 0 | 0 | 0 | 0 | 0 | 0 | 0 | 0 | 0 | 0 | 0 | 0 | 0 | 0 | 106.8204 | 114.4078 | -32.2422 | -0.78135 | 0 | 0 | 0 | 0 | 0 | 0
0.583333333333333298March | Resource 1 | Sublap 1 | 14:00 | 2 | 98 | March | 12000 | 0 | 0 | 0 | 0 | 0 | 0 | 0 | 0 | 0 | 0 | 0 | 0 | 0 | 0 | 9.7109 | 10.4007 | -2.9311 | -0.071032 | 0 | 0 | 0 | 0 | 0 | 0 | 0 | 0 | 0 | 0 | 0 | 0 | 0 | 0 | 0 | 0 | 0 | 0 | 0 | 0 | 116.5314 | 124.8085 | -35.1733 | -0.85239 | 0 | 0 | 0 | 0 | 0 | 0
0.583333333333333298April | Resource 1 | Sublap 1 | 14:00 | 2 | 98 | April | 13000 | 0 | 0 | 0 | 0 | 0 | 0 | 0 | 0 | 0 | 0 | 0 | 0 | 0 | 0 | 9.7109 | 10.4007 | -2.9311 | -0.071032 | 0 | 0 | 0 | 0 | 0 | 0 | 0 | 0 | 0 | 0 | 0 | 0 | 0 | 0 | 0 | 0 | 0 | 0 | 0 | 0 | 126.2423 | 135.2092 | -38.1044 | -0.92342 | 0 | 0 | 0 | 0 | 0 | 0
0.583333333333333298May | Resource 1 | Sublap 1 | 14:00 | 2 | 98 | May | 14000 | 0 | 0 | 0 | 0 | 0 | 0 | 0 | 0 | 0 | 0 | 0 | 0 | 0 | 0 | 9.7109 | 10.4007 | -2.9311 | -0.071032 | 0 | 0 | 0 | 0 | 0 | 0 | 0 | 0 | 0 | 0 | 0 | 0 | 0 | 0 | 0 | 0 | 0 | 0 | 0 | 0 | 135.9533 | 145.6099 | -41.0356 | -0.99445 | 0 | 0 | 0 | 0 | 0 | 0
0.583333333333333298June | Resource 1 | Sublap 1 | 14:00 | 2 | 98 | June | 15000 | 0 | 0 | 0 | 0 | 0 | 0 | 0 | 0 | 0 | 0 | 0 | 0 | 0 | 0 | 9.7109 | 10.4007 | -2.9311 | -0.071032 | 0 | 0 | 0 | 0 | 0 | 0 | 0 | 0 | 0 | 0 | 0 | 0 | 0 | 0 | 0 | 0 | 0 | 0 | 0 | 0 | 145.6642 | 156.0106 | -43.9667 | -1.0655 | 0 | 0 | 0 | 0 | 0 | 0
0.583333333333333298July | Resource 1 | Sublap 1 | 14:00 | 2 | 98 | July | 16000 | 0 | 0 | 0 | 0 | 0 | 0 | 0 | 0 | 0 | 0 | 0 | 0 | 0 | 0 | 9.7109 | 10.4007 | -2.9311 | -0.071032 | 0 | 0 | 0 | 0 | 0 | 0 | 0 | 0 | 0 | 0 | 0 | 0 | 0 | 0 | 0 | 0 | 0 | 0 | 0 | 0 | 155.3752 | 166.4113 | -46.8978 | -1.1365 | 0 | 0 | 0 | 0 | 0 | 0
0.583333333333333298August | Resource 1 | Sublap 1 | 14:00 | 2 | 98 | August | 17000 | 0 | 0 | 0 | 0 | 0 | 0 | 0 | 0 | 0 | 0 | 0 | 0 | 0 | 0 | 9.7109 | 10.4007 | -2.9311 | -0.071032 | 0 | 0 | 0 | 0 | 0 | 0 | 0 | 0 | 0 | 0 | 0 | 0 | 0 | 0 | 0 | 0 | 0 | 0 | 0 | 0 | 165.0861 | 176.812 | -49.8289 | -1.2075 | 0 | 0 | 0 | 0 | 0 | 0
0.583333333333333298September | Resource 1 | Sublap 1 | 14:00 | 2 | 98 | September | 18000 | 0 | 0 | 0 | 0 | 0 | 0 | 0 | 0 | 0 | 0 | 0 | 0 | 0 | 0 | 9.7109 | 10.4007 | -2.9311 | -0.071032 | 0 | 0 | 0 | 0 | 0 | 0 | 0 | 0 | 0 | 0 | 0 | 0 | 0 | 0 | 0 | 0 | 0 | 0 | 0 | 0 | 174.7971 | 187.2127 | -52.76 | -1.2786 | 0 | 0 | 0 | 0 | 0 | 0
0.583333333333333298October | Resource 1 | Sublap 1 | 14:00 | 2 | 98 | October | 19000 | 0 | 0 | 0 | 0 | 0 | 0 | 0 | 0 | 0 | 0 | 0 | 0 | 0 | 0 | 9.7109 | 10.4007 | -2.9311 | -0.071032 | 0 | 0 | 0 | 0 | 0 | 0 | 0 | 0 | 0 | 0 | 0 | 0 | 0 | 0 | 0 | 0 | 0 | 0 | 0 | 0 | 184.508 | 197.6134 | -55.6911 | -1.3496 | 0 | 0 | 0 | 0 | 0 | 0
0.583333333333333298November | Resource 1 | Sublap 1 | 14:00 | 2 | 98 | November | 20000 | 0 | 0 | 0 | 0 | 0 | 0 | 0 | 0 | 0 | 0 | 0 | 0 | 0 | 0 | 9.7109 | 10.4007 | -2.9311 | -0.071032 | 0 | 0 | 0 | 0 | 0 | 0 | 0 | 0 | 0 | 0 | 0 | 0 | 0 | 0 | 0 | 0 | 0 | 0 | 0 | 0 | 194.219 | 208.0141 | -58.6222 | -1.4206 | 0 | 0 | 0 | 0 | 0 | 0
0.583333333333333298December | Resource 1 | Sublap 1 | 14:00 | 2 | 98 | December | 21000 | 0 | 0 | 0 | 0 | 0 | 0 | 0 | 0 | 0 | 0 | 0 | 0 | 0 | 0 | 9.7109 | 10.4007 | -2.9311 | -0.071032 | 0 | 0 | 0 | 0 | 0 | 0 | 0 | 0 | 0 | 0 | 0 | 0 | 0 | 0 | 0 | 0 | 0 | 0 | 0 | 0 | 203.9299 | 218.4148 | -61.5533 | -1.4917 | 0 | 0 | 0 | 0 | 0 | 0
0.583333333333333299January | Resource 1 | Sublap 1 | 14:00 | 2 | 99 | January | 10000 | 0 | 0 | 0 | 0 | 0 | 0 | 0 | 0 | 0 | 0 | 0 | 0 | 0 | 0 | 9.6132 | 10.2743 | -2.8991 | -0.070257 | 0 | 0 | 0 | 0 | 0 | 0 | 0 | 0 | 0 | 0 | 0 | 0 | 0 | 0 | 0 | 0 | 0 | 0 | 0 | 0 | 96.1315 | 102.7426 | -28.9905 | -0.70257 | 0 | 0 | 0 | 0 | 0 | 0
0.583333333333333299February | Resource 1 | Sublap 1 | 14:00 | 2 | 99 | February | 11000 | 0 | 0 | 0 | 0 | 0 | 0 | 0 | 0 | 0 | 0 | 0 | 0 | 0 | 0 | 9.6132 | 10.2743 | -2.8991 | -0.070257 | 0 | 0 | 0 | 0 | 0 | 0 | 0 | 0 | 0 | 0 | 0 | 0 | 0 | 0 | 0 | 0 | 0 | 0 | 0 | 0 | 105.7447 | 113.0168 | -31.8896 | -0.77283 | 0 | 0 | 0 | 0 | 0 | 0
0.583333333333333299March | Resource 1 | Sublap 1 | 14:00 | 2 | 99 | March | 12000 | 0 | 0 | 0 | 0 | 0 | 0 | 0 | 0 | 0 | 0 | 0 | 0 | 0 | 0 | 9.6132 | 10.2743 | -2.8991 | -0.070257 | 0 | 0 | 0 | 0 | 0 | 0 | 0 | 0 | 0 | 0 | 0 | 0 | 0 | 0 | 0 | 0 | 0 | 0 | 0 | 0 | 115.3578 | 123.2911 | -34.7886 | -0.84309 | 0 | 0 | 0 | 0 | 0 | 0
0.583333333333333299April | Resource 1 | Sublap 1 | 14:00 | 2 | 99 | April | 13000 | 0 | 0 | 0 | 0 | 0 | 0 | 0 | 0 | 0 | 0 | 0 | 0 | 0 | 0 | 9.6132 | 10.2743 | -2.8991 | -0.070257 | 0 | 0 | 0 | 0 | 0 | 0 | 0 | 0 | 0 | 0 | 0 | 0 | 0 | 0 | 0 | 0 | 0 | 0 | 0 | 0 | 124.971 | 133.5653 | -37.6877 | -0.91334 | 0 | 0 | 0 | 0 | 0 | 0
0.583333333333333299May | Resource 1 | Sublap 1 | 14:00 | 2 | 99 | May | 14000 | 0 | 0 | 0 | 0 | 0 | 0 | 0 | 0 | 0 | 0 | 0 | 0 | 0 | 0 | 9.6132 | 10.2743 | -2.8991 | -0.070257 | 0 | 0 | 0 | 0 | 0 | 0 | 0 | 0 | 0 | 0 | 0 | 0 | 0 | 0 | 0 | 0 | 0 | 0 | 0 | 0 | 134.5841 | 143.8396 | -40.5867 | -0.9836 | 0 | 0 | 0 | 0 | 0 | 0
0.583333333333333299June | Resource 1 | Sublap 1 | 14:00 | 2 | 99 | June | 15000 | 0 | 0 | 0 | 0 | 0 | 0 | 0 | 0 | 0 | 0 | 0 | 0 | 0 | 0 | 9.6132 | 10.2743 | -2.8991 | -0.070257 | 0 | 0 | 0 | 0 | 0 | 0 | 0 | 0 | 0 | 0 | 0 | 0 | 0 | 0 | 0 | 0 | 0 | 0 | 0 | 0 | 144.1973 | 154.1138 | -43.4858 | -1.0539 | 0 | 0 | 0 | 0 | 0 | 0
0.583333333333333299July | Resource 1 | Sublap 1 | 14:00 | 2 | 99 | July | 16000 | 0 | 0 | 0 | 0 | 0 | 0 | 0 | 0 | 0 | 0 | 0 | 0 | 0 | 0 | 9.6132 | 10.2743 | -2.8991 | -0.070257 | 0 | 0 | 0 | 0 | 0 | 0 | 0 | 0 | 0 | 0 | 0 | 0 | 0 | 0 | 0 | 0 | 0 | 0 | 0 | 0 | 153.8104 | 164.3881 | -46.3848 | -1.1241 | 0 | 0 | 0 | 0 | 0 | 0
0.583333333333333299August | Resource 1 | Sublap 1 | 14:00 | 2 | 99 | August | 17000 | 0 | 0 | 0 | 0 | 0 | 0 | 0 | 0 | 0 | 0 | 0 | 0 | 0 | 0 | 9.6132 | 10.2743 | -2.8991 | -0.070257 | 0 | 0 | 0 | 0 | 0 | 0 | 0 | 0 | 0 | 0 | 0 | 0 | 0 | 0 | 0 | 0 | 0 | 0 | 0 | 0 | 163.4236 | 174.6624 | -49.2839 | -1.1944 | 0 | 0 | 0 | 0 | 0 | 0
0.583333333333333299September | Resource 1 | Sublap 1 | 14:00 | 2 | 99 | September | 18000 | 0 | 0 | 0 | 0 | 0 | 0 | 0 | 0 | 0 | 0 | 0 | 0 | 0 | 0 | 9.6132 | 10.2743 | -2.8991 | -0.070257 | 0 | 0 | 0 | 0 | 0 | 0 | 0 | 0 | 0 | 0 | 0 | 0 | 0 | 0 | 0 | 0 | 0 | 0 | 0 | 0 | 173.0367 | 184.9366 | -52.1829 | -1.2646 | 0 | 0 | 0 | 0 | 0 | 0
0.583333333333333299October | Resource 1 | Sublap 1 | 14:00 | 2 | 99 | October | 19000 | 0 | 0 | 0 | 0 | 0 | 0 | 0 | 0 | 0 | 0 | 0 | 0 | 0 | 0 | 9.6132 | 10.2743 | -2.8991 | -0.070257 | 0 | 0 | 0 | 0 | 0 | 0 | 0 | 0 | 0 | 0 | 0 | 0 | 0 | 0 | 0 | 0 | 0 | 0 | 0 | 0 | 182.6499 | 195.2109 | -55.082 | -1.3349 | 0 | 0 | 0 | 0 | 0 | 0
0.583333333333333299November | Resource 1 | Sublap 1 | 14:00 | 2 | 99 | November | 20000 | 0 | 0 | 0 | 0 | 0 | 0 | 0 | 0 | 0 | 0 | 0 | 0 | 0 | 0 | 9.6132 | 10.2743 | -2.8991 | -0.070257 | 0 | 0 | 0 | 0 | 0 | 0 | 0 | 0 | 0 | 0 | 0 | 0 | 0 | 0 | 0 | 0 | 0 | 0 | 0 | 0 | 192.263 | 205.4851 | -57.981 | -1.4051 | 0 | 0 | 0 | 0 | 0 | 0
0.583333333333333299December | Resource 1 | Sublap 1 | 14:00 | 2 | 99 | December | 21000 | 0 | 0 | 0 | 0 | 0 | 0 | 0 | 0 | 0 | 0 | 0 | 0 | 0 | 0 | 9.6132 | 10.2743 | -2.8991 | -0.070257 | 0 | 0 | 0 | 0 | 0 | 0 | 0 | 0 | 0 | 0 | 0 | 0 | 0 | 0 | 0 | 0 | 0 | 0 | 0 | 0 | 201.8762 | 215.7594 | -60.8801 | -1.4754 | 0 | 0 | 0 | 0 | 0 | 0
0.5833333333333332100January | Resource 1 | Sublap 1 | 14:00 | 2 | 100 | January | 10000 | 0 | 0 | 0 | 0 | 0 | 0 | 0 | 0 | 0 | 0 | 0 | 0 | 0 | 0 | 11.1047 | 11.7904 | -3.356 | -0.081304 | 0 | 0 | 0 | 0 | 0 | 0 | 0 | 0 | 0 | 0 | 0 | 0 | 0 | 0 | 0 | 0 | 0 | 0 | 0 | 0 | 111.0475 | 117.9042 | -33.5601 | -0.81304 | 0 | 0 | 0 | 0 | 0 | 0
0.5833333333333332100February | Resource 1 | Sublap 1 | 14:00 | 2 | 100 | February | 11000 | 0 | 0 | 0 | 0 | 0 | 0 | 0 | 0 | 0 | 0 | 0 | 0 | 0 | 0 | 11.1047 | 11.7904 | -3.356 | -0.081304 | 0 | 0 | 0 | 0 | 0 | 0 | 0 | 0 | 0 | 0 | 0 | 0 | 0 | 0 | 0 | 0 | 0 | 0 | 0 | 0 | 122.1522 | 129.6946 | -36.9162 | -0.89435 | 0 | 0 | 0 | 0 | 0 | 0
0.5833333333333332100March | Resource 1 | Sublap 1 | 14:00 | 2 | 100 | March | 12000 | 0 | 0 | 0 | 0 | 0 | 0 | 0 | 0 | 0 | 0 | 0 | 0 | 0 | 0 | 11.1047 | 11.7904 | -3.356 | -0.081304 | 0 | 0 | 0 | 0 | 0 | 0 | 0 | 0 | 0 | 0 | 0 | 0 | 0 | 0 | 0 | 0 | 0 | 0 | 0 | 0 | 133.257 | 141.485 | -40.2722 | -0.97565 | 0 | 0 | 0 | 0 | 0 | 0
0.5833333333333332100April | Resource 1 | Sublap 1 | 14:00 | 2 | 100 | April | 13000 | 0 | 0 | 0 | 0 | 0 | 0 | 0 | 0 | 0 | 0 | 0 | 0 | 0 | 0 | 11.1047 | 11.7904 | -3.356 | -0.081304 | 0 | 0 | 0 | 0 | 0 | 0 | 0 | 0 | 0 | 0 | 0 | 0 | 0 | 0 | 0 | 0 | 0 | 0 | 0 | 0 | 144.3617 | 153.2754 | -43.6282 | -1.057 | 0 | 0 | 0 | 0 | 0 | 0
0.5833333333333332100May | Resource 1 | Sublap 1 | 14:00 | 2 | 100 | May | 14000 | 0 | 0 | 0 | 0 | 0 | 0 | 0 | 0 | 0 | 0 | 0 | 0 | 0 | 0 | 11.1047 | 11.7904 | -3.356 | -0.081304 | 0 | 0 | 0 | 0 | 0 | 0 | 0 | 0 | 0 | 0 | 0 | 0 | 0 | 0 | 0 | 0 | 0 | 0 | 0 | 0 | 155.4665 | 165.0659 | -46.9842 | -1.1383 | 0 | 0 | 0 | 0 | 0 | 0
0.5833333333333332100June | Resource 1 | Sublap 1 | 14:00 | 2 | 100 | June | 15000 | 0 | 0 | 0 | 0 | 0 | 0 | 0 | 0 | 0 | 0 | 0 | 0 | 0 | 0 | 11.1047 | 11.7904 | -3.356 | -0.081304 | 0 | 0 | 0 | 0 | 0 | 0 | 0 | 0 | 0 | 0 | 0 | 0 | 0 | 0 | 0 | 0 | 0 | 0 | 0 | 0 | 166.5712 | 176.8563 | -50.3402 | -1.2196 | 0 | 0 | 0 | 0 | 0 | 0
0.5833333333333332100July | Resource 1 | Sublap 1 | 14:00 | 2 | 100 | July | 16000 | 0 | 0 | 0 | 0 | 0 | 0 | 0 | 0 | 0 | 0 | 0 | 0 | 0 | 0 | 11.1047 | 11.7904 | -3.356 | -0.081304 | 0 | 0 | 0 | 0 | 0 | 0 | 0 | 0 | 0 | 0 | 0 | 0 | 0 | 0 | 0 | 0 | 0 | 0 | 0 | 0 | 177.676 | 188.6467 | -53.6962 | -1.3009 | 0 | 0 | 0 | 0 | 0 | 0
0.5833333333333332100August | Resource 1 | Sublap 1 | 14:00 | 2 | 100 | August | 17000 | 0 | 0 | 0 | 0 | 0 | 0 | 0 | 0 | 0 | 0 | 0 | 0 | 0 | 0 | 11.1047 | 11.7904 | -3.356 | -0.081304 | 0 | 0 | 0 | 0 | 0 | 0 | 0 | 0 | 0 | 0 | 0 | 0 | 0 | 0 | 0 | 0 | 0 | 0 | 0 | 0 | 188.7807 | 200.4371 | -57.0522 | -1.3822 | 0 | 0 | 0 | 0 | 0 | 0
0.5833333333333332100September | Resource 1 | Sublap 1 | 14:00 | 2 | 100 | September | 18000 | 0 | 0 | 0 | 0 | 0 | 0 | 0 | 0 | 0 | 0 | 0 | 0 | 0 | 0 | 11.1047 | 11.7904 | -3.356 | -0.081304 | 0 | 0 | 0 | 0 | 0 | 0 | 0 | 0 | 0 | 0 | 0 | 0 | 0 | 0 | 0 | 0 | 0 | 0 | 0 | 0 | 199.8855 | 212.2275 | -60.4083 | -1.4635 | 0 | 0 | 0 | 0 | 0 | 0
0.5833333333333332100October | Resource 1 | Sublap 1 | 14:00 | 2 | 100 | October | 19000 | 0 | 0 | 0 | 0 | 0 | 0 | 0 | 0 | 0 | 0 | 0 | 0 | 0 | 0 | 11.1047 | 11.7904 | -3.356 | -0.081304 | 0 | 0 | 0 | 0 | 0 | 0 | 0 | 0 | 0 | 0 | 0 | 0 | 0 | 0 | 0 | 0 | 0 | 0 | 0 | 0 | 210.9902 | 224.0179 | -63.7643 | -1.5448 | 0 | 0 | 0 | 0 | 0 | 0
0.5833333333333332100November | Resource 1 | Sublap 1 | 14:00 | 2 | 100 | November | 20000 | 0 | 0 | 0 | 0 | 0 | 0 | 0 | 0 | 0 | 0 | 0 | 0 | 0 | 0 | 11.1047 | 11.7904 | -3.356 | -0.081304 | 0 | 0 | 0 | 0 | 0 | 0 | 0 | 0 | 0 | 0 | 0 | 0 | 0 | 0 | 0 | 0 | 0 | 0 | 0 | 0 | 222.095 | 235.8084 | -67.1203 | -1.6261 | 0 | 0 | 0 | 0 | 0 | 0
0.5833333333333332100December | Resource 1 | Sublap 1 | 14:00 | 2 | 100 | December | 21000 | 0 | 0 | 0 | 0 | 0 | 0 | 0 | 0 | 0 | 0 | 0 | 0 | 0 | 0 | 11.1047 | 11.7904 | -3.356 | -0.081304 | 0 | 0 | 0 | 0 | 0 | 0 | 0 | 0 | 0 | 0 | 0 | 0 | 0 | 0 | 0 | 0 | 0 | 0 | 0 | 0 | 233.1997 | 247.5988 | -70.4763 | -1.7074 | 0 | 0 | 0 | 0 | 0 | 0
0.5833333333333332101January | Resource 1 | Sublap 1 | 14:00 | 2 | 101 | January | 10000 | 0 | 0 | 0 | 0 | 0 | 0 | 0 | 0 | 0 | 0 | 0 | 0 | 0 | 0 | 9.6731 | 10.3154 | -2.8763 | -0.069707 | 0 | 0 | 0 | 0 | 0 | 0 | 0 | 0 | 0 | 0 | 0 | 0 | 0 | 0 | 0 | 0 | 0 | 0 | 0 | 0 | 96.731 | 103.1537 | -28.7627 | -0.69706 | 0 | 0 | 0 | 0 | 0 | 0
0.5833333333333332101February | Resource 1 | Sublap 1 | 14:00 | 2 | 101 | February | 11000 | 0 | 0 | 0 | 0 | 0 | 0 | 0 | 0 | 0 | 0 | 0 | 0 | 0 | 0 | 9.6731 | 10.3154 | -2.8763 | -0.069707 | 0 | 0 | 0 | 0 | 0 | 0 | 0 | 0 | 0 | 0 | 0 | 0 | 0 | 0 | 0 | 0 | 0 | 0 | 0 | 0 | 106.4041 | 113.4691 | -31.639 | -0.76677 | 0 | 0 | 0 | 0 | 0 | 0
0.5833333333333332101March | Resource 1 | Sublap 1 | 14:00 | 2 | 101 | March | 12000 | 0 | 0 | 0 | 0 | 0 | 0 | 0 | 0 | 0 | 0 | 0 | 0 | 0 | 0 | 9.6731 | 10.3154 | -2.8763 | -0.069707 | 0 | 0 | 0 | 0 | 0 | 0 | 0 | 0 | 0 | 0 | 0 | 0 | 0 | 0 | 0 | 0 | 0 | 0 | 0 | 0 | 116.0772 | 123.7845 | -34.5153 | -0.83648 | 0 | 0 | 0 | 0 | 0 | 0
0.5833333333333332101April | Resource 1 | Sublap 1 | 14:00 | 2 | 101 | April | 13000 | 0 | 0 | 0 | 0 | 0 | 0 | 0 | 0 | 0 | 0 | 0 | 0 | 0 | 0 | 9.6731 | 10.3154 | -2.8763 | -0.069707 | 0 | 0 | 0 | 0 | 0 | 0 | 0 | 0 | 0 | 0 | 0 | 0 | 0 | 0 | 0 | 0 | 0 | 0 | 0 | 0 | 125.7503 | 134.0999 | -37.3916 | -0.90618 | 0 | 0 | 0 | 0 | 0 | 0
0.5833333333333332101May | Resource 1 | Sublap 1 | 14:00 | 2 | 101 | May | 14000 | 0 | 0 | 0 | 0 | 0 | 0 | 0 | 0 | 0 | 0 | 0 | 0 | 0 | 0 | 9.6731 | 10.3154 | -2.8763 | -0.069707 | 0 | 0 | 0 | 0 | 0 | 0 | 0 | 0 | 0 | 0 | 0 | 0 | 0 | 0 | 0 | 0 | 0 | 0 | 0 | 0 | 135.4234 | 144.4152 | -40.2678 | -0.97589 | 0 | 0 | 0 | 0 | 0 | 0
0.5833333333333332101June | Resource 1 | Sublap 1 | 14:00 | 2 | 101 | June | 15000 | 0 | 0 | 0 | 0 | 0 | 0 | 0 | 0 | 0 | 0 | 0 | 0 | 0 | 0 | 9.6731 | 10.3154 | -2.8763 | -0.069707 | 0 | 0 | 0 | 0 | 0 | 0 | 0 | 0 | 0 | 0 | 0 | 0 | 0 | 0 | 0 | 0 | 0 | 0 | 0 | 0 | 145.0965 | 154.7306 | -43.1441 | -1.0456 | 0 | 0 | 0 | 0 | 0 | 0
0.5833333333333332101July | Resource 1 | Sublap 1 | 14:00 | 2 | 101 | July | 16000 | 0 | 0 | 0 | 0 | 0 | 0 | 0 | 0 | 0 | 0 | 0 | 0 | 0 | 0 | 9.6731 | 10.3154 | -2.8763 | -0.069707 | 0 | 0 | 0 | 0 | 0 | 0 | 0 | 0 | 0 | 0 | 0 | 0 | 0 | 0 | 0 | 0 | 0 | 0 | 0 | 0 | 154.7696 | 165.046 | -46.0204 | -1.1153 | 0 | 0 | 0 | 0 | 0 | 0
0.5833333333333332101August | Resource 1 | Sublap 1 | 14:00 | 2 | 101 | August | 17000 | 0 | 0 | 0 | 0 | 0 | 0 | 0 | 0 | 0 | 0 | 0 | 0 | 0 | 0 | 9.6731 | 10.3154 | -2.8763 | -0.069707 | 0 | 0 | 0 | 0 | 0 | 0 | 0 | 0 | 0 | 0 | 0 | 0 | 0 | 0 | 0 | 0 | 0 | 0 | 0 | 0 | 164.4427 | 175.3613 | -48.8966 | -1.185 | 0 | 0 | 0 | 0 | 0 | 0
0.5833333333333332101September | Resource 1 | Sublap 1 | 14:00 | 2 | 101 | September | 18000 | 0 | 0 | 0 | 0 | 0 | 0 | 0 | 0 | 0 | 0 | 0 | 0 | 0 | 0 | 9.6731 | 10.3154 | -2.8763 | -0.069707 | 0 | 0 | 0 | 0 | 0 | 0 | 0 | 0 | 0 | 0 | 0 | 0 | 0 | 0 | 0 | 0 | 0 | 0 | 0 | 0 | 174.1158 | 185.6767 | -51.7729 | -1.2547 | 0 | 0 | 0 | 0 | 0 | 0
0.5833333333333332101October | Resource 1 | Sublap 1 | 14:00 | 2 | 101 | October | 19000 | 0 | 0 | 0 | 0 | 0 | 0 | 0 | 0 | 0 | 0 | 0 | 0 | 0 | 0 | 9.6731 | 10.3154 | -2.8763 | -0.069707 | 0 | 0 | 0 | 0 | 0 | 0 | 0 | 0 | 0 | 0 | 0 | 0 | 0 | 0 | 0 | 0 | 0 | 0 | 0 | 0 | 183.7889 | 195.9921 | -54.6492 | -1.3244 | 0 | 0 | 0 | 0 | 0 | 0
0.5833333333333332101November | Resource 1 | Sublap 1 | 14:00 | 2 | 101 | November | 20000 | 0 | 0 | 0 | 0 | 0 | 0 | 0 | 0 | 0 | 0 | 0 | 0 | 0 | 0 | 9.6731 | 10.3154 | -2.8763 | -0.069707 | 0 | 0 | 0 | 0 | 0 | 0 | 0 | 0 | 0 | 0 | 0 | 0 | 0 | 0 | 0 | 0 | 0 | 0 | 0 | 0 | 193.462 | 206.3074 | -57.5255 | -1.3941 | 0 | 0 | 0 | 0 | 0 | 0
0.5833333333333332101December | Resource 1 | Sublap 1 | 14:00 | 2 | 101 | December | 21000 | 0 | 0 | 0 | 0 | 0 | 0 | 0 | 0 | 0 | 0 | 0 | 0 | 0 | 0 | 9.6731 | 10.3154 | -2.8763 | -0.069707 | 0 | 0 | 0 | 0 | 0 | 0 | 0 | 0 | 0 | 0 | 0 | 0 | 0 | 0 | 0 | 0 | 0 | 0 | 0 | 0 | 203.1351 | 216.6228 | -60.4017 | -1.4638 | 0 | 0 | 0 | 0 | 0 | 0
0.5833333333333332102January | Resource 1 | Sublap 1 | 14:00 | 2 | 102 | January | 10000 | 0 | 0 | 0 | 0 | 0 | 0 | 0 | 0 | 0 | 0 | 0 | 0 | 0 | 0 | 12.4503 | 13.4033 | -3.6666 | -0.088814 | 0 | 0 | 0 | 0 | 0 | 0 | 0 | 0 | 0 | 0 | 0 | 0 | 0 | 0 | 0 | 0 | 0 | 0 | 0 | 0 | 124.5031 | 134.0333 | -36.6664 | -0.88814 | 0 | 0 | 0 | 0 | 0 | 0
0.5833333333333332102February | Resource 1 | Sublap 1 | 14:00 | 2 | 102 | February | 11000 | 0 | 0 | 0 | 0 | 0 | 0 | 0 | 0 | 0 | 0 | 0 | 0 | 0 | 0 | 12.4503 | 13.4033 | -3.6666 | -0.088814 | 0 | 0 | 0 | 0 | 0 | 0 | 0 | 0 | 0 | 0 | 0 | 0 | 0 | 0 | 0 | 0 | 0 | 0 | 0 | 0 | 136.9534 | 147.4367 | -40.333 | -0.97695 | 0 | 0 | 0 | 0 | 0 | 0
0.5833333333333332102March | Resource 1 | Sublap 1 | 14:00 | 2 | 102 | March | 12000 | 0 | 0 | 0 | 0 | 0 | 0 | 0 | 0 | 0 | 0 | 0 | 0 | 0 | 0 | 12.4503 | 13.4033 | -3.6666 | -0.088814 | 0 | 0 | 0 | 0 | 0 | 0 | 0 | 0 | 0 | 0 | 0 | 0 | 0 | 0 | 0 | 0 | 0 | 0 | 0 | 0 | 149.4038 | 160.84 | -43.9997 | -1.0658 | 0 | 0 | 0 | 0 | 0 | 0
0.5833333333333332102April | Resource 1 | Sublap 1 | 14:00 | 2 | 102 | April | 13000 | 0 | 0 | 0 | 0 | 0 | 0 | 0 | 0 | 0 | 0 | 0 | 0 | 0 | 0 | 12.4503 | 13.4033 | -3.6666 | -0.088814 | 0 | 0 | 0 | 0 | 0 | 0 | 0 | 0 | 0 | 0 | 0 | 0 | 0 | 0 | 0 | 0 | 0 | 0 | 0 | 0 | 161.8541 | 174.2433 | -47.6663 | -1.1546 | 0 | 0 | 0 | 0 | 0 | 0
0.5833333333333332102May | Resource 1 | Sublap 1 | 14:00 | 2 | 102 | May | 14000 | 0 | 0 | 0 | 0 | 0 | 0 | 0 | 0 | 0 | 0 | 0 | 0 | 0 | 0 | 12.4503 | 13.4033 | -3.6666 | -0.088814 | 0 | 0 | 0 | 0 | 0 | 0 | 0 | 0 | 0 | 0 | 0 | 0 | 0 | 0 | 0 | 0 | 0 | 0 | 0 | 0 | 174.3044 | 187.6467 | -51.3329 | -1.2434 | 0 | 0 | 0 | 0 | 0 | 0
0.5833333333333332102June | Resource 1 | Sublap 1 | 14:00 | 2 | 102 | June | 15000 | 0 | 0 | 0 | 0 | 0 | 0 | 0 | 0 | 0 | 0 | 0 | 0 | 0 | 0 | 12.4503 | 13.4033 | -3.6666 | -0.088814 | 0 | 0 | 0 | 0 | 0 | 0 | 0 | 0 | 0 | 0 | 0 | 0 | 0 | 0 | 0 | 0 | 0 | 0 | 0 | 0 | 186.7547 | 201.05 | -54.9996 | -1.3322 | 0 | 0 | 0 | 0 | 0 | 0
0.5833333333333332102July | Resource 1 | Sublap 1 | 14:00 | 2 | 102 | July | 16000 | 0 | 0 | 0 | 0 | 0 | 0 | 0 | 0 | 0 | 0 | 0 | 0 | 0 | 0 | 12.4503 | 13.4033 | -3.6666 | -0.088814 | 0 | 0 | 0 | 0 | 0 | 0 | 0 | 0 | 0 | 0 | 0 | 0 | 0 | 0 | 0 | 0 | 0 | 0 | 0 | 0 | 199.205 | 214.4533 | -58.6662 | -1.421 | 0 | 0 | 0 | 0 | 0 | 0
0.5833333333333332102August | Resource 1 | Sublap 1 | 14:00 | 2 | 102 | August | 17000 | 0 | 0 | 0 | 0 | 0 | 0 | 0 | 0 | 0 | 0 | 0 | 0 | 0 | 0 | 12.4503 | 13.4033 | -3.6666 | -0.088814 | 0 | 0 | 0 | 0 | 0 | 0 | 0 | 0 | 0 | 0 | 0 | 0 | 0 | 0 | 0 | 0 | 0 | 0 | 0 | 0 | 211.6553 | 227.8567 | -62.3329 | -1.5098 | 0 | 0 | 0 | 0 | 0 | 0
0.5833333333333332102September | Resource 1 | Sublap 1 | 14:00 | 2 | 102 | September | 18000 | 0 | 0 | 0 | 0 | 0 | 0 | 0 | 0 | 0 | 0 | 0 | 0 | 0 | 0 | 12.4503 | 13.4033 | -3.6666 | -0.088814 | 0 | 0 | 0 | 0 | 0 | 0 | 0 | 0 | 0 | 0 | 0 | 0 | 0 | 0 | 0 | 0 | 0 | 0 | 0 | 0 | 224.1056 | 241.26 | -65.9995 | -1.5986 | 0 | 0 | 0 | 0 | 0 | 0
0.5833333333333332102October | Resource 1 | Sublap 1 | 14:00 | 2 | 102 | October | 19000 | 0 | 0 | 0 | 0 | 0 | 0 | 0 | 0 | 0 | 0 | 0 | 0 | 0 | 0 | 12.4503 | 13.4033 | -3.6666 | -0.088814 | 0 | 0 | 0 | 0 | 0 | 0 | 0 | 0 | 0 | 0 | 0 | 0 | 0 | 0 | 0 | 0 | 0 | 0 | 0 | 0 | 236.556 | 254.6633 | -69.6661 | -1.6875 | 0 | 0 | 0 | 0 | 0 | 0
0.5833333333333332102November | Resource 1 | Sublap 1 | 14:00 | 2 | 102 | November | 20000 | 0 | 0 | 0 | 0 | 0 | 0 | 0 | 0 | 0 | 0 | 0 | 0 | 0 | 0 | 12.4503 | 13.4033 | -3.6666 | -0.088814 | 0 | 0 | 0 | 0 | 0 | 0 | 0 | 0 | 0 | 0 | 0 | 0 | 0 | 0 | 0 | 0 | 0 | 0 | 0 | 0 | 249.0063 | 268.0667 | -73.3328 | -1.7763 | 0 | 0 | 0 | 0 | 0 | 0
0.5833333333333332102December | Resource 1 | Sublap 1 | 14:00 | 2 | 102 | December | 21000 | 0 | 0 | 0 | 0 | 0 | 0 | 0 | 0 | 0 | 0 | 0 | 0 | 0 | 0 | 12.4503 | 13.4033 | -3.6666 | -0.088814 | 0 | 0 | 0 | 0 | 0 | 0 | 0 | 0 | 0 | 0 | 0 | 0 | 0 | 0 | 0 | 0 | 0 | 0 | 0 | 0 | 261.4566 | 281.47 | -76.9994 | -1.8651 | 0 | 0 | 0 | 0 | 0 | 0
0.5833333333333332103January | Resource 1 | Sublap 1 | 14:00 | 2 | 103 | January | 10000 | 0 | 0 | 0 | 0 | 0 | 0 | 0 | 0 | 0 | 0 | 0 | 0 | 0 | 0 | 12.9915 | 13.9005 | -3.8461 | -0.093153 | 0 | 0 | 0 | 0 | 0 | 0 | 0 | 0 | 0 | 0 | 0 | 0 | 0 | 0 | 0 | 0 | 0 | 0 | 0 | 0 | 129.9146 | 139.0051 | -38.4611 | -0.93153 | 0 | 0 | 0 | 0 | 0 | 0
0.5833333333333332103February | Resource 1 | Sublap 1 | 14:00 | 2 | 103 | February | 11000 | 0 | 0 | 0 | 0 | 0 | 0 | 0 | 0 | 0 | 0 | 0 | 0 | 0 | 0 | 12.9915 | 13.9005 | -3.8461 | -0.093153 | 0 | 0 | 0 | 0 | 0 | 0 | 0 | 0 | 0 | 0 | 0 | 0 | 0 | 0 | 0 | 0 | 0 | 0 | 0 | 0 | 142.906 | 152.9055 | -42.3072 | -1.0247 | 0 | 0 | 0 | 0 | 0 | 0
0.5833333333333332103March | Resource 1 | Sublap 1 | 14:00 | 2 | 103 | March | 12000 | 0 | 0 | 0 | 0 | 0 | 0 | 0 | 0 | 0 | 0 | 0 | 0 | 0 | 0 | 12.9915 | 13.9005 | -3.8461 | -0.093153 | 0 | 0 | 0 | 0 | 0 | 0 | 0 | 0 | 0 | 0 | 0 | 0 | 0 | 0 | 0 | 0 | 0 | 0 | 0 | 0 | 155.8975 | 166.8061 | -46.1533 | -1.1178 | 0 | 0 | 0 | 0 | 0 | 0
0.5833333333333332103April | Resource 1 | Sublap 1 | 14:00 | 2 | 103 | April | 13000 | 0 | 0 | 0 | 0 | 0 | 0 | 0 | 0 | 0 | 0 | 0 | 0 | 0 | 0 | 12.9915 | 13.9005 | -3.8461 | -0.093153 | 0 | 0 | 0 | 0 | 0 | 0 | 0 | 0 | 0 | 0 | 0 | 0 | 0 | 0 | 0 | 0 | 0 | 0 | 0 | 0 | 168.8889 | 180.7066 | -49.9994 | -1.211 | 0 | 0 | 0 | 0 | 0 | 0
0.5833333333333332103May | Resource 1 | Sublap 1 | 14:00 | 2 | 103 | May | 14000 | 0 | 0 | 0 | 0 | 0 | 0 | 0 | 0 | 0 | 0 | 0 | 0 | 0 | 0 | 12.9915 | 13.9005 | -3.8461 | -0.093153 | 0 | 0 | 0 | 0 | 0 | 0 | 0 | 0 | 0 | 0 | 0 | 0 | 0 | 0 | 0 | 0 | 0 | 0 | 0 | 0 | 181.8804 | 194.6071 | -53.8456 | -1.3041 | 0 | 0 | 0 | 0 | 0 | 0
0.5833333333333332103June | Resource 1 | Sublap 1 | 14:00 | 2 | 103 | June | 15000 | 0 | 0 | 0 | 0 | 0 | 0 | 0 | 0 | 0 | 0 | 0 | 0 | 0 | 0 | 12.9915 | 13.9005 | -3.8461 | -0.093153 | 0 | 0 | 0 | 0 | 0 | 0 | 0 | 0 | 0 | 0 | 0 | 0 | 0 | 0 | 0 | 0 | 0 | 0 | 0 | 0 | 194.8718 | 208.5076 | -57.6917 | -1.3973 | 0 | 0 | 0 | 0 | 0 | 0
0.5833333333333332103July | Resource 1 | Sublap 1 | 14:00 | 2 | 103 | July | 16000 | 0 | 0 | 0 | 0 | 0 | 0 | 0 | 0 | 0 | 0 | 0 | 0 | 0 | 0 | 12.9915 | 13.9005 | -3.8461 | -0.093153 | 0 | 0 | 0 | 0 | 0 | 0 | 0 | 0 | 0 | 0 | 0 | 0 | 0 | 0 | 0 | 0 | 0 | 0 | 0 | 0 | 207.8633 | 222.4081 | -61.5378 | -1.4904 | 0 | 0 | 0 | 0 | 0 | 0
0.5833333333333332103August | Resource 1 | Sublap 1 | 14:00 | 2 | 103 | August | 17000 | 0 | 0 | 0 | 0 | 0 | 0 | 0 | 0 | 0 | 0 | 0 | 0 | 0 | 0 | 12.9915 | 13.9005 | -3.8461 | -0.093153 | 0 | 0 | 0 | 0 | 0 | 0 | 0 | 0 | 0 | 0 | 0 | 0 | 0 | 0 | 0 | 0 | 0 | 0 | 0 | 0 | 220.8548 | 236.3086 | -65.3839 | -1.5836 | 0 | 0 | 0 | 0 | 0 | 0
0.5833333333333332103September | Resource 1 | Sublap 1 | 14:00 | 2 | 103 | September | 18000 | 0 | 0 | 0 | 0 | 0 | 0 | 0 | 0 | 0 | 0 | 0 | 0 | 0 | 0 | 12.9915 | 13.9005 | -3.8461 | -0.093153 | 0 | 0 | 0 | 0 | 0 | 0 | 0 | 0 | 0 | 0 | 0 | 0 | 0 | 0 | 0 | 0 | 0 | 0 | 0 | 0 | 233.8462 | 250.2091 | -69.23 | -1.6767 | 0 | 0 | 0 | 0 | 0 | 0
0.5833333333333332103October | Resource 1 | Sublap 1 | 14:00 | 2 | 103 | October | 19000 | 0 | 0 | 0 | 0 | 0 | 0 | 0 | 0 | 0 | 0 | 0 | 0 | 0 | 0 | 12.9915 | 13.9005 | -3.8461 | -0.093153 | 0 | 0 | 0 | 0 | 0 | 0 | 0 | 0 | 0 | 0 | 0 | 0 | 0 | 0 | 0 | 0 | 0 | 0 | 0 | 0 | 246.8377 | 264.1096 | -73.0761 | -1.7699 | 0 | 0 | 0 | 0 | 0 | 0
0.5833333333333332103November | Resource 1 | Sublap 1 | 14:00 | 2 | 103 | November | 20000 | 0 | 0 | 0 | 0 | 0 | 0 | 0 | 0 | 0 | 0 | 0 | 0 | 0 | 0 | 12.9915 | 13.9005 | -3.8461 | -0.093153 | 0 | 0 | 0 | 0 | 0 | 0 | 0 | 0 | 0 | 0 | 0 | 0 | 0 | 0 | 0 | 0 | 0 | 0 | 0 | 0 | 259.8291 | 278.0101 | -76.9222 | -1.8631 | 0 | 0 | 0 | 0 | 0 | 0
0.5833333333333332103December | Resource 1 | Sublap 1 | 14:00 | 2 | 103 | December | 21000 | 0 | 0 | 0 | 0 | 0 | 0 | 0 | 0 | 0 | 0 | 0 | 0 | 0 | 0 | 12.9915 | 13.9005 | -3.8461 | -0.093153 | 0 | 0 | 0 | 0 | 0 | 0 | 0 | 0 | 0 | 0 | 0 | 0 | 0 | 0 | 0 | 0 | 0 | 0 | 0 | 0 | 272.8206 | 291.9106 | -80.7683 | -1.9562 | 0 | 0 | 0 | 0 | 0 | 0
0.5833333333333332104January | Resource 1 | Sublap 1 | 14:00 | 2 | 104 | January | 10000 | 0 | 0 | 0 | 0 | 0 | 0 | 0 | 0 | 0 | 0 | 0 | 0 | 0 | 0 | 13.9382 | 14.9843 | -4.1464 | -0.10041 | 0 | 0 | 0 | 0 | 0 | 0 | 0 | 0 | 0 | 0 | 0 | 0 | 0 | 0 | 0 | 0 | 0 | 0 | 0 | 0 | 139.3815 | 149.8432 | -41.4638 | -1.0041 | 0 | 0 | 0 | 0 | 0 | 0
0.5833333333333332104February | Resource 1 | Sublap 1 | 14:00 | 2 | 104 | February | 11000 | 0 | 0 | 0 | 0 | 0 | 0 | 0 | 0 | 0 | 0 | 0 | 0 | 0 | 0 | 13.9382 | 14.9843 | -4.1464 | -0.10041 | 0 | 0 | 0 | 0 | 0 | 0 | 0 | 0 | 0 | 0 | 0 | 0 | 0 | 0 | 0 | 0 | 0 | 0 | 0 | 0 | 153.3197 | 164.8276 | -45.6102 | -1.1045 | 0 | 0 | 0 | 0 | 0 | 0
0.5833333333333332104March | Resource 1 | Sublap 1 | 14:00 | 2 | 104 | March | 12000 | 0 | 0 | 0 | 0 | 0 | 0 | 0 | 0 | 0 | 0 | 0 | 0 | 0 | 0 | 13.9382 | 14.9843 | -4.1464 | -0.10041 | 0 | 0 | 0 | 0 | 0 | 0 | 0 | 0 | 0 | 0 | 0 | 0 | 0 | 0 | 0 | 0 | 0 | 0 | 0 | 0 | 167.2579 | 179.8119 | -49.7566 | -1.2049 | 0 | 0 | 0 | 0 | 0 | 0
0.5833333333333332104April | Resource 1 | Sublap 1 | 14:00 | 2 | 104 | April | 13000 | 0 | 0 | 0 | 0 | 0 | 0 | 0 | 0 | 0 | 0 | 0 | 0 | 0 | 0 | 13.9382 | 14.9843 | -4.1464 | -0.10041 | 0 | 0 | 0 | 0 | 0 | 0 | 0 | 0 | 0 | 0 | 0 | 0 | 0 | 0 | 0 | 0 | 0 | 0 | 0 | 0 | 181.196 | 194.7962 | -53.903 | -1.3054 | 0 | 0 | 0 | 0 | 0 | 0
0.5833333333333332104May | Resource 1 | Sublap 1 | 14:00 | 2 | 104 | May | 14000 | 0 | 0 | 0 | 0 | 0 | 0 | 0 | 0 | 0 | 0 | 0 | 0 | 0 | 0 | 13.9382 | 14.9843 | -4.1464 | -0.10041 | 0 | 0 | 0 | 0 | 0 | 0 | 0 | 0 | 0 | 0 | 0 | 0 | 0 | 0 | 0 | 0 | 0 | 0 | 0 | 0 | 195.1342 | 209.7805 | -58.0493 | -1.4058 | 0 | 0 | 0 | 0 | 0 | 0
0.5833333333333332104June | Resource 1 | Sublap 1 | 14:00 | 2 | 104 | June | 15000 | 0 | 0 | 0 | 0 | 0 | 0 | 0 | 0 | 0 | 0 | 0 | 0 | 0 | 0 | 13.9382 | 14.9843 | -4.1464 | -0.10041 | 0 | 0 | 0 | 0 | 0 | 0 | 0 | 0 | 0 | 0 | 0 | 0 | 0 | 0 | 0 | 0 | 0 | 0 | 0 | 0 | 209.0723 | 224.7648 | -62.1957 | -1.5062 | 0 | 0 | 0 | 0 | 0 | 0
0.5833333333333332104July | Resource 1 | Sublap 1 | 14:00 | 2 | 104 | July | 16000 | 0 | 0 | 0 | 0 | 0 | 0 | 0 | 0 | 0 | 0 | 0 | 0 | 0 | 0 | 13.9382 | 14.9843 | -4.1464 | -0.10041 | 0 | 0 | 0 | 0 | 0 | 0 | 0 | 0 | 0 | 0 | 0 | 0 | 0 | 0 | 0 | 0 | 0 | 0 | 0 | 0 | 223.0105 | 239.7492 | -66.3421 | -1.6066 | 0 | 0 | 0 | 0 | 0 | 0
0.5833333333333332104August | Resource 1 | Sublap 1 | 14:00 | 2 | 104 | August | 17000 | 0 | 0 | 0 | 0 | 0 | 0 | 0 | 0 | 0 | 0 | 0 | 0 | 0 | 0 | 13.9382 | 14.9843 | -4.1464 | -0.10041 | 0 | 0 | 0 | 0 | 0 | 0 | 0 | 0 | 0 | 0 | 0 | 0 | 0 | 0 | 0 | 0 | 0 | 0 | 0 | 0 | 236.9486 | 254.7335 | -70.4885 | -1.707 | 0 | 0 | 0 | 0 | 0 | 0
0.5833333333333332104September | Resource 1 | Sublap 1 | 14:00 | 2 | 104 | September | 18000 | 0 | 0 | 0 | 0 | 0 | 0 | 0 | 0 | 0 | 0 | 0 | 0 | 0 | 0 | 13.9382 | 14.9843 | -4.1464 | -0.10041 | 0 | 0 | 0 | 0 | 0 | 0 | 0 | 0 | 0 | 0 | 0 | 0 | 0 | 0 | 0 | 0 | 0 | 0 | 0 | 0 | 250.8868 | 269.7178 | -74.6349 | -1.8074 | 0 | 0 | 0 | 0 | 0 | 0
0.5833333333333332104October | Resource 1 | Sublap 1 | 14:00 | 2 | 104 | October | 19000 | 0 | 0 | 0 | 0 | 0 | 0 | 0 | 0 | 0 | 0 | 0 | 0 | 0 | 0 | 13.9382 | 14.9843 | -4.1464 | -0.10041 | 0 | 0 | 0 | 0 | 0 | 0 | 0 | 0 | 0 | 0 | 0 | 0 | 0 | 0 | 0 | 0 | 0 | 0 | 0 | 0 | 264.825 | 284.7021 | -78.7812 | -1.9078 | 0 | 0 | 0 | 0 | 0 | 0
0.5833333333333332104November | Resource 1 | Sublap 1 | 14:00 | 2 | 104 | November | 20000 | 0 | 0 | 0 | 0 | 0 | 0 | 0 | 0 | 0 | 0 | 0 | 0 | 0 | 0 | 13.9382 | 14.9843 | -4.1464 | -0.10041 | 0 | 0 | 0 | 0 | 0 | 0 | 0 | 0 | 0 | 0 | 0 | 0 | 0 | 0 | 0 | 0 | 0 | 0 | 0 | 0 | 278.7631 | 299.6865 | -82.9276 | -2.0082 | 0 | 0 | 0 | 0 | 0 | 0
0.5833333333333332104December | Resource 1 | Sublap 1 | 14:00 | 2 | 104 | December | 21000 | 0 | 0 | 0 | 0 | 0 | 0 | 0 | 0 | 0 | 0 | 0 | 0 | 0 | 0 | 13.9382 | 14.9843 | -4.1464 | -0.10041 | 0 | 0 | 0 | 0 | 0 | 0 | 0 | 0 | 0 | 0 | 0 | 0 | 0 | 0 | 0 | 0 | 0 | 0 | 0 | 0 | 292.7013 | 314.6708 | -87.074 | -2.1086 | 0 | 0 | 0 | 0 | 0 | 0
0.5833333333333332105January | Resource 1 | Sublap 1 | 14:00 | 2 | 105 | January | 10000 | 0 | 0 | 0 | 0 | 0 | 0 | 0 | 0 | 0 | 0 | 0 | 0 | 0 | 0 | 11.9156 | 12.7501 | -3.5217 | -0.085309 | 0 | 0 | 0 | 0 | 0 | 0 | 0 | 0 | 0 | 0 | 0 | 0 | 0 | 0 | 0 | 0 | 0 | 0 | 0 | 0 | 119.1565 | 127.5015 | -35.2168 | -0.85309 | 0 | 0 | 0 | 0 | 0 | 0
0.5833333333333332105February | Resource 1 | Sublap 1 | 14:00 | 2 | 105 | February | 11000 | 0 | 0 | 0 | 0 | 0 | 0 | 0 | 0 | 0 | 0 | 0 | 0 | 0 | 0 | 11.9156 | 12.7501 | -3.5217 | -0.085309 | 0 | 0 | 0 | 0 | 0 | 0 | 0 | 0 | 0 | 0 | 0 | 0 | 0 | 0 | 0 | 0 | 0 | 0 | 0 | 0 | 131.0722 | 140.2517 | -38.7385 | -0.9384 | 0 | 0 | 0 | 0 | 0 | 0
0.5833333333333332105March | Resource 1 | Sublap 1 | 14:00 | 2 | 105 | March | 12000 | 0 | 0 | 0 | 0 | 0 | 0 | 0 | 0 | 0 | 0 | 0 | 0 | 0 | 0 | 11.9156 | 12.7501 | -3.5217 | -0.085309 | 0 | 0 | 0 | 0 | 0 | 0 | 0 | 0 | 0 | 0 | 0 | 0 | 0 | 0 | 0 | 0 | 0 | 0 | 0 | 0 | 142.9878 | 153.0018 | -42.2602 | -1.0237 | 0 | 0 | 0 | 0 | 0 | 0
0.5833333333333332105April | Resource 1 | Sublap 1 | 14:00 | 2 | 105 | April | 13000 | 0 | 0 | 0 | 0 | 0 | 0 | 0 | 0 | 0 | 0 | 0 | 0 | 0 | 0 | 11.9156 | 12.7501 | -3.5217 | -0.085309 | 0 | 0 | 0 | 0 | 0 | 0 | 0 | 0 | 0 | 0 | 0 | 0 | 0 | 0 | 0 | 0 | 0 | 0 | 0 | 0 | 154.9035 | 165.752 | -45.7818 | -1.109 | 0 | 0 | 0 | 0 | 0 | 0
0.5833333333333332105May | Resource 1 | Sublap 1 | 14:00 | 2 | 105 | May | 14000 | 0 | 0 | 0 | 0 | 0 | 0 | 0 | 0 | 0 | 0 | 0 | 0 | 0 | 0 | 11.9156 | 12.7501 | -3.5217 | -0.085309 | 0 | 0 | 0 | 0 | 0 | 0 | 0 | 0 | 0 | 0 | 0 | 0 | 0 | 0 | 0 | 0 | 0 | 0 | 0 | 0 | 166.8191 | 178.5021 | -49.3035 | -1.1943 | 0 | 0 | 0 | 0 | 0 | 0
0.5833333333333332105June | Resource 1 | Sublap 1 | 14:00 | 2 | 105 | June | 15000 | 0 | 0 | 0 | 0 | 0 | 0 | 0 | 0 | 0 | 0 | 0 | 0 | 0 | 0 | 11.9156 | 12.7501 | -3.5217 | -0.085309 | 0 | 0 | 0 | 0 | 0 | 0 | 0 | 0 | 0 | 0 | 0 | 0 | 0 | 0 | 0 | 0 | 0 | 0 | 0 | 0 | 178.7348 | 191.2523 | -52.8252 | -1.2796 | 0 | 0 | 0 | 0 | 0 | 0
0.5833333333333332105July | Resource 1 | Sublap 1 | 14:00 | 2 | 105 | July | 16000 | 0 | 0 | 0 | 0 | 0 | 0 | 0 | 0 | 0 | 0 | 0 | 0 | 0 | 0 | 11.9156 | 12.7501 | -3.5217 | -0.085309 | 0 | 0 | 0 | 0 | 0 | 0 | 0 | 0 | 0 | 0 | 0 | 0 | 0 | 0 | 0 | 0 | 0 | 0 | 0 | 0 | 190.6504 | 204.0024 | -56.3469 | -1.365 | 0 | 0 | 0 | 0 | 0 | 0
0.5833333333333332105August | Resource 1 | Sublap 1 | 14:00 | 2 | 105 | August | 17000 | 0 | 0 | 0 | 0 | 0 | 0 | 0 | 0 | 0 | 0 | 0 | 0 | 0 | 0 | 11.9156 | 12.7501 | -3.5217 | -0.085309 | 0 | 0 | 0 | 0 | 0 | 0 | 0 | 0 | 0 | 0 | 0 | 0 | 0 | 0 | 0 | 0 | 0 | 0 | 0 | 0 | 202.5661 | 216.7526 | -59.8686 | -1.4503 | 0 | 0 | 0 | 0 | 0 | 0
0.5833333333333332105September | Resource 1 | Sublap 1 | 14:00 | 2 | 105 | September | 18000 | 0 | 0 | 0 | 0 | 0 | 0 | 0 | 0 | 0 | 0 | 0 | 0 | 0 | 0 | 11.9156 | 12.7501 | -3.5217 | -0.085309 | 0 | 0 | 0 | 0 | 0 | 0 | 0 | 0 | 0 | 0 | 0 | 0 | 0 | 0 | 0 | 0 | 0 | 0 | 0 | 0 | 214.4817 | 229.5027 | -63.3903 | -1.5356 | 0 | 0 | 0 | 0 | 0 | 0
0.5833333333333332105October | Resource 1 | Sublap 1 | 14:00 | 2 | 105 | October | 19000 | 0 | 0 | 0 | 0 | 0 | 0 | 0 | 0 | 0 | 0 | 0 | 0 | 0 | 0 | 11.9156 | 12.7501 | -3.5217 | -0.085309 | 0 | 0 | 0 | 0 | 0 | 0 | 0 | 0 | 0 | 0 | 0 | 0 | 0 | 0 | 0 | 0 | 0 | 0 | 0 | 0 | 226.3974 | 242.2529 | -66.9119 | -1.6209 | 0 | 0 | 0 | 0 | 0 | 0
0.5833333333333332105November | Resource 1 | Sublap 1 | 14:00 | 2 | 105 | November | 20000 | 0 | 0 | 0 | 0 | 0 | 0 | 0 | 0 | 0 | 0 | 0 | 0 | 0 | 0 | 11.9156 | 12.7501 | -3.5217 | -0.085309 | 0 | 0 | 0 | 0 | 0 | 0 | 0 | 0 | 0 | 0 | 0 | 0 | 0 | 0 | 0 | 0 | 0 | 0 | 0 | 0 | 238.313 | 255.0031 | -70.4336 | -1.7062 | 0 | 0 | 0 | 0 | 0 | 0
0.5833333333333332105December | Resource 1 | Sublap 1 | 14:00 | 2 | 105 | December | 21000 | 0 | 0 | 0 | 0 | 0 | 0 | 0 | 0 | 0 | 0 | 0 | 0 | 0 | 0 | 11.9156 | 12.7501 | -3.5217 | -0.085309 | 0 | 0 | 0 | 0 | 0 | 0 | 0 | 0 | 0 | 0 | 0 | 0 | 0 | 0 | 0 | 0 | 0 | 0 | 0 | 0 | 250.2287 | 267.7532 | -73.9553 | -1.7915 | 0 | 0 | 0 | 0 | 0 | 0
0.5833333333333332106January | Resource 1 | Sublap 1 | 14:00 | 2 | 106 | January | 10000 | 0 | 0 | 0 | 0 | 0 | 0 | 0 | 0 | 0 | 0 | 0 | 0 | 0 | 0 | 11.5083 | 12.4173 | -3.3905 | -0.082139 | 0 | 0 | 0 | 0 | 0 | 0 | 0 | 0 | 0 | 0 | 0 | 0 | 0 | 0 | 0 | 0 | 0 | 0 | 0 | 0 | 115.0825 | 124.1727 | -33.9053 | -0.82139 | 0 | 0 | 0 | 0 | 0 | 0
0.5833333333333332106February | Resource 1 | Sublap 1 | 14:00 | 2 | 106 | February | 11000 | 0 | 0 | 0 | 0 | 0 | 0 | 0 | 0 | 0 | 0 | 0 | 0 | 0 | 0 | 11.5083 | 12.4173 | -3.3905 | -0.082139 | 0 | 0 | 0 | 0 | 0 | 0 | 0 | 0 | 0 | 0 | 0 | 0 | 0 | 0 | 0 | 0 | 0 | 0 | 0 | 0 | 126.5907 | 136.59 | -37.2958 | -0.90353 | 0 | 0 | 0 | 0 | 0 | 0
0.5833333333333332106March | Resource 1 | Sublap 1 | 14:00 | 2 | 106 | March | 12000 | 0 | 0 | 0 | 0 | 0 | 0 | 0 | 0 | 0 | 0 | 0 | 0 | 0 | 0 | 11.5083 | 12.4173 | -3.3905 | -0.082139 | 0 | 0 | 0 | 0 | 0 | 0 | 0 | 0 | 0 | 0 | 0 | 0 | 0 | 0 | 0 | 0 | 0 | 0 | 0 | 0 | 138.099 | 149.0073 | -40.6863 | -0.98567 | 0 | 0 | 0 | 0 | 0 | 0
0.5833333333333332106April | Resource 1 | Sublap 1 | 14:00 | 2 | 106 | April | 13000 | 0 | 0 | 0 | 0 | 0 | 0 | 0 | 0 | 0 | 0 | 0 | 0 | 0 | 0 | 11.5083 | 12.4173 | -3.3905 | -0.082139 | 0 | 0 | 0 | 0 | 0 | 0 | 0 | 0 | 0 | 0 | 0 | 0 | 0 | 0 | 0 | 0 | 0 | 0 | 0 | 0 | 149.6072 | 161.4246 | -44.0769 | -1.0678 | 0 | 0 | 0 | 0 | 0 | 0
0.5833333333333332106May | Resource 1 | Sublap 1 | 14:00 | 2 | 106 | May | 14000 | 0 | 0 | 0 | 0 | 0 | 0 | 0 | 0 | 0 | 0 | 0 | 0 | 0 | 0 | 11.5083 | 12.4173 | -3.3905 | -0.082139 | 0 | 0 | 0 | 0 | 0 | 0 | 0 | 0 | 0 | 0 | 0 | 0 | 0 | 0 | 0 | 0 | 0 | 0 | 0 | 0 | 161.1155 | 173.8418 | -47.4674 | -1.1499 | 0 | 0 | 0 | 0 | 0 | 0
0.5833333333333332106June | Resource 1 | Sublap 1 | 14:00 | 2 | 106 | June | 15000 | 0 | 0 | 0 | 0 | 0 | 0 | 0 | 0 | 0 | 0 | 0 | 0 | 0 | 0 | 11.5083 | 12.4173 | -3.3905 | -0.082139 | 0 | 0 | 0 | 0 | 0 | 0 | 0 | 0 | 0 | 0 | 0 | 0 | 0 | 0 | 0 | 0 | 0 | 0 | 0 | 0 | 172.6237 | 186.2591 | -50.8579 | -1.2321 | 0 | 0 | 0 | 0 | 0 | 0
0.5833333333333332106July | Resource 1 | Sublap 1 | 14:00 | 2 | 106 | July | 16000 | 0 | 0 | 0 | 0 | 0 | 0 | 0 | 0 | 0 | 0 | 0 | 0 | 0 | 0 | 11.5083 | 12.4173 | -3.3905 | -0.082139 | 0 | 0 | 0 | 0 | 0 | 0 | 0 | 0 | 0 | 0 | 0 | 0 | 0 | 0 | 0 | 0 | 0 | 0 | 0 | 0 | 184.132 | 198.6764 | -54.2485 | -1.3142 | 0 | 0 | 0 | 0 | 0 | 0
0.5833333333333332106August | Resource 1 | Sublap 1 | 14:00 | 2 | 106 | August | 17000 | 0 | 0 | 0 | 0 | 0 | 0 | 0 | 0 | 0 | 0 | 0 | 0 | 0 | 0 | 11.5083 | 12.4173 | -3.3905 | -0.082139 | 0 | 0 | 0 | 0 | 0 | 0 | 0 | 0 | 0 | 0 | 0 | 0 | 0 | 0 | 0 | 0 | 0 | 0 | 0 | 0 | 195.6402 | 211.0936 | -57.639 | -1.3964 | 0 | 0 | 0 | 0 | 0 | 0
0.5833333333333332106September | Resource 1 | Sublap 1 | 14:00 | 2 | 106 | September | 18000 | 0 | 0 | 0 | 0 | 0 | 0 | 0 | 0 | 0 | 0 | 0 | 0 | 0 | 0 | 11.5083 | 12.4173 | -3.3905 | -0.082139 | 0 | 0 | 0 | 0 | 0 | 0 | 0 | 0 | 0 | 0 | 0 | 0 | 0 | 0 | 0 | 0 | 0 | 0 | 0 | 0 | 207.1485 | 223.5109 | -61.0295 | -1.4785 | 0 | 0 | 0 | 0 | 0 | 0
0.5833333333333332106October | Resource 1 | Sublap 1 | 14:00 | 2 | 106 | October | 19000 | 0 | 0 | 0 | 0 | 0 | 0 | 0 | 0 | 0 | 0 | 0 | 0 | 0 | 0 | 11.5083 | 12.4173 | -3.3905 | -0.082139 | 0 | 0 | 0 | 0 | 0 | 0 | 0 | 0 | 0 | 0 | 0 | 0 | 0 | 0 | 0 | 0 | 0 | 0 | 0 | 0 | 218.6567 | 235.9282 | -64.42 | -1.5606 | 0 | 0 | 0 | 0 | 0 | 0
0.5833333333333332106November | Resource 1 | Sublap 1 | 14:00 | 2 | 106 | November | 20000 | 0 | 0 | 0 | 0 | 0 | 0 | 0 | 0 | 0 | 0 | 0 | 0 | 0 | 0 | 11.5083 | 12.4173 | -3.3905 | -0.082139 | 0 | 0 | 0 | 0 | 0 | 0 | 0 | 0 | 0 | 0 | 0 | 0 | 0 | 0 | 0 | 0 | 0 | 0 | 0 | 0 | 230.165 | 248.3455 | -67.8106 | -1.6428 | 0 | 0 | 0 | 0 | 0 | 0
0.5833333333333332106December | Resource 1 | Sublap 1 | 14:00 | 2 | 106 | December | 21000 | 0 | 0 | 0 | 0 | 0 | 0 | 0 | 0 | 0 | 0 | 0 | 0 | 0 | 0 | 11.5083 | 12.4173 | -3.3905 | -0.082139 | 0 | 0 | 0 | 0 | 0 | 0 | 0 | 0 | 0 | 0 | 0 | 0 | 0 | 0 | 0 | 0 | 0 | 0 | 0 | 0 | 241.6732 | 260.7628 | -71.2011 | -1.7249 | 0 | 0 | 0 | 0 | 0 | 0
0.5833333333333332107January | Resource 1 | Sublap 1 | 14:00 | 2 | 107 | January | 10000 | 0 | 0 | 0 | 0 | 0 | 0 | 0 | 0 | 0 | 0 | 0 | 0 | 0 | 0 | 13.477 | 14.4654 | -3.9704 | -0.096156 | 0 | 0 | 0 | 0 | 0 | 0 | 0 | 0 | 0 | 0 | 0 | 0 | 0 | 0 | 0 | 0 | 0 | 0 | 0 | 0 | 134.7703 | 144.6544 | -39.7036 | -0.96156 | 0 | 0 | 0 | 0 | 0 | 0
0.5833333333333332107February | Resource 1 | Sublap 1 | 14:00 | 2 | 107 | February | 11000 | 0 | 0 | 0 | 0 | 0 | 0 | 0 | 0 | 0 | 0 | 0 | 0 | 0 | 0 | 13.477 | 14.4654 | -3.9704 | -0.096156 | 0 | 0 | 0 | 0 | 0 | 0 | 0 | 0 | 0 | 0 | 0 | 0 | 0 | 0 | 0 | 0 | 0 | 0 | 0 | 0 | 148.2473 | 159.1198 | -43.674 | -1.0577 | 0 | 0 | 0 | 0 | 0 | 0
0.5833333333333332107March | Resource 1 | Sublap 1 | 14:00 | 2 | 107 | March | 12000 | 0 | 0 | 0 | 0 | 0 | 0 | 0 | 0 | 0 | 0 | 0 | 0 | 0 | 0 | 13.477 | 14.4654 | -3.9704 | -0.096156 | 0 | 0 | 0 | 0 | 0 | 0 | 0 | 0 | 0 | 0 | 0 | 0 | 0 | 0 | 0 | 0 | 0 | 0 | 0 | 0 | 161.7243 | 173.5853 | -47.6443 | -1.1539 | 0 | 0 | 0 | 0 | 0 | 0
0.5833333333333332107April | Resource 1 | Sublap 1 | 14:00 | 2 | 107 | April | 13000 | 0 | 0 | 0 | 0 | 0 | 0 | 0 | 0 | 0 | 0 | 0 | 0 | 0 | 0 | 13.477 | 14.4654 | -3.9704 | -0.096156 | 0 | 0 | 0 | 0 | 0 | 0 | 0 | 0 | 0 | 0 | 0 | 0 | 0 | 0 | 0 | 0 | 0 | 0 | 0 | 0 | 175.2014 | 188.0507 | -51.6147 | -1.25 | 0 | 0 | 0 | 0 | 0 | 0
0.5833333333333332107May | Resource 1 | Sublap 1 | 14:00 | 2 | 107 | May | 14000 | 0 | 0 | 0 | 0 | 0 | 0 | 0 | 0 | 0 | 0 | 0 | 0 | 0 | 0 | 13.477 | 14.4654 | -3.9704 | -0.096156 | 0 | 0 | 0 | 0 | 0 | 0 | 0 | 0 | 0 | 0 | 0 | 0 | 0 | 0 | 0 | 0 | 0 | 0 | 0 | 0 | 188.6784 | 202.5161 | -55.5851 | -1.3462 | 0 | 0 | 0 | 0 | 0 | 0
0.5833333333333332107June | Resource 1 | Sublap 1 | 14:00 | 2 | 107 | June | 15000 | 0 | 0 | 0 | 0 | 0 | 0 | 0 | 0 | 0 | 0 | 0 | 0 | 0 | 0 | 13.477 | 14.4654 | -3.9704 | -0.096156 | 0 | 0 | 0 | 0 | 0 | 0 | 0 | 0 | 0 | 0 | 0 | 0 | 0 | 0 | 0 | 0 | 0 | 0 | 0 | 0 | 202.1554 | 216.9816 | -59.5554 | -1.4423 | 0 | 0 | 0 | 0 | 0 | 0
0.5833333333333332107July | Resource 1 | Sublap 1 | 14:00 | 2 | 107 | July | 16000 | 0 | 0 | 0 | 0 | 0 | 0 | 0 | 0 | 0 | 0 | 0 | 0 | 0 | 0 | 13.477 | 14.4654 | -3.9704 | -0.096156 | 0 | 0 | 0 | 0 | 0 | 0 | 0 | 0 | 0 | 0 | 0 | 0 | 0 | 0 | 0 | 0 | 0 | 0 | 0 | 0 | 215.6324 | 231.447 | -63.5258 | -1.5385 | 0 | 0 | 0 | 0 | 0 | 0
0.5833333333333332107August | Resource 1 | Sublap 1 | 14:00 | 2 | 107 | August | 17000 | 0 | 0 | 0 | 0 | 0 | 0 | 0 | 0 | 0 | 0 | 0 | 0 | 0 | 0 | 13.477 | 14.4654 | -3.9704 | -0.096156 | 0 | 0 | 0 | 0 | 0 | 0 | 0 | 0 | 0 | 0 | 0 | 0 | 0 | 0 | 0 | 0 | 0 | 0 | 0 | 0 | 229.1095 | 245.9125 | -67.4961 | -1.6347 | 0 | 0 | 0 | 0 | 0 | 0
0.5833333333333332107September | Resource 1 | Sublap 1 | 14:00 | 2 | 107 | September | 18000 | 0 | 0 | 0 | 0 | 0 | 0 | 0 | 0 | 0 | 0 | 0 | 0 | 0 | 0 | 13.477 | 14.4654 | -3.9704 | -0.096156 | 0 | 0 | 0 | 0 | 0 | 0 | 0 | 0 | 0 | 0 | 0 | 0 | 0 | 0 | 0 | 0 | 0 | 0 | 0 | 0 | 242.5865 | 260.3779 | -71.4665 | -1.7308 | 0 | 0 | 0 | 0 | 0 | 0
0.5833333333333332107October | Resource 1 | Sublap 1 | 14:00 | 2 | 107 | October | 19000 | 0 | 0 | 0 | 0 | 0 | 0 | 0 | 0 | 0 | 0 | 0 | 0 | 0 | 0 | 13.477 | 14.4654 | -3.9704 | -0.096156 | 0 | 0 | 0 | 0 | 0 | 0 | 0 | 0 | 0 | 0 | 0 | 0 | 0 | 0 | 0 | 0 | 0 | 0 | 0 | 0 | 256.0635 | 274.8433 | -75.4369 | -1.827 | 0 | 0 | 0 | 0 | 0 | 0
0.5833333333333332107November | Resource 1 | Sublap 1 | 14:00 | 2 | 107 | November | 20000 | 0 | 0 | 0 | 0 | 0 | 0 | 0 | 0 | 0 | 0 | 0 | 0 | 0 | 0 | 13.477 | 14.4654 | -3.9704 | -0.096156 | 0 | 0 | 0 | 0 | 0 | 0 | 0 | 0 | 0 | 0 | 0 | 0 | 0 | 0 | 0 | 0 | 0 | 0 | 0 | 0 | 269.5406 | 289.3088 | -79.4072 | -1.9231 | 0 | 0 | 0 | 0 | 0 | 0
0.5833333333333332107December | Resource 1 | Sublap 1 | 14:00 | 2 | 107 | December | 21000 | 0 | 0 | 0 | 0 | 0 | 0 | 0 | 0 | 0 | 0 | 0 | 0 | 0 | 0 | 13.477 | 14.4654 | -3.9704 | -0.096156 | 0 | 0 | 0 | 0 | 0 | 0 | 0 | 0 | 0 | 0 | 0 | 0 | 0 | 0 | 0 | 0 | 0 | 0 | 0 | 0 | 283.0176 | 303.7742 | -83.3776 | -2.0193 | 0 | 0 | 0 | 0 | 0 | 0
0.583333333333333371January | Resource 1 | Sublap 1 | 14:00 | 3 | 71 | January | 10000 | 0 | 0 | 0 | 0 | 0 | 0 | 0 | 0 | 0 | 0 | 0 | 0 | 0 | 0 | 0 | 0 | 0 | 0 | 0 | 0 | 0 | 0 | 0 | 0 | 0 | 0 | 0 | 0 | 0 | 0 | 0 | 0 | 0 | 0 | 0 | 0 | 0 | 0 | 0 | 0 | 0 | 0 | 0 | 0 | 0 | 0 | 0 | 0
0.583333333333333371February | Resource 1 | Sublap 1 | 14:00 | 3 | 71 | February | 11000 | 0 | 0 | 0 | 0 | 0 | 0 | 0 | 0 | 0 | 0 | 0 | 0 | 0 | 0 | 0 | 0 | 0 | 0 | 0 | 0 | 0 | 0 | 0 | 0 | 0 | 0 | 0 | 0 | 0 | 0 | 0 | 0 | 0 | 0 | 0 | 0 | 0 | 0 | 0 | 0 | 0 | 0 | 0 | 0 | 0 | 0 | 0 | 0
0.583333333333333371March | Resource 1 | Sublap 1 | 14:00 | 3 | 71 | March | 12000 | 0 | 0 | 0 | 0 | 0 | 0 | 0 | 0 | 0 | 0 | 0 | 0 | 0 | 0 | 0 | 0 | 0 | 0 | 0 | 0 | 0 | 0 | 0 | 0 | 0 | 0 | 0 | 0 | 0 | 0 | 0 | 0 | 0 | 0 | 0 | 0 | 0 | 0 | 0 | 0 | 0 | 0 | 0 | 0 | 0 | 0 | 0 | 0
0.583333333333333371April | Resource 1 | Sublap 1 | 14:00 | 3 | 71 | April | 13000 | 0 | 0 | 0 | 0 | 0 | 0 | 0 | 0 | 0 | 0 | 0 | 0 | 0 | 0 | 0 | 0 | 0 | 0 | 0 | 0 | 0 | 0 | 0 | 0 | 0 | 0 | 0 | 0 | 0 | 0 | 0 | 0 | 0 | 0 | 0 | 0 | 0 | 0 | 0 | 0 | 0 | 0 | 0 | 0 | 0 | 0 | 0 | 0
0.583333333333333371May | Resource 1 | Sublap 1 | 14:00 | 3 | 71 | May | 14000 | 0 | 0 | 0 | 0 | 0 | 0 | 0 | 0 | 0 | 0 | 0 | 0 | 0 | 0 | 0 | 0 | 0 | 0 | 0 | 0 | 0 | 0 | 0 | 0 | 0 | 0 | 0 | 0 | 0 | 0 | 0 | 0 | 0 | 0 | 0 | 0 | 0 | 0 | 0 | 0 | 0 | 0 | 0 | 0 | 0 | 0 | 0 | 0
0.583333333333333371June | Resource 1 | Sublap 1 | 14:00 | 3 | 71 | June | 15000 | 0 | 0 | 0 | 0 | 0 | 0 | 0 | 0 | 0 | 0 | 0 | 0 | 0 | 0 | 0 | 0 | 0 | 0 | 0 | 0 | 0 | 0 | 0 | 0 | 0 | 0 | 0 | 0 | 0 | 0 | 0 | 0 | 0 | 0 | 0 | 0 | 0 | 0 | 0 | 0 | 0 | 0 | 0 | 0 | 0 | 0 | 0 | 0
0.583333333333333371July | Resource 1 | Sublap 1 | 14:00 | 3 | 71 | July | 16000 | 0 | 0 | 0 | 0 | 0 | 0 | 0 | 0 | 0 | 0 | 0 | 0 | 0 | 0 | 0 | 0 | 0 | 0 | 0 | 0 | 0 | 0 | 0 | 0 | 0 | 0 | 0 | 0 | 0 | 0 | 0 | 0 | 0 | 0 | 0 | 0 | 0 | 0 | 0 | 0 | 0 | 0 | 0 | 0 | 0 | 0 | 0 | 0
0.583333333333333371August | Resource 1 | Sublap 1 | 14:00 | 3 | 71 | August | 17000 | 0 | 0 | 0 | 0 | 0 | 0 | 0 | 0 | 0 | 0 | 0 | 0 | 0 | 0 | 0 | 0 | 0 | 0 | 0 | 0 | 0 | 0 | 0 | 0 | 0 | 0 | 0 | 0 | 0 | 0 | 0 | 0 | 0 | 0 | 0 | 0 | 0 | 0 | 0 | 0 | 0 | 0 | 0 | 0 | 0 | 0 | 0 | 0
0.583333333333333371September | Resource 1 | Sublap 1 | 14:00 | 3 | 71 | September | 18000 | 0 | 0 | 0 | 0 | 0 | 0 | 0 | 0 | 0 | 0 | 0 | 0 | 0 | 0 | 0 | 0 | 0 | 0 | 0 | 0 | 0 | 0 | 0 | 0 | 0 | 0 | 0 | 0 | 0 | 0 | 0 | 0 | 0 | 0 | 0 | 0 | 0 | 0 | 0 | 0 | 0 | 0 | 0 | 0 | 0 | 0 | 0 | 0
0.583333333333333371October | Resource 1 | Sublap 1 | 14:00 | 3 | 71 | October | 19000 | 0 | 0 | 0 | 0 | 0 | 0 | 0 | 0 | 0 | 0 | 0 | 0 | 0 | 0 | 0 | 0 | 0 | 0 | 0 | 0 | 0 | 0 | 0 | 0 | 0 | 0 | 0 | 0 | 0 | 0 | 0 | 0 | 0 | 0 | 0 | 0 | 0 | 0 | 0 | 0 | 0 | 0 | 0 | 0 | 0 | 0 | 0 | 0
0.583333333333333371November | Resource 1 | Sublap 1 | 14:00 | 3 | 71 | November | 20000 | 0 | 0 | 0 | 0 | 0 | 0 | 0 | 0 | 0 | 0 | 0 | 0 | 0 | 0 | 0 | 0 | 0 | 0 | 0 | 0 | 0 | 0 | 0 | 0 | 0 | 0 | 0 | 0 | 0 | 0 | 0 | 0 | 0 | 0 | 0 | 0 | 0 | 0 | 0 | 0 | 0 | 0 | 0 | 0 | 0 | 0 | 0 | 0
0.583333333333333371December | Resource 1 | Sublap 1 | 14:00 | 3 | 71 | December | 21000 | 0 | 0 | 0 | 0 | 0 | 0 | 0 | 0 | 0 | 0 | 0 | 0 | 0 | 0 | 0 | 0 | 0 | 0 | 0 | 0 | 0 | 0 | 0 | 0 | 0 | 0 | 0 | 0 | 0 | 0 | 0 | 0 | 0 | 0 | 0 | 0 | 0 | 0 | 0 | 0 | 0 | 0 | 0 | 0 | 0 | 0 | 0 | 0
0.583333333333333372January | Resource 1 | Sublap 1 | 14:00 | 3 | 72 | January | 10000 | 0 | 0 | 0 | 0 | 0 | 0 | 0 | 0 | 0 | 0 | 0 | 0 | 0 | 0 | 0 | 0 | 0 | 0 | 0 | 0 | 0 | 0 | 0 | 0 | 0 | 0 | 0 | 0 | 0 | 0 | 0 | 0 | 0 | 0 | 0 | 0 | 0 | 0 | 0 | 0 | 0 | 0 | 0 | 0 | 0 | 0 | 0 | 0
0.583333333333333372February | Resource 1 | Sublap 1 | 14:00 | 3 | 72 | February | 11000 | 0 | 0 | 0 | 0 | 0 | 0 | 0 | 0 | 0 | 0 | 0 | 0 | 0 | 0 | 0 | 0 | 0 | 0 | 0 | 0 | 0 | 0 | 0 | 0 | 0 | 0 | 0 | 0 | 0 | 0 | 0 | 0 | 0 | 0 | 0 | 0 | 0 | 0 | 0 | 0 | 0 | 0 | 0 | 0 | 0 | 0 | 0 | 0
0.583333333333333372March | Resource 1 | Sublap 1 | 14:00 | 3 | 72 | March | 12000 | 0 | 0 | 0 | 0 | 0 | 0 | 0 | 0 | 0 | 0 | 0 | 0 | 0 | 0 | 0 | 0 | 0 | 0 | 0 | 0 | 0 | 0 | 0 | 0 | 0 | 0 | 0 | 0 | 0 | 0 | 0 | 0 | 0 | 0 | 0 | 0 | 0 | 0 | 0 | 0 | 0 | 0 | 0 | 0 | 0 | 0 | 0 | 0
0.583333333333333372April | Resource 1 | Sublap 1 | 14:00 | 3 | 72 | April | 13000 | 0 | 0 | 0 | 0 | 0 | 0 | 0 | 0 | 0 | 0 | 0 | 0 | 0 | 0 | 0 | 0 | 0 | 0 | 0 | 0 | 0 | 0 | 0 | 0 | 0 | 0 | 0 | 0 | 0 | 0 | 0 | 0 | 0 | 0 | 0 | 0 | 0 | 0 | 0 | 0 | 0 | 0 | 0 | 0 | 0 | 0 | 0 | 0
0.583333333333333372May | Resource 1 | Sublap 1 | 14:00 | 3 | 72 | May | 14000 | 0 | 0 | 0 | 0 | 0 | 0 | 0 | 0 | 0 | 0 | 0 | 0 | 0 | 0 | 0 | 0 | 0 | 0 | 0 | 0 | 0 | 0 | 0 | 0 | 0 | 0 | 0 | 0 | 0 | 0 | 0 | 0 | 0 | 0 | 0 | 0 | 0 | 0 | 0 | 0 | 0 | 0 | 0 | 0 | 0 | 0 | 0 | 0
0.583333333333333372June | Resource 1 | Sublap 1 | 14:00 | 3 | 72 | June | 15000 | 0 | 0 | 0 | 0 | 0 | 0 | 0 | 0 | 0 | 0 | 0 | 0 | 0 | 0 | 0 | 0 | 0 | 0 | 0 | 0 | 0 | 0 | 0 | 0 | 0 | 0 | 0 | 0 | 0 | 0 | 0 | 0 | 0 | 0 | 0 | 0 | 0 | 0 | 0 | 0 | 0 | 0 | 0 | 0 | 0 | 0 | 0 | 0
0.583333333333333372July | Resource 1 | Sublap 1 | 14:00 | 3 | 72 | July | 16000 | 0 | 0 | 0 | 0 | 0 | 0 | 0 | 0 | 0 | 0 | 0 | 0 | 0 | 0 | 0 | 0 | 0 | 0 | 0 | 0 | 0 | 0 | 0 | 0 | 0 | 0 | 0 | 0 | 0 | 0 | 0 | 0 | 0 | 0 | 0 | 0 | 0 | 0 | 0 | 0 | 0 | 0 | 0 | 0 | 0 | 0 | 0 | 0
0.583333333333333372August | Resource 1 | Sublap 1 | 14:00 | 3 | 72 | August | 17000 | 0 | 0 | 0 | 0 | 0 | 0 | 0 | 0 | 0 | 0 | 0 | 0 | 0 | 0 | 0 | 0 | 0 | 0 | 0 | 0 | 0 | 0 | 0 | 0 | 0 | 0 | 0 | 0 | 0 | 0 | 0 | 0 | 0 | 0 | 0 | 0 | 0 | 0 | 0 | 0 | 0 | 0 | 0 | 0 | 0 | 0 | 0 | 0
0.583333333333333372September | Resource 1 | Sublap 1 | 14:00 | 3 | 72 | September | 18000 | 0 | 0 | 0 | 0 | 0 | 0 | 0 | 0 | 0 | 0 | 0 | 0 | 0 | 0 | 0 | 0 | 0 | 0 | 0 | 0 | 0 | 0 | 0 | 0 | 0 | 0 | 0 | 0 | 0 | 0 | 0 | 0 | 0 | 0 | 0 | 0 | 0 | 0 | 0 | 0 | 0 | 0 | 0 | 0 | 0 | 0 | 0 | 0
0.583333333333333372October | Resource 1 | Sublap 1 | 14:00 | 3 | 72 | October | 19000 | 0 | 0 | 0 | 0 | 0 | 0 | 0 | 0 | 0 | 0 | 0 | 0 | 0 | 0 | 0 | 0 | 0 | 0 | 0 | 0 | 0 | 0 | 0 | 0 | 0 | 0 | 0 | 0 | 0 | 0 | 0 | 0 | 0 | 0 | 0 | 0 | 0 | 0 | 0 | 0 | 0 | 0 | 0 | 0 | 0 | 0 | 0 | 0
0.583333333333333372November | Resource 1 | Sublap 1 | 14:00 | 3 | 72 | November | 20000 | 0 | 0 | 0 | 0 | 0 | 0 | 0 | 0 | 0 | 0 | 0 | 0 | 0 | 0 | 0 | 0 | 0 | 0 | 0 | 0 | 0 | 0 | 0 | 0 | 0 | 0 | 0 | 0 | 0 | 0 | 0 | 0 | 0 | 0 | 0 | 0 | 0 | 0 | 0 | 0 | 0 | 0 | 0 | 0 | 0 | 0 | 0 | 0
0.583333333333333372December | Resource 1 | Sublap 1 | 14:00 | 3 | 72 | December | 21000 | 0 | 0 | 0 | 0 | 0 | 0 | 0 | 0 | 0 | 0 | 0 | 0 | 0 | 0 | 0 | 0 | 0 | 0 | 0 | 0 | 0 | 0 | 0 | 0 | 0 | 0 | 0 | 0 | 0 | 0 | 0 | 0 | 0 | 0 | 0 | 0 | 0 | 0 | 0 | 0 | 0 | 0 | 0 | 0 | 0 | 0 | 0 | 0
0.583333333333333373January | Resource 1 | Sublap 1 | 14:00 | 3 | 73 | January | 10000 | 0 | 0 | 0 | 0 | 0 | 0 | 0 | 0 | 0 | 0 | 0 | 0 | 0 | 0 | 0 | 0 | 0 | 0 | 0 | 0 | 0 | 0 | 0 | 0 | 0 | 0 | 0 | 0 | 0 | 0 | 0 | 0 | 0 | 0 | 0 | 0 | 0 | 0 | 0 | 0 | 0 | 0 | 0 | 0 | 0 | 0 | 0 | 0
0.583333333333333373February | Resource 1 | Sublap 1 | 14:00 | 3 | 73 | February | 11000 | 0 | 0 | 0 | 0 | 0 | 0 | 0 | 0 | 0 | 0 | 0 | 0 | 0 | 0 | 0 | 0 | 0 | 0 | 0 | 0 | 0 | 0 | 0 | 0 | 0 | 0 | 0 | 0 | 0 | 0 | 0 | 0 | 0 | 0 | 0 | 0 | 0 | 0 | 0 | 0 | 0 | 0 | 0 | 0 | 0 | 0 | 0 | 0
0.583333333333333373March | Resource 1 | Sublap 1 | 14:00 | 3 | 73 | March | 12000 | 0 | 0 | 0 | 0 | 0 | 0 | 0 | 0 | 0 | 0 | 0 | 0 | 0 | 0 | 0 | 0 | 0 | 0 | 0 | 0 | 0 | 0 | 0 | 0 | 0 | 0 | 0 | 0 | 0 | 0 | 0 | 0 | 0 | 0 | 0 | 0 | 0 | 0 | 0 | 0 | 0 | 0 | 0 | 0 | 0 | 0 | 0 | 0
0.583333333333333373April | Resource 1 | Sublap 1 | 14:00 | 3 | 73 | April | 13000 | 0 | 0 | 0 | 0 | 0 | 0 | 0 | 0 | 0 | 0 | 0 | 0 | 0 | 0 | 0 | 0 | 0 | 0 | 0 | 0 | 0 | 0 | 0 | 0 | 0 | 0 | 0 | 0 | 0 | 0 | 0 | 0 | 0 | 0 | 0 | 0 | 0 | 0 | 0 | 0 | 0 | 0 | 0 | 0 | 0 | 0 | 0 | 0
0.583333333333333373May | Resource 1 | Sublap 1 | 14:00 | 3 | 73 | May | 14000 | 0 | 0 | 0 | 0 | 0 | 0 | 0 | 0 | 0 | 0 | 0 | 0 | 0 | 0 | 0 | 0 | 0 | 0 | 0 | 0 | 0 | 0 | 0 | 0 | 0 | 0 | 0 | 0 | 0 | 0 | 0 | 0 | 0 | 0 | 0 | 0 | 0 | 0 | 0 | 0 | 0 | 0 | 0 | 0 | 0 | 0 | 0 | 0
0.583333333333333373June | Resource 1 | Sublap 1 | 14:00 | 3 | 73 | June | 15000 | 0 | 0 | 0 | 0 | 0 | 0 | 0 | 0 | 0 | 0 | 0 | 0 | 0 | 0 | 0 | 0 | 0 | 0 | 0 | 0 | 0 | 0 | 0 | 0 | 0 | 0 | 0 | 0 | 0 | 0 | 0 | 0 | 0 | 0 | 0 | 0 | 0 | 0 | 0 | 0 | 0 | 0 | 0 | 0 | 0 | 0 | 0 | 0
0.583333333333333373July | Resource 1 | Sublap 1 | 14:00 | 3 | 73 | July | 16000 | 0 | 0 | 0 | 0 | 0 | 0 | 0 | 0 | 0 | 0 | 0 | 0 | 0 | 0 | 0 | 0 | 0 | 0 | 0 | 0 | 0 | 0 | 0 | 0 | 0 | 0 | 0 | 0 | 0 | 0 | 0 | 0 | 0 | 0 | 0 | 0 | 0 | 0 | 0 | 0 | 0 | 0 | 0 | 0 | 0 | 0 | 0 | 0
0.583333333333333373August | Resource 1 | Sublap 1 | 14:00 | 3 | 73 | August | 17000 | 0 | 0 | 0 | 0 | 0 | 0 | 0 | 0 | 0 | 0 | 0 | 0 | 0 | 0 | 0 | 0 | 0 | 0 | 0 | 0 | 0 | 0 | 0 | 0 | 0 | 0 | 0 | 0 | 0 | 0 | 0 | 0 | 0 | 0 | 0 | 0 | 0 | 0 | 0 | 0 | 0 | 0 | 0 | 0 | 0 | 0 | 0 | 0
0.583333333333333373September | Resource 1 | Sublap 1 | 14:00 | 3 | 73 | September | 18000 | 0 | 0 | 0 | 0 | 0 | 0 | 0 | 0 | 0 | 0 | 0 | 0 | 0 | 0 | 0 | 0 | 0 | 0 | 0 | 0 | 0 | 0 | 0 | 0 | 0 | 0 | 0 | 0 | 0 | 0 | 0 | 0 | 0 | 0 | 0 | 0 | 0 | 0 | 0 | 0 | 0 | 0 | 0 | 0 | 0 | 0 | 0 | 0
0.583333333333333373October | Resource 1 | Sublap 1 | 14:00 | 3 | 73 | October | 19000 | 0 | 0 | 0 | 0 | 0 | 0 | 0 | 0 | 0 | 0 | 0 | 0 | 0 | 0 | 0 | 0 | 0 | 0 | 0 | 0 | 0 | 0 | 0 | 0 | 0 | 0 | 0 | 0 | 0 | 0 | 0 | 0 | 0 | 0 | 0 | 0 | 0 | 0 | 0 | 0 | 0 | 0 | 0 | 0 | 0 | 0 | 0 | 0
0.583333333333333373November | Resource 1 | Sublap 1 | 14:00 | 3 | 73 | November | 20000 | 0 | 0 | 0 | 0 | 0 | 0 | 0 | 0 | 0 | 0 | 0 | 0 | 0 | 0 | 0 | 0 | 0 | 0 | 0 | 0 | 0 | 0 | 0 | 0 | 0 | 0 | 0 | 0 | 0 | 0 | 0 | 0 | 0 | 0 | 0 | 0 | 0 | 0 | 0 | 0 | 0 | 0 | 0 | 0 | 0 | 0 | 0 | 0
0.583333333333333373December | Resource 1 | Sublap 1 | 14:00 | 3 | 73 | December | 21000 | 0 | 0 | 0 | 0 | 0 | 0 | 0 | 0 | 0 | 0 | 0 | 0 | 0 | 0 | 0 | 0 | 0 | 0 | 0 | 0 | 0 | 0 | 0 | 0 | 0 | 0 | 0 | 0 | 0 | 0 | 0 | 0 | 0 | 0 | 0 | 0 | 0 | 0 | 0 | 0 | 0 | 0 | 0 | 0 | 0 | 0 | 0 | 0
0.583333333333333374January | Resource 1 | Sublap 1 | 14:00 | 3 | 74 | January | 10000 | 0 | 0 | 0 | 0 | 0 | 0 | 0 | 0 | 0 | 0 | 0 | 0 | 0 | 0 | 0.32837 | 0.27993 | 0.21557 | -0.20991 | -0.0044985 | 0 | 0 | 0 | 0 | 0 | 0 | 0 | 0 | 0 | 0 | 0 | 0 | 0 | 0 | 0 | 0 | 0 | 0 | 0 | 3.2837 | 2.7993 | 2.1557 | -2.0991 | -0.044985 | 0 | 0 | 0 | 0 | 0
0.583333333333333374February | Resource 1 | Sublap 1 | 14:00 | 3 | 74 | February | 11000 | 0 | 0 | 0 | 0 | 0 | 0 | 0 | 0 | 0 | 0 | 0 | 0 | 0 | 0 | 0.32837 | 0.27993 | 0.21557 | -0.20991 | -0.0044985 | 0 | 0 | 0 | 0 | 0 | 0 | 0 | 0 | 0 | 0 | 0 | 0 | 0 | 0 | 0 | 0 | 0 | 0 | 0 | 3.6121 | 3.0792 | 2.3712 | -2.3091 | -0.049484 | 0 | 0 | 0 | 0 | 0
0.583333333333333374March | Resource 1 | Sublap 1 | 14:00 | 3 | 74 | March | 12000 | 0 | 0 | 0 | 0 | 0 | 0 | 0 | 0 | 0 | 0 | 0 | 0 | 0 | 0 | 0.32837 | 0.27993 | 0.21557 | -0.20991 | -0.0044985 | 0 | 0 | 0 | 0 | 0 | 0 | 0 | 0 | 0 | 0 | 0 | 0 | 0 | 0 | 0 | 0 | 0 | 0 | 0 | 3.9405 | 3.3592 | 2.5868 | -2.519 | -0.053982 | 0 | 0 | 0 | 0 | 0
0.583333333333333374April | Resource 1 | Sublap 1 | 14:00 | 3 | 74 | April | 13000 | 0 | 0 | 0 | 0 | 0 | 0 | 0 | 0 | 0 | 0 | 0 | 0 | 0 | 0 | 0.32837 | 0.27993 | 0.21557 | -0.20991 | -0.0044985 | 0 | 0 | 0 | 0 | 0 | 0 | 0 | 0 | 0 | 0 | 0 | 0 | 0 | 0 | 0 | 0 | 0 | 0 | 0 | 4.2689 | 3.6391 | 2.8024 | -2.7289 | -0.058481 | 0 | 0 | 0 | 0 | 0
0.583333333333333374May | Resource 1 | Sublap 1 | 14:00 | 3 | 74 | May | 14000 | 0 | 0 | 0 | 0 | 0 | 0 | 0 | 0 | 0 | 0 | 0 | 0 | 0 | 0 | 0.32837 | 0.27993 | 0.21557 | -0.20991 | -0.0044985 | 0 | 0 | 0 | 0 | 0 | 0 | 0 | 0 | 0 | 0 | 0 | 0 | 0 | 0 | 0 | 0 | 0 | 0 | 0 | 4.5972 | 3.919 | 3.0179 | -2.9388 | -0.062979 | 0 | 0 | 0 | 0 | 0
0.583333333333333374June | Resource 1 | Sublap 1 | 14:00 | 3 | 74 | June | 15000 | 0 | 0 | 0 | 0 | 0 | 0 | 0 | 0 | 0 | 0 | 0 | 0 | 0 | 0 | 0.32837 | 0.27993 | 0.21557 | -0.20991 | -0.0044985 | 0 | 0 | 0 | 0 | 0 | 0 | 0 | 0 | 0 | 0 | 0 | 0 | 0 | 0 | 0 | 0 | 0 | 0 | 0 | 4.9256 | 4.199 | 3.2335 | -3.1487 | -0.067478 | 0 | 0 | 0 | 0 | 0
0.583333333333333374July | Resource 1 | Sublap 1 | 14:00 | 3 | 74 | July | 16000 | 0 | 0 | 0 | 0 | 0 | 0 | 0 | 0 | 0 | 0 | 0 | 0 | 0 | 0 | 0.32837 | 0.27993 | 0.21557 | -0.20991 | -0.0044985 | 0 | 0 | 0 | 0 | 0 | 0 | 0 | 0 | 0 | 0 | 0 | 0 | 0 | 0 | 0 | 0 | 0 | 0 | 0 | 5.254 | 4.4789 | 3.449 | -3.3586 | -0.071976 | 0 | 0 | 0 | 0 | 0
0.583333333333333374August | Resource 1 | Sublap 1 | 14:00 | 3 | 74 | August | 17000 | 0 | 0 | 0 | 0 | 0 | 0 | 0 | 0 | 0 | 0 | 0 | 0 | 0 | 0 | 0.32837 | 0.27993 | 0.21557 | -0.20991 | -0.0044985 | 0 | 0 | 0 | 0 | 0 | 0 | 0 | 0 | 0 | 0 | 0 | 0 | 0 | 0 | 0 | 0 | 0 | 0 | 0 | 5.5824 | 4.7588 | 3.6646 | -3.5685 | -0.076475 | 0 | 0 | 0 | 0 | 0
0.583333333333333374September | Resource 1 | Sublap 1 | 14:00 | 3 | 74 | September | 18000 | 0 | 0 | 0 | 0 | 0 | 0 | 0 | 0 | 0 | 0 | 0 | 0 | 0 | 0 | 0.32837 | 0.27993 | 0.21557 | -0.20991 | -0.0044985 | 0 | 0 | 0 | 0 | 0 | 0 | 0 | 0 | 0 | 0 | 0 | 0 | 0 | 0 | 0 | 0 | 0 | 0 | 0 | 5.9107 | 5.0388 | 3.8802 | -3.7785 | -0.080973 | 0 | 0 | 0 | 0 | 0
0.583333333333333374October | Resource 1 | Sublap 1 | 14:00 | 3 | 74 | October | 19000 | 0 | 0 | 0 | 0 | 0 | 0 | 0 | 0 | 0 | 0 | 0 | 0 | 0 | 0 | 0.32837 | 0.27993 | 0.21557 | -0.20991 | -0.0044985 | 0 | 0 | 0 | 0 | 0 | 0 | 0 | 0 | 0 | 0 | 0 | 0 | 0 | 0 | 0 | 0 | 0 | 0 | 0 | 6.2391 | 5.3187 | 4.0957 | -3.9884 | -0.085472 | 0 | 0 | 0 | 0 | 0
0.583333333333333374November | Resource 1 | Sublap 1 | 14:00 | 3 | 74 | November | 20000 | 0 | 0 | 0 | 0 | 0 | 0 | 0 | 0 | 0 | 0 | 0 | 0 | 0 | 0 | 0.32837 | 0.27993 | 0.21557 | -0.20991 | -0.0044985 | 0 | 0 | 0 | 0 | 0 | 0 | 0 | 0 | 0 | 0 | 0 | 0 | 0 | 0 | 0 | 0 | 0 | 0 | 0 | 6.5675 | 5.5986 | 4.3113 | -4.1983 | -0.08997 | 0 | 0 | 0 | 0 | 0
0.583333333333333374December | Resource 1 | Sublap 1 | 14:00 | 3 | 74 | December | 21000 | 0 | 0 | 0 | 0 | 0 | 0 | 0 | 0 | 0 | 0 | 0 | 0 | 0 | 0 | 0.32837 | 0.27993 | 0.21557 | -0.20991 | -0.0044985 | 0 | 0 | 0 | 0 | 0 | 0 | 0 | 0 | 0 | 0 | 0 | 0 | 0 | 0 | 0 | 0 | 0 | 0 | 0 | 6.8959 | 5.8786 | 4.5269 | -4.4082 | -0.094469 | 0 | 0 | 0 | 0 | 0
0.583333333333333375January | Resource 1 | Sublap 1 | 14:00 | 3 | 75 | January | 10000 | 0 | 0 | 0 | 0 | 0 | 0 | 0 | 0 | 0 | 0 | 0 | 0 | 0 | 0 | 0.1944 | 0.16686 | 0.12162 | -0.11843 | -0.0025379 | 0 | 0 | 0 | 0 | 0 | 0 | 0 | 0 | 0 | 0 | 0 | 0 | 0 | 0 | 0 | 0 | 0 | 0 | 0 | 1.944 | 1.6686 | 1.2162 | -1.1843 | -0.025379 | 0 | 0 | 0 | 0 | 0
0.583333333333333375February | Resource 1 | Sublap 1 | 14:00 | 3 | 75 | February | 11000 | 0 | 0 | 0 | 0 | 0 | 0 | 0 | 0 | 0 | 0 | 0 | 0 | 0 | 0 | 0.1944 | 0.16686 | 0.12162 | -0.11843 | -0.0025379 | 0 | 0 | 0 | 0 | 0 | 0 | 0 | 0 | 0 | 0 | 0 | 0 | 0 | 0 | 0 | 0 | 0 | 0 | 0 | 2.1384 | 1.8354 | 1.3378 | -1.3027 | -0.027917 | 0 | 0 | 0 | 0 | 0
0.583333333333333375March | Resource 1 | Sublap 1 | 14:00 | 3 | 75 | March | 12000 | 0 | 0 | 0 | 0 | 0 | 0 | 0 | 0 | 0 | 0 | 0 | 0 | 0 | 0 | 0.1944 | 0.16686 | 0.12162 | -0.11843 | -0.0025379 | 0 | 0 | 0 | 0 | 0 | 0 | 0 | 0 | 0 | 0 | 0 | 0 | 0 | 0 | 0 | 0 | 0 | 0 | 0 | 2.3328 | 2.0023 | 1.4594 | -1.4211 | -0.030455 | 0 | 0 | 0 | 0 | 0
0.583333333333333375April | Resource 1 | Sublap 1 | 14:00 | 3 | 75 | April | 13000 | 0 | 0 | 0 | 0 | 0 | 0 | 0 | 0 | 0 | 0 | 0 | 0 | 0 | 0 | 0.1944 | 0.16686 | 0.12162 | -0.11843 | -0.0025379 | 0 | 0 | 0 | 0 | 0 | 0 | 0 | 0 | 0 | 0 | 0 | 0 | 0 | 0 | 0 | 0 | 0 | 0 | 0 | 2.5272 | 2.1691 | 1.581 | -1.5395 | -0.032993 | 0 | 0 | 0 | 0 | 0
0.583333333333333375May | Resource 1 | Sublap 1 | 14:00 | 3 | 75 | May | 14000 | 0 | 0 | 0 | 0 | 0 | 0 | 0 | 0 | 0 | 0 | 0 | 0 | 0 | 0 | 0.1944 | 0.16686 | 0.12162 | -0.11843 | -0.0025379 | 0 | 0 | 0 | 0 | 0 | 0 | 0 | 0 | 0 | 0 | 0 | 0 | 0 | 0 | 0 | 0 | 0 | 0 | 0 | 2.7216 | 2.336 | 1.7026 | -1.658 | -0.035531 | 0 | 0 | 0 | 0 | 0
0.583333333333333375June | Resource 1 | Sublap 1 | 14:00 | 3 | 75 | June | 15000 | 0 | 0 | 0 | 0 | 0 | 0 | 0 | 0 | 0 | 0 | 0 | 0 | 0 | 0 | 0.1944 | 0.16686 | 0.12162 | -0.11843 | -0.0025379 | 0 | 0 | 0 | 0 | 0 | 0 | 0 | 0 | 0 | 0 | 0 | 0 | 0 | 0 | 0 | 0 | 0 | 0 | 0 | 2.916 | 2.5028 | 1.8242 | -1.7764 | -0.038069 | 0 | 0 | 0 | 0 | 0
0.583333333333333375July | Resource 1 | Sublap 1 | 14:00 | 3 | 75 | July | 16000 | 0 | 0 | 0 | 0 | 0 | 0 | 0 | 0 | 0 | 0 | 0 | 0 | 0 | 0 | 0.1944 | 0.16686 | 0.12162 | -0.11843 | -0.0025379 | 0 | 0 | 0 | 0 | 0 | 0 | 0 | 0 | 0 | 0 | 0 | 0 | 0 | 0 | 0 | 0 | 0 | 0 | 0 | 3.1104 | 2.6697 | 1.9458 | -1.8948 | -0.040607 | 0 | 0 | 0 | 0 | 0
0.583333333333333375August | Resource 1 | Sublap 1 | 14:00 | 3 | 75 | August | 17000 | 0 | 0 | 0 | 0 | 0 | 0 | 0 | 0 | 0 | 0 | 0 | 0 | 0 | 0 | 0.1944 | 0.16686 | 0.12162 | -0.11843 | -0.0025379 | 0 | 0 | 0 | 0 | 0 | 0 | 0 | 0 | 0 | 0 | 0 | 0 | 0 | 0 | 0 | 0 | 0 | 0 | 0 | 3.3048 | 2.8365 | 2.0675 | -2.0133 | -0.043145 | 0 | 0 | 0 | 0 | 0
0.583333333333333375September | Resource 1 | Sublap 1 | 14:00 | 3 | 75 | September | 18000 | 0 | 0 | 0 | 0 | 0 | 0 | 0 | 0 | 0 | 0 | 0 | 0 | 0 | 0 | 0.1944 | 0.16686 | 0.12162 | -0.11843 | -0.0025379 | 0 | 0 | 0 | 0 | 0 | 0 | 0 | 0 | 0 | 0 | 0 | 0 | 0 | 0 | 0 | 0 | 0 | 0 | 0 | 3.4992 | 3.0034 | 2.1891 | -2.1317 | -0.045683 | 0 | 0 | 0 | 0 | 0
0.583333333333333375October | Resource 1 | Sublap 1 | 14:00 | 3 | 75 | October | 19000 | 0 | 0 | 0 | 0 | 0 | 0 | 0 | 0 | 0 | 0 | 0 | 0 | 0 | 0 | 0.1944 | 0.16686 | 0.12162 | -0.11843 | -0.0025379 | 0 | 0 | 0 | 0 | 0 | 0 | 0 | 0 | 0 | 0 | 0 | 0 | 0 | 0 | 0 | 0 | 0 | 0 | 0 | 3.6936 | 3.1702 | 2.3107 | -2.2501 | -0.04822 | 0 | 0 | 0 | 0 | 0
0.583333333333333375November | Resource 1 | Sublap 1 | 14:00 | 3 | 75 | November | 20000 | 0 | 0 | 0 | 0 | 0 | 0 | 0 | 0 | 0 | 0 | 0 | 0 | 0 | 0 | 0.1944 | 0.16686 | 0.12162 | -0.11843 | -0.0025379 | 0 | 0 | 0 | 0 | 0 | 0 | 0 | 0 | 0 | 0 | 0 | 0 | 0 | 0 | 0 | 0 | 0 | 0 | 0 | 3.8881 | 3.3371 | 2.4323 | -2.3685 | -0.050758 | 0 | 0 | 0 | 0 | 0
0.583333333333333375December | Resource 1 | Sublap 1 | 14:00 | 3 | 75 | December | 21000 | 0 | 0 | 0 | 0 | 0 | 0 | 0 | 0 | 0 | 0 | 0 | 0 | 0 | 0 | 0.1944 | 0.16686 | 0.12162 | -0.11843 | -0.0025379 | 0 | 0 | 0 | 0 | 0 | 0 | 0 | 0 | 0 | 0 | 0 | 0 | 0 | 0 | 0 | 0 | 0 | 0 | 0 | 4.0825 | 3.504 | 2.5539 | -2.487 | -0.053296 | 0 | 0 | 0 | 0 | 0
0.583333333333333376January | Resource 1 | Sublap 1 | 14:00 | 3 | 76 | January | 10000 | 0 | 0 | 0 | 0 | 0 | 0 | 0 | 0 | 0 | 0 | 0 | 0 | 0 | 0 | 0.69491 | 0.59912 | 0.40307 | -0.3925 | -0.0084114 | 0 | 0 | 0 | 0 | 0 | 0 | 0 | 0 | 0 | 0 | 0 | 0 | 0 | 0 | 0 | 0 | 0 | 0 | 0 | 6.9491 | 5.9912 | 4.0307 | -3.925 | -0.084114 | 0 | 0 | 0 | 0 | 0
0.583333333333333376February | Resource 1 | Sublap 1 | 14:00 | 3 | 76 | February | 11000 | 0 | 0 | 0 | 0 | 0 | 0 | 0 | 0 | 0 | 0 | 0 | 0 | 0 | 0 | 0.69491 | 0.59912 | 0.40307 | -0.3925 | -0.0084114 | 0 | 0 | 0 | 0 | 0 | 0 | 0 | 0 | 0 | 0 | 0 | 0 | 0 | 0 | 0 | 0 | 0 | 0 | 0 | 7.644 | 6.5903 | 4.4338 | -4.3175 | -0.092525 | 0 | 0 | 0 | 0 | 0
0.583333333333333376March | Resource 1 | Sublap 1 | 14:00 | 3 | 76 | March | 12000 | 0 | 0 | 0 | 0 | 0 | 0 | 0 | 0 | 0 | 0 | 0 | 0 | 0 | 0 | 0.69491 | 0.59912 | 0.40307 | -0.3925 | -0.0084114 | 0 | 0 | 0 | 0 | 0 | 0 | 0 | 0 | 0 | 0 | 0 | 0 | 0 | 0 | 0 | 0 | 0 | 0 | 0 | 8.3389 | 7.1894 | 4.8368 | -4.71 | -0.10094 | 0 | 0 | 0 | 0 | 0
0.583333333333333376April | Resource 1 | Sublap 1 | 14:00 | 3 | 76 | April | 13000 | 0 | 0 | 0 | 0 | 0 | 0 | 0 | 0 | 0 | 0 | 0 | 0 | 0 | 0 | 0.69491 | 0.59912 | 0.40307 | -0.3925 | -0.0084114 | 0 | 0 | 0 | 0 | 0 | 0 | 0 | 0 | 0 | 0 | 0 | 0 | 0 | 0 | 0 | 0 | 0 | 0 | 0 | 9.0338 | 7.7885 | 5.2399 | -5.1025 | -0.10935 | 0 | 0 | 0 | 0 | 0
0.583333333333333376May | Resource 1 | Sublap 1 | 14:00 | 3 | 76 | May | 14000 | 0 | 0 | 0 | 0 | 0 | 0 | 0 | 0 | 0 | 0 | 0 | 0 | 0 | 0 | 0.69491 | 0.59912 | 0.40307 | -0.3925 | -0.0084114 | 0 | 0 | 0 | 0 | 0 | 0 | 0 | 0 | 0 | 0 | 0 | 0 | 0 | 0 | 0 | 0 | 0 | 0 | 0 | 9.7287 | 8.3876 | 5.643 | -5.495 | -0.11776 | 0 | 0 | 0 | 0 | 0
0.583333333333333376June | Resource 1 | Sublap 1 | 14:00 | 3 | 76 | June | 15000 | 0 | 0 | 0 | 0 | 0 | 0 | 0 | 0 | 0 | 0 | 0 | 0 | 0 | 0 | 0.69491 | 0.59912 | 0.40307 | -0.3925 | -0.0084114 | 0 | 0 | 0 | 0 | 0 | 0 | 0 | 0 | 0 | 0 | 0 | 0 | 0 | 0 | 0 | 0 | 0 | 0 | 0 | 10.4236 | 8.9868 | 6.046 | -5.8875 | -0.12617 | 0 | 0 | 0 | 0 | 0
0.583333333333333376July | Resource 1 | Sublap 1 | 14:00 | 3 | 76 | July | 16000 | 0 | 0 | 0 | 0 | 0 | 0 | 0 | 0 | 0 | 0 | 0 | 0 | 0 | 0 | 0.69491 | 0.59912 | 0.40307 | -0.3925 | -0.0084114 | 0 | 0 | 0 | 0 | 0 | 0 | 0 | 0 | 0 | 0 | 0 | 0 | 0 | 0 | 0 | 0 | 0 | 0 | 0 | 11.1185 | 9.5859 | 6.4491 | -6.28 | -0.13458 | 0 | 0 | 0 | 0 | 0
0.583333333333333376August | Resource 1 | Sublap 1 | 14:00 | 3 | 76 | August | 17000 | 0 | 0 | 0 | 0 | 0 | 0 | 0 | 0 | 0 | 0 | 0 | 0 | 0 | 0 | 0.69491 | 0.59912 | 0.40307 | -0.3925 | -0.0084114 | 0 | 0 | 0 | 0 | 0 | 0 | 0 | 0 | 0 | 0 | 0 | 0 | 0 | 0 | 0 | 0 | 0 | 0 | 0 | 11.8134 | 10.185 | 6.8522 | -6.6725 | -0.14299 | 0 | 0 | 0 | 0 | 0
0.583333333333333376September | Resource 1 | Sublap 1 | 14:00 | 3 | 76 | September | 18000 | 0 | 0 | 0 | 0 | 0 | 0 | 0 | 0 | 0 | 0 | 0 | 0 | 0 | 0 | 0.69491 | 0.59912 | 0.40307 | -0.3925 | -0.0084114 | 0 | 0 | 0 | 0 | 0 | 0 | 0 | 0 | 0 | 0 | 0 | 0 | 0 | 0 | 0 | 0 | 0 | 0 | 0 | 12.5083 | 10.7841 | 7.2552 | -7.065 | -0.15141 | 0 | 0 | 0 | 0 | 0
0.583333333333333376October | Resource 1 | Sublap 1 | 14:00 | 3 | 76 | October | 19000 | 0 | 0 | 0 | 0 | 0 | 0 | 0 | 0 | 0 | 0 | 0 | 0 | 0 | 0 | 0.69491 | 0.59912 | 0.40307 | -0.3925 | -0.0084114 | 0 | 0 | 0 | 0 | 0 | 0 | 0 | 0 | 0 | 0 | 0 | 0 | 0 | 0 | 0 | 0 | 0 | 0 | 0 | 13.2032 | 11.3832 | 7.6583 | -7.4575 | -0.15982 | 0 | 0 | 0 | 0 | 0
0.583333333333333376November | Resource 1 | Sublap 1 | 14:00 | 3 | 76 | November | 20000 | 0 | 0 | 0 | 0 | 0 | 0 | 0 | 0 | 0 | 0 | 0 | 0 | 0 | 0 | 0.69491 | 0.59912 | 0.40307 | -0.3925 | -0.0084114 | 0 | 0 | 0 | 0 | 0 | 0 | 0 | 0 | 0 | 0 | 0 | 0 | 0 | 0 | 0 | 0 | 0 | 0 | 0 | 13.8981 | 11.9823 | 8.0614 | -7.85 | -0.16823 | 0 | 0 | 0 | 0 | 0
0.583333333333333376December | Resource 1 | Sublap 1 | 14:00 | 3 | 76 | December | 21000 | 0 | 0 | 0 | 0 | 0 | 0 | 0 | 0 | 0 | 0 | 0 | 0 | 0 | 0 | 0.69491 | 0.59912 | 0.40307 | -0.3925 | -0.0084114 | 0 | 0 | 0 | 0 | 0 | 0 | 0 | 0 | 0 | 0 | 0 | 0 | 0 | 0 | 0 | 0 | 0 | 0 | 0 | 14.593 | 12.5815 | 8.4644 | -8.2425 | -0.17664 | 0 | 0 | 0 | 0 | 0
0.583333333333333377January | Resource 1 | Sublap 1 | 14:00 | 3 | 77 | January | 10000 | 0 | 0 | 0 | 0 | 0 | 0 | 0 | 0 | 0 | 0 | 0 | 0 | 0 | 0 | 1.1735 | 1.0238 | 0.68339 | -0.60804 | -0.012989 | 0 | 0 | 0 | 0 | 0 | 0 | 0 | 0 | 0 | 0 | 0 | 0 | 0 | 0 | 0 | 0 | 0 | 0 | 0 | 11.7347 | 10.2381 | 6.8339 | -6.0804 | -0.12989 | 0 | 0 | 0 | 0 | 0
0.583333333333333377February | Resource 1 | Sublap 1 | 14:00 | 3 | 77 | February | 11000 | 0 | 0 | 0 | 0 | 0 | 0 | 0 | 0 | 0 | 0 | 0 | 0 | 0 | 0 | 1.1735 | 1.0238 | 0.68339 | -0.60804 | -0.012989 | 0 | 0 | 0 | 0 | 0 | 0 | 0 | 0 | 0 | 0 | 0 | 0 | 0 | 0 | 0 | 0 | 0 | 0 | 0 | 12.9081 | 11.262 | 7.5173 | -6.6884 | -0.14287 | 0 | 0 | 0 | 0 | 0
0.583333333333333377March | Resource 1 | Sublap 1 | 14:00 | 3 | 77 | March | 12000 | 0 | 0 | 0 | 0 | 0 | 0 | 0 | 0 | 0 | 0 | 0 | 0 | 0 | 0 | 1.1735 | 1.0238 | 0.68339 | -0.60804 | -0.012989 | 0 | 0 | 0 | 0 | 0 | 0 | 0 | 0 | 0 | 0 | 0 | 0 | 0 | 0 | 0 | 0 | 0 | 0 | 0 | 14.0816 | 12.2858 | 8.2007 | -7.2965 | -0.15586 | 0 | 0 | 0 | 0 | 0
0.583333333333333377April | Resource 1 | Sublap 1 | 14:00 | 3 | 77 | April | 13000 | 0 | 0 | 0 | 0 | 0 | 0 | 0 | 0 | 0 | 0 | 0 | 0 | 0 | 0 | 1.1735 | 1.0238 | 0.68339 | -0.60804 | -0.012989 | 0 | 0 | 0 | 0 | 0 | 0 | 0 | 0 | 0 | 0 | 0 | 0 | 0 | 0 | 0 | 0 | 0 | 0 | 0 | 15.2551 | 13.3096 | 8.8841 | -7.9045 | -0.16885 | 0 | 0 | 0 | 0 | 0
0.583333333333333377May | Resource 1 | Sublap 1 | 14:00 | 3 | 77 | May | 14000 | 0 | 0 | 0 | 0 | 0 | 0 | 0 | 0 | 0 | 0 | 0 | 0 | 0 | 0 | 1.1735 | 1.0238 | 0.68339 | -0.60804 | -0.012989 | 0 | 0 | 0 | 0 | 0 | 0 | 0 | 0 | 0 | 0 | 0 | 0 | 0 | 0 | 0 | 0 | 0 | 0 | 0 | 16.4285 | 14.3334 | 9.5675 | -8.5126 | -0.18184 | 0 | 0 | 0 | 0 | 0
0.583333333333333377June | Resource 1 | Sublap 1 | 14:00 | 3 | 77 | June | 15000 | 0 | 0 | 0 | 0 | 0 | 0 | 0 | 0 | 0 | 0 | 0 | 0 | 0 | 0 | 1.1735 | 1.0238 | 0.68339 | -0.60804 | -0.012989 | 0 | 0 | 0 | 0 | 0 | 0 | 0 | 0 | 0 | 0 | 0 | 0 | 0 | 0 | 0 | 0 | 0 | 0 | 0 | 17.602 | 15.3572 | 10.2509 | -9.1206 | -0.19483 | 0 | 0 | 0 | 0 | 0
0.583333333333333377July | Resource 1 | Sublap 1 | 14:00 | 3 | 77 | July | 16000 | 0 | 0 | 0 | 0 | 0 | 0 | 0 | 0 | 0 | 0 | 0 | 0 | 0 | 0 | 1.1735 | 1.0238 | 0.68339 | -0.60804 | -0.012989 | 0 | 0 | 0 | 0 | 0 | 0 | 0 | 0 | 0 | 0 | 0 | 0 | 0 | 0 | 0 | 0 | 0 | 0 | 0 | 18.7755 | 16.381 | 10.9343 | -9.7286 | -0.20782 | 0 | 0 | 0 | 0 | 0
0.583333333333333377August | Resource 1 | Sublap 1 | 14:00 | 3 | 77 | August | 17000 | 0 | 0 | 0 | 0 | 0 | 0 | 0 | 0 | 0 | 0 | 0 | 0 | 0 | 0 | 1.1735 | 1.0238 | 0.68339 | -0.60804 | -0.012989 | 0 | 0 | 0 | 0 | 0 | 0 | 0 | 0 | 0 | 0 | 0 | 0 | 0 | 0 | 0 | 0 | 0 | 0 | 0 | 19.9489 | 17.4048 | 11.6176 | -10.3367 | -0.22081 | 0 | 0 | 0 | 0 | 0
0.583333333333333377September | Resource 1 | Sublap 1 | 14:00 | 3 | 77 | September | 18000 | 0 | 0 | 0 | 0 | 0 | 0 | 0 | 0 | 0 | 0 | 0 | 0 | 0 | 0 | 1.1735 | 1.0238 | 0.68339 | -0.60804 | -0.012989 | 0 | 0 | 0 | 0 | 0 | 0 | 0 | 0 | 0 | 0 | 0 | 0 | 0 | 0 | 0 | 0 | 0 | 0 | 0 | 21.1224 | 18.4287 | 12.301 | -10.9447 | -0.23379 | 0 | 0 | 0 | 0 | 0
0.583333333333333377October | Resource 1 | Sublap 1 | 14:00 | 3 | 77 | October | 19000 | 0 | 0 | 0 | 0 | 0 | 0 | 0 | 0 | 0 | 0 | 0 | 0 | 0 | 0 | 1.1735 | 1.0238 | 0.68339 | -0.60804 | -0.012989 | 0 | 0 | 0 | 0 | 0 | 0 | 0 | 0 | 0 | 0 | 0 | 0 | 0 | 0 | 0 | 0 | 0 | 0 | 0 | 22.2959 | 19.4525 | 12.9844 | -11.5528 | -0.24678 | 0 | 0 | 0 | 0 | 0
0.583333333333333377November | Resource 1 | Sublap 1 | 14:00 | 3 | 77 | November | 20000 | 0 | 0 | 0 | 0 | 0 | 0 | 0 | 0 | 0 | 0 | 0 | 0 | 0 | 0 | 1.1735 | 1.0238 | 0.68339 | -0.60804 | -0.012989 | 0 | 0 | 0 | 0 | 0 | 0 | 0 | 0 | 0 | 0 | 0 | 0 | 0 | 0 | 0 | 0 | 0 | 0 | 0 | 23.4693 | 20.4763 | 13.6678 | -12.1608 | -0.25977 | 0 | 0 | 0 | 0 | 0
0.583333333333333377December | Resource 1 | Sublap 1 | 14:00 | 3 | 77 | December | 21000 | 0 | 0 | 0 | 0 | 0 | 0 | 0 | 0 | 0 | 0 | 0 | 0 | 0 | 0 | 1.1735 | 1.0238 | 0.68339 | -0.60804 | -0.012989 | 0 | 0 | 0 | 0 | 0 | 0 | 0 | 0 | 0 | 0 | 0 | 0 | 0 | 0 | 0 | 0 | 0 | 0 | 0 | 24.6428 | 21.5001 | 14.3512 | -12.7688 | -0.27276 | 0 | 0 | 0 | 0 | 0
0.583333333333333378January | Resource 1 | Sublap 1 | 14:00 | 3 | 78 | January | 10000 | 0 | 0 | 0 | 0 | 0 | 0 | 0 | 0 | 0 | 0 | 0 | 0 | 0 | 0 | 1.2322 | 1.0914 | 0.72754 | -0.62505 | -0.013347 | 0 | 0 | 0 | 0 | 0 | 0 | 0 | 0 | 0 | 0 | 0 | 0 | 0 | 0 | 0 | 0 | 0 | 0 | 0 | 12.3222 | 10.9137 | 7.2754 | -6.2505 | -0.13347 | 0 | 0 | 0 | 0 | 0
0.583333333333333378February | Resource 1 | Sublap 1 | 14:00 | 3 | 78 | February | 11000 | 0 | 0 | 0 | 0 | 0 | 0 | 0 | 0 | 0 | 0 | 0 | 0 | 0 | 0 | 1.2322 | 1.0914 | 0.72754 | -0.62505 | -0.013347 | 0 | 0 | 0 | 0 | 0 | 0 | 0 | 0 | 0 | 0 | 0 | 0 | 0 | 0 | 0 | 0 | 0 | 0 | 0 | 13.5544 | 12.0051 | 8.0029 | -6.8755 | -0.14682 | 0 | 0 | 0 | 0 | 0
0.583333333333333378March | Resource 1 | Sublap 1 | 14:00 | 3 | 78 | March | 12000 | 0 | 0 | 0 | 0 | 0 | 0 | 0 | 0 | 0 | 0 | 0 | 0 | 0 | 0 | 1.2322 | 1.0914 | 0.72754 | -0.62505 | -0.013347 | 0 | 0 | 0 | 0 | 0 | 0 | 0 | 0 | 0 | 0 | 0 | 0 | 0 | 0 | 0 | 0 | 0 | 0 | 0 | 14.7866 | 13.0965 | 8.7305 | -7.5006 | -0.16017 | 0 | 0 | 0 | 0 | 0
0.583333333333333378April | Resource 1 | Sublap 1 | 14:00 | 3 | 78 | April | 13000 | 0 | 0 | 0 | 0 | 0 | 0 | 0 | 0 | 0 | 0 | 0 | 0 | 0 | 0 | 1.2322 | 1.0914 | 0.72754 | -0.62505 | -0.013347 | 0 | 0 | 0 | 0 | 0 | 0 | 0 | 0 | 0 | 0 | 0 | 0 | 0 | 0 | 0 | 0 | 0 | 0 | 0 | 16.0188 | 14.1878 | 9.458 | -8.1256 | -0.17352 | 0 | 0 | 0 | 0 | 0
0.583333333333333378May | Resource 1 | Sublap 1 | 14:00 | 3 | 78 | May | 14000 | 0 | 0 | 0 | 0 | 0 | 0 | 0 | 0 | 0 | 0 | 0 | 0 | 0 | 0 | 1.2322 | 1.0914 | 0.72754 | -0.62505 | -0.013347 | 0 | 0 | 0 | 0 | 0 | 0 | 0 | 0 | 0 | 0 | 0 | 0 | 0 | 0 | 0 | 0 | 0 | 0 | 0 | 17.251 | 15.2792 | 10.1856 | -8.7507 | -0.18686 | 0 | 0 | 0 | 0 | 0
0.583333333333333378June | Resource 1 | Sublap 1 | 14:00 | 3 | 78 | June | 15000 | 0 | 0 | 0 | 0 | 0 | 0 | 0 | 0 | 0 | 0 | 0 | 0 | 0 | 0 | 1.2322 | 1.0914 | 0.72754 | -0.62505 | -0.013347 | 0 | 0 | 0 | 0 | 0 | 0 | 0 | 0 | 0 | 0 | 0 | 0 | 0 | 0 | 0 | 0 | 0 | 0 | 0 | 18.4832 | 16.3706 | 10.9131 | -9.3757 | -0.20021 | 0 | 0 | 0 | 0 | 0
0.583333333333333378July | Resource 1 | Sublap 1 | 14:00 | 3 | 78 | July | 16000 | 0 | 0 | 0 | 0 | 0 | 0 | 0 | 0 | 0 | 0 | 0 | 0 | 0 | 0 | 1.2322 | 1.0914 | 0.72754 | -0.62505 | -0.013347 | 0 | 0 | 0 | 0 | 0 | 0 | 0 | 0 | 0 | 0 | 0 | 0 | 0 | 0 | 0 | 0 | 0 | 0 | 0 | 19.7154 | 17.4619 | 11.6407 | -10.0008 | -0.21356 | 0 | 0 | 0 | 0 | 0
0.583333333333333378August | Resource 1 | Sublap 1 | 14:00 | 3 | 78 | August | 17000 | 0 | 0 | 0 | 0 | 0 | 0 | 0 | 0 | 0 | 0 | 0 | 0 | 0 | 0 | 1.2322 | 1.0914 | 0.72754 | -0.62505 | -0.013347 | 0 | 0 | 0 | 0 | 0 | 0 | 0 | 0 | 0 | 0 | 0 | 0 | 0 | 0 | 0 | 0 | 0 | 0 | 0 | 20.9476 | 18.5533 | 12.3682 | -10.6258 | -0.22691 | 0 | 0 | 0 | 0 | 0
0.583333333333333378September | Resource 1 | Sublap 1 | 14:00 | 3 | 78 | September | 18000 | 0 | 0 | 0 | 0 | 0 | 0 | 0 | 0 | 0 | 0 | 0 | 0 | 0 | 0 | 1.2322 | 1.0914 | 0.72754 | -0.62505 | -0.013347 | 0 | 0 | 0 | 0 | 0 | 0 | 0 | 0 | 0 | 0 | 0 | 0 | 0 | 0 | 0 | 0 | 0 | 0 | 0 | 22.1799 | 19.6447 | 13.0957 | -11.2508 | -0.24025 | 0 | 0 | 0 | 0 | 0
0.583333333333333378October | Resource 1 | Sublap 1 | 14:00 | 3 | 78 | October | 19000 | 0 | 0 | 0 | 0 | 0 | 0 | 0 | 0 | 0 | 0 | 0 | 0 | 0 | 0 | 1.2322 | 1.0914 | 0.72754 | -0.62505 | -0.013347 | 0 | 0 | 0 | 0 | 0 | 0 | 0 | 0 | 0 | 0 | 0 | 0 | 0 | 0 | 0 | 0 | 0 | 0 | 0 | 23.4121 | 20.736 | 13.8233 | -11.8759 | -0.2536 | 0 | 0 | 0 | 0 | 0
0.583333333333333378November | Resource 1 | Sublap 1 | 14:00 | 3 | 78 | November | 20000 | 0 | 0 | 0 | 0 | 0 | 0 | 0 | 0 | 0 | 0 | 0 | 0 | 0 | 0 | 1.2322 | 1.0914 | 0.72754 | -0.62505 | -0.013347 | 0 | 0 | 0 | 0 | 0 | 0 | 0 | 0 | 0 | 0 | 0 | 0 | 0 | 0 | 0 | 0 | 0 | 0 | 0 | 24.6443 | 21.8274 | 14.5508 | -12.5009 | -0.26695 | 0 | 0 | 0 | 0 | 0
0.583333333333333378December | Resource 1 | Sublap 1 | 14:00 | 3 | 78 | December | 21000 | 0 | 0 | 0 | 0 | 0 | 0 | 0 | 0 | 0 | 0 | 0 | 0 | 0 | 0 | 1.2322 | 1.0914 | 0.72754 | -0.62505 | -0.013347 | 0 | 0 | 0 | 0 | 0 | 0 | 0 | 0 | 0 | 0 | 0 | 0 | 0 | 0 | 0 | 0 | 0 | 0 | 0 | 25.8765 | 22.9188 | 15.2784 | -13.126 | -0.2803 | 0 | 0 | 0 | 0 | 0
0.583333333333333379January | Resource 1 | Sublap 1 | 14:00 | 3 | 79 | January | 10000 | 0 | 0 | 0 | 0 | 0 | 0 | 0 | 0 | 0 | 0 | 0 | 0 | 0 | 0 | 1.4705 | 1.3024 | 0.88079 | -0.69423 | -0.014808 | 0 | 0 | 0 | 0 | 0 | 0 | 0 | 0 | 0 | 0 | 0 | 0 | 0 | 0 | 0 | 0 | 0 | 0 | 0 | 14.7052 | 13.024 | 8.8079 | -6.9423 | -0.14808 | 0 | 0 | 0 | 0 | 0
0.583333333333333379February | Resource 1 | Sublap 1 | 14:00 | 3 | 79 | February | 11000 | 0 | 0 | 0 | 0 | 0 | 0 | 0 | 0 | 0 | 0 | 0 | 0 | 0 | 0 | 1.4705 | 1.3024 | 0.88079 | -0.69423 | -0.014808 | 0 | 0 | 0 | 0 | 0 | 0 | 0 | 0 | 0 | 0 | 0 | 0 | 0 | 0 | 0 | 0 | 0 | 0 | 0 | 16.1758 | 14.3264 | 9.6887 | -7.6366 | -0.16288 | 0 | 0 | 0 | 0 | 0
0.583333333333333379March | Resource 1 | Sublap 1 | 14:00 | 3 | 79 | March | 12000 | 0 | 0 | 0 | 0 | 0 | 0 | 0 | 0 | 0 | 0 | 0 | 0 | 0 | 0 | 1.4705 | 1.3024 | 0.88079 | -0.69423 | -0.014808 | 0 | 0 | 0 | 0 | 0 | 0 | 0 | 0 | 0 | 0 | 0 | 0 | 0 | 0 | 0 | 0 | 0 | 0 | 0 | 17.6463 | 15.6288 | 10.5695 | -8.3308 | -0.17769 | 0 | 0 | 0 | 0 | 0
0.583333333333333379April | Resource 1 | Sublap 1 | 14:00 | 3 | 79 | April | 13000 | 0 | 0 | 0 | 0 | 0 | 0 | 0 | 0 | 0 | 0 | 0 | 0 | 0 | 0 | 1.4705 | 1.3024 | 0.88079 | -0.69423 | -0.014808 | 0 | 0 | 0 | 0 | 0 | 0 | 0 | 0 | 0 | 0 | 0 | 0 | 0 | 0 | 0 | 0 | 0 | 0 | 0 | 19.1168 | 16.9312 | 11.4503 | -9.025 | -0.1925 | 0 | 0 | 0 | 0 | 0
0.583333333333333379May | Resource 1 | Sublap 1 | 14:00 | 3 | 79 | May | 14000 | 0 | 0 | 0 | 0 | 0 | 0 | 0 | 0 | 0 | 0 | 0 | 0 | 0 | 0 | 1.4705 | 1.3024 | 0.88079 | -0.69423 | -0.014808 | 0 | 0 | 0 | 0 | 0 | 0 | 0 | 0 | 0 | 0 | 0 | 0 | 0 | 0 | 0 | 0 | 0 | 0 | 0 | 20.5873 | 18.2336 | 12.3311 | -9.7193 | -0.20731 | 0 | 0 | 0 | 0 | 0
0.583333333333333379June | Resource 1 | Sublap 1 | 14:00 | 3 | 79 | June | 15000 | 0 | 0 | 0 | 0 | 0 | 0 | 0 | 0 | 0 | 0 | 0 | 0 | 0 | 0 | 1.4705 | 1.3024 | 0.88079 | -0.69423 | -0.014808 | 0 | 0 | 0 | 0 | 0 | 0 | 0 | 0 | 0 | 0 | 0 | 0 | 0 | 0 | 0 | 0 | 0 | 0 | 0 | 22.0579 | 19.536 | 13.2119 | -10.4135 | -0.22211 | 0 | 0 | 0 | 0 | 0
0.583333333333333379July | Resource 1 | Sublap 1 | 14:00 | 3 | 79 | July | 16000 | 0 | 0 | 0 | 0 | 0 | 0 | 0 | 0 | 0 | 0 | 0 | 0 | 0 | 0 | 1.4705 | 1.3024 | 0.88079 | -0.69423 | -0.014808 | 0 | 0 | 0 | 0 | 0 | 0 | 0 | 0 | 0 | 0 | 0 | 0 | 0 | 0 | 0 | 0 | 0 | 0 | 0 | 23.5284 | 20.8384 | 14.0927 | -11.1077 | -0.23692 | 0 | 0 | 0 | 0 | 0
0.583333333333333379August | Resource 1 | Sublap 1 | 14:00 | 3 | 79 | August | 17000 | 0 | 0 | 0 | 0 | 0 | 0 | 0 | 0 | 0 | 0 | 0 | 0 | 0 | 0 | 1.4705 | 1.3024 | 0.88079 | -0.69423 | -0.014808 | 0 | 0 | 0 | 0 | 0 | 0 | 0 | 0 | 0 | 0 | 0 | 0 | 0 | 0 | 0 | 0 | 0 | 0 | 0 | 24.9989 | 22.1408 | 14.9734 | -11.802 | -0.25173 | 0 | 0 | 0 | 0 | 0
0.583333333333333379September | Resource 1 | Sublap 1 | 14:00 | 3 | 79 | September | 18000 | 0 | 0 | 0 | 0 | 0 | 0 | 0 | 0 | 0 | 0 | 0 | 0 | 0 | 0 | 1.4705 | 1.3024 | 0.88079 | -0.69423 | -0.014808 | 0 | 0 | 0 | 0 | 0 | 0 | 0 | 0 | 0 | 0 | 0 | 0 | 0 | 0 | 0 | 0 | 0 | 0 | 0 | 26.4694 | 23.4431 | 15.8542 | -12.4962 | -0.26654 | 0 | 0 | 0 | 0 | 0
0.583333333333333379October | Resource 1 | Sublap 1 | 14:00 | 3 | 79 | October | 19000 | 0 | 0 | 0 | 0 | 0 | 0 | 0 | 0 | 0 | 0 | 0 | 0 | 0 | 0 | 1.4705 | 1.3024 | 0.88079 | -0.69423 | -0.014808 | 0 | 0 | 0 | 0 | 0 | 0 | 0 | 0 | 0 | 0 | 0 | 0 | 0 | 0 | 0 | 0 | 0 | 0 | 0 | 27.94 | 24.7456 | 16.735 | -13.1904 | -0.28134 | 0 | 0 | 0 | 0 | 0
0.583333333333333379November | Resource 1 | Sublap 1 | 14:00 | 3 | 79 | November | 20000 | 0 | 0 | 0 | 0 | 0 | 0 | 0 | 0 | 0 | 0 | 0 | 0 | 0 | 0 | 1.4705 | 1.3024 | 0.88079 | -0.69423 | -0.014808 | 0 | 0 | 0 | 0 | 0 | 0 | 0 | 0 | 0 | 0 | 0 | 0 | 0 | 0 | 0 | 0 | 0 | 0 | 0 | 29.4105 | 26.048 | 17.6158 | -13.8847 | -0.29615 | 0 | 0 | 0 | 0 | 0
0.583333333333333379December | Resource 1 | Sublap 1 | 14:00 | 3 | 79 | December | 21000 | 0 | 0 | 0 | 0 | 0 | 0 | 0 | 0 | 0 | 0 | 0 | 0 | 0 | 0 | 1.4705 | 1.3024 | 0.88079 | -0.69423 | -0.014808 | 0 | 0 | 0 | 0 | 0 | 0 | 0 | 0 | 0 | 0 | 0 | 0 | 0 | 0 | 0 | 0 | 0 | 0 | 0 | 30.881 | 27.3503 | 18.4966 | -14.5789 | -0.31096 | 0 | 0 | 0 | 0 | 0
0.583333333333333380January | Resource 1 | Sublap 1 | 14:00 | 3 | 80 | January | 10000 | 0 | 0 | 0 | 0 | 0 | 0 | 0 | 0 | 0 | 0 | 0 | 0 | 0 | 0 | 1.8325 | 1.6523 | 1.1434 | -0.85382 | -0.018176 | 0 | 0 | 0 | 0 | 0 | 0 | 0 | 0 | 0 | 0 | 0 | 0 | 0 | 0 | 0 | 0 | 0 | 0 | 0 | 18.3251 | 16.5234 | 11.4335 | -8.5382 | -0.18175 | 0 | 0 | 0 | 0 | 0
0.583333333333333380February | Resource 1 | Sublap 1 | 14:00 | 3 | 80 | February | 11000 | 0 | 0 | 0 | 0 | 0 | 0 | 0 | 0 | 0 | 0 | 0 | 0 | 0 | 0 | 1.8325 | 1.6523 | 1.1434 | -0.85382 | -0.018176 | 0 | 0 | 0 | 0 | 0 | 0 | 0 | 0 | 0 | 0 | 0 | 0 | 0 | 0 | 0 | 0 | 0 | 0 | 0 | 20.1576 | 18.1757 | 12.5769 | -9.392 | -0.19993 | 0 | 0 | 0 | 0 | 0
0.583333333333333380March | Resource 1 | Sublap 1 | 14:00 | 3 | 80 | March | 12000 | 0 | 0 | 0 | 0 | 0 | 0 | 0 | 0 | 0 | 0 | 0 | 0 | 0 | 0 | 1.8325 | 1.6523 | 1.1434 | -0.85382 | -0.018176 | 0 | 0 | 0 | 0 | 0 | 0 | 0 | 0 | 0 | 0 | 0 | 0 | 0 | 0 | 0 | 0 | 0 | 0 | 0 | 21.9901 | 19.8281 | 13.7202 | -10.2458 | -0.21811 | 0 | 0 | 0 | 0 | 0
0.583333333333333380April | Resource 1 | Sublap 1 | 14:00 | 3 | 80 | April | 13000 | 0 | 0 | 0 | 0 | 0 | 0 | 0 | 0 | 0 | 0 | 0 | 0 | 0 | 0 | 1.8325 | 1.6523 | 1.1434 | -0.85382 | -0.018176 | 0 | 0 | 0 | 0 | 0 | 0 | 0 | 0 | 0 | 0 | 0 | 0 | 0 | 0 | 0 | 0 | 0 | 0 | 0 | 23.8226 | 21.4804 | 14.8636 | -11.0996 | -0.23628 | 0 | 0 | 0 | 0 | 0
0.583333333333333380May | Resource 1 | Sublap 1 | 14:00 | 3 | 80 | May | 14000 | 0 | 0 | 0 | 0 | 0 | 0 | 0 | 0 | 0 | 0 | 0 | 0 | 0 | 0 | 1.8325 | 1.6523 | 1.1434 | -0.85382 | -0.018176 | 0 | 0 | 0 | 0 | 0 | 0 | 0 | 0 | 0 | 0 | 0 | 0 | 0 | 0 | 0 | 0 | 0 | 0 | 0 | 25.6552 | 23.1327 | 16.0069 | -11.9534 | -0.25446 | 0 | 0 | 0 | 0 | 0
0.583333333333333380June | Resource 1 | Sublap 1 | 14:00 | 3 | 80 | June | 15000 | 0 | 0 | 0 | 0 | 0 | 0 | 0 | 0 | 0 | 0 | 0 | 0 | 0 | 0 | 1.8325 | 1.6523 | 1.1434 | -0.85382 | -0.018176 | 0 | 0 | 0 | 0 | 0 | 0 | 0 | 0 | 0 | 0 | 0 | 0 | 0 | 0 | 0 | 0 | 0 | 0 | 0 | 27.4877 | 24.7851 | 17.1502 | -12.8072 | -0.27263 | 0 | 0 | 0 | 0 | 0
0.583333333333333380July | Resource 1 | Sublap 1 | 14:00 | 3 | 80 | July | 16000 | 0 | 0 | 0 | 0 | 0 | 0 | 0 | 0 | 0 | 0 | 0 | 0 | 0 | 0 | 1.8325 | 1.6523 | 1.1434 | -0.85382 | -0.018176 | 0 | 0 | 0 | 0 | 0 | 0 | 0 | 0 | 0 | 0 | 0 | 0 | 0 | 0 | 0 | 0 | 0 | 0 | 0 | 29.3202 | 26.4374 | 18.2936 | -13.6611 | -0.29081 | 0 | 0 | 0 | 0 | 0
0.583333333333333380August | Resource 1 | Sublap 1 | 14:00 | 3 | 80 | August | 17000 | 0 | 0 | 0 | 0 | 0 | 0 | 0 | 0 | 0 | 0 | 0 | 0 | 0 | 0 | 1.8325 | 1.6523 | 1.1434 | -0.85382 | -0.018176 | 0 | 0 | 0 | 0 | 0 | 0 | 0 | 0 | 0 | 0 | 0 | 0 | 0 | 0 | 0 | 0 | 0 | 0 | 0 | 31.1527 | 28.0897 | 19.4369 | -14.5149 | -0.30898 | 0 | 0 | 0 | 0 | 0
0.583333333333333380September | Resource 1 | Sublap 1 | 14:00 | 3 | 80 | September | 18000 | 0 | 0 | 0 | 0 | 0 | 0 | 0 | 0 | 0 | 0 | 0 | 0 | 0 | 0 | 1.8325 | 1.6523 | 1.1434 | -0.85382 | -0.018176 | 0 | 0 | 0 | 0 | 0 | 0 | 0 | 0 | 0 | 0 | 0 | 0 | 0 | 0 | 0 | 0 | 0 | 0 | 0 | 32.9852 | 29.7421 | 20.5803 | -15.3687 | -0.32716 | 0 | 0 | 0 | 0 | 0
0.583333333333333380October | Resource 1 | Sublap 1 | 14:00 | 3 | 80 | October | 19000 | 0 | 0 | 0 | 0 | 0 | 0 | 0 | 0 | 0 | 0 | 0 | 0 | 0 | 0 | 1.8325 | 1.6523 | 1.1434 | -0.85382 | -0.018176 | 0 | 0 | 0 | 0 | 0 | 0 | 0 | 0 | 0 | 0 | 0 | 0 | 0 | 0 | 0 | 0 | 0 | 0 | 0 | 34.8177 | 31.3944 | 21.7236 | -16.2225 | -0.34533 | 0 | 0 | 0 | 0 | 0
0.583333333333333380November | Resource 1 | Sublap 1 | 14:00 | 3 | 80 | November | 20000 | 0 | 0 | 0 | 0 | 0 | 0 | 0 | 0 | 0 | 0 | 0 | 0 | 0 | 0 | 1.8325 | 1.6523 | 1.1434 | -0.85382 | -0.018176 | 0 | 0 | 0 | 0 | 0 | 0 | 0 | 0 | 0 | 0 | 0 | 0 | 0 | 0 | 0 | 0 | 0 | 0 | 0 | 36.6502 | 33.0468 | 22.867 | -17.0763 | -0.36351 | 0 | 0 | 0 | 0 | 0
0.583333333333333380December | Resource 1 | Sublap 1 | 14:00 | 3 | 80 | December | 21000 | 0 | 0 | 0 | 0 | 0 | 0 | 0 | 0 | 0 | 0 | 0 | 0 | 0 | 0 | 1.8325 | 1.6523 | 1.1434 | -0.85382 | -0.018176 | 0 | 0 | 0 | 0 | 0 | 0 | 0 | 0 | 0 | 0 | 0 | 0 | 0 | 0 | 0 | 0 | 0 | 0 | 0 | 38.4827 | 34.6991 | 24.0103 | -17.9302 | -0.38168 | 0 | 0 | 0 | 0 | 0
0.583333333333333381January | Resource 1 | Sublap 1 | 14:00 | 3 | 81 | January | 10000 | 0 | 0 | 0 | 0 | 0 | 0 | 0 | 0 | 0 | 0 | 0 | 0 | 0 | 0 | 2.4118 | 2.2171 | 1.5828 | -1.057 | -0.022464 | 0 | 0 | 0 | 0 | 0 | 0 | 0 | 0 | 0 | 0 | 0 | 0 | 0 | 0 | 0 | 0 | 0 | 0 | 0 | 24.1179 | 22.1712 | 15.8281 | -10.5701 | -0.22464 | 0 | 0 | 0 | 0 | 0
0.583333333333333381February | Resource 1 | Sublap 1 | 14:00 | 3 | 81 | February | 11000 | 0 | 0 | 0 | 0 | 0 | 0 | 0 | 0 | 0 | 0 | 0 | 0 | 0 | 0 | 2.4118 | 2.2171 | 1.5828 | -1.057 | -0.022464 | 0 | 0 | 0 | 0 | 0 | 0 | 0 | 0 | 0 | 0 | 0 | 0 | 0 | 0 | 0 | 0 | 0 | 0 | 0 | 26.5296 | 24.3883 | 17.4109 | -11.6271 | -0.2471 | 0 | 0 | 0 | 0 | 0
0.583333333333333381March | Resource 1 | Sublap 1 | 14:00 | 3 | 81 | March | 12000 | 0 | 0 | 0 | 0 | 0 | 0 | 0 | 0 | 0 | 0 | 0 | 0 | 0 | 0 | 2.4118 | 2.2171 | 1.5828 | -1.057 | -0.022464 | 0 | 0 | 0 | 0 | 0 | 0 | 0 | 0 | 0 | 0 | 0 | 0 | 0 | 0 | 0 | 0 | 0 | 0 | 0 | 28.9414 | 26.6054 | 18.9937 | -12.6841 | -0.26956 | 0 | 0 | 0 | 0 | 0
0.583333333333333381April | Resource 1 | Sublap 1 | 14:00 | 3 | 81 | April | 13000 | 0 | 0 | 0 | 0 | 0 | 0 | 0 | 0 | 0 | 0 | 0 | 0 | 0 | 0 | 2.4118 | 2.2171 | 1.5828 | -1.057 | -0.022464 | 0 | 0 | 0 | 0 | 0 | 0 | 0 | 0 | 0 | 0 | 0 | 0 | 0 | 0 | 0 | 0 | 0 | 0 | 0 | 31.3532 | 28.8225 | 20.5765 | -13.7411 | -0.29203 | 0 | 0 | 0 | 0 | 0
0.583333333333333381May | Resource 1 | Sublap 1 | 14:00 | 3 | 81 | May | 14000 | 0 | 0 | 0 | 0 | 0 | 0 | 0 | 0 | 0 | 0 | 0 | 0 | 0 | 0 | 2.4118 | 2.2171 | 1.5828 | -1.057 | -0.022464 | 0 | 0 | 0 | 0 | 0 | 0 | 0 | 0 | 0 | 0 | 0 | 0 | 0 | 0 | 0 | 0 | 0 | 0 | 0 | 33.765 | 31.0396 | 22.1593 | -14.7981 | -0.31449 | 0 | 0 | 0 | 0 | 0
0.583333333333333381June | Resource 1 | Sublap 1 | 14:00 | 3 | 81 | June | 15000 | 0 | 0 | 0 | 0 | 0 | 0 | 0 | 0 | 0 | 0 | 0 | 0 | 0 | 0 | 2.4118 | 2.2171 | 1.5828 | -1.057 | -0.022464 | 0 | 0 | 0 | 0 | 0 | 0 | 0 | 0 | 0 | 0 | 0 | 0 | 0 | 0 | 0 | 0 | 0 | 0 | 0 | 36.1768 | 33.2567 | 23.7422 | -15.8551 | -0.33696 | 0 | 0 | 0 | 0 | 0
0.583333333333333381July | Resource 1 | Sublap 1 | 14:00 | 3 | 81 | July | 16000 | 0 | 0 | 0 | 0 | 0 | 0 | 0 | 0 | 0 | 0 | 0 | 0 | 0 | 0 | 2.4118 | 2.2171 | 1.5828 | -1.057 | -0.022464 | 0 | 0 | 0 | 0 | 0 | 0 | 0 | 0 | 0 | 0 | 0 | 0 | 0 | 0 | 0 | 0 | 0 | 0 | 0 | 38.5886 | 35.4738 | 25.325 | -16.9121 | -0.35942 | 0 | 0 | 0 | 0 | 0
0.583333333333333381August | Resource 1 | Sublap 1 | 14:00 | 3 | 81 | August | 17000 | 0 | 0 | 0 | 0 | 0 | 0 | 0 | 0 | 0 | 0 | 0 | 0 | 0 | 0 | 2.4118 | 2.2171 | 1.5828 | -1.057 | -0.022464 | 0 | 0 | 0 | 0 | 0 | 0 | 0 | 0 | 0 | 0 | 0 | 0 | 0 | 0 | 0 | 0 | 0 | 0 | 0 | 41.0004 | 37.691 | 26.9078 | -17.9691 | -0.38188 | 0 | 0 | 0 | 0 | 0
0.583333333333333381September | Resource 1 | Sublap 1 | 14:00 | 3 | 81 | September | 18000 | 0 | 0 | 0 | 0 | 0 | 0 | 0 | 0 | 0 | 0 | 0 | 0 | 0 | 0 | 2.4118 | 2.2171 | 1.5828 | -1.057 | -0.022464 | 0 | 0 | 0 | 0 | 0 | 0 | 0 | 0 | 0 | 0 | 0 | 0 | 0 | 0 | 0 | 0 | 0 | 0 | 0 | 43.4121 | 39.9081 | 28.4906 | -19.0262 | -0.40435 | 0 | 0 | 0 | 0 | 0
0.583333333333333381October | Resource 1 | Sublap 1 | 14:00 | 3 | 81 | October | 19000 | 0 | 0 | 0 | 0 | 0 | 0 | 0 | 0 | 0 | 0 | 0 | 0 | 0 | 0 | 2.4118 | 2.2171 | 1.5828 | -1.057 | -0.022464 | 0 | 0 | 0 | 0 | 0 | 0 | 0 | 0 | 0 | 0 | 0 | 0 | 0 | 0 | 0 | 0 | 0 | 0 | 0 | 45.8239 | 42.1252 | 30.0734 | -20.0832 | -0.42681 | 0 | 0 | 0 | 0 | 0
0.583333333333333381November | Resource 1 | Sublap 1 | 14:00 | 3 | 81 | November | 20000 | 0 | 0 | 0 | 0 | 0 | 0 | 0 | 0 | 0 | 0 | 0 | 0 | 0 | 0 | 2.4118 | 2.2171 | 1.5828 | -1.057 | -0.022464 | 0 | 0 | 0 | 0 | 0 | 0 | 0 | 0 | 0 | 0 | 0 | 0 | 0 | 0 | 0 | 0 | 0 | 0 | 0 | 48.2357 | 44.3423 | 31.6562 | -21.1402 | -0.44927 | 0 | 0 | 0 | 0 | 0
0.583333333333333381December | Resource 1 | Sublap 1 | 14:00 | 3 | 81 | December | 21000 | 0 | 0 | 0 | 0 | 0 | 0 | 0 | 0 | 0 | 0 | 0 | 0 | 0 | 0 | 2.4118 | 2.2171 | 1.5828 | -1.057 | -0.022464 | 0 | 0 | 0 | 0 | 0 | 0 | 0 | 0 | 0 | 0 | 0 | 0 | 0 | 0 | 0 | 0 | 0 | 0 | 0 | 50.6475 | 46.5594 | 33.239 | -22.1972 | -0.47174 | 0 | 0 | 0 | 0 | 0
0.583333333333333382January | Resource 1 | Sublap 1 | 14:00 | 3 | 82 | January | 10000 | 0 | 0 | 0 | 0 | 0 | 0 | 0 | 0 | 0 | 0 | 0 | 0 | 0 | 0 | 2.6724 | 2.435 | 1.758 | -1.1011 | -0.023393 | 0 | 0 | 0 | 0 | 0 | 0 | 0 | 0 | 0 | 0 | 0 | 0 | 0 | 0 | 0 | 0 | 0 | 0 | 0 | 26.724 | 24.3501 | 17.5801 | -11.0106 | -0.23393 | 0 | 0 | 0 | 0 | 0
0.583333333333333382February | Resource 1 | Sublap 1 | 14:00 | 3 | 82 | February | 11000 | 0 | 0 | 0 | 0 | 0 | 0 | 0 | 0 | 0 | 0 | 0 | 0 | 0 | 0 | 2.6724 | 2.435 | 1.758 | -1.1011 | -0.023393 | 0 | 0 | 0 | 0 | 0 | 0 | 0 | 0 | 0 | 0 | 0 | 0 | 0 | 0 | 0 | 0 | 0 | 0 | 0 | 29.3964 | 26.7851 | 19.3381 | -12.1117 | -0.25733 | 0 | 0 | 0 | 0 | 0
0.583333333333333382March | Resource 1 | Sublap 1 | 14:00 | 3 | 82 | March | 12000 | 0 | 0 | 0 | 0 | 0 | 0 | 0 | 0 | 0 | 0 | 0 | 0 | 0 | 0 | 2.6724 | 2.435 | 1.758 | -1.1011 | -0.023393 | 0 | 0 | 0 | 0 | 0 | 0 | 0 | 0 | 0 | 0 | 0 | 0 | 0 | 0 | 0 | 0 | 0 | 0 | 0 | 32.0688 | 29.2201 | 21.0962 | -13.2128 | -0.28072 | 0 | 0 | 0 | 0 | 0
0.583333333333333382April | Resource 1 | Sublap 1 | 14:00 | 3 | 82 | April | 13000 | 0 | 0 | 0 | 0 | 0 | 0 | 0 | 0 | 0 | 0 | 0 | 0 | 0 | 0 | 2.6724 | 2.435 | 1.758 | -1.1011 | -0.023393 | 0 | 0 | 0 | 0 | 0 | 0 | 0 | 0 | 0 | 0 | 0 | 0 | 0 | 0 | 0 | 0 | 0 | 0 | 0 | 34.7412 | 31.6551 | 22.8542 | -14.3138 | -0.30411 | 0 | 0 | 0 | 0 | 0
0.583333333333333382May | Resource 1 | Sublap 1 | 14:00 | 3 | 82 | May | 14000 | 0 | 0 | 0 | 0 | 0 | 0 | 0 | 0 | 0 | 0 | 0 | 0 | 0 | 0 | 2.6724 | 2.435 | 1.758 | -1.1011 | -0.023393 | 0 | 0 | 0 | 0 | 0 | 0 | 0 | 0 | 0 | 0 | 0 | 0 | 0 | 0 | 0 | 0 | 0 | 0 | 0 | 37.4136 | 34.0902 | 24.6122 | -15.4149 | -0.32751 | 0 | 0 | 0 | 0 | 0
0.583333333333333382June | Resource 1 | Sublap 1 | 14:00 | 3 | 82 | June | 15000 | 0 | 0 | 0 | 0 | 0 | 0 | 0 | 0 | 0 | 0 | 0 | 0 | 0 | 0 | 2.6724 | 2.435 | 1.758 | -1.1011 | -0.023393 | 0 | 0 | 0 | 0 | 0 | 0 | 0 | 0 | 0 | 0 | 0 | 0 | 0 | 0 | 0 | 0 | 0 | 0 | 0 | 40.0859 | 36.5252 | 26.3702 | -16.5159 | -0.3509 | 0 | 0 | 0 | 0 | 0
0.583333333333333382July | Resource 1 | Sublap 1 | 14:00 | 3 | 82 | July | 16000 | 0 | 0 | 0 | 0 | 0 | 0 | 0 | 0 | 0 | 0 | 0 | 0 | 0 | 0 | 2.6724 | 2.435 | 1.758 | -1.1011 | -0.023393 | 0 | 0 | 0 | 0 | 0 | 0 | 0 | 0 | 0 | 0 | 0 | 0 | 0 | 0 | 0 | 0 | 0 | 0 | 0 | 42.7584 | 38.9602 | 28.1282 | -17.617 | -0.37429 | 0 | 0 | 0 | 0 | 0
0.583333333333333382August | Resource 1 | Sublap 1 | 14:00 | 3 | 82 | August | 17000 | 0 | 0 | 0 | 0 | 0 | 0 | 0 | 0 | 0 | 0 | 0 | 0 | 0 | 0 | 2.6724 | 2.435 | 1.758 | -1.1011 | -0.023393 | 0 | 0 | 0 | 0 | 0 | 0 | 0 | 0 | 0 | 0 | 0 | 0 | 0 | 0 | 0 | 0 | 0 | 0 | 0 | 45.4307 | 41.3952 | 29.8862 | -18.7181 | -0.39769 | 0 | 0 | 0 | 0 | 0
0.583333333333333382September | Resource 1 | Sublap 1 | 14:00 | 3 | 82 | September | 18000 | 0 | 0 | 0 | 0 | 0 | 0 | 0 | 0 | 0 | 0 | 0 | 0 | 0 | 0 | 2.6724 | 2.435 | 1.758 | -1.1011 | -0.023393 | 0 | 0 | 0 | 0 | 0 | 0 | 0 | 0 | 0 | 0 | 0 | 0 | 0 | 0 | 0 | 0 | 0 | 0 | 0 | 48.1031 | 43.8302 | 31.6442 | -19.8191 | -0.42108 | 0 | 0 | 0 | 0 | 0
0.583333333333333382October | Resource 1 | Sublap 1 | 14:00 | 3 | 82 | October | 19000 | 0 | 0 | 0 | 0 | 0 | 0 | 0 | 0 | 0 | 0 | 0 | 0 | 0 | 0 | 2.6724 | 2.435 | 1.758 | -1.1011 | -0.023393 | 0 | 0 | 0 | 0 | 0 | 0 | 0 | 0 | 0 | 0 | 0 | 0 | 0 | 0 | 0 | 0 | 0 | 0 | 0 | 50.7755 | 46.2652 | 33.4023 | -20.9202 | -0.44447 | 0 | 0 | 0 | 0 | 0
0.583333333333333382November | Resource 1 | Sublap 1 | 14:00 | 3 | 82 | November | 20000 | 0 | 0 | 0 | 0 | 0 | 0 | 0 | 0 | 0 | 0 | 0 | 0 | 0 | 0 | 2.6724 | 2.435 | 1.758 | -1.1011 | -0.023393 | 0 | 0 | 0 | 0 | 0 | 0 | 0 | 0 | 0 | 0 | 0 | 0 | 0 | 0 | 0 | 0 | 0 | 0 | 0 | 53.4479 | 48.7002 | 35.1603 | -22.0213 | -0.46787 | 0 | 0 | 0 | 0 | 0
0.583333333333333382December | Resource 1 | Sublap 1 | 14:00 | 3 | 82 | December | 21000 | 0 | 0 | 0 | 0 | 0 | 0 | 0 | 0 | 0 | 0 | 0 | 0 | 0 | 0 | 2.6724 | 2.435 | 1.758 | -1.1011 | -0.023393 | 0 | 0 | 0 | 0 | 0 | 0 | 0 | 0 | 0 | 0 | 0 | 0 | 0 | 0 | 0 | 0 | 0 | 0 | 0 | 56.1203 | 51.1352 | 36.9183 | -23.1223 | -0.49126 | 0 | 0 | 0 | 0 | 0
0.583333333333333383January | Resource 1 | Sublap 1 | 14:00 | 3 | 83 | January | 10000 | 0 | 0 | 0 | 0 | 0 | 0 | 0 | 0 | 0 | 0 | 0 | 0 | 0 | 0 | 3.0564 | 2.819 | 2.1457 | -1.2454 | -0.02644 | 0 | 0 | 0 | 0 | 0 | 0 | 0 | 0 | 0 | 0 | 0 | 0 | 0 | 0 | 0 | 0 | 0 | 0 | 0 | 30.5639 | 28.19 | 21.4571 | -12.4542 | -0.2644 | 0 | 0 | 0 | 0 | 0
0.583333333333333383February | Resource 1 | Sublap 1 | 14:00 | 3 | 83 | February | 11000 | 0 | 0 | 0 | 0 | 0 | 0 | 0 | 0 | 0 | 0 | 0 | 0 | 0 | 0 | 3.0564 | 2.819 | 2.1457 | -1.2454 | -0.02644 | 0 | 0 | 0 | 0 | 0 | 0 | 0 | 0 | 0 | 0 | 0 | 0 | 0 | 0 | 0 | 0 | 0 | 0 | 0 | 33.6203 | 31.009 | 23.6028 | -13.6996 | -0.29084 | 0 | 0 | 0 | 0 | 0
0.583333333333333383March | Resource 1 | Sublap 1 | 14:00 | 3 | 83 | March | 12000 | 0 | 0 | 0 | 0 | 0 | 0 | 0 | 0 | 0 | 0 | 0 | 0 | 0 | 0 | 3.0564 | 2.819 | 2.1457 | -1.2454 | -0.02644 | 0 | 0 | 0 | 0 | 0 | 0 | 0 | 0 | 0 | 0 | 0 | 0 | 0 | 0 | 0 | 0 | 0 | 0 | 0 | 36.6767 | 33.828 | 25.7485 | -14.945 | -0.31728 | 0 | 0 | 0 | 0 | 0
0.583333333333333383April | Resource 1 | Sublap 1 | 14:00 | 3 | 83 | April | 13000 | 0 | 0 | 0 | 0 | 0 | 0 | 0 | 0 | 0 | 0 | 0 | 0 | 0 | 0 | 3.0564 | 2.819 | 2.1457 | -1.2454 | -0.02644 | 0 | 0 | 0 | 0 | 0 | 0 | 0 | 0 | 0 | 0 | 0 | 0 | 0 | 0 | 0 | 0 | 0 | 0 | 0 | 39.7331 | 36.6471 | 27.8942 | -16.1904 | -0.34372 | 0 | 0 | 0 | 0 | 0
0.583333333333333383May | Resource 1 | Sublap 1 | 14:00 | 3 | 83 | May | 14000 | 0 | 0 | 0 | 0 | 0 | 0 | 0 | 0 | 0 | 0 | 0 | 0 | 0 | 0 | 3.0564 | 2.819 | 2.1457 | -1.2454 | -0.02644 | 0 | 0 | 0 | 0 | 0 | 0 | 0 | 0 | 0 | 0 | 0 | 0 | 0 | 0 | 0 | 0 | 0 | 0 | 0 | 42.7894 | 39.4661 | 30.0399 | -17.4359 | -0.37016 | 0 | 0 | 0 | 0 | 0
0.583333333333333383June | Resource 1 | Sublap 1 | 14:00 | 3 | 83 | June | 15000 | 0 | 0 | 0 | 0 | 0 | 0 | 0 | 0 | 0 | 0 | 0 | 0 | 0 | 0 | 3.0564 | 2.819 | 2.1457 | -1.2454 | -0.02644 | 0 | 0 | 0 | 0 | 0 | 0 | 0 | 0 | 0 | 0 | 0 | 0 | 0 | 0 | 0 | 0 | 0 | 0 | 0 | 45.8458 | 42.2851 | 32.1856 | -18.6813 | -0.3966 | 0 | 0 | 0 | 0 | 0
0.583333333333333383July | Resource 1 | Sublap 1 | 14:00 | 3 | 83 | July | 16000 | 0 | 0 | 0 | 0 | 0 | 0 | 0 | 0 | 0 | 0 | 0 | 0 | 0 | 0 | 3.0564 | 2.819 | 2.1457 | -1.2454 | -0.02644 | 0 | 0 | 0 | 0 | 0 | 0 | 0 | 0 | 0 | 0 | 0 | 0 | 0 | 0 | 0 | 0 | 0 | 0 | 0 | 48.9022 | 45.1041 | 34.3313 | -19.9267 | -0.42304 | 0 | 0 | 0 | 0 | 0
0.583333333333333383August | Resource 1 | Sublap 1 | 14:00 | 3 | 83 | August | 17000 | 0 | 0 | 0 | 0 | 0 | 0 | 0 | 0 | 0 | 0 | 0 | 0 | 0 | 0 | 3.0564 | 2.819 | 2.1457 | -1.2454 | -0.02644 | 0 | 0 | 0 | 0 | 0 | 0 | 0 | 0 | 0 | 0 | 0 | 0 | 0 | 0 | 0 | 0 | 0 | 0 | 0 | 51.9586 | 47.9231 | 36.477 | -21.1721 | -0.44948 | 0 | 0 | 0 | 0 | 0
0.583333333333333383September | Resource 1 | Sublap 1 | 14:00 | 3 | 83 | September | 18000 | 0 | 0 | 0 | 0 | 0 | 0 | 0 | 0 | 0 | 0 | 0 | 0 | 0 | 0 | 3.0564 | 2.819 | 2.1457 | -1.2454 | -0.02644 | 0 | 0 | 0 | 0 | 0 | 0 | 0 | 0 | 0 | 0 | 0 | 0 | 0 | 0 | 0 | 0 | 0 | 0 | 0 | 55.015 | 50.7421 | 38.6228 | -22.4175 | -0.47592 | 0 | 0 | 0 | 0 | 0
0.583333333333333383October | Resource 1 | Sublap 1 | 14:00 | 3 | 83 | October | 19000 | 0 | 0 | 0 | 0 | 0 | 0 | 0 | 0 | 0 | 0 | 0 | 0 | 0 | 0 | 3.0564 | 2.819 | 2.1457 | -1.2454 | -0.02644 | 0 | 0 | 0 | 0 | 0 | 0 | 0 | 0 | 0 | 0 | 0 | 0 | 0 | 0 | 0 | 0 | 0 | 0 | 0 | 58.0714 | 53.5611 | 40.7685 | -23.663 | -0.50236 | 0 | 0 | 0 | 0 | 0
0.583333333333333383November | Resource 1 | Sublap 1 | 14:00 | 3 | 83 | November | 20000 | 0 | 0 | 0 | 0 | 0 | 0 | 0 | 0 | 0 | 0 | 0 | 0 | 0 | 0 | 3.0564 | 2.819 | 2.1457 | -1.2454 | -0.02644 | 0 | 0 | 0 | 0 | 0 | 0 | 0 | 0 | 0 | 0 | 0 | 0 | 0 | 0 | 0 | 0 | 0 | 0 | 0 | 61.1278 | 56.3801 | 42.9142 | -24.9084 | -0.5288 | 0 | 0 | 0 | 0 | 0
0.583333333333333383December | Resource 1 | Sublap 1 | 14:00 | 3 | 83 | December | 21000 | 0 | 0 | 0 | 0 | 0 | 0 | 0 | 0 | 0 | 0 | 0 | 0 | 0 | 0 | 3.0564 | 2.819 | 2.1457 | -1.2454 | -0.02644 | 0 | 0 | 0 | 0 | 0 | 0 | 0 | 0 | 0 | 0 | 0 | 0 | 0 | 0 | 0 | 0 | 0 | 0 | 0 | 64.1842 | 59.1991 | 45.0599 | -26.1538 | -0.55524 | 0 | 0 | 0 | 0 | 0
0.583333333333333384January | Resource 1 | Sublap 1 | 14:00 | 3 | 84 | January | 10000 | 0 | 0 | 0 | 0 | 0 | 0 | 0 | 0 | 0 | 0 | 0 | 0 | 0 | 0 | 3.3241 | 3.1243 | 2.2872 | -1.3 | -0.027592 | 0 | 0 | 0 | 0 | 0 | 0 | 0 | 0 | 0 | 0 | 0 | 0 | 0 | 0 | 0 | 0 | 0 | 0 | 0 | 33.2414 | 31.2431 | 22.8723 | -13.0001 | -0.27592 | 0 | 0 | 0 | 0 | 0
0.583333333333333384February | Resource 1 | Sublap 1 | 14:00 | 3 | 84 | February | 11000 | 0 | 0 | 0 | 0 | 0 | 0 | 0 | 0 | 0 | 0 | 0 | 0 | 0 | 0 | 3.3241 | 3.1243 | 2.2872 | -1.3 | -0.027592 | 0 | 0 | 0 | 0 | 0 | 0 | 0 | 0 | 0 | 0 | 0 | 0 | 0 | 0 | 0 | 0 | 0 | 0 | 0 | 36.5655 | 34.3675 | 25.1595 | -14.3001 | -0.30351 | 0 | 0 | 0 | 0 | 0
0.583333333333333384March | Resource 1 | Sublap 1 | 14:00 | 3 | 84 | March | 12000 | 0 | 0 | 0 | 0 | 0 | 0 | 0 | 0 | 0 | 0 | 0 | 0 | 0 | 0 | 3.3241 | 3.1243 | 2.2872 | -1.3 | -0.027592 | 0 | 0 | 0 | 0 | 0 | 0 | 0 | 0 | 0 | 0 | 0 | 0 | 0 | 0 | 0 | 0 | 0 | 0 | 0 | 39.8897 | 37.4918 | 27.4467 | -15.6001 | -0.3311 | 0 | 0 | 0 | 0 | 0
0.583333333333333384April | Resource 1 | Sublap 1 | 14:00 | 3 | 84 | April | 13000 | 0 | 0 | 0 | 0 | 0 | 0 | 0 | 0 | 0 | 0 | 0 | 0 | 0 | 0 | 3.3241 | 3.1243 | 2.2872 | -1.3 | -0.027592 | 0 | 0 | 0 | 0 | 0 | 0 | 0 | 0 | 0 | 0 | 0 | 0 | 0 | 0 | 0 | 0 | 0 | 0 | 0 | 43.2138 | 40.6161 | 29.7339 | -16.9001 | -0.3587 | 0 | 0 | 0 | 0 | 0
0.583333333333333384May | Resource 1 | Sublap 1 | 14:00 | 3 | 84 | May | 14000 | 0 | 0 | 0 | 0 | 0 | 0 | 0 | 0 | 0 | 0 | 0 | 0 | 0 | 0 | 3.3241 | 3.1243 | 2.2872 | -1.3 | -0.027592 | 0 | 0 | 0 | 0 | 0 | 0 | 0 | 0 | 0 | 0 | 0 | 0 | 0 | 0 | 0 | 0 | 0 | 0 | 0 | 46.5379 | 43.7404 | 32.0212 | -18.2001 | -0.38629 | 0 | 0 | 0 | 0 | 0
0.583333333333333384June | Resource 1 | Sublap 1 | 14:00 | 3 | 84 | June | 15000 | 0 | 0 | 0 | 0 | 0 | 0 | 0 | 0 | 0 | 0 | 0 | 0 | 0 | 0 | 3.3241 | 3.1243 | 2.2872 | -1.3 | -0.027592 | 0 | 0 | 0 | 0 | 0 | 0 | 0 | 0 | 0 | 0 | 0 | 0 | 0 | 0 | 0 | 0 | 0 | 0 | 0 | 49.8621 | 46.8647 | 34.3084 | -19.5001 | -0.41388 | 0 | 0 | 0 | 0 | 0
0.583333333333333384July | Resource 1 | Sublap 1 | 14:00 | 3 | 84 | July | 16000 | 0 | 0 | 0 | 0 | 0 | 0 | 0 | 0 | 0 | 0 | 0 | 0 | 0 | 0 | 3.3241 | 3.1243 | 2.2872 | -1.3 | -0.027592 | 0 | 0 | 0 | 0 | 0 | 0 | 0 | 0 | 0 | 0 | 0 | 0 | 0 | 0 | 0 | 0 | 0 | 0 | 0 | 53.1862 | 49.989 | 36.5956 | -20.8001 | -0.44147 | 0 | 0 | 0 | 0 | 0
0.583333333333333384August | Resource 1 | Sublap 1 | 14:00 | 3 | 84 | August | 17000 | 0 | 0 | 0 | 0 | 0 | 0 | 0 | 0 | 0 | 0 | 0 | 0 | 0 | 0 | 3.3241 | 3.1243 | 2.2872 | -1.3 | -0.027592 | 0 | 0 | 0 | 0 | 0 | 0 | 0 | 0 | 0 | 0 | 0 | 0 | 0 | 0 | 0 | 0 | 0 | 0 | 0 | 56.5103 | 53.1133 | 38.8828 | -22.1001 | -0.46906 | 0 | 0 | 0 | 0 | 0
0.583333333333333384September | Resource 1 | Sublap 1 | 14:00 | 3 | 84 | September | 18000 | 0 | 0 | 0 | 0 | 0 | 0 | 0 | 0 | 0 | 0 | 0 | 0 | 0 | 0 | 3.3241 | 3.1243 | 2.2872 | -1.3 | -0.027592 | 0 | 0 | 0 | 0 | 0 | 0 | 0 | 0 | 0 | 0 | 0 | 0 | 0 | 0 | 0 | 0 | 0 | 0 | 0 | 59.8345 | 56.2377 | 41.1701 | -23.4002 | -0.49666 | 0 | 0 | 0 | 0 | 0
0.583333333333333384October | Resource 1 | Sublap 1 | 14:00 | 3 | 84 | October | 19000 | 0 | 0 | 0 | 0 | 0 | 0 | 0 | 0 | 0 | 0 | 0 | 0 | 0 | 0 | 3.3241 | 3.1243 | 2.2872 | -1.3 | -0.027592 | 0 | 0 | 0 | 0 | 0 | 0 | 0 | 0 | 0 | 0 | 0 | 0 | 0 | 0 | 0 | 0 | 0 | 0 | 0 | 63.1586 | 59.362 | 43.4573 | -24.7002 | -0.52425 | 0 | 0 | 0 | 0 | 0
0.583333333333333384November | Resource 1 | Sublap 1 | 14:00 | 3 | 84 | November | 20000 | 0 | 0 | 0 | 0 | 0 | 0 | 0 | 0 | 0 | 0 | 0 | 0 | 0 | 0 | 3.3241 | 3.1243 | 2.2872 | -1.3 | -0.027592 | 0 | 0 | 0 | 0 | 0 | 0 | 0 | 0 | 0 | 0 | 0 | 0 | 0 | 0 | 0 | 0 | 0 | 0 | 0 | 66.4827 | 62.4863 | 45.7445 | -26.0002 | -0.55184 | 0 | 0 | 0 | 0 | 0
0.583333333333333384December | Resource 1 | Sublap 1 | 14:00 | 3 | 84 | December | 21000 | 0 | 0 | 0 | 0 | 0 | 0 | 0 | 0 | 0 | 0 | 0 | 0 | 0 | 0 | 3.3241 | 3.1243 | 2.2872 | -1.3 | -0.027592 | 0 | 0 | 0 | 0 | 0 | 0 | 0 | 0 | 0 | 0 | 0 | 0 | 0 | 0 | 0 | 0 | 0 | 0 | 0 | 69.8069 | 65.6106 | 48.0318 | -27.3002 | -0.57943 | 0 | 0 | 0 | 0 | 0
0.583333333333333385January | Resource 1 | Sublap 1 | 14:00 | 3 | 85 | January | 10000 | 0 | 0 | 0 | 0 | 0 | 0 | 0 | 0 | 0 | 0 | 0 | 0 | 0 | 0 | 4.3954 | 4.1621 | 3.2039 | -1.6243 | -0.034435 | 0 | 0 | 0 | 0 | 0 | 0 | 0 | 0 | 0 | 0 | 0 | 0 | 0 | 0 | 0 | 0 | 0 | 0 | 0 | 43.9535 | 41.6206 | 32.0391 | -16.2425 | -0.34435 | 0 | 0 | 0 | 0 | 0
0.583333333333333385February | Resource 1 | Sublap 1 | 14:00 | 3 | 85 | February | 11000 | 0 | 0 | 0 | 0 | 0 | 0 | 0 | 0 | 0 | 0 | 0 | 0 | 0 | 0 | 4.3954 | 4.1621 | 3.2039 | -1.6243 | -0.034435 | 0 | 0 | 0 | 0 | 0 | 0 | 0 | 0 | 0 | 0 | 0 | 0 | 0 | 0 | 0 | 0 | 0 | 0 | 0 | 48.3489 | 45.7827 | 35.243 | -17.8668 | -0.37878 | 0 | 0 | 0 | 0 | 0
0.583333333333333385March | Resource 1 | Sublap 1 | 14:00 | 3 | 85 | March | 12000 | 0 | 0 | 0 | 0 | 0 | 0 | 0 | 0 | 0 | 0 | 0 | 0 | 0 | 0 | 4.3954 | 4.1621 | 3.2039 | -1.6243 | -0.034435 | 0 | 0 | 0 | 0 | 0 | 0 | 0 | 0 | 0 | 0 | 0 | 0 | 0 | 0 | 0 | 0 | 0 | 0 | 0 | 52.7443 | 49.9447 | 38.4469 | -19.491 | -0.41322 | 0 | 0 | 0 | 0 | 0
0.583333333333333385April | Resource 1 | Sublap 1 | 14:00 | 3 | 85 | April | 13000 | 0 | 0 | 0 | 0 | 0 | 0 | 0 | 0 | 0 | 0 | 0 | 0 | 0 | 0 | 4.3954 | 4.1621 | 3.2039 | -1.6243 | -0.034435 | 0 | 0 | 0 | 0 | 0 | 0 | 0 | 0 | 0 | 0 | 0 | 0 | 0 | 0 | 0 | 0 | 0 | 0 | 0 | 57.1396 | 54.1068 | 41.6508 | -21.1153 | -0.44765 | 0 | 0 | 0 | 0 | 0
0.583333333333333385May | Resource 1 | Sublap 1 | 14:00 | 3 | 85 | May | 14000 | 0 | 0 | 0 | 0 | 0 | 0 | 0 | 0 | 0 | 0 | 0 | 0 | 0 | 0 | 4.3954 | 4.1621 | 3.2039 | -1.6243 | -0.034435 | 0 | 0 | 0 | 0 | 0 | 0 | 0 | 0 | 0 | 0 | 0 | 0 | 0 | 0 | 0 | 0 | 0 | 0 | 0 | 61.535 | 58.2688 | 44.8547 | -22.7395 | -0.48209 | 0 | 0 | 0 | 0 | 0
0.583333333333333385June | Resource 1 | Sublap 1 | 14:00 | 3 | 85 | June | 15000 | 0 | 0 | 0 | 0 | 0 | 0 | 0 | 0 | 0 | 0 | 0 | 0 | 0 | 0 | 4.3954 | 4.1621 | 3.2039 | -1.6243 | -0.034435 | 0 | 0 | 0 | 0 | 0 | 0 | 0 | 0 | 0 | 0 | 0 | 0 | 0 | 0 | 0 | 0 | 0 | 0 | 0 | 65.9303 | 62.4309 | 48.0586 | -24.3638 | -0.51652 | 0 | 0 | 0 | 0 | 0
0.583333333333333385July | Resource 1 | Sublap 1 | 14:00 | 3 | 85 | July | 16000 | 0 | 0 | 0 | 0 | 0 | 0 | 0 | 0 | 0 | 0 | 0 | 0 | 0 | 0 | 4.3954 | 4.1621 | 3.2039 | -1.6243 | -0.034435 | 0 | 0 | 0 | 0 | 0 | 0 | 0 | 0 | 0 | 0 | 0 | 0 | 0 | 0 | 0 | 0 | 0 | 0 | 0 | 70.3257 | 66.593 | 51.2625 | -25.988 | -0.55096 | 0 | 0 | 0 | 0 | 0
0.583333333333333385August | Resource 1 | Sublap 1 | 14:00 | 3 | 85 | August | 17000 | 0 | 0 | 0 | 0 | 0 | 0 | 0 | 0 | 0 | 0 | 0 | 0 | 0 | 0 | 4.3954 | 4.1621 | 3.2039 | -1.6243 | -0.034435 | 0 | 0 | 0 | 0 | 0 | 0 | 0 | 0 | 0 | 0 | 0 | 0 | 0 | 0 | 0 | 0 | 0 | 0 | 0 | 74.721 | 70.755 | 54.4664 | -27.6123 | -0.58539 | 0 | 0 | 0 | 0 | 0
0.583333333333333385September | Resource 1 | Sublap 1 | 14:00 | 3 | 85 | September | 18000 | 0 | 0 | 0 | 0 | 0 | 0 | 0 | 0 | 0 | 0 | 0 | 0 | 0 | 0 | 4.3954 | 4.1621 | 3.2039 | -1.6243 | -0.034435 | 0 | 0 | 0 | 0 | 0 | 0 | 0 | 0 | 0 | 0 | 0 | 0 | 0 | 0 | 0 | 0 | 0 | 0 | 0 | 79.1164 | 74.9171 | 57.6703 | -29.2365 | -0.61983 | 0 | 0 | 0 | 0 | 0
0.583333333333333385October | Resource 1 | Sublap 1 | 14:00 | 3 | 85 | October | 19000 | 0 | 0 | 0 | 0 | 0 | 0 | 0 | 0 | 0 | 0 | 0 | 0 | 0 | 0 | 4.3954 | 4.1621 | 3.2039 | -1.6243 | -0.034435 | 0 | 0 | 0 | 0 | 0 | 0 | 0 | 0 | 0 | 0 | 0 | 0 | 0 | 0 | 0 | 0 | 0 | 0 | 0 | 83.5117 | 79.0791 | 60.8743 | -30.8608 | -0.65426 | 0 | 0 | 0 | 0 | 0
0.583333333333333385November | Resource 1 | Sublap 1 | 14:00 | 3 | 85 | November | 20000 | 0 | 0 | 0 | 0 | 0 | 0 | 0 | 0 | 0 | 0 | 0 | 0 | 0 | 0 | 4.3954 | 4.1621 | 3.2039 | -1.6243 | -0.034435 | 0 | 0 | 0 | 0 | 0 | 0 | 0 | 0 | 0 | 0 | 0 | 0 | 0 | 0 | 0 | 0 | 0 | 0 | 0 | 87.9071 | 83.2412 | 64.0782 | -32.485 | -0.6887 | 0 | 0 | 0 | 0 | 0
0.583333333333333385December | Resource 1 | Sublap 1 | 14:00 | 3 | 85 | December | 21000 | 0 | 0 | 0 | 0 | 0 | 0 | 0 | 0 | 0 | 0 | 0 | 0 | 0 | 0 | 4.3954 | 4.1621 | 3.2039 | -1.6243 | -0.034435 | 0 | 0 | 0 | 0 | 0 | 0 | 0 | 0 | 0 | 0 | 0 | 0 | 0 | 0 | 0 | 0 | 0 | 0 | 0 | 92.3024 | 87.4033 | 67.2821 | -34.1093 | -0.72313 | 0 | 0 | 0 | 0 | 0
0.583333333333333386January | Resource 1 | Sublap 1 | 14:00 | 3 | 86 | January | 10000 | 0 | 0 | 0 | 0 | 0 | 0 | 0 | 0 | 0 | 0 | 0 | 0 | 0 | 0 | 3.9777 | 3.6884 | 2.7786 | -1.4689 | -0.031155 | 0 | 0 | 0 | 0 | 0 | 0 | 0 | 0 | 0 | 0 | 0 | 0 | 0 | 0 | 0 | 0 | 0 | 0 | 0 | 39.7766 | 36.8839 | 27.7864 | -14.6886 | -0.31155 | 0 | 0 | 0 | 0 | 0
0.583333333333333386February | Resource 1 | Sublap 1 | 14:00 | 3 | 86 | February | 11000 | 0 | 0 | 0 | 0 | 0 | 0 | 0 | 0 | 0 | 0 | 0 | 0 | 0 | 0 | 3.9777 | 3.6884 | 2.7786 | -1.4689 | -0.031155 | 0 | 0 | 0 | 0 | 0 | 0 | 0 | 0 | 0 | 0 | 0 | 0 | 0 | 0 | 0 | 0 | 0 | 0 | 0 | 43.7543 | 40.5723 | 30.5651 | -16.1574 | -0.34271 | 0 | 0 | 0 | 0 | 0
0.583333333333333386March | Resource 1 | Sublap 1 | 14:00 | 3 | 86 | March | 12000 | 0 | 0 | 0 | 0 | 0 | 0 | 0 | 0 | 0 | 0 | 0 | 0 | 0 | 0 | 3.9777 | 3.6884 | 2.7786 | -1.4689 | -0.031155 | 0 | 0 | 0 | 0 | 0 | 0 | 0 | 0 | 0 | 0 | 0 | 0 | 0 | 0 | 0 | 0 | 0 | 0 | 0 | 47.7319 | 44.2607 | 33.3437 | -17.6263 | -0.37387 | 0 | 0 | 0 | 0 | 0
0.583333333333333386April | Resource 1 | Sublap 1 | 14:00 | 3 | 86 | April | 13000 | 0 | 0 | 0 | 0 | 0 | 0 | 0 | 0 | 0 | 0 | 0 | 0 | 0 | 0 | 3.9777 | 3.6884 | 2.7786 | -1.4689 | -0.031155 | 0 | 0 | 0 | 0 | 0 | 0 | 0 | 0 | 0 | 0 | 0 | 0 | 0 | 0 | 0 | 0 | 0 | 0 | 0 | 51.7096 | 47.949 | 36.1224 | -19.0952 | -0.40502 | 0 | 0 | 0 | 0 | 0
0.583333333333333386May | Resource 1 | Sublap 1 | 14:00 | 3 | 86 | May | 14000 | 0 | 0 | 0 | 0 | 0 | 0 | 0 | 0 | 0 | 0 | 0 | 0 | 0 | 0 | 3.9777 | 3.6884 | 2.7786 | -1.4689 | -0.031155 | 0 | 0 | 0 | 0 | 0 | 0 | 0 | 0 | 0 | 0 | 0 | 0 | 0 | 0 | 0 | 0 | 0 | 0 | 0 | 55.6873 | 51.6374 | 38.901 | -20.564 | -0.43618 | 0 | 0 | 0 | 0 | 0
0.583333333333333386June | Resource 1 | Sublap 1 | 14:00 | 3 | 86 | June | 15000 | 0 | 0 | 0 | 0 | 0 | 0 | 0 | 0 | 0 | 0 | 0 | 0 | 0 | 0 | 3.9777 | 3.6884 | 2.7786 | -1.4689 | -0.031155 | 0 | 0 | 0 | 0 | 0 | 0 | 0 | 0 | 0 | 0 | 0 | 0 | 0 | 0 | 0 | 0 | 0 | 0 | 0 | 59.6649 | 55.3258 | 41.6797 | -22.0329 | -0.46733 | 0 | 0 | 0 | 0 | 0
0.583333333333333386July | Resource 1 | Sublap 1 | 14:00 | 3 | 86 | July | 16000 | 0 | 0 | 0 | 0 | 0 | 0 | 0 | 0 | 0 | 0 | 0 | 0 | 0 | 0 | 3.9777 | 3.6884 | 2.7786 | -1.4689 | -0.031155 | 0 | 0 | 0 | 0 | 0 | 0 | 0 | 0 | 0 | 0 | 0 | 0 | 0 | 0 | 0 | 0 | 0 | 0 | 0 | 63.6426 | 59.0142 | 44.4583 | -23.5017 | -0.49849 | 0 | 0 | 0 | 0 | 0
0.583333333333333386August | Resource 1 | Sublap 1 | 14:00 | 3 | 86 | August | 17000 | 0 | 0 | 0 | 0 | 0 | 0 | 0 | 0 | 0 | 0 | 0 | 0 | 0 | 0 | 3.9777 | 3.6884 | 2.7786 | -1.4689 | -0.031155 | 0 | 0 | 0 | 0 | 0 | 0 | 0 | 0 | 0 | 0 | 0 | 0 | 0 | 0 | 0 | 0 | 0 | 0 | 0 | 67.6202 | 62.7026 | 47.237 | -24.9706 | -0.52964 | 0 | 0 | 0 | 0 | 0
0.583333333333333386September | Resource 1 | Sublap 1 | 14:00 | 3 | 86 | September | 18000 | 0 | 0 | 0 | 0 | 0 | 0 | 0 | 0 | 0 | 0 | 0 | 0 | 0 | 0 | 3.9777 | 3.6884 | 2.7786 | -1.4689 | -0.031155 | 0 | 0 | 0 | 0 | 0 | 0 | 0 | 0 | 0 | 0 | 0 | 0 | 0 | 0 | 0 | 0 | 0 | 0 | 0 | 71.5979 | 66.391 | 50.0156 | -26.4394 | -0.5608 | 0 | 0 | 0 | 0 | 0
0.583333333333333386October | Resource 1 | Sublap 1 | 14:00 | 3 | 86 | October | 19000 | 0 | 0 | 0 | 0 | 0 | 0 | 0 | 0 | 0 | 0 | 0 | 0 | 0 | 0 | 3.9777 | 3.6884 | 2.7786 | -1.4689 | -0.031155 | 0 | 0 | 0 | 0 | 0 | 0 | 0 | 0 | 0 | 0 | 0 | 0 | 0 | 0 | 0 | 0 | 0 | 0 | 0 | 75.5756 | 70.0794 | 52.7942 | -27.9083 | -0.59195 | 0 | 0 | 0 | 0 | 0
0.583333333333333386November | Resource 1 | Sublap 1 | 14:00 | 3 | 86 | November | 20000 | 0 | 0 | 0 | 0 | 0 | 0 | 0 | 0 | 0 | 0 | 0 | 0 | 0 | 0 | 3.9777 | 3.6884 | 2.7786 | -1.4689 | -0.031155 | 0 | 0 | 0 | 0 | 0 | 0 | 0 | 0 | 0 | 0 | 0 | 0 | 0 | 0 | 0 | 0 | 0 | 0 | 0 | 79.5532 | 73.7678 | 55.5729 | -29.3772 | -0.62311 | 0 | 0 | 0 | 0 | 0
0.583333333333333386December | Resource 1 | Sublap 1 | 14:00 | 3 | 86 | December | 21000 | 0 | 0 | 0 | 0 | 0 | 0 | 0 | 0 | 0 | 0 | 0 | 0 | 0 | 0 | 3.9777 | 3.6884 | 2.7786 | -1.4689 | -0.031155 | 0 | 0 | 0 | 0 | 0 | 0 | 0 | 0 | 0 | 0 | 0 | 0 | 0 | 0 | 0 | 0 | 0 | 0 | 0 | 83.5309 | 77.4562 | 58.3515 | -30.846 | -0.65426 | 0 | 0 | 0 | 0 | 0
0.583333333333333387January | Resource 1 | Sublap 1 | 14:00 | 3 | 87 | January | 10000 | 0 | 0 | 0 | 0 | 0 | 0 | 0 | 0 | 0 | 0 | 0 | 0 | 0 | 0 | 4.4154 | 4.1897 | 3.2068 | -1.5399 | -0.032655 | 0 | 0 | 0 | 0 | 0 | 0 | 0 | 0 | 0 | 0 | 0 | 0 | 0 | 0 | 0 | 0 | 0 | 0 | 0 | 44.1541 | 41.8969 | 32.0679 | -15.399 | -0.32655 | 0 | 0 | 0 | 0 | 0
0.583333333333333387February | Resource 1 | Sublap 1 | 14:00 | 3 | 87 | February | 11000 | 0 | 0 | 0 | 0 | 0 | 0 | 0 | 0 | 0 | 0 | 0 | 0 | 0 | 0 | 4.4154 | 4.1897 | 3.2068 | -1.5399 | -0.032655 | 0 | 0 | 0 | 0 | 0 | 0 | 0 | 0 | 0 | 0 | 0 | 0 | 0 | 0 | 0 | 0 | 0 | 0 | 0 | 48.5695 | 46.0866 | 35.2747 | -16.9389 | -0.3592 | 0 | 0 | 0 | 0 | 0
0.583333333333333387March | Resource 1 | Sublap 1 | 14:00 | 3 | 87 | March | 12000 | 0 | 0 | 0 | 0 | 0 | 0 | 0 | 0 | 0 | 0 | 0 | 0 | 0 | 0 | 4.4154 | 4.1897 | 3.2068 | -1.5399 | -0.032655 | 0 | 0 | 0 | 0 | 0 | 0 | 0 | 0 | 0 | 0 | 0 | 0 | 0 | 0 | 0 | 0 | 0 | 0 | 0 | 52.9849 | 50.2762 | 38.4815 | -18.4789 | -0.39186 | 0 | 0 | 0 | 0 | 0
0.583333333333333387April | Resource 1 | Sublap 1 | 14:00 | 3 | 87 | April | 13000 | 0 | 0 | 0 | 0 | 0 | 0 | 0 | 0 | 0 | 0 | 0 | 0 | 0 | 0 | 4.4154 | 4.1897 | 3.2068 | -1.5399 | -0.032655 | 0 | 0 | 0 | 0 | 0 | 0 | 0 | 0 | 0 | 0 | 0 | 0 | 0 | 0 | 0 | 0 | 0 | 0 | 0 | 57.4003 | 54.4659 | 41.6882 | -20.0188 | -0.42451 | 0 | 0 | 0 | 0 | 0
0.583333333333333387May | Resource 1 | Sublap 1 | 14:00 | 3 | 87 | May | 14000 | 0 | 0 | 0 | 0 | 0 | 0 | 0 | 0 | 0 | 0 | 0 | 0 | 0 | 0 | 4.4154 | 4.1897 | 3.2068 | -1.5399 | -0.032655 | 0 | 0 | 0 | 0 | 0 | 0 | 0 | 0 | 0 | 0 | 0 | 0 | 0 | 0 | 0 | 0 | 0 | 0 | 0 | 61.8157 | 58.6556 | 44.895 | -21.5587 | -0.45717 | 0 | 0 | 0 | 0 | 0
0.583333333333333387June | Resource 1 | Sublap 1 | 14:00 | 3 | 87 | June | 15000 | 0 | 0 | 0 | 0 | 0 | 0 | 0 | 0 | 0 | 0 | 0 | 0 | 0 | 0 | 4.4154 | 4.1897 | 3.2068 | -1.5399 | -0.032655 | 0 | 0 | 0 | 0 | 0 | 0 | 0 | 0 | 0 | 0 | 0 | 0 | 0 | 0 | 0 | 0 | 0 | 0 | 0 | 66.2311 | 62.8453 | 48.1018 | -23.0986 | -0.48982 | 0 | 0 | 0 | 0 | 0
0.583333333333333387July | Resource 1 | Sublap 1 | 14:00 | 3 | 87 | July | 16000 | 0 | 0 | 0 | 0 | 0 | 0 | 0 | 0 | 0 | 0 | 0 | 0 | 0 | 0 | 4.4154 | 4.1897 | 3.2068 | -1.5399 | -0.032655 | 0 | 0 | 0 | 0 | 0 | 0 | 0 | 0 | 0 | 0 | 0 | 0 | 0 | 0 | 0 | 0 | 0 | 0 | 0 | 70.6465 | 67.035 | 51.3086 | -24.6385 | -0.52248 | 0 | 0 | 0 | 0 | 0
0.583333333333333387August | Resource 1 | Sublap 1 | 14:00 | 3 | 87 | August | 17000 | 0 | 0 | 0 | 0 | 0 | 0 | 0 | 0 | 0 | 0 | 0 | 0 | 0 | 0 | 4.4154 | 4.1897 | 3.2068 | -1.5399 | -0.032655 | 0 | 0 | 0 | 0 | 0 | 0 | 0 | 0 | 0 | 0 | 0 | 0 | 0 | 0 | 0 | 0 | 0 | 0 | 0 | 75.0619 | 71.2247 | 54.5154 | -26.1784 | -0.55513 | 0 | 0 | 0 | 0 | 0
0.583333333333333387September | Resource 1 | Sublap 1 | 14:00 | 3 | 87 | September | 18000 | 0 | 0 | 0 | 0 | 0 | 0 | 0 | 0 | 0 | 0 | 0 | 0 | 0 | 0 | 4.4154 | 4.1897 | 3.2068 | -1.5399 | -0.032655 | 0 | 0 | 0 | 0 | 0 | 0 | 0 | 0 | 0 | 0 | 0 | 0 | 0 | 0 | 0 | 0 | 0 | 0 | 0 | 79.4773 | 75.4144 | 57.7222 | -27.7183 | -0.58779 | 0 | 0 | 0 | 0 | 0
0.583333333333333387October | Resource 1 | Sublap 1 | 14:00 | 3 | 87 | October | 19000 | 0 | 0 | 0 | 0 | 0 | 0 | 0 | 0 | 0 | 0 | 0 | 0 | 0 | 0 | 4.4154 | 4.1897 | 3.2068 | -1.5399 | -0.032655 | 0 | 0 | 0 | 0 | 0 | 0 | 0 | 0 | 0 | 0 | 0 | 0 | 0 | 0 | 0 | 0 | 0 | 0 | 0 | 83.8927 | 79.6041 | 60.929 | -29.2582 | -0.62044 | 0 | 0 | 0 | 0 | 0
0.583333333333333387November | Resource 1 | Sublap 1 | 14:00 | 3 | 87 | November | 20000 | 0 | 0 | 0 | 0 | 0 | 0 | 0 | 0 | 0 | 0 | 0 | 0 | 0 | 0 | 4.4154 | 4.1897 | 3.2068 | -1.5399 | -0.032655 | 0 | 0 | 0 | 0 | 0 | 0 | 0 | 0 | 0 | 0 | 0 | 0 | 0 | 0 | 0 | 0 | 0 | 0 | 0 | 88.3081 | 83.7937 | 64.1358 | -30.7981 | -0.6531 | 0 | 0 | 0 | 0 | 0
0.583333333333333387December | Resource 1 | Sublap 1 | 14:00 | 3 | 87 | December | 21000 | 0 | 0 | 0 | 0 | 0 | 0 | 0 | 0 | 0 | 0 | 0 | 0 | 0 | 0 | 4.4154 | 4.1897 | 3.2068 | -1.5399 | -0.032655 | 0 | 0 | 0 | 0 | 0 | 0 | 0 | 0 | 0 | 0 | 0 | 0 | 0 | 0 | 0 | 0 | 0 | 0 | 0 | 92.7235 | 87.9834 | 67.3425 | -32.338 | -0.68575 | 0 | 0 | 0 | 0 | 0
0.583333333333333388January | Resource 1 | Sublap 1 | 14:00 | 3 | 88 | January | 10000 | 0 | 0 | 0 | 0 | 0 | 0 | 0 | 0 | 0 | 0 | 0 | 0 | 0 | 0 | 4.9951 | 4.7034 | 3.6991 | -1.6935 | -0.035896 | 0 | 0 | 0 | 0 | 0 | 0 | 0 | 0 | 0 | 0 | 0 | 0 | 0 | 0 | 0 | 0 | 0 | 0 | 0 | 49.9513 | 47.0343 | 36.9906 | -16.9347 | -0.35896 | 0 | 0 | 0 | 0 | 0
0.583333333333333388February | Resource 1 | Sublap 1 | 14:00 | 3 | 88 | February | 11000 | 0 | 0 | 0 | 0 | 0 | 0 | 0 | 0 | 0 | 0 | 0 | 0 | 0 | 0 | 4.9951 | 4.7034 | 3.6991 | -1.6935 | -0.035896 | 0 | 0 | 0 | 0 | 0 | 0 | 0 | 0 | 0 | 0 | 0 | 0 | 0 | 0 | 0 | 0 | 0 | 0 | 0 | 54.9464 | 51.7377 | 40.6897 | -18.6282 | -0.39485 | 0 | 0 | 0 | 0 | 0
0.583333333333333388March | Resource 1 | Sublap 1 | 14:00 | 3 | 88 | March | 12000 | 0 | 0 | 0 | 0 | 0 | 0 | 0 | 0 | 0 | 0 | 0 | 0 | 0 | 0 | 4.9951 | 4.7034 | 3.6991 | -1.6935 | -0.035896 | 0 | 0 | 0 | 0 | 0 | 0 | 0 | 0 | 0 | 0 | 0 | 0 | 0 | 0 | 0 | 0 | 0 | 0 | 0 | 59.9416 | 56.4411 | 44.3888 | -20.3217 | -0.43075 | 0 | 0 | 0 | 0 | 0
0.583333333333333388April | Resource 1 | Sublap 1 | 14:00 | 3 | 88 | April | 13000 | 0 | 0 | 0 | 0 | 0 | 0 | 0 | 0 | 0 | 0 | 0 | 0 | 0 | 0 | 4.9951 | 4.7034 | 3.6991 | -1.6935 | -0.035896 | 0 | 0 | 0 | 0 | 0 | 0 | 0 | 0 | 0 | 0 | 0 | 0 | 0 | 0 | 0 | 0 | 0 | 0 | 0 | 64.9367 | 61.1445 | 48.0878 | -22.0151 | -0.46664 | 0 | 0 | 0 | 0 | 0
0.583333333333333388May | Resource 1 | Sublap 1 | 14:00 | 3 | 88 | May | 14000 | 0 | 0 | 0 | 0 | 0 | 0 | 0 | 0 | 0 | 0 | 0 | 0 | 0 | 0 | 4.9951 | 4.7034 | 3.6991 | -1.6935 | -0.035896 | 0 | 0 | 0 | 0 | 0 | 0 | 0 | 0 | 0 | 0 | 0 | 0 | 0 | 0 | 0 | 0 | 0 | 0 | 0 | 69.9318 | 65.848 | 51.7869 | -23.7086 | -0.50254 | 0 | 0 | 0 | 0 | 0
0.583333333333333388June | Resource 1 | Sublap 1 | 14:00 | 3 | 88 | June | 15000 | 0 | 0 | 0 | 0 | 0 | 0 | 0 | 0 | 0 | 0 | 0 | 0 | 0 | 0 | 4.9951 | 4.7034 | 3.6991 | -1.6935 | -0.035896 | 0 | 0 | 0 | 0 | 0 | 0 | 0 | 0 | 0 | 0 | 0 | 0 | 0 | 0 | 0 | 0 | 0 | 0 | 0 | 74.927 | 70.5514 | 55.4859 | -25.4021 | -0.53844 | 0 | 0 | 0 | 0 | 0
0.583333333333333388July | Resource 1 | Sublap 1 | 14:00 | 3 | 88 | July | 16000 | 0 | 0 | 0 | 0 | 0 | 0 | 0 | 0 | 0 | 0 | 0 | 0 | 0 | 0 | 4.9951 | 4.7034 | 3.6991 | -1.6935 | -0.035896 | 0 | 0 | 0 | 0 | 0 | 0 | 0 | 0 | 0 | 0 | 0 | 0 | 0 | 0 | 0 | 0 | 0 | 0 | 0 | 79.9221 | 75.2548 | 59.185 | -27.0955 | -0.57433 | 0 | 0 | 0 | 0 | 0
0.583333333333333388August | Resource 1 | Sublap 1 | 14:00 | 3 | 88 | August | 17000 | 0 | 0 | 0 | 0 | 0 | 0 | 0 | 0 | 0 | 0 | 0 | 0 | 0 | 0 | 4.9951 | 4.7034 | 3.6991 | -1.6935 | -0.035896 | 0 | 0 | 0 | 0 | 0 | 0 | 0 | 0 | 0 | 0 | 0 | 0 | 0 | 0 | 0 | 0 | 0 | 0 | 0 | 84.9172 | 79.9582 | 62.8841 | -28.789 | -0.61023 | 0 | 0 | 0 | 0 | 0
0.583333333333333388September | Resource 1 | Sublap 1 | 14:00 | 3 | 88 | September | 18000 | 0 | 0 | 0 | 0 | 0 | 0 | 0 | 0 | 0 | 0 | 0 | 0 | 0 | 0 | 4.9951 | 4.7034 | 3.6991 | -1.6935 | -0.035896 | 0 | 0 | 0 | 0 | 0 | 0 | 0 | 0 | 0 | 0 | 0 | 0 | 0 | 0 | 0 | 0 | 0 | 0 | 0 | 89.9124 | 84.6617 | 66.5831 | -30.4825 | -0.64612 | 0 | 0 | 0 | 0 | 0
0.583333333333333388October | Resource 1 | Sublap 1 | 14:00 | 3 | 88 | October | 19000 | 0 | 0 | 0 | 0 | 0 | 0 | 0 | 0 | 0 | 0 | 0 | 0 | 0 | 0 | 4.9951 | 4.7034 | 3.6991 | -1.6935 | -0.035896 | 0 | 0 | 0 | 0 | 0 | 0 | 0 | 0 | 0 | 0 | 0 | 0 | 0 | 0 | 0 | 0 | 0 | 0 | 0 | 94.9075 | 89.3651 | 70.2822 | -32.176 | -0.68202 | 0 | 0 | 0 | 0 | 0
0.583333333333333388November | Resource 1 | Sublap 1 | 14:00 | 3 | 88 | November | 20000 | 0 | 0 | 0 | 0 | 0 | 0 | 0 | 0 | 0 | 0 | 0 | 0 | 0 | 0 | 4.9951 | 4.7034 | 3.6991 | -1.6935 | -0.035896 | 0 | 0 | 0 | 0 | 0 | 0 | 0 | 0 | 0 | 0 | 0 | 0 | 0 | 0 | 0 | 0 | 0 | 0 | 0 | 99.9026 | 94.0685 | 73.9813 | -33.8694 | -0.71791 | 0 | 0 | 0 | 0 | 0
0.583333333333333388December | Resource 1 | Sublap 1 | 14:00 | 3 | 88 | December | 21000 | 0 | 0 | 0 | 0 | 0 | 0 | 0 | 0 | 0 | 0 | 0 | 0 | 0 | 0 | 4.9951 | 4.7034 | 3.6991 | -1.6935 | -0.035896 | 0 | 0 | 0 | 0 | 0 | 0 | 0 | 0 | 0 | 0 | 0 | 0 | 0 | 0 | 0 | 0 | 0 | 0 | 0 | 104.8977 | 98.7719 | 77.6803 | -35.5629 | -0.75381 | 0 | 0 | 0 | 0 | 0
0.583333333333333389January | Resource 1 | Sublap 1 | 14:00 | 3 | 89 | January | 10000 | 0 | 0 | 0 | 0 | 0 | 0 | 0 | 0 | 0 | 0 | 0 | 0 | 0 | 0 | 4.9157 | 4.7159 | 3.6843 | -1.6478 | -0.034932 | 0 | 0 | 0 | 0 | 0 | 0 | 0 | 0 | 0 | 0 | 0 | 0 | 0 | 0 | 0 | 0 | 0 | 0 | 0 | 49.1572 | 47.1589 | 36.8427 | -16.4782 | -0.34932 | 0 | 0 | 0 | 0 | 0
0.583333333333333389February | Resource 1 | Sublap 1 | 14:00 | 3 | 89 | February | 11000 | 0 | 0 | 0 | 0 | 0 | 0 | 0 | 0 | 0 | 0 | 0 | 0 | 0 | 0 | 4.9157 | 4.7159 | 3.6843 | -1.6478 | -0.034932 | 0 | 0 | 0 | 0 | 0 | 0 | 0 | 0 | 0 | 0 | 0 | 0 | 0 | 0 | 0 | 0 | 0 | 0 | 0 | 54.0729 | 51.8748 | 40.527 | -18.126 | -0.38426 | 0 | 0 | 0 | 0 | 0
0.583333333333333389March | Resource 1 | Sublap 1 | 14:00 | 3 | 89 | March | 12000 | 0 | 0 | 0 | 0 | 0 | 0 | 0 | 0 | 0 | 0 | 0 | 0 | 0 | 0 | 4.9157 | 4.7159 | 3.6843 | -1.6478 | -0.034932 | 0 | 0 | 0 | 0 | 0 | 0 | 0 | 0 | 0 | 0 | 0 | 0 | 0 | 0 | 0 | 0 | 0 | 0 | 0 | 58.9886 | 56.5906 | 44.2113 | -19.7738 | -0.41919 | 0 | 0 | 0 | 0 | 0
0.583333333333333389April | Resource 1 | Sublap 1 | 14:00 | 3 | 89 | April | 13000 | 0 | 0 | 0 | 0 | 0 | 0 | 0 | 0 | 0 | 0 | 0 | 0 | 0 | 0 | 4.9157 | 4.7159 | 3.6843 | -1.6478 | -0.034932 | 0 | 0 | 0 | 0 | 0 | 0 | 0 | 0 | 0 | 0 | 0 | 0 | 0 | 0 | 0 | 0 | 0 | 0 | 0 | 63.9044 | 61.3065 | 47.8956 | -21.4217 | -0.45412 | 0 | 0 | 0 | 0 | 0
0.583333333333333389May | Resource 1 | Sublap 1 | 14:00 | 3 | 89 | May | 14000 | 0 | 0 | 0 | 0 | 0 | 0 | 0 | 0 | 0 | 0 | 0 | 0 | 0 | 0 | 4.9157 | 4.7159 | 3.6843 | -1.6478 | -0.034932 | 0 | 0 | 0 | 0 | 0 | 0 | 0 | 0 | 0 | 0 | 0 | 0 | 0 | 0 | 0 | 0 | 0 | 0 | 0 | 68.8201 | 66.0224 | 51.5798 | -23.0695 | -0.48905 | 0 | 0 | 0 | 0 | 0
0.583333333333333389June | Resource 1 | Sublap 1 | 14:00 | 3 | 89 | June | 15000 | 0 | 0 | 0 | 0 | 0 | 0 | 0 | 0 | 0 | 0 | 0 | 0 | 0 | 0 | 4.9157 | 4.7159 | 3.6843 | -1.6478 | -0.034932 | 0 | 0 | 0 | 0 | 0 | 0 | 0 | 0 | 0 | 0 | 0 | 0 | 0 | 0 | 0 | 0 | 0 | 0 | 0 | 73.7358 | 70.7383 | 55.2641 | -24.7173 | -0.52398 | 0 | 0 | 0 | 0 | 0
0.583333333333333389July | Resource 1 | Sublap 1 | 14:00 | 3 | 89 | July | 16000 | 0 | 0 | 0 | 0 | 0 | 0 | 0 | 0 | 0 | 0 | 0 | 0 | 0 | 0 | 4.9157 | 4.7159 | 3.6843 | -1.6478 | -0.034932 | 0 | 0 | 0 | 0 | 0 | 0 | 0 | 0 | 0 | 0 | 0 | 0 | 0 | 0 | 0 | 0 | 0 | 0 | 0 | 78.6515 | 75.4542 | 58.9484 | -26.3651 | -0.55892 | 0 | 0 | 0 | 0 | 0
0.583333333333333389August | Resource 1 | Sublap 1 | 14:00 | 3 | 89 | August | 17000 | 0 | 0 | 0 | 0 | 0 | 0 | 0 | 0 | 0 | 0 | 0 | 0 | 0 | 0 | 4.9157 | 4.7159 | 3.6843 | -1.6478 | -0.034932 | 0 | 0 | 0 | 0 | 0 | 0 | 0 | 0 | 0 | 0 | 0 | 0 | 0 | 0 | 0 | 0 | 0 | 0 | 0 | 83.5672 | 80.1701 | 62.6326 | -28.013 | -0.59385 | 0 | 0 | 0 | 0 | 0
0.583333333333333389September | Resource 1 | Sublap 1 | 14:00 | 3 | 89 | September | 18000 | 0 | 0 | 0 | 0 | 0 | 0 | 0 | 0 | 0 | 0 | 0 | 0 | 0 | 0 | 4.9157 | 4.7159 | 3.6843 | -1.6478 | -0.034932 | 0 | 0 | 0 | 0 | 0 | 0 | 0 | 0 | 0 | 0 | 0 | 0 | 0 | 0 | 0 | 0 | 0 | 0 | 0 | 88.4829 | 84.886 | 66.3169 | -29.6608 | -0.62878 | 0 | 0 | 0 | 0 | 0
0.583333333333333389October | Resource 1 | Sublap 1 | 14:00 | 3 | 89 | October | 19000 | 0 | 0 | 0 | 0 | 0 | 0 | 0 | 0 | 0 | 0 | 0 | 0 | 0 | 0 | 4.9157 | 4.7159 | 3.6843 | -1.6478 | -0.034932 | 0 | 0 | 0 | 0 | 0 | 0 | 0 | 0 | 0 | 0 | 0 | 0 | 0 | 0 | 0 | 0 | 0 | 0 | 0 | 93.3987 | 89.6018 | 70.0012 | -31.3086 | -0.66371 | 0 | 0 | 0 | 0 | 0
0.583333333333333389November | Resource 1 | Sublap 1 | 14:00 | 3 | 89 | November | 20000 | 0 | 0 | 0 | 0 | 0 | 0 | 0 | 0 | 0 | 0 | 0 | 0 | 0 | 0 | 4.9157 | 4.7159 | 3.6843 | -1.6478 | -0.034932 | 0 | 0 | 0 | 0 | 0 | 0 | 0 | 0 | 0 | 0 | 0 | 0 | 0 | 0 | 0 | 0 | 0 | 0 | 0 | 98.3144 | 94.3177 | 73.6855 | -32.9564 | -0.69865 | 0 | 0 | 0 | 0 | 0
0.583333333333333389December | Resource 1 | Sublap 1 | 14:00 | 3 | 89 | December | 21000 | 0 | 0 | 0 | 0 | 0 | 0 | 0 | 0 | 0 | 0 | 0 | 0 | 0 | 0 | 4.9157 | 4.7159 | 3.6843 | -1.6478 | -0.034932 | 0 | 0 | 0 | 0 | 0 | 0 | 0 | 0 | 0 | 0 | 0 | 0 | 0 | 0 | 0 | 0 | 0 | 0 | 0 | 103.2301 | 99.0336 | 77.3697 | -34.6042 | -0.73358 | 0 | 0 | 0 | 0 | 0
0.583333333333333390January | Resource 1 | Sublap 1 | 14:00 | 3 | 90 | January | 10000 | 0 | 0 | 0 | 0 | 0 | 0 | 0 | 0 | 0 | 0 | 0 | 0 | 0 | 0 | 5.8078 | 5.4736 | 4.1987 | -1.8638 | -0.039491 | 0 | 0 | 0 | 0 | 0 | 0 | 0 | 0 | 0 | 0 | 0 | 0 | 0 | 0 | 0 | 0 | 0 | 0 | 0 | 58.0779 | 54.7362 | 41.9871 | -18.6382 | -0.39491 | 0 | 0 | 0 | 0 | 0
0.583333333333333390February | Resource 1 | Sublap 1 | 14:00 | 3 | 90 | February | 11000 | 0 | 0 | 0 | 0 | 0 | 0 | 0 | 0 | 0 | 0 | 0 | 0 | 0 | 0 | 5.8078 | 5.4736 | 4.1987 | -1.8638 | -0.039491 | 0 | 0 | 0 | 0 | 0 | 0 | 0 | 0 | 0 | 0 | 0 | 0 | 0 | 0 | 0 | 0 | 0 | 0 | 0 | 63.8857 | 60.2098 | 46.1858 | -20.502 | -0.4344 | 0 | 0 | 0 | 0 | 0
0.583333333333333390March | Resource 1 | Sublap 1 | 14:00 | 3 | 90 | March | 12000 | 0 | 0 | 0 | 0 | 0 | 0 | 0 | 0 | 0 | 0 | 0 | 0 | 0 | 0 | 5.8078 | 5.4736 | 4.1987 | -1.8638 | -0.039491 | 0 | 0 | 0 | 0 | 0 | 0 | 0 | 0 | 0 | 0 | 0 | 0 | 0 | 0 | 0 | 0 | 0 | 0 | 0 | 69.6935 | 65.6834 | 50.3845 | -22.3658 | -0.47389 | 0 | 0 | 0 | 0 | 0
0.583333333333333390April | Resource 1 | Sublap 1 | 14:00 | 3 | 90 | April | 13000 | 0 | 0 | 0 | 0 | 0 | 0 | 0 | 0 | 0 | 0 | 0 | 0 | 0 | 0 | 5.8078 | 5.4736 | 4.1987 | -1.8638 | -0.039491 | 0 | 0 | 0 | 0 | 0 | 0 | 0 | 0 | 0 | 0 | 0 | 0 | 0 | 0 | 0 | 0 | 0 | 0 | 0 | 75.5013 | 71.157 | 54.5832 | -24.2296 | -0.51338 | 0 | 0 | 0 | 0 | 0
0.583333333333333390May | Resource 1 | Sublap 1 | 14:00 | 3 | 90 | May | 14000 | 0 | 0 | 0 | 0 | 0 | 0 | 0 | 0 | 0 | 0 | 0 | 0 | 0 | 0 | 5.8078 | 5.4736 | 4.1987 | -1.8638 | -0.039491 | 0 | 0 | 0 | 0 | 0 | 0 | 0 | 0 | 0 | 0 | 0 | 0 | 0 | 0 | 0 | 0 | 0 | 0 | 0 | 81.3091 | 76.6306 | 58.7819 | -26.0935 | -0.55287 | 0 | 0 | 0 | 0 | 0
0.583333333333333390June | Resource 1 | Sublap 1 | 14:00 | 3 | 90 | June | 15000 | 0 | 0 | 0 | 0 | 0 | 0 | 0 | 0 | 0 | 0 | 0 | 0 | 0 | 0 | 5.8078 | 5.4736 | 4.1987 | -1.8638 | -0.039491 | 0 | 0 | 0 | 0 | 0 | 0 | 0 | 0 | 0 | 0 | 0 | 0 | 0 | 0 | 0 | 0 | 0 | 0 | 0 | 87.1169 | 82.1043 | 62.9806 | -27.9573 | -0.59236 | 0 | 0 | 0 | 0 | 0
0.583333333333333390July | Resource 1 | Sublap 1 | 14:00 | 3 | 90 | July | 16000 | 0 | 0 | 0 | 0 | 0 | 0 | 0 | 0 | 0 | 0 | 0 | 0 | 0 | 0 | 5.8078 | 5.4736 | 4.1987 | -1.8638 | -0.039491 | 0 | 0 | 0 | 0 | 0 | 0 | 0 | 0 | 0 | 0 | 0 | 0 | 0 | 0 | 0 | 0 | 0 | 0 | 0 | 92.9247 | 87.5779 | 67.1793 | -29.8211 | -0.63185 | 0 | 0 | 0 | 0 | 0
0.583333333333333390August | Resource 1 | Sublap 1 | 14:00 | 3 | 90 | August | 17000 | 0 | 0 | 0 | 0 | 0 | 0 | 0 | 0 | 0 | 0 | 0 | 0 | 0 | 0 | 5.8078 | 5.4736 | 4.1987 | -1.8638 | -0.039491 | 0 | 0 | 0 | 0 | 0 | 0 | 0 | 0 | 0 | 0 | 0 | 0 | 0 | 0 | 0 | 0 | 0 | 0 | 0 | 98.7325 | 93.0515 | 71.378 | -31.6849 | -0.67134 | 0 | 0 | 0 | 0 | 0
0.583333333333333390September | Resource 1 | Sublap 1 | 14:00 | 3 | 90 | September | 18000 | 0 | 0 | 0 | 0 | 0 | 0 | 0 | 0 | 0 | 0 | 0 | 0 | 0 | 0 | 5.8078 | 5.4736 | 4.1987 | -1.8638 | -0.039491 | 0 | 0 | 0 | 0 | 0 | 0 | 0 | 0 | 0 | 0 | 0 | 0 | 0 | 0 | 0 | 0 | 0 | 0 | 0 | 104.5402 | 98.5251 | 75.5767 | -33.5487 | -0.71083 | 0 | 0 | 0 | 0 | 0
0.583333333333333390October | Resource 1 | Sublap 1 | 14:00 | 3 | 90 | October | 19000 | 0 | 0 | 0 | 0 | 0 | 0 | 0 | 0 | 0 | 0 | 0 | 0 | 0 | 0 | 5.8078 | 5.4736 | 4.1987 | -1.8638 | -0.039491 | 0 | 0 | 0 | 0 | 0 | 0 | 0 | 0 | 0 | 0 | 0 | 0 | 0 | 0 | 0 | 0 | 0 | 0 | 0 | 110.348 | 103.9987 | 79.7754 | -35.4126 | -0.75033 | 0 | 0 | 0 | 0 | 0
0.583333333333333390November | Resource 1 | Sublap 1 | 14:00 | 3 | 90 | November | 20000 | 0 | 0 | 0 | 0 | 0 | 0 | 0 | 0 | 0 | 0 | 0 | 0 | 0 | 0 | 5.8078 | 5.4736 | 4.1987 | -1.8638 | -0.039491 | 0 | 0 | 0 | 0 | 0 | 0 | 0 | 0 | 0 | 0 | 0 | 0 | 0 | 0 | 0 | 0 | 0 | 0 | 0 | 116.1558 | 109.4723 | 83.9741 | -37.2764 | -0.78982 | 0 | 0 | 0 | 0 | 0
0.583333333333333390December | Resource 1 | Sublap 1 | 14:00 | 3 | 90 | December | 21000 | 0 | 0 | 0 | 0 | 0 | 0 | 0 | 0 | 0 | 0 | 0 | 0 | 0 | 0 | 5.8078 | 5.4736 | 4.1987 | -1.8638 | -0.039491 | 0 | 0 | 0 | 0 | 0 | 0 | 0 | 0 | 0 | 0 | 0 | 0 | 0 | 0 | 0 | 0 | 0 | 0 | 0 | 121.9636 | 114.946 | 88.1728 | -39.1402 | -0.82931 | 0 | 0 | 0 | 0 | 0
0.583333333333333391January | Resource 1 | Sublap 1 | 14:00 | 3 | 91 | January | 10000 | 0 | 0 | 0 | 0 | 0 | 0 | 0 | 0 | 0 | 0 | 0 | 0 | 0 | 0 | 6.8118 | 6.5895 | 5.1194 | -2.1004 | -0.044483 | 0 | 0 | 0 | 0 | 0 | 0 | 0 | 0 | 0 | 0 | 0 | 0 | 0 | 0 | 0 | 0 | 0 | 0 | 0 | 68.1184 | 65.8948 | 51.1936 | -21.0037 | -0.44483 | 0 | 0 | 0 | 0 | 0
0.583333333333333391February | Resource 1 | Sublap 1 | 14:00 | 3 | 91 | February | 11000 | 0 | 0 | 0 | 0 | 0 | 0 | 0 | 0 | 0 | 0 | 0 | 0 | 0 | 0 | 6.8118 | 6.5895 | 5.1194 | -2.1004 | -0.044483 | 0 | 0 | 0 | 0 | 0 | 0 | 0 | 0 | 0 | 0 | 0 | 0 | 0 | 0 | 0 | 0 | 0 | 0 | 0 | 74.9303 | 72.4842 | 56.313 | -23.1041 | -0.48931 | 0 | 0 | 0 | 0 | 0
0.583333333333333391March | Resource 1 | Sublap 1 | 14:00 | 3 | 91 | March | 12000 | 0 | 0 | 0 | 0 | 0 | 0 | 0 | 0 | 0 | 0 | 0 | 0 | 0 | 0 | 6.8118 | 6.5895 | 5.1194 | -2.1004 | -0.044483 | 0 | 0 | 0 | 0 | 0 | 0 | 0 | 0 | 0 | 0 | 0 | 0 | 0 | 0 | 0 | 0 | 0 | 0 | 0 | 81.7421 | 79.0737 | 61.4323 | -25.2045 | -0.5338 | 0 | 0 | 0 | 0 | 0
0.583333333333333391April | Resource 1 | Sublap 1 | 14:00 | 3 | 91 | April | 13000 | 0 | 0 | 0 | 0 | 0 | 0 | 0 | 0 | 0 | 0 | 0 | 0 | 0 | 0 | 6.8118 | 6.5895 | 5.1194 | -2.1004 | -0.044483 | 0 | 0 | 0 | 0 | 0 | 0 | 0 | 0 | 0 | 0 | 0 | 0 | 0 | 0 | 0 | 0 | 0 | 0 | 0 | 88.554 | 85.6632 | 66.5517 | -27.3048 | -0.57828 | 0 | 0 | 0 | 0 | 0
0.583333333333333391May | Resource 1 | Sublap 1 | 14:00 | 3 | 91 | May | 14000 | 0 | 0 | 0 | 0 | 0 | 0 | 0 | 0 | 0 | 0 | 0 | 0 | 0 | 0 | 6.8118 | 6.5895 | 5.1194 | -2.1004 | -0.044483 | 0 | 0 | 0 | 0 | 0 | 0 | 0 | 0 | 0 | 0 | 0 | 0 | 0 | 0 | 0 | 0 | 0 | 0 | 0 | 95.3658 | 92.2527 | 71.6711 | -29.4052 | -0.62276 | 0 | 0 | 0 | 0 | 0
0.583333333333333391June | Resource 1 | Sublap 1 | 14:00 | 3 | 91 | June | 15000 | 0 | 0 | 0 | 0 | 0 | 0 | 0 | 0 | 0 | 0 | 0 | 0 | 0 | 0 | 6.8118 | 6.5895 | 5.1194 | -2.1004 | -0.044483 | 0 | 0 | 0 | 0 | 0 | 0 | 0 | 0 | 0 | 0 | 0 | 0 | 0 | 0 | 0 | 0 | 0 | 0 | 0 | 102.1777 | 98.8422 | 76.7904 | -31.5056 | -0.66725 | 0 | 0 | 0 | 0 | 0
0.583333333333333391July | Resource 1 | Sublap 1 | 14:00 | 3 | 91 | July | 16000 | 0 | 0 | 0 | 0 | 0 | 0 | 0 | 0 | 0 | 0 | 0 | 0 | 0 | 0 | 6.8118 | 6.5895 | 5.1194 | -2.1004 | -0.044483 | 0 | 0 | 0 | 0 | 0 | 0 | 0 | 0 | 0 | 0 | 0 | 0 | 0 | 0 | 0 | 0 | 0 | 0 | 0 | 108.9895 | 105.4316 | 81.9098 | -33.606 | -0.71173 | 0 | 0 | 0 | 0 | 0
0.583333333333333391August | Resource 1 | Sublap 1 | 14:00 | 3 | 91 | August | 17000 | 0 | 0 | 0 | 0 | 0 | 0 | 0 | 0 | 0 | 0 | 0 | 0 | 0 | 0 | 6.8118 | 6.5895 | 5.1194 | -2.1004 | -0.044483 | 0 | 0 | 0 | 0 | 0 | 0 | 0 | 0 | 0 | 0 | 0 | 0 | 0 | 0 | 0 | 0 | 0 | 0 | 0 | 115.8013 | 112.0211 | 87.0292 | -35.7063 | -0.75621 | 0 | 0 | 0 | 0 | 0
0.583333333333333391September | Resource 1 | Sublap 1 | 14:00 | 3 | 91 | September | 18000 | 0 | 0 | 0 | 0 | 0 | 0 | 0 | 0 | 0 | 0 | 0 | 0 | 0 | 0 | 6.8118 | 6.5895 | 5.1194 | -2.1004 | -0.044483 | 0 | 0 | 0 | 0 | 0 | 0 | 0 | 0 | 0 | 0 | 0 | 0 | 0 | 0 | 0 | 0 | 0 | 0 | 0 | 122.6132 | 118.6106 | 92.1485 | -37.8067 | -0.8007 | 0 | 0 | 0 | 0 | 0
0.583333333333333391October | Resource 1 | Sublap 1 | 14:00 | 3 | 91 | October | 19000 | 0 | 0 | 0 | 0 | 0 | 0 | 0 | 0 | 0 | 0 | 0 | 0 | 0 | 0 | 6.8118 | 6.5895 | 5.1194 | -2.1004 | -0.044483 | 0 | 0 | 0 | 0 | 0 | 0 | 0 | 0 | 0 | 0 | 0 | 0 | 0 | 0 | 0 | 0 | 0 | 0 | 0 | 129.425 | 125.2001 | 97.2679 | -39.9071 | -0.84518 | 0 | 0 | 0 | 0 | 0
0.583333333333333391November | Resource 1 | Sublap 1 | 14:00 | 3 | 91 | November | 20000 | 0 | 0 | 0 | 0 | 0 | 0 | 0 | 0 | 0 | 0 | 0 | 0 | 0 | 0 | 6.8118 | 6.5895 | 5.1194 | -2.1004 | -0.044483 | 0 | 0 | 0 | 0 | 0 | 0 | 0 | 0 | 0 | 0 | 0 | 0 | 0 | 0 | 0 | 0 | 0 | 0 | 0 | 136.2369 | 131.7895 | 102.3873 | -42.0075 | -0.88966 | 0 | 0 | 0 | 0 | 0
0.583333333333333391December | Resource 1 | Sublap 1 | 14:00 | 3 | 91 | December | 21000 | 0 | 0 | 0 | 0 | 0 | 0 | 0 | 0 | 0 | 0 | 0 | 0 | 0 | 0 | 6.8118 | 6.5895 | 5.1194 | -2.1004 | -0.044483 | 0 | 0 | 0 | 0 | 0 | 0 | 0 | 0 | 0 | 0 | 0 | 0 | 0 | 0 | 0 | 0 | 0 | 0 | 0 | 143.0487 | 138.379 | 107.5066 | -44.1078 | -0.93415 | 0 | 0 | 0 | 0 | 0
0.583333333333333392January | Resource 1 | Sublap 1 | 14:00 | 3 | 92 | January | 10000 | 0 | 0 | 0 | 0 | 0 | 0 | 0 | 0 | 0 | 0 | 0 | 0 | 0 | 0 | 7.2305 | 7.1306 | 5.502 | -2.1593 | -0.045727 | 0 | 0 | 0 | 0 | 0 | 0 | 0 | 0 | 0 | 0 | 0 | 0 | 0 | 0 | 0 | 0 | 0 | 0 | 0 | 72.3054 | 71.3064 | 55.0196 | -21.5933 | -0.45727 | 0 | 0 | 0 | 0 | 0
0.583333333333333392February | Resource 1 | Sublap 1 | 14:00 | 3 | 92 | February | 11000 | 0 | 0 | 0 | 0 | 0 | 0 | 0 | 0 | 0 | 0 | 0 | 0 | 0 | 0 | 7.2305 | 7.1306 | 5.502 | -2.1593 | -0.045727 | 0 | 0 | 0 | 0 | 0 | 0 | 0 | 0 | 0 | 0 | 0 | 0 | 0 | 0 | 0 | 0 | 0 | 0 | 0 | 79.5359 | 78.437 | 60.5215 | -23.7526 | -0.503 | 0 | 0 | 0 | 0 | 0
0.583333333333333392March | Resource 1 | Sublap 1 | 14:00 | 3 | 92 | March | 12000 | 0 | 0 | 0 | 0 | 0 | 0 | 0 | 0 | 0 | 0 | 0 | 0 | 0 | 0 | 7.2305 | 7.1306 | 5.502 | -2.1593 | -0.045727 | 0 | 0 | 0 | 0 | 0 | 0 | 0 | 0 | 0 | 0 | 0 | 0 | 0 | 0 | 0 | 0 | 0 | 0 | 0 | 86.7664 | 85.5676 | 66.0235 | -25.912 | -0.54873 | 0 | 0 | 0 | 0 | 0
0.583333333333333392April | Resource 1 | Sublap 1 | 14:00 | 3 | 92 | April | 13000 | 0 | 0 | 0 | 0 | 0 | 0 | 0 | 0 | 0 | 0 | 0 | 0 | 0 | 0 | 7.2305 | 7.1306 | 5.502 | -2.1593 | -0.045727 | 0 | 0 | 0 | 0 | 0 | 0 | 0 | 0 | 0 | 0 | 0 | 0 | 0 | 0 | 0 | 0 | 0 | 0 | 0 | 93.997 | 92.6983 | 71.5254 | -28.0713 | -0.59446 | 0 | 0 | 0 | 0 | 0
0.583333333333333392May | Resource 1 | Sublap 1 | 14:00 | 3 | 92 | May | 14000 | 0 | 0 | 0 | 0 | 0 | 0 | 0 | 0 | 0 | 0 | 0 | 0 | 0 | 0 | 7.2305 | 7.1306 | 5.502 | -2.1593 | -0.045727 | 0 | 0 | 0 | 0 | 0 | 0 | 0 | 0 | 0 | 0 | 0 | 0 | 0 | 0 | 0 | 0 | 0 | 0 | 0 | 101.2275 | 99.8289 | 77.0274 | -30.2306 | -0.64018 | 0 | 0 | 0 | 0 | 0
0.583333333333333392June | Resource 1 | Sublap 1 | 14:00 | 3 | 92 | June | 15000 | 0 | 0 | 0 | 0 | 0 | 0 | 0 | 0 | 0 | 0 | 0 | 0 | 0 | 0 | 7.2305 | 7.1306 | 5.502 | -2.1593 | -0.045727 | 0 | 0 | 0 | 0 | 0 | 0 | 0 | 0 | 0 | 0 | 0 | 0 | 0 | 0 | 0 | 0 | 0 | 0 | 0 | 108.4581 | 106.9595 | 82.5293 | -32.3899 | -0.68591 | 0 | 0 | 0 | 0 | 0
0.583333333333333392July | Resource 1 | Sublap 1 | 14:00 | 3 | 92 | July | 16000 | 0 | 0 | 0 | 0 | 0 | 0 | 0 | 0 | 0 | 0 | 0 | 0 | 0 | 0 | 7.2305 | 7.1306 | 5.502 | -2.1593 | -0.045727 | 0 | 0 | 0 | 0 | 0 | 0 | 0 | 0 | 0 | 0 | 0 | 0 | 0 | 0 | 0 | 0 | 0 | 0 | 0 | 115.6886 | 114.0902 | 88.0313 | -34.5493 | -0.73164 | 0 | 0 | 0 | 0 | 0
0.583333333333333392August | Resource 1 | Sublap 1 | 14:00 | 3 | 92 | August | 17000 | 0 | 0 | 0 | 0 | 0 | 0 | 0 | 0 | 0 | 0 | 0 | 0 | 0 | 0 | 7.2305 | 7.1306 | 5.502 | -2.1593 | -0.045727 | 0 | 0 | 0 | 0 | 0 | 0 | 0 | 0 | 0 | 0 | 0 | 0 | 0 | 0 | 0 | 0 | 0 | 0 | 0 | 122.9191 | 121.2208 | 93.5333 | -36.7086 | -0.77736 | 0 | 0 | 0 | 0 | 0
0.583333333333333392September | Resource 1 | Sublap 1 | 14:00 | 3 | 92 | September | 18000 | 0 | 0 | 0 | 0 | 0 | 0 | 0 | 0 | 0 | 0 | 0 | 0 | 0 | 0 | 7.2305 | 7.1306 | 5.502 | -2.1593 | -0.045727 | 0 | 0 | 0 | 0 | 0 | 0 | 0 | 0 | 0 | 0 | 0 | 0 | 0 | 0 | 0 | 0 | 0 | 0 | 0 | 130.1497 | 128.3515 | 99.0352 | -38.8679 | -0.82309 | 0 | 0 | 0 | 0 | 0
0.583333333333333392October | Resource 1 | Sublap 1 | 14:00 | 3 | 92 | October | 19000 | 0 | 0 | 0 | 0 | 0 | 0 | 0 | 0 | 0 | 0 | 0 | 0 | 0 | 0 | 7.2305 | 7.1306 | 5.502 | -2.1593 | -0.045727 | 0 | 0 | 0 | 0 | 0 | 0 | 0 | 0 | 0 | 0 | 0 | 0 | 0 | 0 | 0 | 0 | 0 | 0 | 0 | 137.3802 | 135.4821 | 104.5372 | -41.0272 | -0.86882 | 0 | 0 | 0 | 0 | 0
0.583333333333333392November | Resource 1 | Sublap 1 | 14:00 | 3 | 92 | November | 20000 | 0 | 0 | 0 | 0 | 0 | 0 | 0 | 0 | 0 | 0 | 0 | 0 | 0 | 0 | 7.2305 | 7.1306 | 5.502 | -2.1593 | -0.045727 | 0 | 0 | 0 | 0 | 0 | 0 | 0 | 0 | 0 | 0 | 0 | 0 | 0 | 0 | 0 | 0 | 0 | 0 | 0 | 144.6107 | 142.6127 | 110.0391 | -43.1866 | -0.91455 | 0 | 0 | 0 | 0 | 0
0.583333333333333392December | Resource 1 | Sublap 1 | 14:00 | 3 | 92 | December | 21000 | 0 | 0 | 0 | 0 | 0 | 0 | 0 | 0 | 0 | 0 | 0 | 0 | 0 | 0 | 7.2305 | 7.1306 | 5.502 | -2.1593 | -0.045727 | 0 | 0 | 0 | 0 | 0 | 0 | 0 | 0 | 0 | 0 | 0 | 0 | 0 | 0 | 0 | 0 | 0 | 0 | 0 | 151.8413 | 149.7434 | 115.5411 | -45.3459 | -0.96027 | 0 | 0 | 0 | 0 | 0
0.583333333333333393January | Resource 1 | Sublap 1 | 14:00 | 3 | 93 | January | 10000 | 0 | 0 | 0 | 0 | 0 | 0 | 0 | 0 | 0 | 0 | 0 | 0 | 0 | 0 | 7.7472 | 7.3205 | 5.8345 | -2.313 | -0.04897 | 0 | 0 | 0 | 0 | 0 | 0 | 0 | 0 | 0 | 0 | 0 | 0 | 0 | 0 | 0 | 0 | 0 | 0 | 0 | 77.4723 | 73.2051 | 58.3454 | -23.1298 | -0.4897 | 0 | 0 | 0 | 0 | 0
0.583333333333333393February | Resource 1 | Sublap 1 | 14:00 | 3 | 93 | February | 11000 | 0 | 0 | 0 | 0 | 0 | 0 | 0 | 0 | 0 | 0 | 0 | 0 | 0 | 0 | 7.7472 | 7.3205 | 5.8345 | -2.313 | -0.04897 | 0 | 0 | 0 | 0 | 0 | 0 | 0 | 0 | 0 | 0 | 0 | 0 | 0 | 0 | 0 | 0 | 0 | 0 | 0 | 85.2196 | 80.5256 | 64.18 | -25.4428 | -0.53867 | 0 | 0 | 0 | 0 | 0
0.583333333333333393March | Resource 1 | Sublap 1 | 14:00 | 3 | 93 | March | 12000 | 0 | 0 | 0 | 0 | 0 | 0 | 0 | 0 | 0 | 0 | 0 | 0 | 0 | 0 | 7.7472 | 7.3205 | 5.8345 | -2.313 | -0.04897 | 0 | 0 | 0 | 0 | 0 | 0 | 0 | 0 | 0 | 0 | 0 | 0 | 0 | 0 | 0 | 0 | 0 | 0 | 0 | 92.9668 | 87.8462 | 70.0145 | -27.7557 | -0.58764 | 0 | 0 | 0 | 0 | 0
0.583333333333333393April | Resource 1 | Sublap 1 | 14:00 | 3 | 93 | April | 13000 | 0 | 0 | 0 | 0 | 0 | 0 | 0 | 0 | 0 | 0 | 0 | 0 | 0 | 0 | 7.7472 | 7.3205 | 5.8345 | -2.313 | -0.04897 | 0 | 0 | 0 | 0 | 0 | 0 | 0 | 0 | 0 | 0 | 0 | 0 | 0 | 0 | 0 | 0 | 0 | 0 | 0 | 100.714 | 95.1667 | 75.849 | -30.0687 | -0.63661 | 0 | 0 | 0 | 0 | 0
0.583333333333333393May | Resource 1 | Sublap 1 | 14:00 | 3 | 93 | May | 14000 | 0 | 0 | 0 | 0 | 0 | 0 | 0 | 0 | 0 | 0 | 0 | 0 | 0 | 0 | 7.7472 | 7.3205 | 5.8345 | -2.313 | -0.04897 | 0 | 0 | 0 | 0 | 0 | 0 | 0 | 0 | 0 | 0 | 0 | 0 | 0 | 0 | 0 | 0 | 0 | 0 | 0 | 108.4613 | 102.4872 | 81.6836 | -32.3817 | -0.68558 | 0 | 0 | 0 | 0 | 0
0.583333333333333393June | Resource 1 | Sublap 1 | 14:00 | 3 | 93 | June | 15000 | 0 | 0 | 0 | 0 | 0 | 0 | 0 | 0 | 0 | 0 | 0 | 0 | 0 | 0 | 7.7472 | 7.3205 | 5.8345 | -2.313 | -0.04897 | 0 | 0 | 0 | 0 | 0 | 0 | 0 | 0 | 0 | 0 | 0 | 0 | 0 | 0 | 0 | 0 | 0 | 0 | 0 | 116.2085 | 109.8077 | 87.5181 | -34.6947 | -0.73455 | 0 | 0 | 0 | 0 | 0
0.583333333333333393July | Resource 1 | Sublap 1 | 14:00 | 3 | 93 | July | 16000 | 0 | 0 | 0 | 0 | 0 | 0 | 0 | 0 | 0 | 0 | 0 | 0 | 0 | 0 | 7.7472 | 7.3205 | 5.8345 | -2.313 | -0.04897 | 0 | 0 | 0 | 0 | 0 | 0 | 0 | 0 | 0 | 0 | 0 | 0 | 0 | 0 | 0 | 0 | 0 | 0 | 0 | 123.9557 | 117.1282 | 93.3526 | -37.0077 | -0.78352 | 0 | 0 | 0 | 0 | 0
0.583333333333333393August | Resource 1 | Sublap 1 | 14:00 | 3 | 93 | August | 17000 | 0 | 0 | 0 | 0 | 0 | 0 | 0 | 0 | 0 | 0 | 0 | 0 | 0 | 0 | 7.7472 | 7.3205 | 5.8345 | -2.313 | -0.04897 | 0 | 0 | 0 | 0 | 0 | 0 | 0 | 0 | 0 | 0 | 0 | 0 | 0 | 0 | 0 | 0 | 0 | 0 | 0 | 131.703 | 124.4487 | 99.1872 | -39.3206 | -0.83249 | 0 | 0 | 0 | 0 | 0
0.583333333333333393September | Resource 1 | Sublap 1 | 14:00 | 3 | 93 | September | 18000 | 0 | 0 | 0 | 0 | 0 | 0 | 0 | 0 | 0 | 0 | 0 | 0 | 0 | 0 | 7.7472 | 7.3205 | 5.8345 | -2.313 | -0.04897 | 0 | 0 | 0 | 0 | 0 | 0 | 0 | 0 | 0 | 0 | 0 | 0 | 0 | 0 | 0 | 0 | 0 | 0 | 0 | 139.4502 | 131.7692 | 105.0217 | -41.6336 | -0.88146 | 0 | 0 | 0 | 0 | 0
0.583333333333333393October | Resource 1 | Sublap 1 | 14:00 | 3 | 93 | October | 19000 | 0 | 0 | 0 | 0 | 0 | 0 | 0 | 0 | 0 | 0 | 0 | 0 | 0 | 0 | 7.7472 | 7.3205 | 5.8345 | -2.313 | -0.04897 | 0 | 0 | 0 | 0 | 0 | 0 | 0 | 0 | 0 | 0 | 0 | 0 | 0 | 0 | 0 | 0 | 0 | 0 | 0 | 147.1974 | 139.0898 | 110.8563 | -43.9466 | -0.93043 | 0 | 0 | 0 | 0 | 0
0.583333333333333393November | Resource 1 | Sublap 1 | 14:00 | 3 | 93 | November | 20000 | 0 | 0 | 0 | 0 | 0 | 0 | 0 | 0 | 0 | 0 | 0 | 0 | 0 | 0 | 7.7472 | 7.3205 | 5.8345 | -2.313 | -0.04897 | 0 | 0 | 0 | 0 | 0 | 0 | 0 | 0 | 0 | 0 | 0 | 0 | 0 | 0 | 0 | 0 | 0 | 0 | 0 | 154.9447 | 146.4103 | 116.6908 | -46.2596 | -0.9794 | 0 | 0 | 0 | 0 | 0
0.583333333333333393December | Resource 1 | Sublap 1 | 14:00 | 3 | 93 | December | 21000 | 0 | 0 | 0 | 0 | 0 | 0 | 0 | 0 | 0 | 0 | 0 | 0 | 0 | 0 | 7.7472 | 7.3205 | 5.8345 | -2.313 | -0.04897 | 0 | 0 | 0 | 0 | 0 | 0 | 0 | 0 | 0 | 0 | 0 | 0 | 0 | 0 | 0 | 0 | 0 | 0 | 0 | 162.6919 | 153.7308 | 122.5254 | -48.5726 | -1.0284 | 0 | 0 | 0 | 0 | 0
0.583333333333333394January | Resource 1 | Sublap 1 | 14:00 | 3 | 94 | January | 10000 | 0 | 0 | 0 | 0 | 0 | 0 | 0 | 0 | 0 | 0 | 0 | 0 | 0 | 0 | 7.7535 | 7.3429 | 5.6249 | -2.3158 | -0.04903 | 0 | 0 | 0 | 0 | 0 | 0 | 0 | 0 | 0 | 0 | 0 | 0 | 0 | 0 | 0 | 0 | 0 | 0 | 0 | 77.5352 | 73.4289 | 56.2494 | -23.1584 | -0.4903 | 0 | 0 | 0 | 0 | 0
0.583333333333333394February | Resource 1 | Sublap 1 | 14:00 | 3 | 94 | February | 11000 | 0 | 0 | 0 | 0 | 0 | 0 | 0 | 0 | 0 | 0 | 0 | 0 | 0 | 0 | 7.7535 | 7.3429 | 5.6249 | -2.3158 | -0.04903 | 0 | 0 | 0 | 0 | 0 | 0 | 0 | 0 | 0 | 0 | 0 | 0 | 0 | 0 | 0 | 0 | 0 | 0 | 0 | 85.2887 | 80.7717 | 61.8743 | -25.4743 | -0.53933 | 0 | 0 | 0 | 0 | 0
0.583333333333333394March | Resource 1 | Sublap 1 | 14:00 | 3 | 94 | March | 12000 | 0 | 0 | 0 | 0 | 0 | 0 | 0 | 0 | 0 | 0 | 0 | 0 | 0 | 0 | 7.7535 | 7.3429 | 5.6249 | -2.3158 | -0.04903 | 0 | 0 | 0 | 0 | 0 | 0 | 0 | 0 | 0 | 0 | 0 | 0 | 0 | 0 | 0 | 0 | 0 | 0 | 0 | 93.0423 | 88.1146 | 67.4993 | -27.7901 | -0.58836 | 0 | 0 | 0 | 0 | 0
0.583333333333333394April | Resource 1 | Sublap 1 | 14:00 | 3 | 94 | April | 13000 | 0 | 0 | 0 | 0 | 0 | 0 | 0 | 0 | 0 | 0 | 0 | 0 | 0 | 0 | 7.7535 | 7.3429 | 5.6249 | -2.3158 | -0.04903 | 0 | 0 | 0 | 0 | 0 | 0 | 0 | 0 | 0 | 0 | 0 | 0 | 0 | 0 | 0 | 0 | 0 | 0 | 0 | 100.7958 | 95.4575 | 73.1242 | -30.1059 | -0.6374 | 0 | 0 | 0 | 0 | 0
0.583333333333333394May | Resource 1 | Sublap 1 | 14:00 | 3 | 94 | May | 14000 | 0 | 0 | 0 | 0 | 0 | 0 | 0 | 0 | 0 | 0 | 0 | 0 | 0 | 0 | 7.7535 | 7.3429 | 5.6249 | -2.3158 | -0.04903 | 0 | 0 | 0 | 0 | 0 | 0 | 0 | 0 | 0 | 0 | 0 | 0 | 0 | 0 | 0 | 0 | 0 | 0 | 0 | 108.5493 | 102.8004 | 78.7491 | -32.4218 | -0.68643 | 0 | 0 | 0 | 0 | 0
0.583333333333333394June | Resource 1 | Sublap 1 | 14:00 | 3 | 94 | June | 15000 | 0 | 0 | 0 | 0 | 0 | 0 | 0 | 0 | 0 | 0 | 0 | 0 | 0 | 0 | 7.7535 | 7.3429 | 5.6249 | -2.3158 | -0.04903 | 0 | 0 | 0 | 0 | 0 | 0 | 0 | 0 | 0 | 0 | 0 | 0 | 0 | 0 | 0 | 0 | 0 | 0 | 0 | 116.3028 | 110.1433 | 84.3741 | -34.7376 | -0.73546 | 0 | 0 | 0 | 0 | 0
0.583333333333333394July | Resource 1 | Sublap 1 | 14:00 | 3 | 94 | July | 16000 | 0 | 0 | 0 | 0 | 0 | 0 | 0 | 0 | 0 | 0 | 0 | 0 | 0 | 0 | 7.7535 | 7.3429 | 5.6249 | -2.3158 | -0.04903 | 0 | 0 | 0 | 0 | 0 | 0 | 0 | 0 | 0 | 0 | 0 | 0 | 0 | 0 | 0 | 0 | 0 | 0 | 0 | 124.0564 | 117.4862 | 89.999 | -37.0535 | -0.78449 | 0 | 0 | 0 | 0 | 0
0.583333333333333394August | Resource 1 | Sublap 1 | 14:00 | 3 | 94 | August | 17000 | 0 | 0 | 0 | 0 | 0 | 0 | 0 | 0 | 0 | 0 | 0 | 0 | 0 | 0 | 7.7535 | 7.3429 | 5.6249 | -2.3158 | -0.04903 | 0 | 0 | 0 | 0 | 0 | 0 | 0 | 0 | 0 | 0 | 0 | 0 | 0 | 0 | 0 | 0 | 0 | 0 | 0 | 131.8099 | 124.8291 | 95.6239 | -39.3693 | -0.83352 | 0 | 0 | 0 | 0 | 0
0.583333333333333394September | Resource 1 | Sublap 1 | 14:00 | 3 | 94 | September | 18000 | 0 | 0 | 0 | 0 | 0 | 0 | 0 | 0 | 0 | 0 | 0 | 0 | 0 | 0 | 7.7535 | 7.3429 | 5.6249 | -2.3158 | -0.04903 | 0 | 0 | 0 | 0 | 0 | 0 | 0 | 0 | 0 | 0 | 0 | 0 | 0 | 0 | 0 | 0 | 0 | 0 | 0 | 139.5634 | 132.172 | 101.2489 | -41.6852 | -0.88255 | 0 | 0 | 0 | 0 | 0
0.583333333333333394October | Resource 1 | Sublap 1 | 14:00 | 3 | 94 | October | 19000 | 0 | 0 | 0 | 0 | 0 | 0 | 0 | 0 | 0 | 0 | 0 | 0 | 0 | 0 | 7.7535 | 7.3429 | 5.6249 | -2.3158 | -0.04903 | 0 | 0 | 0 | 0 | 0 | 0 | 0 | 0 | 0 | 0 | 0 | 0 | 0 | 0 | 0 | 0 | 0 | 0 | 0 | 147.3169 | 139.5148 | 106.8738 | -44.001 | -0.93158 | 0 | 0 | 0 | 0 | 0
0.583333333333333394November | Resource 1 | Sublap 1 | 14:00 | 3 | 94 | November | 20000 | 0 | 0 | 0 | 0 | 0 | 0 | 0 | 0 | 0 | 0 | 0 | 0 | 0 | 0 | 7.7535 | 7.3429 | 5.6249 | -2.3158 | -0.04903 | 0 | 0 | 0 | 0 | 0 | 0 | 0 | 0 | 0 | 0 | 0 | 0 | 0 | 0 | 0 | 0 | 0 | 0 | 0 | 155.0704 | 146.8577 | 112.4988 | -46.3168 | -0.98061 | 0 | 0 | 0 | 0 | 0
0.583333333333333394December | Resource 1 | Sublap 1 | 14:00 | 3 | 94 | December | 21000 | 0 | 0 | 0 | 0 | 0 | 0 | 0 | 0 | 0 | 0 | 0 | 0 | 0 | 0 | 7.7535 | 7.3429 | 5.6249 | -2.3158 | -0.04903 | 0 | 0 | 0 | 0 | 0 | 0 | 0 | 0 | 0 | 0 | 0 | 0 | 0 | 0 | 0 | 0 | 0 | 0 | 0 | 162.824 | 154.2006 | 118.1237 | -48.6327 | -1.0296 | 0 | 0 | 0 | 0 | 0
0.583333333333333395January | Resource 1 | Sublap 1 | 14:00 | 3 | 95 | January | 10000 | 0 | 0 | 0 | 0 | 0 | 0 | 0 | 0 | 0 | 0 | 0 | 0 | 0 | 0 | 10.2552 | 10.9577 | 8.8714 | -3.0265 | -0.064028 | 0 | 0 | 0 | 0 | 0 | 0 | 0 | 0 | 0 | 0 | 0 | 0 | 0 | 0 | 0 | 0 | 0 | 0 | 0 | 102.5524 | 109.5769 | 88.7136 | -30.2647 | -0.64028 | 0 | 0 | 0 | 0 | 0
0.583333333333333395February | Resource 1 | Sublap 1 | 14:00 | 3 | 95 | February | 11000 | 0 | 0 | 0 | 0 | 0 | 0 | 0 | 0 | 0 | 0 | 0 | 0 | 0 | 0 | 10.2552 | 10.9577 | 8.8714 | -3.0265 | -0.064028 | 0 | 0 | 0 | 0 | 0 | 0 | 0 | 0 | 0 | 0 | 0 | 0 | 0 | 0 | 0 | 0 | 0 | 0 | 0 | 112.8076 | 120.5346 | 97.585 | -33.2911 | -0.7043 | 0 | 0 | 0 | 0 | 0
0.583333333333333395March | Resource 1 | Sublap 1 | 14:00 | 3 | 95 | March | 12000 | 0 | 0 | 0 | 0 | 0 | 0 | 0 | 0 | 0 | 0 | 0 | 0 | 0 | 0 | 10.2552 | 10.9577 | 8.8714 | -3.0265 | -0.064028 | 0 | 0 | 0 | 0 | 0 | 0 | 0 | 0 | 0 | 0 | 0 | 0 | 0 | 0 | 0 | 0 | 0 | 0 | 0 | 123.0629 | 131.4923 | 106.4564 | -36.3176 | -0.76833 | 0 | 0 | 0 | 0 | 0
0.583333333333333395April | Resource 1 | Sublap 1 | 14:00 | 3 | 95 | April | 13000 | 0 | 0 | 0 | 0 | 0 | 0 | 0 | 0 | 0 | 0 | 0 | 0 | 0 | 0 | 10.2552 | 10.9577 | 8.8714 | -3.0265 | -0.064028 | 0 | 0 | 0 | 0 | 0 | 0 | 0 | 0 | 0 | 0 | 0 | 0 | 0 | 0 | 0 | 0 | 0 | 0 | 0 | 133.3181 | 142.45 | 115.3277 | -39.3441 | -0.83236 | 0 | 0 | 0 | 0 | 0
0.583333333333333395May | Resource 1 | Sublap 1 | 14:00 | 3 | 95 | May | 14000 | 0 | 0 | 0 | 0 | 0 | 0 | 0 | 0 | 0 | 0 | 0 | 0 | 0 | 0 | 10.2552 | 10.9577 | 8.8714 | -3.0265 | -0.064028 | 0 | 0 | 0 | 0 | 0 | 0 | 0 | 0 | 0 | 0 | 0 | 0 | 0 | 0 | 0 | 0 | 0 | 0 | 0 | 143.5734 | 153.4077 | 124.1991 | -42.3705 | -0.89639 | 0 | 0 | 0 | 0 | 0
0.583333333333333395June | Resource 1 | Sublap 1 | 14:00 | 3 | 95 | June | 15000 | 0 | 0 | 0 | 0 | 0 | 0 | 0 | 0 | 0 | 0 | 0 | 0 | 0 | 0 | 10.2552 | 10.9577 | 8.8714 | -3.0265 | -0.064028 | 0 | 0 | 0 | 0 | 0 | 0 | 0 | 0 | 0 | 0 | 0 | 0 | 0 | 0 | 0 | 0 | 0 | 0 | 0 | 153.8286 | 164.3654 | 133.0704 | -45.397 | -0.96041 | 0 | 0 | 0 | 0 | 0
0.583333333333333395July | Resource 1 | Sublap 1 | 14:00 | 3 | 95 | July | 16000 | 0 | 0 | 0 | 0 | 0 | 0 | 0 | 0 | 0 | 0 | 0 | 0 | 0 | 0 | 10.2552 | 10.9577 | 8.8714 | -3.0265 | -0.064028 | 0 | 0 | 0 | 0 | 0 | 0 | 0 | 0 | 0 | 0 | 0 | 0 | 0 | 0 | 0 | 0 | 0 | 0 | 0 | 164.0838 | 175.323 | 141.9418 | -48.4235 | -1.0244 | 0 | 0 | 0 | 0 | 0
0.583333333333333395August | Resource 1 | Sublap 1 | 14:00 | 3 | 95 | August | 17000 | 0 | 0 | 0 | 0 | 0 | 0 | 0 | 0 | 0 | 0 | 0 | 0 | 0 | 0 | 10.2552 | 10.9577 | 8.8714 | -3.0265 | -0.064028 | 0 | 0 | 0 | 0 | 0 | 0 | 0 | 0 | 0 | 0 | 0 | 0 | 0 | 0 | 0 | 0 | 0 | 0 | 0 | 174.3391 | 186.2807 | 150.8132 | -51.4499 | -1.0885 | 0 | 0 | 0 | 0 | 0
0.583333333333333395September | Resource 1 | Sublap 1 | 14:00 | 3 | 95 | September | 18000 | 0 | 0 | 0 | 0 | 0 | 0 | 0 | 0 | 0 | 0 | 0 | 0 | 0 | 0 | 10.2552 | 10.9577 | 8.8714 | -3.0265 | -0.064028 | 0 | 0 | 0 | 0 | 0 | 0 | 0 | 0 | 0 | 0 | 0 | 0 | 0 | 0 | 0 | 0 | 0 | 0 | 0 | 184.5943 | 197.2384 | 159.6846 | -54.4764 | -1.1525 | 0 | 0 | 0 | 0 | 0
0.583333333333333395October | Resource 1 | Sublap 1 | 14:00 | 3 | 95 | October | 19000 | 0 | 0 | 0 | 0 | 0 | 0 | 0 | 0 | 0 | 0 | 0 | 0 | 0 | 0 | 10.2552 | 10.9577 | 8.8714 | -3.0265 | -0.064028 | 0 | 0 | 0 | 0 | 0 | 0 | 0 | 0 | 0 | 0 | 0 | 0 | 0 | 0 | 0 | 0 | 0 | 0 | 0 | 194.8496 | 208.1961 | 168.5559 | -57.5029 | -1.2165 | 0 | 0 | 0 | 0 | 0
0.583333333333333395November | Resource 1 | Sublap 1 | 14:00 | 3 | 95 | November | 20000 | 0 | 0 | 0 | 0 | 0 | 0 | 0 | 0 | 0 | 0 | 0 | 0 | 0 | 0 | 10.2552 | 10.9577 | 8.8714 | -3.0265 | -0.064028 | 0 | 0 | 0 | 0 | 0 | 0 | 0 | 0 | 0 | 0 | 0 | 0 | 0 | 0 | 0 | 0 | 0 | 0 | 0 | 205.1048 | 219.1538 | 177.4273 | -60.5293 | -1.2806 | 0 | 0 | 0 | 0 | 0
0.583333333333333395December | Resource 1 | Sublap 1 | 14:00 | 3 | 95 | December | 21000 | 0 | 0 | 0 | 0 | 0 | 0 | 0 | 0 | 0 | 0 | 0 | 0 | 0 | 0 | 10.2552 | 10.9577 | 8.8714 | -3.0265 | -0.064028 | 0 | 0 | 0 | 0 | 0 | 0 | 0 | 0 | 0 | 0 | 0 | 0 | 0 | 0 | 0 | 0 | 0 | 0 | 0 | 215.36 | 230.1115 | 186.2986 | -63.5558 | -1.3446 | 0 | 0 | 0 | 0 | 0
0.583333333333333396January | Resource 1 | Sublap 1 | 14:00 | 3 | 96 | January | 10000 | 0 | 0 | 0 | 0 | 0 | 0 | 0 | 0 | 0 | 0 | 0 | 0 | 0 | 0 | 9.1247 | 9.7578 | 7.8746 | -2.6941 | -0.057013 | 0 | 0 | 0 | 0 | 0 | 0 | 0 | 0 | 0 | 0 | 0 | 0 | 0 | 0 | 0 | 0 | 0 | 0 | 0 | 91.2466 | 97.5783 | 78.7461 | -26.9407 | -0.57013 | 0 | 0 | 0 | 0 | 0
0.583333333333333396February | Resource 1 | Sublap 1 | 14:00 | 3 | 96 | February | 11000 | 0 | 0 | 0 | 0 | 0 | 0 | 0 | 0 | 0 | 0 | 0 | 0 | 0 | 0 | 9.1247 | 9.7578 | 7.8746 | -2.6941 | -0.057013 | 0 | 0 | 0 | 0 | 0 | 0 | 0 | 0 | 0 | 0 | 0 | 0 | 0 | 0 | 0 | 0 | 0 | 0 | 0 | 100.3712 | 107.3361 | 86.6207 | -29.6348 | -0.62714 | 0 | 0 | 0 | 0 | 0
0.583333333333333396March | Resource 1 | Sublap 1 | 14:00 | 3 | 96 | March | 12000 | 0 | 0 | 0 | 0 | 0 | 0 | 0 | 0 | 0 | 0 | 0 | 0 | 0 | 0 | 9.1247 | 9.7578 | 7.8746 | -2.6941 | -0.057013 | 0 | 0 | 0 | 0 | 0 | 0 | 0 | 0 | 0 | 0 | 0 | 0 | 0 | 0 | 0 | 0 | 0 | 0 | 0 | 109.4959 | 117.0939 | 94.4953 | -32.3289 | -0.68415 | 0 | 0 | 0 | 0 | 0
0.583333333333333396April | Resource 1 | Sublap 1 | 14:00 | 3 | 96 | April | 13000 | 0 | 0 | 0 | 0 | 0 | 0 | 0 | 0 | 0 | 0 | 0 | 0 | 0 | 0 | 9.1247 | 9.7578 | 7.8746 | -2.6941 | -0.057013 | 0 | 0 | 0 | 0 | 0 | 0 | 0 | 0 | 0 | 0 | 0 | 0 | 0 | 0 | 0 | 0 | 0 | 0 | 0 | 118.6205 | 126.8517 | 102.3699 | -35.023 | -0.74117 | 0 | 0 | 0 | 0 | 0
0.583333333333333396May | Resource 1 | Sublap 1 | 14:00 | 3 | 96 | May | 14000 | 0 | 0 | 0 | 0 | 0 | 0 | 0 | 0 | 0 | 0 | 0 | 0 | 0 | 0 | 9.1247 | 9.7578 | 7.8746 | -2.6941 | -0.057013 | 0 | 0 | 0 | 0 | 0 | 0 | 0 | 0 | 0 | 0 | 0 | 0 | 0 | 0 | 0 | 0 | 0 | 0 | 0 | 127.7452 | 136.6096 | 110.2445 | -37.717 | -0.79818 | 0 | 0 | 0 | 0 | 0
0.583333333333333396June | Resource 1 | Sublap 1 | 14:00 | 3 | 96 | June | 15000 | 0 | 0 | 0 | 0 | 0 | 0 | 0 | 0 | 0 | 0 | 0 | 0 | 0 | 0 | 9.1247 | 9.7578 | 7.8746 | -2.6941 | -0.057013 | 0 | 0 | 0 | 0 | 0 | 0 | 0 | 0 | 0 | 0 | 0 | 0 | 0 | 0 | 0 | 0 | 0 | 0 | 0 | 136.8698 | 146.3674 | 118.1191 | -40.4111 | -0.85519 | 0 | 0 | 0 | 0 | 0
0.583333333333333396July | Resource 1 | Sublap 1 | 14:00 | 3 | 96 | July | 16000 | 0 | 0 | 0 | 0 | 0 | 0 | 0 | 0 | 0 | 0 | 0 | 0 | 0 | 0 | 9.1247 | 9.7578 | 7.8746 | -2.6941 | -0.057013 | 0 | 0 | 0 | 0 | 0 | 0 | 0 | 0 | 0 | 0 | 0 | 0 | 0 | 0 | 0 | 0 | 0 | 0 | 0 | 145.9945 | 156.1252 | 125.9937 | -43.1052 | -0.9122 | 0 | 0 | 0 | 0 | 0
0.583333333333333396August | Resource 1 | Sublap 1 | 14:00 | 3 | 96 | August | 17000 | 0 | 0 | 0 | 0 | 0 | 0 | 0 | 0 | 0 | 0 | 0 | 0 | 0 | 0 | 9.1247 | 9.7578 | 7.8746 | -2.6941 | -0.057013 | 0 | 0 | 0 | 0 | 0 | 0 | 0 | 0 | 0 | 0 | 0 | 0 | 0 | 0 | 0 | 0 | 0 | 0 | 0 | 155.1192 | 165.883 | 133.8683 | -45.7993 | -0.96922 | 0 | 0 | 0 | 0 | 0
0.583333333333333396September | Resource 1 | Sublap 1 | 14:00 | 3 | 96 | September | 18000 | 0 | 0 | 0 | 0 | 0 | 0 | 0 | 0 | 0 | 0 | 0 | 0 | 0 | 0 | 9.1247 | 9.7578 | 7.8746 | -2.6941 | -0.057013 | 0 | 0 | 0 | 0 | 0 | 0 | 0 | 0 | 0 | 0 | 0 | 0 | 0 | 0 | 0 | 0 | 0 | 0 | 0 | 164.2438 | 175.6409 | 141.7429 | -48.4933 | -1.0262 | 0 | 0 | 0 | 0 | 0
0.583333333333333396October | Resource 1 | Sublap 1 | 14:00 | 3 | 96 | October | 19000 | 0 | 0 | 0 | 0 | 0 | 0 | 0 | 0 | 0 | 0 | 0 | 0 | 0 | 0 | 9.1247 | 9.7578 | 7.8746 | -2.6941 | -0.057013 | 0 | 0 | 0 | 0 | 0 | 0 | 0 | 0 | 0 | 0 | 0 | 0 | 0 | 0 | 0 | 0 | 0 | 0 | 0 | 173.3685 | 185.3987 | 149.6175 | -51.1874 | -1.0832 | 0 | 0 | 0 | 0 | 0
0.583333333333333396November | Resource 1 | Sublap 1 | 14:00 | 3 | 96 | November | 20000 | 0 | 0 | 0 | 0 | 0 | 0 | 0 | 0 | 0 | 0 | 0 | 0 | 0 | 0 | 9.1247 | 9.7578 | 7.8746 | -2.6941 | -0.057013 | 0 | 0 | 0 | 0 | 0 | 0 | 0 | 0 | 0 | 0 | 0 | 0 | 0 | 0 | 0 | 0 | 0 | 0 | 0 | 182.4931 | 195.1565 | 157.4921 | -53.8815 | -1.1403 | 0 | 0 | 0 | 0 | 0
0.583333333333333396December | Resource 1 | Sublap 1 | 14:00 | 3 | 96 | December | 21000 | 0 | 0 | 0 | 0 | 0 | 0 | 0 | 0 | 0 | 0 | 0 | 0 | 0 | 0 | 9.1247 | 9.7578 | 7.8746 | -2.6941 | -0.057013 | 0 | 0 | 0 | 0 | 0 | 0 | 0 | 0 | 0 | 0 | 0 | 0 | 0 | 0 | 0 | 0 | 0 | 0 | 0 | 191.6178 | 204.9144 | 165.3667 | -56.5756 | -1.1973 | 0 | 0 | 0 | 0 | 0
0.583333333333333397January | Resource 1 | Sublap 1 | 14:00 | 3 | 97 | January | 10000 | 0 | 0 | 0 | 0 | 0 | 0 | 0 | 0 | 0 | 0 | 0 | 0 | 0 | 0 | 8.5023 | 9.0102 | 7.0263 | -2.5016 | -0.05295 | 0 | 0 | 0 | 0 | 0 | 0 | 0 | 0 | 0 | 0 | 0 | 0 | 0 | 0 | 0 | 0 | 0 | 0 | 0 | 85.0231 | 90.1025 | 70.2626 | -25.0158 | -0.5295 | 0 | 0 | 0 | 0 | 0
0.583333333333333397February | Resource 1 | Sublap 1 | 14:00 | 3 | 97 | February | 11000 | 0 | 0 | 0 | 0 | 0 | 0 | 0 | 0 | 0 | 0 | 0 | 0 | 0 | 0 | 8.5023 | 9.0102 | 7.0263 | -2.5016 | -0.05295 | 0 | 0 | 0 | 0 | 0 | 0 | 0 | 0 | 0 | 0 | 0 | 0 | 0 | 0 | 0 | 0 | 0 | 0 | 0 | 93.5254 | 99.1128 | 77.2889 | -27.5174 | -0.58245 | 0 | 0 | 0 | 0 | 0
0.583333333333333397March | Resource 1 | Sublap 1 | 14:00 | 3 | 97 | March | 12000 | 0 | 0 | 0 | 0 | 0 | 0 | 0 | 0 | 0 | 0 | 0 | 0 | 0 | 0 | 8.5023 | 9.0102 | 7.0263 | -2.5016 | -0.05295 | 0 | 0 | 0 | 0 | 0 | 0 | 0 | 0 | 0 | 0 | 0 | 0 | 0 | 0 | 0 | 0 | 0 | 0 | 0 | 102.0277 | 108.123 | 84.3152 | -30.019 | -0.6354 | 0 | 0 | 0 | 0 | 0
0.583333333333333397April | Resource 1 | Sublap 1 | 14:00 | 3 | 97 | April | 13000 | 0 | 0 | 0 | 0 | 0 | 0 | 0 | 0 | 0 | 0 | 0 | 0 | 0 | 0 | 8.5023 | 9.0102 | 7.0263 | -2.5016 | -0.05295 | 0 | 0 | 0 | 0 | 0 | 0 | 0 | 0 | 0 | 0 | 0 | 0 | 0 | 0 | 0 | 0 | 0 | 0 | 0 | 110.5301 | 117.1333 | 91.3414 | -32.5206 | -0.68835 | 0 | 0 | 0 | 0 | 0
0.583333333333333397May | Resource 1 | Sublap 1 | 14:00 | 3 | 97 | May | 14000 | 0 | 0 | 0 | 0 | 0 | 0 | 0 | 0 | 0 | 0 | 0 | 0 | 0 | 0 | 8.5023 | 9.0102 | 7.0263 | -2.5016 | -0.05295 | 0 | 0 | 0 | 0 | 0 | 0 | 0 | 0 | 0 | 0 | 0 | 0 | 0 | 0 | 0 | 0 | 0 | 0 | 0 | 119.0324 | 126.1435 | 98.3677 | -35.0221 | -0.7413 | 0 | 0 | 0 | 0 | 0
0.583333333333333397June | Resource 1 | Sublap 1 | 14:00 | 3 | 97 | June | 15000 | 0 | 0 | 0 | 0 | 0 | 0 | 0 | 0 | 0 | 0 | 0 | 0 | 0 | 0 | 8.5023 | 9.0102 | 7.0263 | -2.5016 | -0.05295 | 0 | 0 | 0 | 0 | 0 | 0 | 0 | 0 | 0 | 0 | 0 | 0 | 0 | 0 | 0 | 0 | 0 | 0 | 0 | 127.5347 | 135.1537 | 105.394 | -37.5237 | -0.79425 | 0 | 0 | 0 | 0 | 0
0.583333333333333397July | Resource 1 | Sublap 1 | 14:00 | 3 | 97 | July | 16000 | 0 | 0 | 0 | 0 | 0 | 0 | 0 | 0 | 0 | 0 | 0 | 0 | 0 | 0 | 8.5023 | 9.0102 | 7.0263 | -2.5016 | -0.05295 | 0 | 0 | 0 | 0 | 0 | 0 | 0 | 0 | 0 | 0 | 0 | 0 | 0 | 0 | 0 | 0 | 0 | 0 | 0 | 136.037 | 144.164 | 112.4202 | -40.0253 | -0.8472 | 0 | 0 | 0 | 0 | 0
0.583333333333333397August | Resource 1 | Sublap 1 | 14:00 | 3 | 97 | August | 17000 | 0 | 0 | 0 | 0 | 0 | 0 | 0 | 0 | 0 | 0 | 0 | 0 | 0 | 0 | 8.5023 | 9.0102 | 7.0263 | -2.5016 | -0.05295 | 0 | 0 | 0 | 0 | 0 | 0 | 0 | 0 | 0 | 0 | 0 | 0 | 0 | 0 | 0 | 0 | 0 | 0 | 0 | 144.5393 | 153.1743 | 119.4465 | -42.5269 | -0.90015 | 0 | 0 | 0 | 0 | 0
0.583333333333333397September | Resource 1 | Sublap 1 | 14:00 | 3 | 97 | September | 18000 | 0 | 0 | 0 | 0 | 0 | 0 | 0 | 0 | 0 | 0 | 0 | 0 | 0 | 0 | 8.5023 | 9.0102 | 7.0263 | -2.5016 | -0.05295 | 0 | 0 | 0 | 0 | 0 | 0 | 0 | 0 | 0 | 0 | 0 | 0 | 0 | 0 | 0 | 0 | 0 | 0 | 0 | 153.0416 | 162.1845 | 126.4728 | -45.0284 | -0.9531 | 0 | 0 | 0 | 0 | 0
0.583333333333333397October | Resource 1 | Sublap 1 | 14:00 | 3 | 97 | October | 19000 | 0 | 0 | 0 | 0 | 0 | 0 | 0 | 0 | 0 | 0 | 0 | 0 | 0 | 0 | 8.5023 | 9.0102 | 7.0263 | -2.5016 | -0.05295 | 0 | 0 | 0 | 0 | 0 | 0 | 0 | 0 | 0 | 0 | 0 | 0 | 0 | 0 | 0 | 0 | 0 | 0 | 0 | 161.5439 | 171.1947 | 133.499 | -47.53 | -1.0061 | 0 | 0 | 0 | 0 | 0
0.583333333333333397November | Resource 1 | Sublap 1 | 14:00 | 3 | 97 | November | 20000 | 0 | 0 | 0 | 0 | 0 | 0 | 0 | 0 | 0 | 0 | 0 | 0 | 0 | 0 | 8.5023 | 9.0102 | 7.0263 | -2.5016 | -0.05295 | 0 | 0 | 0 | 0 | 0 | 0 | 0 | 0 | 0 | 0 | 0 | 0 | 0 | 0 | 0 | 0 | 0 | 0 | 0 | 170.0462 | 180.205 | 140.5253 | -50.0316 | -1.059 | 0 | 0 | 0 | 0 | 0
0.583333333333333397December | Resource 1 | Sublap 1 | 14:00 | 3 | 97 | December | 21000 | 0 | 0 | 0 | 0 | 0 | 0 | 0 | 0 | 0 | 0 | 0 | 0 | 0 | 0 | 8.5023 | 9.0102 | 7.0263 | -2.5016 | -0.05295 | 0 | 0 | 0 | 0 | 0 | 0 | 0 | 0 | 0 | 0 | 0 | 0 | 0 | 0 | 0 | 0 | 0 | 0 | 0 | 178.5486 | 189.2153 | 147.5515 | -52.5332 | -1.112 | 0 | 0 | 0 | 0 | 0
0.583333333333333398January | Resource 1 | Sublap 1 | 14:00 | 3 | 98 | January | 10000 | 0 | 0 | 0 | 0 | 0 | 0 | 0 | 0 | 0 | 0 | 0 | 0 | 0 | 0 | 9.7109 | 10.4007 | 8.7349 | -2.8602 | -0.060519 | 0 | 0 | 0 | 0 | 0 | 0 | 0 | 0 | 0 | 0 | 0 | 0 | 0 | 0 | 0 | 0 | 0 | 0 | 0 | 97.1095 | 104.0071 | 87.349 | -28.6022 | -0.60519 | 0 | 0 | 0 | 0 | 0
0.583333333333333398February | Resource 1 | Sublap 1 | 14:00 | 3 | 98 | February | 11000 | 0 | 0 | 0 | 0 | 0 | 0 | 0 | 0 | 0 | 0 | 0 | 0 | 0 | 0 | 9.7109 | 10.4007 | 8.7349 | -2.8602 | -0.060519 | 0 | 0 | 0 | 0 | 0 | 0 | 0 | 0 | 0 | 0 | 0 | 0 | 0 | 0 | 0 | 0 | 0 | 0 | 0 | 106.8204 | 114.4078 | 96.0838 | -31.4625 | -0.66571 | 0 | 0 | 0 | 0 | 0
0.583333333333333398March | Resource 1 | Sublap 1 | 14:00 | 3 | 98 | March | 12000 | 0 | 0 | 0 | 0 | 0 | 0 | 0 | 0 | 0 | 0 | 0 | 0 | 0 | 0 | 9.7109 | 10.4007 | 8.7349 | -2.8602 | -0.060519 | 0 | 0 | 0 | 0 | 0 | 0 | 0 | 0 | 0 | 0 | 0 | 0 | 0 | 0 | 0 | 0 | 0 | 0 | 0 | 116.5314 | 124.8085 | 104.8187 | -34.3227 | -0.72623 | 0 | 0 | 0 | 0 | 0
0.583333333333333398April | Resource 1 | Sublap 1 | 14:00 | 3 | 98 | April | 13000 | 0 | 0 | 0 | 0 | 0 | 0 | 0 | 0 | 0 | 0 | 0 | 0 | 0 | 0 | 9.7109 | 10.4007 | 8.7349 | -2.8602 | -0.060519 | 0 | 0 | 0 | 0 | 0 | 0 | 0 | 0 | 0 | 0 | 0 | 0 | 0 | 0 | 0 | 0 | 0 | 0 | 0 | 126.2423 | 135.2092 | 113.5536 | -37.1829 | -0.78675 | 0 | 0 | 0 | 0 | 0
0.583333333333333398May | Resource 1 | Sublap 1 | 14:00 | 3 | 98 | May | 14000 | 0 | 0 | 0 | 0 | 0 | 0 | 0 | 0 | 0 | 0 | 0 | 0 | 0 | 0 | 9.7109 | 10.4007 | 8.7349 | -2.8602 | -0.060519 | 0 | 0 | 0 | 0 | 0 | 0 | 0 | 0 | 0 | 0 | 0 | 0 | 0 | 0 | 0 | 0 | 0 | 0 | 0 | 135.9533 | 145.6099 | 122.2885 | -40.0431 | -0.84727 | 0 | 0 | 0 | 0 | 0
0.583333333333333398June | Resource 1 | Sublap 1 | 14:00 | 3 | 98 | June | 15000 | 0 | 0 | 0 | 0 | 0 | 0 | 0 | 0 | 0 | 0 | 0 | 0 | 0 | 0 | 9.7109 | 10.4007 | 8.7349 | -2.8602 | -0.060519 | 0 | 0 | 0 | 0 | 0 | 0 | 0 | 0 | 0 | 0 | 0 | 0 | 0 | 0 | 0 | 0 | 0 | 0 | 0 | 145.6642 | 156.0106 | 131.0234 | -42.9034 | -0.90779 | 0 | 0 | 0 | 0 | 0
0.583333333333333398July | Resource 1 | Sublap 1 | 14:00 | 3 | 98 | July | 16000 | 0 | 0 | 0 | 0 | 0 | 0 | 0 | 0 | 0 | 0 | 0 | 0 | 0 | 0 | 9.7109 | 10.4007 | 8.7349 | -2.8602 | -0.060519 | 0 | 0 | 0 | 0 | 0 | 0 | 0 | 0 | 0 | 0 | 0 | 0 | 0 | 0 | 0 | 0 | 0 | 0 | 0 | 155.3752 | 166.4113 | 139.7583 | -45.7636 | -0.96831 | 0 | 0 | 0 | 0 | 0
0.583333333333333398August | Resource 1 | Sublap 1 | 14:00 | 3 | 98 | August | 17000 | 0 | 0 | 0 | 0 | 0 | 0 | 0 | 0 | 0 | 0 | 0 | 0 | 0 | 0 | 9.7109 | 10.4007 | 8.7349 | -2.8602 | -0.060519 | 0 | 0 | 0 | 0 | 0 | 0 | 0 | 0 | 0 | 0 | 0 | 0 | 0 | 0 | 0 | 0 | 0 | 0 | 0 | 165.0861 | 176.812 | 148.4932 | -48.6238 | -1.0288 | 0 | 0 | 0 | 0 | 0
0.583333333333333398September | Resource 1 | Sublap 1 | 14:00 | 3 | 98 | September | 18000 | 0 | 0 | 0 | 0 | 0 | 0 | 0 | 0 | 0 | 0 | 0 | 0 | 0 | 0 | 9.7109 | 10.4007 | 8.7349 | -2.8602 | -0.060519 | 0 | 0 | 0 | 0 | 0 | 0 | 0 | 0 | 0 | 0 | 0 | 0 | 0 | 0 | 0 | 0 | 0 | 0 | 0 | 174.7971 | 187.2127 | 157.2281 | -51.484 | -1.0893 | 0 | 0 | 0 | 0 | 0
0.583333333333333398October | Resource 1 | Sublap 1 | 14:00 | 3 | 98 | October | 19000 | 0 | 0 | 0 | 0 | 0 | 0 | 0 | 0 | 0 | 0 | 0 | 0 | 0 | 0 | 9.7109 | 10.4007 | 8.7349 | -2.8602 | -0.060519 | 0 | 0 | 0 | 0 | 0 | 0 | 0 | 0 | 0 | 0 | 0 | 0 | 0 | 0 | 0 | 0 | 0 | 0 | 0 | 184.508 | 197.6134 | 165.963 | -54.3443 | -1.1499 | 0 | 0 | 0 | 0 | 0
0.583333333333333398November | Resource 1 | Sublap 1 | 14:00 | 3 | 98 | November | 20000 | 0 | 0 | 0 | 0 | 0 | 0 | 0 | 0 | 0 | 0 | 0 | 0 | 0 | 0 | 9.7109 | 10.4007 | 8.7349 | -2.8602 | -0.060519 | 0 | 0 | 0 | 0 | 0 | 0 | 0 | 0 | 0 | 0 | 0 | 0 | 0 | 0 | 0 | 0 | 0 | 0 | 0 | 194.219 | 208.0141 | 174.6979 | -57.2045 | -1.2104 | 0 | 0 | 0 | 0 | 0
0.583333333333333398December | Resource 1 | Sublap 1 | 14:00 | 3 | 98 | December | 21000 | 0 | 0 | 0 | 0 | 0 | 0 | 0 | 0 | 0 | 0 | 0 | 0 | 0 | 0 | 9.7109 | 10.4007 | 8.7349 | -2.8602 | -0.060519 | 0 | 0 | 0 | 0 | 0 | 0 | 0 | 0 | 0 | 0 | 0 | 0 | 0 | 0 | 0 | 0 | 0 | 0 | 0 | 203.9299 | 218.4148 | 183.4328 | -60.0647 | -1.2709 | 0 | 0 | 0 | 0 | 0
0.583333333333333399January | Resource 1 | Sublap 1 | 14:00 | 3 | 99 | January | 10000 | 0 | 0 | 0 | 0 | 0 | 0 | 0 | 0 | 0 | 0 | 0 | 0 | 0 | 0 | 9.6132 | 10.2743 | 8.4301 | -2.8289 | -0.059859 | 0 | 0 | 0 | 0 | 0 | 0 | 0 | 0 | 0 | 0 | 0 | 0 | 0 | 0 | 0 | 0 | 0 | 0 | 0 | 96.1315 | 102.7426 | 84.3015 | -28.2894 | -0.59859 | 0 | 0 | 0 | 0 | 0
0.583333333333333399February | Resource 1 | Sublap 1 | 14:00 | 3 | 99 | February | 11000 | 0 | 0 | 0 | 0 | 0 | 0 | 0 | 0 | 0 | 0 | 0 | 0 | 0 | 0 | 9.6132 | 10.2743 | 8.4301 | -2.8289 | -0.059859 | 0 | 0 | 0 | 0 | 0 | 0 | 0 | 0 | 0 | 0 | 0 | 0 | 0 | 0 | 0 | 0 | 0 | 0 | 0 | 105.7447 | 113.0168 | 92.7316 | -31.1183 | -0.65845 | 0 | 0 | 0 | 0 | 0
0.583333333333333399March | Resource 1 | Sublap 1 | 14:00 | 3 | 99 | March | 12000 | 0 | 0 | 0 | 0 | 0 | 0 | 0 | 0 | 0 | 0 | 0 | 0 | 0 | 0 | 9.6132 | 10.2743 | 8.4301 | -2.8289 | -0.059859 | 0 | 0 | 0 | 0 | 0 | 0 | 0 | 0 | 0 | 0 | 0 | 0 | 0 | 0 | 0 | 0 | 0 | 0 | 0 | 115.3578 | 123.2911 | 101.1617 | -33.9473 | -0.71831 | 0 | 0 | 0 | 0 | 0
0.583333333333333399April | Resource 1 | Sublap 1 | 14:00 | 3 | 99 | April | 13000 | 0 | 0 | 0 | 0 | 0 | 0 | 0 | 0 | 0 | 0 | 0 | 0 | 0 | 0 | 9.6132 | 10.2743 | 8.4301 | -2.8289 | -0.059859 | 0 | 0 | 0 | 0 | 0 | 0 | 0 | 0 | 0 | 0 | 0 | 0 | 0 | 0 | 0 | 0 | 0 | 0 | 0 | 124.971 | 133.5653 | 109.5919 | -36.7762 | -0.77817 | 0 | 0 | 0 | 0 | 0
0.583333333333333399May | Resource 1 | Sublap 1 | 14:00 | 3 | 99 | May | 14000 | 0 | 0 | 0 | 0 | 0 | 0 | 0 | 0 | 0 | 0 | 0 | 0 | 0 | 0 | 9.6132 | 10.2743 | 8.4301 | -2.8289 | -0.059859 | 0 | 0 | 0 | 0 | 0 | 0 | 0 | 0 | 0 | 0 | 0 | 0 | 0 | 0 | 0 | 0 | 0 | 0 | 0 | 134.5841 | 143.8396 | 118.022 | -39.6052 | -0.83803 | 0 | 0 | 0 | 0 | 0
0.583333333333333399June | Resource 1 | Sublap 1 | 14:00 | 3 | 99 | June | 15000 | 0 | 0 | 0 | 0 | 0 | 0 | 0 | 0 | 0 | 0 | 0 | 0 | 0 | 0 | 9.6132 | 10.2743 | 8.4301 | -2.8289 | -0.059859 | 0 | 0 | 0 | 0 | 0 | 0 | 0 | 0 | 0 | 0 | 0 | 0 | 0 | 0 | 0 | 0 | 0 | 0 | 0 | 144.1973 | 154.1138 | 126.4522 | -42.4341 | -0.89788 | 0 | 0 | 0 | 0 | 0
0.583333333333333399July | Resource 1 | Sublap 1 | 14:00 | 3 | 99 | July | 16000 | 0 | 0 | 0 | 0 | 0 | 0 | 0 | 0 | 0 | 0 | 0 | 0 | 0 | 0 | 9.6132 | 10.2743 | 8.4301 | -2.8289 | -0.059859 | 0 | 0 | 0 | 0 | 0 | 0 | 0 | 0 | 0 | 0 | 0 | 0 | 0 | 0 | 0 | 0 | 0 | 0 | 0 | 153.8104 | 164.3881 | 134.8823 | -45.263 | -0.95774 | 0 | 0 | 0 | 0 | 0
0.583333333333333399August | Resource 1 | Sublap 1 | 14:00 | 3 | 99 | August | 17000 | 0 | 0 | 0 | 0 | 0 | 0 | 0 | 0 | 0 | 0 | 0 | 0 | 0 | 0 | 9.6132 | 10.2743 | 8.4301 | -2.8289 | -0.059859 | 0 | 0 | 0 | 0 | 0 | 0 | 0 | 0 | 0 | 0 | 0 | 0 | 0 | 0 | 0 | 0 | 0 | 0 | 0 | 163.4236 | 174.6624 | 143.3125 | -48.092 | -1.0176 | 0 | 0 | 0 | 0 | 0
0.583333333333333399September | Resource 1 | Sublap 1 | 14:00 | 3 | 99 | September | 18000 | 0 | 0 | 0 | 0 | 0 | 0 | 0 | 0 | 0 | 0 | 0 | 0 | 0 | 0 | 9.6132 | 10.2743 | 8.4301 | -2.8289 | -0.059859 | 0 | 0 | 0 | 0 | 0 | 0 | 0 | 0 | 0 | 0 | 0 | 0 | 0 | 0 | 0 | 0 | 0 | 0 | 0 | 173.0367 | 184.9366 | 151.7426 | -50.9209 | -1.0775 | 0 | 0 | 0 | 0 | 0
0.583333333333333399October | Resource 1 | Sublap 1 | 14:00 | 3 | 99 | October | 19000 | 0 | 0 | 0 | 0 | 0 | 0 | 0 | 0 | 0 | 0 | 0 | 0 | 0 | 0 | 9.6132 | 10.2743 | 8.4301 | -2.8289 | -0.059859 | 0 | 0 | 0 | 0 | 0 | 0 | 0 | 0 | 0 | 0 | 0 | 0 | 0 | 0 | 0 | 0 | 0 | 0 | 0 | 182.6499 | 195.2109 | 160.1728 | -53.7499 | -1.1373 | 0 | 0 | 0 | 0 | 0
0.583333333333333399November | Resource 1 | Sublap 1 | 14:00 | 3 | 99 | November | 20000 | 0 | 0 | 0 | 0 | 0 | 0 | 0 | 0 | 0 | 0 | 0 | 0 | 0 | 0 | 9.6132 | 10.2743 | 8.4301 | -2.8289 | -0.059859 | 0 | 0 | 0 | 0 | 0 | 0 | 0 | 0 | 0 | 0 | 0 | 0 | 0 | 0 | 0 | 0 | 0 | 0 | 0 | 192.263 | 205.4851 | 168.6029 | -56.5788 | -1.1972 | 0 | 0 | 0 | 0 | 0
0.583333333333333399December | Resource 1 | Sublap 1 | 14:00 | 3 | 99 | December | 21000 | 0 | 0 | 0 | 0 | 0 | 0 | 0 | 0 | 0 | 0 | 0 | 0 | 0 | 0 | 9.6132 | 10.2743 | 8.4301 | -2.8289 | -0.059859 | 0 | 0 | 0 | 0 | 0 | 0 | 0 | 0 | 0 | 0 | 0 | 0 | 0 | 0 | 0 | 0 | 0 | 0 | 0 | 201.8762 | 215.7594 | 177.0331 | -59.4077 | -1.257 | 0 | 0 | 0 | 0 | 0
0.5833333333333333100January | Resource 1 | Sublap 1 | 14:00 | 3 | 100 | January | 10000 | 0 | 0 | 0 | 0 | 0 | 0 | 0 | 0 | 0 | 0 | 0 | 0 | 0 | 0 | 11.1047 | 11.7904 | 11.0714 | -3.2748 | -0.069269 | 0 | 0 | 0 | 0 | 0 | 0 | 0 | 0 | 0 | 0 | 0 | 0 | 0 | 0 | 0 | 0 | 0 | 0 | 0 | 111.0475 | 117.9042 | 110.7135 | -32.7485 | -0.69269 | 0 | 0 | 0 | 0 | 0
0.5833333333333333100February | Resource 1 | Sublap 1 | 14:00 | 3 | 100 | February | 11000 | 0 | 0 | 0 | 0 | 0 | 0 | 0 | 0 | 0 | 0 | 0 | 0 | 0 | 0 | 11.1047 | 11.7904 | 11.0714 | -3.2748 | -0.069269 | 0 | 0 | 0 | 0 | 0 | 0 | 0 | 0 | 0 | 0 | 0 | 0 | 0 | 0 | 0 | 0 | 0 | 0 | 0 | 122.1522 | 129.6946 | 121.7849 | -36.0233 | -0.76196 | 0 | 0 | 0 | 0 | 0
0.5833333333333333100March | Resource 1 | Sublap 1 | 14:00 | 3 | 100 | March | 12000 | 0 | 0 | 0 | 0 | 0 | 0 | 0 | 0 | 0 | 0 | 0 | 0 | 0 | 0 | 11.1047 | 11.7904 | 11.0714 | -3.2748 | -0.069269 | 0 | 0 | 0 | 0 | 0 | 0 | 0 | 0 | 0 | 0 | 0 | 0 | 0 | 0 | 0 | 0 | 0 | 0 | 0 | 133.257 | 141.485 | 132.8562 | -39.2982 | -0.83123 | 0 | 0 | 0 | 0 | 0
0.5833333333333333100April | Resource 1 | Sublap 1 | 14:00 | 3 | 100 | April | 13000 | 0 | 0 | 0 | 0 | 0 | 0 | 0 | 0 | 0 | 0 | 0 | 0 | 0 | 0 | 11.1047 | 11.7904 | 11.0714 | -3.2748 | -0.069269 | 0 | 0 | 0 | 0 | 0 | 0 | 0 | 0 | 0 | 0 | 0 | 0 | 0 | 0 | 0 | 0 | 0 | 0 | 0 | 144.3617 | 153.2754 | 143.9276 | -42.573 | -0.9005 | 0 | 0 | 0 | 0 | 0
0.5833333333333333100May | Resource 1 | Sublap 1 | 14:00 | 3 | 100 | May | 14000 | 0 | 0 | 0 | 0 | 0 | 0 | 0 | 0 | 0 | 0 | 0 | 0 | 0 | 0 | 11.1047 | 11.7904 | 11.0714 | -3.2748 | -0.069269 | 0 | 0 | 0 | 0 | 0 | 0 | 0 | 0 | 0 | 0 | 0 | 0 | 0 | 0 | 0 | 0 | 0 | 0 | 0 | 155.4665 | 165.0659 | 154.9989 | -45.8479 | -0.96977 | 0 | 0 | 0 | 0 | 0
0.5833333333333333100June | Resource 1 | Sublap 1 | 14:00 | 3 | 100 | June | 15000 | 0 | 0 | 0 | 0 | 0 | 0 | 0 | 0 | 0 | 0 | 0 | 0 | 0 | 0 | 11.1047 | 11.7904 | 11.0714 | -3.2748 | -0.069269 | 0 | 0 | 0 | 0 | 0 | 0 | 0 | 0 | 0 | 0 | 0 | 0 | 0 | 0 | 0 | 0 | 0 | 0 | 0 | 166.5712 | 176.8563 | 166.0703 | -49.1227 | -1.039 | 0 | 0 | 0 | 0 | 0
0.5833333333333333100July | Resource 1 | Sublap 1 | 14:00 | 3 | 100 | July | 16000 | 0 | 0 | 0 | 0 | 0 | 0 | 0 | 0 | 0 | 0 | 0 | 0 | 0 | 0 | 11.1047 | 11.7904 | 11.0714 | -3.2748 | -0.069269 | 0 | 0 | 0 | 0 | 0 | 0 | 0 | 0 | 0 | 0 | 0 | 0 | 0 | 0 | 0 | 0 | 0 | 0 | 0 | 177.676 | 188.6467 | 177.1416 | -52.3976 | -1.1083 | 0 | 0 | 0 | 0 | 0
0.5833333333333333100August | Resource 1 | Sublap 1 | 14:00 | 3 | 100 | August | 17000 | 0 | 0 | 0 | 0 | 0 | 0 | 0 | 0 | 0 | 0 | 0 | 0 | 0 | 0 | 11.1047 | 11.7904 | 11.0714 | -3.2748 | -0.069269 | 0 | 0 | 0 | 0 | 0 | 0 | 0 | 0 | 0 | 0 | 0 | 0 | 0 | 0 | 0 | 0 | 0 | 0 | 0 | 188.7807 | 200.4371 | 188.213 | -55.6724 | -1.1776 | 0 | 0 | 0 | 0 | 0
0.5833333333333333100September | Resource 1 | Sublap 1 | 14:00 | 3 | 100 | September | 18000 | 0 | 0 | 0 | 0 | 0 | 0 | 0 | 0 | 0 | 0 | 0 | 0 | 0 | 0 | 11.1047 | 11.7904 | 11.0714 | -3.2748 | -0.069269 | 0 | 0 | 0 | 0 | 0 | 0 | 0 | 0 | 0 | 0 | 0 | 0 | 0 | 0 | 0 | 0 | 0 | 0 | 0 | 199.8855 | 212.2275 | 199.2843 | -58.9473 | -1.2469 | 0 | 0 | 0 | 0 | 0
0.5833333333333333100October | Resource 1 | Sublap 1 | 14:00 | 3 | 100 | October | 19000 | 0 | 0 | 0 | 0 | 0 | 0 | 0 | 0 | 0 | 0 | 0 | 0 | 0 | 0 | 11.1047 | 11.7904 | 11.0714 | -3.2748 | -0.069269 | 0 | 0 | 0 | 0 | 0 | 0 | 0 | 0 | 0 | 0 | 0 | 0 | 0 | 0 | 0 | 0 | 0 | 0 | 0 | 210.9902 | 224.0179 | 210.3557 | -62.2221 | -1.3161 | 0 | 0 | 0 | 0 | 0
0.5833333333333333100November | Resource 1 | Sublap 1 | 14:00 | 3 | 100 | November | 20000 | 0 | 0 | 0 | 0 | 0 | 0 | 0 | 0 | 0 | 0 | 0 | 0 | 0 | 0 | 11.1047 | 11.7904 | 11.0714 | -3.2748 | -0.069269 | 0 | 0 | 0 | 0 | 0 | 0 | 0 | 0 | 0 | 0 | 0 | 0 | 0 | 0 | 0 | 0 | 0 | 0 | 0 | 222.095 | 235.8084 | 221.4271 | -65.497 | -1.3854 | 0 | 0 | 0 | 0 | 0
0.5833333333333333100December | Resource 1 | Sublap 1 | 14:00 | 3 | 100 | December | 21000 | 0 | 0 | 0 | 0 | 0 | 0 | 0 | 0 | 0 | 0 | 0 | 0 | 0 | 0 | 11.1047 | 11.7904 | 11.0714 | -3.2748 | -0.069269 | 0 | 0 | 0 | 0 | 0 | 0 | 0 | 0 | 0 | 0 | 0 | 0 | 0 | 0 | 0 | 0 | 0 | 0 | 0 | 233.1997 | 247.5988 | 232.4984 | -68.7718 | -1.4547 | 0 | 0 | 0 | 0 | 0
0.5833333333333333101January | Resource 1 | Sublap 1 | 14:00 | 3 | 101 | January | 10000 | 0 | 0 | 0 | 0 | 0 | 0 | 0 | 0 | 0 | 0 | 0 | 0 | 0 | 0 | 9.6731 | 10.3154 | 9.2084 | -2.8067 | -0.05939 | 0 | 0 | 0 | 0 | 0 | 0 | 0 | 0 | 0 | 0 | 0 | 0 | 0 | 0 | 0 | 0 | 0 | 0 | 0 | 96.731 | 103.1537 | 92.0843 | -28.0671 | -0.5939 | 0 | 0 | 0 | 0 | 0
0.5833333333333333101February | Resource 1 | Sublap 1 | 14:00 | 3 | 101 | February | 11000 | 0 | 0 | 0 | 0 | 0 | 0 | 0 | 0 | 0 | 0 | 0 | 0 | 0 | 0 | 9.6731 | 10.3154 | 9.2084 | -2.8067 | -0.05939 | 0 | 0 | 0 | 0 | 0 | 0 | 0 | 0 | 0 | 0 | 0 | 0 | 0 | 0 | 0 | 0 | 0 | 0 | 0 | 106.4041 | 113.4691 | 101.2927 | -30.8738 | -0.65329 | 0 | 0 | 0 | 0 | 0
0.5833333333333333101March | Resource 1 | Sublap 1 | 14:00 | 3 | 101 | March | 12000 | 0 | 0 | 0 | 0 | 0 | 0 | 0 | 0 | 0 | 0 | 0 | 0 | 0 | 0 | 9.6731 | 10.3154 | 9.2084 | -2.8067 | -0.05939 | 0 | 0 | 0 | 0 | 0 | 0 | 0 | 0 | 0 | 0 | 0 | 0 | 0 | 0 | 0 | 0 | 0 | 0 | 0 | 116.0772 | 123.7845 | 110.5011 | -33.6805 | -0.71268 | 0 | 0 | 0 | 0 | 0
0.5833333333333333101April | Resource 1 | Sublap 1 | 14:00 | 3 | 101 | April | 13000 | 0 | 0 | 0 | 0 | 0 | 0 | 0 | 0 | 0 | 0 | 0 | 0 | 0 | 0 | 9.6731 | 10.3154 | 9.2084 | -2.8067 | -0.05939 | 0 | 0 | 0 | 0 | 0 | 0 | 0 | 0 | 0 | 0 | 0 | 0 | 0 | 0 | 0 | 0 | 0 | 0 | 0 | 125.7503 | 134.0999 | 119.7095 | -36.4873 | -0.77207 | 0 | 0 | 0 | 0 | 0
0.5833333333333333101May | Resource 1 | Sublap 1 | 14:00 | 3 | 101 | May | 14000 | 0 | 0 | 0 | 0 | 0 | 0 | 0 | 0 | 0 | 0 | 0 | 0 | 0 | 0 | 9.6731 | 10.3154 | 9.2084 | -2.8067 | -0.05939 | 0 | 0 | 0 | 0 | 0 | 0 | 0 | 0 | 0 | 0 | 0 | 0 | 0 | 0 | 0 | 0 | 0 | 0 | 0 | 135.4234 | 144.4152 | 128.918 | -39.294 | -0.83146 | 0 | 0 | 0 | 0 | 0
0.5833333333333333101June | Resource 1 | Sublap 1 | 14:00 | 3 | 101 | June | 15000 | 0 | 0 | 0 | 0 | 0 | 0 | 0 | 0 | 0 | 0 | 0 | 0 | 0 | 0 | 9.6731 | 10.3154 | 9.2084 | -2.8067 | -0.05939 | 0 | 0 | 0 | 0 | 0 | 0 | 0 | 0 | 0 | 0 | 0 | 0 | 0 | 0 | 0 | 0 | 0 | 0 | 0 | 145.0965 | 154.7306 | 138.1264 | -42.1007 | -0.89085 | 0 | 0 | 0 | 0 | 0
0.5833333333333333101July | Resource 1 | Sublap 1 | 14:00 | 3 | 101 | July | 16000 | 0 | 0 | 0 | 0 | 0 | 0 | 0 | 0 | 0 | 0 | 0 | 0 | 0 | 0 | 9.6731 | 10.3154 | 9.2084 | -2.8067 | -0.05939 | 0 | 0 | 0 | 0 | 0 | 0 | 0 | 0 | 0 | 0 | 0 | 0 | 0 | 0 | 0 | 0 | 0 | 0 | 0 | 154.7696 | 165.046 | 147.3348 | -44.9074 | -0.95024 | 0 | 0 | 0 | 0 | 0
0.5833333333333333101August | Resource 1 | Sublap 1 | 14:00 | 3 | 101 | August | 17000 | 0 | 0 | 0 | 0 | 0 | 0 | 0 | 0 | 0 | 0 | 0 | 0 | 0 | 0 | 9.6731 | 10.3154 | 9.2084 | -2.8067 | -0.05939 | 0 | 0 | 0 | 0 | 0 | 0 | 0 | 0 | 0 | 0 | 0 | 0 | 0 | 0 | 0 | 0 | 0 | 0 | 0 | 164.4427 | 175.3613 | 156.5433 | -47.7141 | -1.0096 | 0 | 0 | 0 | 0 | 0
0.5833333333333333101September | Resource 1 | Sublap 1 | 14:00 | 3 | 101 | September | 18000 | 0 | 0 | 0 | 0 | 0 | 0 | 0 | 0 | 0 | 0 | 0 | 0 | 0 | 0 | 9.6731 | 10.3154 | 9.2084 | -2.8067 | -0.05939 | 0 | 0 | 0 | 0 | 0 | 0 | 0 | 0 | 0 | 0 | 0 | 0 | 0 | 0 | 0 | 0 | 0 | 0 | 0 | 174.1158 | 185.6767 | 165.7517 | -50.5208 | -1.069 | 0 | 0 | 0 | 0 | 0
0.5833333333333333101October | Resource 1 | Sublap 1 | 14:00 | 3 | 101 | October | 19000 | 0 | 0 | 0 | 0 | 0 | 0 | 0 | 0 | 0 | 0 | 0 | 0 | 0 | 0 | 9.6731 | 10.3154 | 9.2084 | -2.8067 | -0.05939 | 0 | 0 | 0 | 0 | 0 | 0 | 0 | 0 | 0 | 0 | 0 | 0 | 0 | 0 | 0 | 0 | 0 | 0 | 0 | 183.7889 | 195.9921 | 174.9601 | -53.3275 | -1.1284 | 0 | 0 | 0 | 0 | 0
0.5833333333333333101November | Resource 1 | Sublap 1 | 14:00 | 3 | 101 | November | 20000 | 0 | 0 | 0 | 0 | 0 | 0 | 0 | 0 | 0 | 0 | 0 | 0 | 0 | 0 | 9.6731 | 10.3154 | 9.2084 | -2.8067 | -0.05939 | 0 | 0 | 0 | 0 | 0 | 0 | 0 | 0 | 0 | 0 | 0 | 0 | 0 | 0 | 0 | 0 | 0 | 0 | 0 | 193.462 | 206.3074 | 184.1685 | -56.1342 | -1.1878 | 0 | 0 | 0 | 0 | 0
0.5833333333333333101December | Resource 1 | Sublap 1 | 14:00 | 3 | 101 | December | 21000 | 0 | 0 | 0 | 0 | 0 | 0 | 0 | 0 | 0 | 0 | 0 | 0 | 0 | 0 | 9.6731 | 10.3154 | 9.2084 | -2.8067 | -0.05939 | 0 | 0 | 0 | 0 | 0 | 0 | 0 | 0 | 0 | 0 | 0 | 0 | 0 | 0 | 0 | 0 | 0 | 0 | 0 | 203.1351 | 216.6228 | 193.377 | -58.941 | -1.2472 | 0 | 0 | 0 | 0 | 0
0.5833333333333333102January | Resource 1 | Sublap 1 | 14:00 | 3 | 102 | January | 10000 | 0 | 0 | 0 | 0 | 0 | 0 | 0 | 0 | 0 | 0 | 0 | 0 | 0 | 0 | 12.4503 | 13.4033 | 12.2672 | -3.578 | -0.075666 | 0 | 0 | 0 | 0 | 0 | 0 | 0 | 0 | 0 | 0 | 0 | 0 | 0 | 0 | 0 | 0 | 0 | 0 | 0 | 124.5031 | 134.0333 | 122.6721 | -35.7796 | -0.75666 | 0 | 0 | 0 | 0 | 0
0.5833333333333333102February | Resource 1 | Sublap 1 | 14:00 | 3 | 102 | February | 11000 | 0 | 0 | 0 | 0 | 0 | 0 | 0 | 0 | 0 | 0 | 0 | 0 | 0 | 0 | 12.4503 | 13.4033 | 12.2672 | -3.578 | -0.075666 | 0 | 0 | 0 | 0 | 0 | 0 | 0 | 0 | 0 | 0 | 0 | 0 | 0 | 0 | 0 | 0 | 0 | 0 | 0 | 136.9534 | 147.4367 | 134.9393 | -39.3575 | -0.83233 | 0 | 0 | 0 | 0 | 0
0.5833333333333333102March | Resource 1 | Sublap 1 | 14:00 | 3 | 102 | March | 12000 | 0 | 0 | 0 | 0 | 0 | 0 | 0 | 0 | 0 | 0 | 0 | 0 | 0 | 0 | 12.4503 | 13.4033 | 12.2672 | -3.578 | -0.075666 | 0 | 0 | 0 | 0 | 0 | 0 | 0 | 0 | 0 | 0 | 0 | 0 | 0 | 0 | 0 | 0 | 0 | 0 | 0 | 149.4038 | 160.84 | 147.2065 | -42.9355 | -0.908 | 0 | 0 | 0 | 0 | 0
0.5833333333333333102April | Resource 1 | Sublap 1 | 14:00 | 3 | 102 | April | 13000 | 0 | 0 | 0 | 0 | 0 | 0 | 0 | 0 | 0 | 0 | 0 | 0 | 0 | 0 | 12.4503 | 13.4033 | 12.2672 | -3.578 | -0.075666 | 0 | 0 | 0 | 0 | 0 | 0 | 0 | 0 | 0 | 0 | 0 | 0 | 0 | 0 | 0 | 0 | 0 | 0 | 0 | 161.8541 | 174.2433 | 159.4737 | -46.5135 | -0.98366 | 0 | 0 | 0 | 0 | 0
0.5833333333333333102May | Resource 1 | Sublap 1 | 14:00 | 3 | 102 | May | 14000 | 0 | 0 | 0 | 0 | 0 | 0 | 0 | 0 | 0 | 0 | 0 | 0 | 0 | 0 | 12.4503 | 13.4033 | 12.2672 | -3.578 | -0.075666 | 0 | 0 | 0 | 0 | 0 | 0 | 0 | 0 | 0 | 0 | 0 | 0 | 0 | 0 | 0 | 0 | 0 | 0 | 0 | 174.3044 | 187.6467 | 171.7409 | -50.0914 | -1.0593 | 0 | 0 | 0 | 0 | 0
0.5833333333333333102June | Resource 1 | Sublap 1 | 14:00 | 3 | 102 | June | 15000 | 0 | 0 | 0 | 0 | 0 | 0 | 0 | 0 | 0 | 0 | 0 | 0 | 0 | 0 | 12.4503 | 13.4033 | 12.2672 | -3.578 | -0.075666 | 0 | 0 | 0 | 0 | 0 | 0 | 0 | 0 | 0 | 0 | 0 | 0 | 0 | 0 | 0 | 0 | 0 | 0 | 0 | 186.7547 | 201.05 | 184.0081 | -53.6694 | -1.135 | 0 | 0 | 0 | 0 | 0
0.5833333333333333102July | Resource 1 | Sublap 1 | 14:00 | 3 | 102 | July | 16000 | 0 | 0 | 0 | 0 | 0 | 0 | 0 | 0 | 0 | 0 | 0 | 0 | 0 | 0 | 12.4503 | 13.4033 | 12.2672 | -3.578 | -0.075666 | 0 | 0 | 0 | 0 | 0 | 0 | 0 | 0 | 0 | 0 | 0 | 0 | 0 | 0 | 0 | 0 | 0 | 0 | 0 | 199.205 | 214.4533 | 196.2753 | -57.2473 | -1.2107 | 0 | 0 | 0 | 0 | 0
0.5833333333333333102August | Resource 1 | Sublap 1 | 14:00 | 3 | 102 | August | 17000 | 0 | 0 | 0 | 0 | 0 | 0 | 0 | 0 | 0 | 0 | 0 | 0 | 0 | 0 | 12.4503 | 13.4033 | 12.2672 | -3.578 | -0.075666 | 0 | 0 | 0 | 0 | 0 | 0 | 0 | 0 | 0 | 0 | 0 | 0 | 0 | 0 | 0 | 0 | 0 | 0 | 0 | 211.6553 | 227.8567 | 208.5425 | -60.8253 | -1.2863 | 0 | 0 | 0 | 0 | 0
0.5833333333333333102September | Resource 1 | Sublap 1 | 14:00 | 3 | 102 | September | 18000 | 0 | 0 | 0 | 0 | 0 | 0 | 0 | 0 | 0 | 0 | 0 | 0 | 0 | 0 | 12.4503 | 13.4033 | 12.2672 | -3.578 | -0.075666 | 0 | 0 | 0 | 0 | 0 | 0 | 0 | 0 | 0 | 0 | 0 | 0 | 0 | 0 | 0 | 0 | 0 | 0 | 0 | 224.1056 | 241.26 | 220.8097 | -64.4032 | -1.362 | 0 | 0 | 0 | 0 | 0
0.5833333333333333102October | Resource 1 | Sublap 1 | 14:00 | 3 | 102 | October | 19000 | 0 | 0 | 0 | 0 | 0 | 0 | 0 | 0 | 0 | 0 | 0 | 0 | 0 | 0 | 12.4503 | 13.4033 | 12.2672 | -3.578 | -0.075666 | 0 | 0 | 0 | 0 | 0 | 0 | 0 | 0 | 0 | 0 | 0 | 0 | 0 | 0 | 0 | 0 | 0 | 0 | 0 | 236.556 | 254.6633 | 233.0769 | -67.9812 | -1.4377 | 0 | 0 | 0 | 0 | 0
0.5833333333333333102November | Resource 1 | Sublap 1 | 14:00 | 3 | 102 | November | 20000 | 0 | 0 | 0 | 0 | 0 | 0 | 0 | 0 | 0 | 0 | 0 | 0 | 0 | 0 | 12.4503 | 13.4033 | 12.2672 | -3.578 | -0.075666 | 0 | 0 | 0 | 0 | 0 | 0 | 0 | 0 | 0 | 0 | 0 | 0 | 0 | 0 | 0 | 0 | 0 | 0 | 0 | 249.0063 | 268.0667 | 245.3441 | -71.5592 | -1.5133 | 0 | 0 | 0 | 0 | 0
0.5833333333333333102December | Resource 1 | Sublap 1 | 14:00 | 3 | 102 | December | 21000 | 0 | 0 | 0 | 0 | 0 | 0 | 0 | 0 | 0 | 0 | 0 | 0 | 0 | 0 | 12.4503 | 13.4033 | 12.2672 | -3.578 | -0.075666 | 0 | 0 | 0 | 0 | 0 | 0 | 0 | 0 | 0 | 0 | 0 | 0 | 0 | 0 | 0 | 0 | 0 | 0 | 0 | 261.4566 | 281.47 | 257.6113 | -75.1371 | -1.589 | 0 | 0 | 0 | 0 | 0
0.5833333333333333103January | Resource 1 | Sublap 1 | 14:00 | 3 | 103 | January | 10000 | 0 | 0 | 0 | 0 | 0 | 0 | 0 | 0 | 0 | 0 | 0 | 0 | 0 | 0 | 12.9915 | 13.9005 | 12.8667 | -3.7531 | -0.079362 | 0 | 0 | 0 | 0 | 0 | 0 | 0 | 0 | 0 | 0 | 0 | 0 | 0 | 0 | 0 | 0 | 0 | 0 | 0 | 129.9146 | 139.0051 | 128.6668 | -37.5309 | -0.79362 | 0 | 0 | 0 | 0 | 0
0.5833333333333333103February | Resource 1 | Sublap 1 | 14:00 | 3 | 103 | February | 11000 | 0 | 0 | 0 | 0 | 0 | 0 | 0 | 0 | 0 | 0 | 0 | 0 | 0 | 0 | 12.9915 | 13.9005 | 12.8667 | -3.7531 | -0.079362 | 0 | 0 | 0 | 0 | 0 | 0 | 0 | 0 | 0 | 0 | 0 | 0 | 0 | 0 | 0 | 0 | 0 | 0 | 0 | 142.906 | 152.9055 | 141.5334 | -41.284 | -0.87299 | 0 | 0 | 0 | 0 | 0
0.5833333333333333103March | Resource 1 | Sublap 1 | 14:00 | 3 | 103 | March | 12000 | 0 | 0 | 0 | 0 | 0 | 0 | 0 | 0 | 0 | 0 | 0 | 0 | 0 | 0 | 12.9915 | 13.9005 | 12.8667 | -3.7531 | -0.079362 | 0 | 0 | 0 | 0 | 0 | 0 | 0 | 0 | 0 | 0 | 0 | 0 | 0 | 0 | 0 | 0 | 0 | 0 | 0 | 155.8975 | 166.8061 | 154.4001 | -45.0371 | -0.95235 | 0 | 0 | 0 | 0 | 0
0.5833333333333333103April | Resource 1 | Sublap 1 | 14:00 | 3 | 103 | April | 13000 | 0 | 0 | 0 | 0 | 0 | 0 | 0 | 0 | 0 | 0 | 0 | 0 | 0 | 0 | 12.9915 | 13.9005 | 12.8667 | -3.7531 | -0.079362 | 0 | 0 | 0 | 0 | 0 | 0 | 0 | 0 | 0 | 0 | 0 | 0 | 0 | 0 | 0 | 0 | 0 | 0 | 0 | 168.8889 | 180.7066 | 167.2668 | -48.7902 | -1.0317 | 0 | 0 | 0 | 0 | 0
0.5833333333333333103May | Resource 1 | Sublap 1 | 14:00 | 3 | 103 | May | 14000 | 0 | 0 | 0 | 0 | 0 | 0 | 0 | 0 | 0 | 0 | 0 | 0 | 0 | 0 | 12.9915 | 13.9005 | 12.8667 | -3.7531 | -0.079362 | 0 | 0 | 0 | 0 | 0 | 0 | 0 | 0 | 0 | 0 | 0 | 0 | 0 | 0 | 0 | 0 | 0 | 0 | 0 | 181.8804 | 194.6071 | 180.1335 | -52.5433 | -1.1111 | 0 | 0 | 0 | 0 | 0
0.5833333333333333103June | Resource 1 | Sublap 1 | 14:00 | 3 | 103 | June | 15000 | 0 | 0 | 0 | 0 | 0 | 0 | 0 | 0 | 0 | 0 | 0 | 0 | 0 | 0 | 12.9915 | 13.9005 | 12.8667 | -3.7531 | -0.079362 | 0 | 0 | 0 | 0 | 0 | 0 | 0 | 0 | 0 | 0 | 0 | 0 | 0 | 0 | 0 | 0 | 0 | 0 | 0 | 194.8718 | 208.5076 | 193.0002 | -56.2963 | -1.1904 | 0 | 0 | 0 | 0 | 0
0.5833333333333333103July | Resource 1 | Sublap 1 | 14:00 | 3 | 103 | July | 16000 | 0 | 0 | 0 | 0 | 0 | 0 | 0 | 0 | 0 | 0 | 0 | 0 | 0 | 0 | 12.9915 | 13.9005 | 12.8667 | -3.7531 | -0.079362 | 0 | 0 | 0 | 0 | 0 | 0 | 0 | 0 | 0 | 0 | 0 | 0 | 0 | 0 | 0 | 0 | 0 | 0 | 0 | 207.8633 | 222.4081 | 205.8668 | -60.0494 | -1.2698 | 0 | 0 | 0 | 0 | 0
0.5833333333333333103August | Resource 1 | Sublap 1 | 14:00 | 3 | 103 | August | 17000 | 0 | 0 | 0 | 0 | 0 | 0 | 0 | 0 | 0 | 0 | 0 | 0 | 0 | 0 | 12.9915 | 13.9005 | 12.8667 | -3.7531 | -0.079362 | 0 | 0 | 0 | 0 | 0 | 0 | 0 | 0 | 0 | 0 | 0 | 0 | 0 | 0 | 0 | 0 | 0 | 0 | 0 | 220.8548 | 236.3086 | 218.7335 | -63.8025 | -1.3492 | 0 | 0 | 0 | 0 | 0
0.5833333333333333103September | Resource 1 | Sublap 1 | 14:00 | 3 | 103 | September | 18000 | 0 | 0 | 0 | 0 | 0 | 0 | 0 | 0 | 0 | 0 | 0 | 0 | 0 | 0 | 12.9915 | 13.9005 | 12.8667 | -3.7531 | -0.079362 | 0 | 0 | 0 | 0 | 0 | 0 | 0 | 0 | 0 | 0 | 0 | 0 | 0 | 0 | 0 | 0 | 0 | 0 | 0 | 233.8462 | 250.2091 | 231.6002 | -67.5556 | -1.4285 | 0 | 0 | 0 | 0 | 0
0.5833333333333333103October | Resource 1 | Sublap 1 | 14:00 | 3 | 103 | October | 19000 | 0 | 0 | 0 | 0 | 0 | 0 | 0 | 0 | 0 | 0 | 0 | 0 | 0 | 0 | 12.9915 | 13.9005 | 12.8667 | -3.7531 | -0.079362 | 0 | 0 | 0 | 0 | 0 | 0 | 0 | 0 | 0 | 0 | 0 | 0 | 0 | 0 | 0 | 0 | 0 | 0 | 0 | 246.8377 | 264.1096 | 244.4669 | -71.3087 | -1.5079 | 0 | 0 | 0 | 0 | 0
0.5833333333333333103November | Resource 1 | Sublap 1 | 14:00 | 3 | 103 | November | 20000 | 0 | 0 | 0 | 0 | 0 | 0 | 0 | 0 | 0 | 0 | 0 | 0 | 0 | 0 | 12.9915 | 13.9005 | 12.8667 | -3.7531 | -0.079362 | 0 | 0 | 0 | 0 | 0 | 0 | 0 | 0 | 0 | 0 | 0 | 0 | 0 | 0 | 0 | 0 | 0 | 0 | 0 | 259.8291 | 278.0101 | 257.3336 | -75.0618 | -1.5872 | 0 | 0 | 0 | 0 | 0
0.5833333333333333103December | Resource 1 | Sublap 1 | 14:00 | 3 | 103 | December | 21000 | 0 | 0 | 0 | 0 | 0 | 0 | 0 | 0 | 0 | 0 | 0 | 0 | 0 | 0 | 12.9915 | 13.9005 | 12.8667 | -3.7531 | -0.079362 | 0 | 0 | 0 | 0 | 0 | 0 | 0 | 0 | 0 | 0 | 0 | 0 | 0 | 0 | 0 | 0 | 0 | 0 | 0 | 272.8206 | 291.9106 | 270.2002 | -78.8149 | -1.6666 | 0 | 0 | 0 | 0 | 0
0.5833333333333333104January | Resource 1 | Sublap 1 | 14:00 | 3 | 104 | January | 10000 | 0 | 0 | 0 | 0 | 0 | 0 | 0 | 0 | 0 | 0 | 0 | 0 | 0 | 0 | 13.9382 | 14.9843 | 13.8452 | -4.0461 | -0.085546 | 0 | 0 | 0 | 0 | 0 | 0 | 0 | 0 | 0 | 0 | 0 | 0 | 0 | 0 | 0 | 0 | 0 | 0 | 0 | 139.3815 | 149.8432 | 138.4522 | -40.461 | -0.85546 | 0 | 0 | 0 | 0 | 0
0.5833333333333333104February | Resource 1 | Sublap 1 | 14:00 | 3 | 104 | February | 11000 | 0 | 0 | 0 | 0 | 0 | 0 | 0 | 0 | 0 | 0 | 0 | 0 | 0 | 0 | 13.9382 | 14.9843 | 13.8452 | -4.0461 | -0.085546 | 0 | 0 | 0 | 0 | 0 | 0 | 0 | 0 | 0 | 0 | 0 | 0 | 0 | 0 | 0 | 0 | 0 | 0 | 0 | 153.3197 | 164.8276 | 152.2974 | -44.507 | -0.94101 | 0 | 0 | 0 | 0 | 0
0.5833333333333333104March | Resource 1 | Sublap 1 | 14:00 | 3 | 104 | March | 12000 | 0 | 0 | 0 | 0 | 0 | 0 | 0 | 0 | 0 | 0 | 0 | 0 | 0 | 0 | 13.9382 | 14.9843 | 13.8452 | -4.0461 | -0.085546 | 0 | 0 | 0 | 0 | 0 | 0 | 0 | 0 | 0 | 0 | 0 | 0 | 0 | 0 | 0 | 0 | 0 | 0 | 0 | 167.2579 | 179.8119 | 166.1427 | -48.5532 | -1.0266 | 0 | 0 | 0 | 0 | 0
0.5833333333333333104April | Resource 1 | Sublap 1 | 14:00 | 3 | 104 | April | 13000 | 0 | 0 | 0 | 0 | 0 | 0 | 0 | 0 | 0 | 0 | 0 | 0 | 0 | 0 | 13.9382 | 14.9843 | 13.8452 | -4.0461 | -0.085546 | 0 | 0 | 0 | 0 | 0 | 0 | 0 | 0 | 0 | 0 | 0 | 0 | 0 | 0 | 0 | 0 | 0 | 0 | 0 | 181.196 | 194.7962 | 179.9879 | -52.5992 | -1.1121 | 0 | 0 | 0 | 0 | 0
0.5833333333333333104May | Resource 1 | Sublap 1 | 14:00 | 3 | 104 | May | 14000 | 0 | 0 | 0 | 0 | 0 | 0 | 0 | 0 | 0 | 0 | 0 | 0 | 0 | 0 | 13.9382 | 14.9843 | 13.8452 | -4.0461 | -0.085546 | 0 | 0 | 0 | 0 | 0 | 0 | 0 | 0 | 0 | 0 | 0 | 0 | 0 | 0 | 0 | 0 | 0 | 0 | 0 | 195.1342 | 209.7805 | 193.8331 | -56.6453 | -1.1976 | 0 | 0 | 0 | 0 | 0
0.5833333333333333104June | Resource 1 | Sublap 1 | 14:00 | 3 | 104 | June | 15000 | 0 | 0 | 0 | 0 | 0 | 0 | 0 | 0 | 0 | 0 | 0 | 0 | 0 | 0 | 13.9382 | 14.9843 | 13.8452 | -4.0461 | -0.085546 | 0 | 0 | 0 | 0 | 0 | 0 | 0 | 0 | 0 | 0 | 0 | 0 | 0 | 0 | 0 | 0 | 0 | 0 | 0 | 209.0723 | 224.7648 | 207.6783 | -60.6914 | -1.2832 | 0 | 0 | 0 | 0 | 0
0.5833333333333333104July | Resource 1 | Sublap 1 | 14:00 | 3 | 104 | July | 16000 | 0 | 0 | 0 | 0 | 0 | 0 | 0 | 0 | 0 | 0 | 0 | 0 | 0 | 0 | 13.9382 | 14.9843 | 13.8452 | -4.0461 | -0.085546 | 0 | 0 | 0 | 0 | 0 | 0 | 0 | 0 | 0 | 0 | 0 | 0 | 0 | 0 | 0 | 0 | 0 | 0 | 0 | 223.0105 | 239.7492 | 221.5235 | -64.7375 | -1.3687 | 0 | 0 | 0 | 0 | 0
0.5833333333333333104August | Resource 1 | Sublap 1 | 14:00 | 3 | 104 | August | 17000 | 0 | 0 | 0 | 0 | 0 | 0 | 0 | 0 | 0 | 0 | 0 | 0 | 0 | 0 | 13.9382 | 14.9843 | 13.8452 | -4.0461 | -0.085546 | 0 | 0 | 0 | 0 | 0 | 0 | 0 | 0 | 0 | 0 | 0 | 0 | 0 | 0 | 0 | 0 | 0 | 0 | 0 | 236.9486 | 254.7335 | 235.3688 | -68.7836 | -1.4543 | 0 | 0 | 0 | 0 | 0
0.5833333333333333104September | Resource 1 | Sublap 1 | 14:00 | 3 | 104 | September | 18000 | 0 | 0 | 0 | 0 | 0 | 0 | 0 | 0 | 0 | 0 | 0 | 0 | 0 | 0 | 13.9382 | 14.9843 | 13.8452 | -4.0461 | -0.085546 | 0 | 0 | 0 | 0 | 0 | 0 | 0 | 0 | 0 | 0 | 0 | 0 | 0 | 0 | 0 | 0 | 0 | 0 | 0 | 250.8868 | 269.7178 | 249.214 | -72.8297 | -1.5398 | 0 | 0 | 0 | 0 | 0
0.5833333333333333104October | Resource 1 | Sublap 1 | 14:00 | 3 | 104 | October | 19000 | 0 | 0 | 0 | 0 | 0 | 0 | 0 | 0 | 0 | 0 | 0 | 0 | 0 | 0 | 13.9382 | 14.9843 | 13.8452 | -4.0461 | -0.085546 | 0 | 0 | 0 | 0 | 0 | 0 | 0 | 0 | 0 | 0 | 0 | 0 | 0 | 0 | 0 | 0 | 0 | 0 | 0 | 264.825 | 284.7021 | 263.0592 | -76.8758 | -1.6254 | 0 | 0 | 0 | 0 | 0
0.5833333333333333104November | Resource 1 | Sublap 1 | 14:00 | 3 | 104 | November | 20000 | 0 | 0 | 0 | 0 | 0 | 0 | 0 | 0 | 0 | 0 | 0 | 0 | 0 | 0 | 13.9382 | 14.9843 | 13.8452 | -4.0461 | -0.085546 | 0 | 0 | 0 | 0 | 0 | 0 | 0 | 0 | 0 | 0 | 0 | 0 | 0 | 0 | 0 | 0 | 0 | 0 | 0 | 278.7631 | 299.6865 | 276.9044 | -80.9219 | -1.7109 | 0 | 0 | 0 | 0 | 0
0.5833333333333333104December | Resource 1 | Sublap 1 | 14:00 | 3 | 104 | December | 21000 | 0 | 0 | 0 | 0 | 0 | 0 | 0 | 0 | 0 | 0 | 0 | 0 | 0 | 0 | 13.9382 | 14.9843 | 13.8452 | -4.0461 | -0.085546 | 0 | 0 | 0 | 0 | 0 | 0 | 0 | 0 | 0 | 0 | 0 | 0 | 0 | 0 | 0 | 0 | 0 | 0 | 0 | 292.7013 | 314.6708 | 290.7496 | -84.968 | -1.7965 | 0 | 0 | 0 | 0 | 0
0.5833333333333333105January | Resource 1 | Sublap 1 | 14:00 | 3 | 105 | January | 10000 | 0 | 0 | 0 | 0 | 0 | 0 | 0 | 0 | 0 | 0 | 0 | 0 | 0 | 0 | 11.9156 | 12.7501 | 11.7415 | -3.4365 | -0.072681 | 0 | 0 | 0 | 0 | 0 | 0 | 0 | 0 | 0 | 0 | 0 | 0 | 0 | 0 | 0 | 0 | 0 | 0 | 0 | 119.1565 | 127.5015 | 117.415 | -34.3651 | -0.72681 | 0 | 0 | 0 | 0 | 0
0.5833333333333333105February | Resource 1 | Sublap 1 | 14:00 | 3 | 105 | February | 11000 | 0 | 0 | 0 | 0 | 0 | 0 | 0 | 0 | 0 | 0 | 0 | 0 | 0 | 0 | 11.9156 | 12.7501 | 11.7415 | -3.4365 | -0.072681 | 0 | 0 | 0 | 0 | 0 | 0 | 0 | 0 | 0 | 0 | 0 | 0 | 0 | 0 | 0 | 0 | 0 | 0 | 0 | 131.0722 | 140.2517 | 129.1565 | -37.8016 | -0.79949 | 0 | 0 | 0 | 0 | 0
0.5833333333333333105March | Resource 1 | Sublap 1 | 14:00 | 3 | 105 | March | 12000 | 0 | 0 | 0 | 0 | 0 | 0 | 0 | 0 | 0 | 0 | 0 | 0 | 0 | 0 | 11.9156 | 12.7501 | 11.7415 | -3.4365 | -0.072681 | 0 | 0 | 0 | 0 | 0 | 0 | 0 | 0 | 0 | 0 | 0 | 0 | 0 | 0 | 0 | 0 | 0 | 0 | 0 | 142.9878 | 153.0018 | 140.898 | -41.2381 | -0.87217 | 0 | 0 | 0 | 0 | 0
0.5833333333333333105April | Resource 1 | Sublap 1 | 14:00 | 3 | 105 | April | 13000 | 0 | 0 | 0 | 0 | 0 | 0 | 0 | 0 | 0 | 0 | 0 | 0 | 0 | 0 | 11.9156 | 12.7501 | 11.7415 | -3.4365 | -0.072681 | 0 | 0 | 0 | 0 | 0 | 0 | 0 | 0 | 0 | 0 | 0 | 0 | 0 | 0 | 0 | 0 | 0 | 0 | 0 | 154.9035 | 165.752 | 152.6395 | -44.6746 | -0.94486 | 0 | 0 | 0 | 0 | 0
0.5833333333333333105May | Resource 1 | Sublap 1 | 14:00 | 3 | 105 | May | 14000 | 0 | 0 | 0 | 0 | 0 | 0 | 0 | 0 | 0 | 0 | 0 | 0 | 0 | 0 | 11.9156 | 12.7501 | 11.7415 | -3.4365 | -0.072681 | 0 | 0 | 0 | 0 | 0 | 0 | 0 | 0 | 0 | 0 | 0 | 0 | 0 | 0 | 0 | 0 | 0 | 0 | 0 | 166.8191 | 178.5021 | 164.381 | -48.1111 | -1.0175 | 0 | 0 | 0 | 0 | 0
0.5833333333333333105June | Resource 1 | Sublap 1 | 14:00 | 3 | 105 | June | 15000 | 0 | 0 | 0 | 0 | 0 | 0 | 0 | 0 | 0 | 0 | 0 | 0 | 0 | 0 | 11.9156 | 12.7501 | 11.7415 | -3.4365 | -0.072681 | 0 | 0 | 0 | 0 | 0 | 0 | 0 | 0 | 0 | 0 | 0 | 0 | 0 | 0 | 0 | 0 | 0 | 0 | 0 | 178.7348 | 191.2523 | 176.1225 | -51.5476 | -1.0902 | 0 | 0 | 0 | 0 | 0
0.5833333333333333105July | Resource 1 | Sublap 1 | 14:00 | 3 | 105 | July | 16000 | 0 | 0 | 0 | 0 | 0 | 0 | 0 | 0 | 0 | 0 | 0 | 0 | 0 | 0 | 11.9156 | 12.7501 | 11.7415 | -3.4365 | -0.072681 | 0 | 0 | 0 | 0 | 0 | 0 | 0 | 0 | 0 | 0 | 0 | 0 | 0 | 0 | 0 | 0 | 0 | 0 | 0 | 190.6504 | 204.0024 | 187.864 | -54.9841 | -1.1629 | 0 | 0 | 0 | 0 | 0
0.5833333333333333105August | Resource 1 | Sublap 1 | 14:00 | 3 | 105 | August | 17000 | 0 | 0 | 0 | 0 | 0 | 0 | 0 | 0 | 0 | 0 | 0 | 0 | 0 | 0 | 11.9156 | 12.7501 | 11.7415 | -3.4365 | -0.072681 | 0 | 0 | 0 | 0 | 0 | 0 | 0 | 0 | 0 | 0 | 0 | 0 | 0 | 0 | 0 | 0 | 0 | 0 | 0 | 202.5661 | 216.7526 | 199.6055 | -58.4206 | -1.2356 | 0 | 0 | 0 | 0 | 0
0.5833333333333333105September | Resource 1 | Sublap 1 | 14:00 | 3 | 105 | September | 18000 | 0 | 0 | 0 | 0 | 0 | 0 | 0 | 0 | 0 | 0 | 0 | 0 | 0 | 0 | 11.9156 | 12.7501 | 11.7415 | -3.4365 | -0.072681 | 0 | 0 | 0 | 0 | 0 | 0 | 0 | 0 | 0 | 0 | 0 | 0 | 0 | 0 | 0 | 0 | 0 | 0 | 0 | 214.4817 | 229.5027 | 211.347 | -61.8571 | -1.3083 | 0 | 0 | 0 | 0 | 0
0.5833333333333333105October | Resource 1 | Sublap 1 | 14:00 | 3 | 105 | October | 19000 | 0 | 0 | 0 | 0 | 0 | 0 | 0 | 0 | 0 | 0 | 0 | 0 | 0 | 0 | 11.9156 | 12.7501 | 11.7415 | -3.4365 | -0.072681 | 0 | 0 | 0 | 0 | 0 | 0 | 0 | 0 | 0 | 0 | 0 | 0 | 0 | 0 | 0 | 0 | 0 | 0 | 0 | 226.3974 | 242.2529 | 223.0885 | -65.2936 | -1.3809 | 0 | 0 | 0 | 0 | 0
0.5833333333333333105November | Resource 1 | Sublap 1 | 14:00 | 3 | 105 | November | 20000 | 0 | 0 | 0 | 0 | 0 | 0 | 0 | 0 | 0 | 0 | 0 | 0 | 0 | 0 | 11.9156 | 12.7501 | 11.7415 | -3.4365 | -0.072681 | 0 | 0 | 0 | 0 | 0 | 0 | 0 | 0 | 0 | 0 | 0 | 0 | 0 | 0 | 0 | 0 | 0 | 0 | 0 | 238.313 | 255.0031 | 234.83 | -68.7301 | -1.4536 | 0 | 0 | 0 | 0 | 0
0.5833333333333333105December | Resource 1 | Sublap 1 | 14:00 | 3 | 105 | December | 21000 | 0 | 0 | 0 | 0 | 0 | 0 | 0 | 0 | 0 | 0 | 0 | 0 | 0 | 0 | 11.9156 | 12.7501 | 11.7415 | -3.4365 | -0.072681 | 0 | 0 | 0 | 0 | 0 | 0 | 0 | 0 | 0 | 0 | 0 | 0 | 0 | 0 | 0 | 0 | 0 | 0 | 0 | 250.2287 | 267.7532 | 246.5715 | -72.1667 | -1.5263 | 0 | 0 | 0 | 0 | 0
0.5833333333333333106January | Resource 1 | Sublap 1 | 14:00 | 3 | 106 | January | 10000 | 0 | 0 | 0 | 0 | 0 | 0 | 0 | 0 | 0 | 0 | 0 | 0 | 0 | 0 | 11.5083 | 12.4173 | 11.4649 | -3.3085 | -0.06998 | 0 | 0 | 0 | 0 | 0 | 0 | 0 | 0 | 0 | 0 | 0 | 0 | 0 | 0 | 0 | 0 | 0 | 0 | 0 | 115.0825 | 124.1727 | 114.6489 | -33.0853 | -0.6998 | 0 | 0 | 0 | 0 | 0
0.5833333333333333106February | Resource 1 | Sublap 1 | 14:00 | 3 | 106 | February | 11000 | 0 | 0 | 0 | 0 | 0 | 0 | 0 | 0 | 0 | 0 | 0 | 0 | 0 | 0 | 11.5083 | 12.4173 | 11.4649 | -3.3085 | -0.06998 | 0 | 0 | 0 | 0 | 0 | 0 | 0 | 0 | 0 | 0 | 0 | 0 | 0 | 0 | 0 | 0 | 0 | 0 | 0 | 126.5907 | 136.59 | 126.1138 | -36.3938 | -0.76978 | 0 | 0 | 0 | 0 | 0
0.5833333333333333106March | Resource 1 | Sublap 1 | 14:00 | 3 | 106 | March | 12000 | 0 | 0 | 0 | 0 | 0 | 0 | 0 | 0 | 0 | 0 | 0 | 0 | 0 | 0 | 11.5083 | 12.4173 | 11.4649 | -3.3085 | -0.06998 | 0 | 0 | 0 | 0 | 0 | 0 | 0 | 0 | 0 | 0 | 0 | 0 | 0 | 0 | 0 | 0 | 0 | 0 | 0 | 138.099 | 149.0073 | 137.5787 | -39.7023 | -0.83976 | 0 | 0 | 0 | 0 | 0
0.5833333333333333106April | Resource 1 | Sublap 1 | 14:00 | 3 | 106 | April | 13000 | 0 | 0 | 0 | 0 | 0 | 0 | 0 | 0 | 0 | 0 | 0 | 0 | 0 | 0 | 11.5083 | 12.4173 | 11.4649 | -3.3085 | -0.06998 | 0 | 0 | 0 | 0 | 0 | 0 | 0 | 0 | 0 | 0 | 0 | 0 | 0 | 0 | 0 | 0 | 0 | 0 | 0 | 149.6072 | 161.4246 | 149.0435 | -43.0109 | -0.90974 | 0 | 0 | 0 | 0 | 0
0.5833333333333333106May | Resource 1 | Sublap 1 | 14:00 | 3 | 106 | May | 14000 | 0 | 0 | 0 | 0 | 0 | 0 | 0 | 0 | 0 | 0 | 0 | 0 | 0 | 0 | 11.5083 | 12.4173 | 11.4649 | -3.3085 | -0.06998 | 0 | 0 | 0 | 0 | 0 | 0 | 0 | 0 | 0 | 0 | 0 | 0 | 0 | 0 | 0 | 0 | 0 | 0 | 0 | 161.1155 | 173.8418 | 160.5084 | -46.3194 | -0.97972 | 0 | 0 | 0 | 0 | 0
0.5833333333333333106June | Resource 1 | Sublap 1 | 14:00 | 3 | 106 | June | 15000 | 0 | 0 | 0 | 0 | 0 | 0 | 0 | 0 | 0 | 0 | 0 | 0 | 0 | 0 | 11.5083 | 12.4173 | 11.4649 | -3.3085 | -0.06998 | 0 | 0 | 0 | 0 | 0 | 0 | 0 | 0 | 0 | 0 | 0 | 0 | 0 | 0 | 0 | 0 | 0 | 0 | 0 | 172.6237 | 186.2591 | 171.9733 | -49.6279 | -1.0497 | 0 | 0 | 0 | 0 | 0
0.5833333333333333106July | Resource 1 | Sublap 1 | 14:00 | 3 | 106 | July | 16000 | 0 | 0 | 0 | 0 | 0 | 0 | 0 | 0 | 0 | 0 | 0 | 0 | 0 | 0 | 11.5083 | 12.4173 | 11.4649 | -3.3085 | -0.06998 | 0 | 0 | 0 | 0 | 0 | 0 | 0 | 0 | 0 | 0 | 0 | 0 | 0 | 0 | 0 | 0 | 0 | 0 | 0 | 184.132 | 198.6764 | 183.4382 | -52.9364 | -1.1197 | 0 | 0 | 0 | 0 | 0
0.5833333333333333106August | Resource 1 | Sublap 1 | 14:00 | 3 | 106 | August | 17000 | 0 | 0 | 0 | 0 | 0 | 0 | 0 | 0 | 0 | 0 | 0 | 0 | 0 | 0 | 11.5083 | 12.4173 | 11.4649 | -3.3085 | -0.06998 | 0 | 0 | 0 | 0 | 0 | 0 | 0 | 0 | 0 | 0 | 0 | 0 | 0 | 0 | 0 | 0 | 0 | 0 | 0 | 195.6402 | 211.0936 | 194.9031 | -56.245 | -1.1897 | 0 | 0 | 0 | 0 | 0
0.5833333333333333106September | Resource 1 | Sublap 1 | 14:00 | 3 | 106 | September | 18000 | 0 | 0 | 0 | 0 | 0 | 0 | 0 | 0 | 0 | 0 | 0 | 0 | 0 | 0 | 11.5083 | 12.4173 | 11.4649 | -3.3085 | -0.06998 | 0 | 0 | 0 | 0 | 0 | 0 | 0 | 0 | 0 | 0 | 0 | 0 | 0 | 0 | 0 | 0 | 0 | 0 | 0 | 207.1485 | 223.5109 | 206.368 | -59.5535 | -1.2596 | 0 | 0 | 0 | 0 | 0
0.5833333333333333106October | Resource 1 | Sublap 1 | 14:00 | 3 | 106 | October | 19000 | 0 | 0 | 0 | 0 | 0 | 0 | 0 | 0 | 0 | 0 | 0 | 0 | 0 | 0 | 11.5083 | 12.4173 | 11.4649 | -3.3085 | -0.06998 | 0 | 0 | 0 | 0 | 0 | 0 | 0 | 0 | 0 | 0 | 0 | 0 | 0 | 0 | 0 | 0 | 0 | 0 | 0 | 218.6567 | 235.9282 | 217.8329 | -62.862 | -1.3296 | 0 | 0 | 0 | 0 | 0
0.5833333333333333106November | Resource 1 | Sublap 1 | 14:00 | 3 | 106 | November | 20000 | 0 | 0 | 0 | 0 | 0 | 0 | 0 | 0 | 0 | 0 | 0 | 0 | 0 | 0 | 11.5083 | 12.4173 | 11.4649 | -3.3085 | -0.06998 | 0 | 0 | 0 | 0 | 0 | 0 | 0 | 0 | 0 | 0 | 0 | 0 | 0 | 0 | 0 | 0 | 0 | 0 | 0 | 230.165 | 248.3455 | 229.2978 | -66.1706 | -1.3996 | 0 | 0 | 0 | 0 | 0
0.5833333333333333106December | Resource 1 | Sublap 1 | 14:00 | 3 | 106 | December | 21000 | 0 | 0 | 0 | 0 | 0 | 0 | 0 | 0 | 0 | 0 | 0 | 0 | 0 | 0 | 11.5083 | 12.4173 | 11.4649 | -3.3085 | -0.06998 | 0 | 0 | 0 | 0 | 0 | 0 | 0 | 0 | 0 | 0 | 0 | 0 | 0 | 0 | 0 | 0 | 0 | 0 | 0 | 241.6732 | 260.7628 | 240.7627 | -69.4791 | -1.4696 | 0 | 0 | 0 | 0 | 0
0.5833333333333333107January | Resource 1 | Sublap 1 | 14:00 | 3 | 107 | January | 10000 | 0 | 0 | 0 | 0 | 0 | 0 | 0 | 0 | 0 | 0 | 0 | 0 | 0 | 0 | 13.477 | 14.4654 | 13.4688 | -3.8743 | -0.081921 | 0 | 0 | 0 | 0 | 0 | 0 | 0 | 0 | 0 | 0 | 0 | 0 | 0 | 0 | 0 | 0 | 0 | 0 | 0 | 134.7703 | 144.6544 | 134.6878 | -38.7433 | -0.81921 | 0 | 0 | 0 | 0 | 0
0.5833333333333333107February | Resource 1 | Sublap 1 | 14:00 | 3 | 107 | February | 11000 | 0 | 0 | 0 | 0 | 0 | 0 | 0 | 0 | 0 | 0 | 0 | 0 | 0 | 0 | 13.477 | 14.4654 | 13.4688 | -3.8743 | -0.081921 | 0 | 0 | 0 | 0 | 0 | 0 | 0 | 0 | 0 | 0 | 0 | 0 | 0 | 0 | 0 | 0 | 0 | 0 | 0 | 148.2473 | 159.1198 | 148.1566 | -42.6177 | -0.90113 | 0 | 0 | 0 | 0 | 0
0.5833333333333333107March | Resource 1 | Sublap 1 | 14:00 | 3 | 107 | March | 12000 | 0 | 0 | 0 | 0 | 0 | 0 | 0 | 0 | 0 | 0 | 0 | 0 | 0 | 0 | 13.477 | 14.4654 | 13.4688 | -3.8743 | -0.081921 | 0 | 0 | 0 | 0 | 0 | 0 | 0 | 0 | 0 | 0 | 0 | 0 | 0 | 0 | 0 | 0 | 0 | 0 | 0 | 161.7243 | 173.5853 | 161.6254 | -46.492 | -0.98305 | 0 | 0 | 0 | 0 | 0
0.5833333333333333107April | Resource 1 | Sublap 1 | 14:00 | 3 | 107 | April | 13000 | 0 | 0 | 0 | 0 | 0 | 0 | 0 | 0 | 0 | 0 | 0 | 0 | 0 | 0 | 13.477 | 14.4654 | 13.4688 | -3.8743 | -0.081921 | 0 | 0 | 0 | 0 | 0 | 0 | 0 | 0 | 0 | 0 | 0 | 0 | 0 | 0 | 0 | 0 | 0 | 0 | 0 | 175.2014 | 188.0507 | 175.0942 | -50.3663 | -1.065 | 0 | 0 | 0 | 0 | 0
0.5833333333333333107May | Resource 1 | Sublap 1 | 14:00 | 3 | 107 | May | 14000 | 0 | 0 | 0 | 0 | 0 | 0 | 0 | 0 | 0 | 0 | 0 | 0 | 0 | 0 | 13.477 | 14.4654 | 13.4688 | -3.8743 | -0.081921 | 0 | 0 | 0 | 0 | 0 | 0 | 0 | 0 | 0 | 0 | 0 | 0 | 0 | 0 | 0 | 0 | 0 | 0 | 0 | 188.6784 | 202.5161 | 188.563 | -54.2407 | -1.1469 | 0 | 0 | 0 | 0 | 0
0.5833333333333333107June | Resource 1 | Sublap 1 | 14:00 | 3 | 107 | June | 15000 | 0 | 0 | 0 | 0 | 0 | 0 | 0 | 0 | 0 | 0 | 0 | 0 | 0 | 0 | 13.477 | 14.4654 | 13.4688 | -3.8743 | -0.081921 | 0 | 0 | 0 | 0 | 0 | 0 | 0 | 0 | 0 | 0 | 0 | 0 | 0 | 0 | 0 | 0 | 0 | 0 | 0 | 202.1554 | 216.9816 | 202.0318 | -58.115 | -1.2288 | 0 | 0 | 0 | 0 | 0
0.5833333333333333107July | Resource 1 | Sublap 1 | 14:00 | 3 | 107 | July | 16000 | 0 | 0 | 0 | 0 | 0 | 0 | 0 | 0 | 0 | 0 | 0 | 0 | 0 | 0 | 13.477 | 14.4654 | 13.4688 | -3.8743 | -0.081921 | 0 | 0 | 0 | 0 | 0 | 0 | 0 | 0 | 0 | 0 | 0 | 0 | 0 | 0 | 0 | 0 | 0 | 0 | 0 | 215.6324 | 231.447 | 215.5005 | -61.9893 | -1.3107 | 0 | 0 | 0 | 0 | 0
0.5833333333333333107August | Resource 1 | Sublap 1 | 14:00 | 3 | 107 | August | 17000 | 0 | 0 | 0 | 0 | 0 | 0 | 0 | 0 | 0 | 0 | 0 | 0 | 0 | 0 | 13.477 | 14.4654 | 13.4688 | -3.8743 | -0.081921 | 0 | 0 | 0 | 0 | 0 | 0 | 0 | 0 | 0 | 0 | 0 | 0 | 0 | 0 | 0 | 0 | 0 | 0 | 0 | 229.1095 | 245.9125 | 228.9693 | -65.8637 | -1.3927 | 0 | 0 | 0 | 0 | 0
0.5833333333333333107September | Resource 1 | Sublap 1 | 14:00 | 3 | 107 | September | 18000 | 0 | 0 | 0 | 0 | 0 | 0 | 0 | 0 | 0 | 0 | 0 | 0 | 0 | 0 | 13.477 | 14.4654 | 13.4688 | -3.8743 | -0.081921 | 0 | 0 | 0 | 0 | 0 | 0 | 0 | 0 | 0 | 0 | 0 | 0 | 0 | 0 | 0 | 0 | 0 | 0 | 0 | 242.5865 | 260.3779 | 242.4381 | -69.738 | -1.4746 | 0 | 0 | 0 | 0 | 0
0.5833333333333333107October | Resource 1 | Sublap 1 | 14:00 | 3 | 107 | October | 19000 | 0 | 0 | 0 | 0 | 0 | 0 | 0 | 0 | 0 | 0 | 0 | 0 | 0 | 0 | 13.477 | 14.4654 | 13.4688 | -3.8743 | -0.081921 | 0 | 0 | 0 | 0 | 0 | 0 | 0 | 0 | 0 | 0 | 0 | 0 | 0 | 0 | 0 | 0 | 0 | 0 | 0 | 256.0635 | 274.8433 | 255.9069 | -73.6123 | -1.5565 | 0 | 0 | 0 | 0 | 0
0.5833333333333333107November | Resource 1 | Sublap 1 | 14:00 | 3 | 107 | November | 20000 | 0 | 0 | 0 | 0 | 0 | 0 | 0 | 0 | 0 | 0 | 0 | 0 | 0 | 0 | 13.477 | 14.4654 | 13.4688 | -3.8743 | -0.081921 | 0 | 0 | 0 | 0 | 0 | 0 | 0 | 0 | 0 | 0 | 0 | 0 | 0 | 0 | 0 | 0 | 0 | 0 | 0 | 269.5406 | 289.3088 | 269.3757 | -77.4867 | -1.6384 | 0 | 0 | 0 | 0 | 0
0.5833333333333333107December | Resource 1 | Sublap 1 | 14:00 | 3 | 107 | December | 21000 | 0 | 0 | 0 | 0 | 0 | 0 | 0 | 0 | 0 | 0 | 0 | 0 | 0 | 0 | 13.477 | 14.4654 | 13.4688 | -3.8743 | -0.081921 | 0 | 0 | 0 | 0 | 0 | 0 | 0 | 0 | 0 | 0 | 0 | 0 | 0 | 0 | 0 | 0 | 0 | 0 | 0 | 283.0176 | 303.7742 | 282.8445 | -81.361 | -1.7203 | 0 | 0 | 0 | 0 | 0
0.583333333333333471January | Resource 1 | Sublap 1 | 14:00 | 4 | 71 | January | 10000 | 0 | 0 | 0 | 0 | 0 | 0 | 0 | 0 | 0 | 0 | 0 | 0 | 0 | 0 | 0 | 0 | 0 | 0 | 0 | 0 | 0 | 0 | 0 | 0 | 0 | 0 | 0 | 0 | 0 | 0 | 0 | 0 | 0 | 0 | 0 | 0 | 0 | 0 | 0 | 0 | 0 | 0 | 0 | 0 | 0 | 0 | 0 | 0
0.583333333333333471February | Resource 1 | Sublap 1 | 14:00 | 4 | 71 | February | 11000 | 0 | 0 | 0 | 0 | 0 | 0 | 0 | 0 | 0 | 0 | 0 | 0 | 0 | 0 | 0 | 0 | 0 | 0 | 0 | 0 | 0 | 0 | 0 | 0 | 0 | 0 | 0 | 0 | 0 | 0 | 0 | 0 | 0 | 0 | 0 | 0 | 0 | 0 | 0 | 0 | 0 | 0 | 0 | 0 | 0 | 0 | 0 | 0
0.583333333333333471March | Resource 1 | Sublap 1 | 14:00 | 4 | 71 | March | 12000 | 0 | 0 | 0 | 0 | 0 | 0 | 0 | 0 | 0 | 0 | 0 | 0 | 0 | 0 | 0 | 0 | 0 | 0 | 0 | 0 | 0 | 0 | 0 | 0 | 0 | 0 | 0 | 0 | 0 | 0 | 0 | 0 | 0 | 0 | 0 | 0 | 0 | 0 | 0 | 0 | 0 | 0 | 0 | 0 | 0 | 0 | 0 | 0
0.583333333333333471April | Resource 1 | Sublap 1 | 14:00 | 4 | 71 | April | 13000 | 0 | 0 | 0 | 0 | 0 | 0 | 0 | 0 | 0 | 0 | 0 | 0 | 0 | 0 | 0 | 0 | 0 | 0 | 0 | 0 | 0 | 0 | 0 | 0 | 0 | 0 | 0 | 0 | 0 | 0 | 0 | 0 | 0 | 0 | 0 | 0 | 0 | 0 | 0 | 0 | 0 | 0 | 0 | 0 | 0 | 0 | 0 | 0
0.583333333333333471May | Resource 1 | Sublap 1 | 14:00 | 4 | 71 | May | 14000 | 0 | 0 | 0 | 0 | 0 | 0 | 0 | 0 | 0 | 0 | 0 | 0 | 0 | 0 | 0 | 0 | 0 | 0 | 0 | 0 | 0 | 0 | 0 | 0 | 0 | 0 | 0 | 0 | 0 | 0 | 0 | 0 | 0 | 0 | 0 | 0 | 0 | 0 | 0 | 0 | 0 | 0 | 0 | 0 | 0 | 0 | 0 | 0
0.583333333333333471June | Resource 1 | Sublap 1 | 14:00 | 4 | 71 | June | 15000 | 0 | 0 | 0 | 0 | 0 | 0 | 0 | 0 | 0 | 0 | 0 | 0 | 0 | 0 | 0 | 0 | 0 | 0 | 0 | 0 | 0 | 0 | 0 | 0 | 0 | 0 | 0 | 0 | 0 | 0 | 0 | 0 | 0 | 0 | 0 | 0 | 0 | 0 | 0 | 0 | 0 | 0 | 0 | 0 | 0 | 0 | 0 | 0
0.583333333333333471July | Resource 1 | Sublap 1 | 14:00 | 4 | 71 | July | 16000 | 0 | 0 | 0 | 0 | 0 | 0 | 0 | 0 | 0 | 0 | 0 | 0 | 0 | 0 | 0 | 0 | 0 | 0 | 0 | 0 | 0 | 0 | 0 | 0 | 0 | 0 | 0 | 0 | 0 | 0 | 0 | 0 | 0 | 0 | 0 | 0 | 0 | 0 | 0 | 0 | 0 | 0 | 0 | 0 | 0 | 0 | 0 | 0
0.583333333333333471August | Resource 1 | Sublap 1 | 14:00 | 4 | 71 | August | 17000 | 0 | 0 | 0 | 0 | 0 | 0 | 0 | 0 | 0 | 0 | 0 | 0 | 0 | 0 | 0 | 0 | 0 | 0 | 0 | 0 | 0 | 0 | 0 | 0 | 0 | 0 | 0 | 0 | 0 | 0 | 0 | 0 | 0 | 0 | 0 | 0 | 0 | 0 | 0 | 0 | 0 | 0 | 0 | 0 | 0 | 0 | 0 | 0
0.583333333333333471September | Resource 1 | Sublap 1 | 14:00 | 4 | 71 | September | 18000 | 0 | 0 | 0 | 0 | 0 | 0 | 0 | 0 | 0 | 0 | 0 | 0 | 0 | 0 | 0 | 0 | 0 | 0 | 0 | 0 | 0 | 0 | 0 | 0 | 0 | 0 | 0 | 0 | 0 | 0 | 0 | 0 | 0 | 0 | 0 | 0 | 0 | 0 | 0 | 0 | 0 | 0 | 0 | 0 | 0 | 0 | 0 | 0
0.583333333333333471October | Resource 1 | Sublap 1 | 14:00 | 4 | 71 | October | 19000 | 0 | 0 | 0 | 0 | 0 | 0 | 0 | 0 | 0 | 0 | 0 | 0 | 0 | 0 | 0 | 0 | 0 | 0 | 0 | 0 | 0 | 0 | 0 | 0 | 0 | 0 | 0 | 0 | 0 | 0 | 0 | 0 | 0 | 0 | 0 | 0 | 0 | 0 | 0 | 0 | 0 | 0 | 0 | 0 | 0 | 0 | 0 | 0
0.583333333333333471November | Resource 1 | Sublap 1 | 14:00 | 4 | 71 | November | 20000 | 0 | 0 | 0 | 0 | 0 | 0 | 0 | 0 | 0 | 0 | 0 | 0 | 0 | 0 | 0 | 0 | 0 | 0 | 0 | 0 | 0 | 0 | 0 | 0 | 0 | 0 | 0 | 0 | 0 | 0 | 0 | 0 | 0 | 0 | 0 | 0 | 0 | 0 | 0 | 0 | 0 | 0 | 0 | 0 | 0 | 0 | 0 | 0
0.583333333333333471December | Resource 1 | Sublap 1 | 14:00 | 4 | 71 | December | 21000 | 0 | 0 | 0 | 0 | 0 | 0 | 0 | 0 | 0 | 0 | 0 | 0 | 0 | 0 | 0 | 0 | 0 | 0 | 0 | 0 | 0 | 0 | 0 | 0 | 0 | 0 | 0 | 0 | 0 | 0 | 0 | 0 | 0 | 0 | 0 | 0 | 0 | 0 | 0 | 0 | 0 | 0 | 0 | 0 | 0 | 0 | 0 | 0
0.583333333333333472January | Resource 1 | Sublap 1 | 14:00 | 4 | 72 | January | 10000 | 0 | 0 | 0 | 0 | 0 | 0 | 0 | 0 | 0 | 0 | 0 | 0 | 0 | 0 | 0 | 0 | 0 | 0 | 0 | 0 | 0 | 0 | 0 | 0 | 0 | 0 | 0 | 0 | 0 | 0 | 0 | 0 | 0 | 0 | 0 | 0 | 0 | 0 | 0 | 0 | 0 | 0 | 0 | 0 | 0 | 0 | 0 | 0
0.583333333333333472February | Resource 1 | Sublap 1 | 14:00 | 4 | 72 | February | 11000 | 0 | 0 | 0 | 0 | 0 | 0 | 0 | 0 | 0 | 0 | 0 | 0 | 0 | 0 | 0 | 0 | 0 | 0 | 0 | 0 | 0 | 0 | 0 | 0 | 0 | 0 | 0 | 0 | 0 | 0 | 0 | 0 | 0 | 0 | 0 | 0 | 0 | 0 | 0 | 0 | 0 | 0 | 0 | 0 | 0 | 0 | 0 | 0
0.583333333333333472March | Resource 1 | Sublap 1 | 14:00 | 4 | 72 | March | 12000 | 0 | 0 | 0 | 0 | 0 | 0 | 0 | 0 | 0 | 0 | 0 | 0 | 0 | 0 | 0 | 0 | 0 | 0 | 0 | 0 | 0 | 0 | 0 | 0 | 0 | 0 | 0 | 0 | 0 | 0 | 0 | 0 | 0 | 0 | 0 | 0 | 0 | 0 | 0 | 0 | 0 | 0 | 0 | 0 | 0 | 0 | 0 | 0
0.583333333333333472April | Resource 1 | Sublap 1 | 14:00 | 4 | 72 | April | 13000 | 0 | 0 | 0 | 0 | 0 | 0 | 0 | 0 | 0 | 0 | 0 | 0 | 0 | 0 | 0 | 0 | 0 | 0 | 0 | 0 | 0 | 0 | 0 | 0 | 0 | 0 | 0 | 0 | 0 | 0 | 0 | 0 | 0 | 0 | 0 | 0 | 0 | 0 | 0 | 0 | 0 | 0 | 0 | 0 | 0 | 0 | 0 | 0
0.583333333333333472May | Resource 1 | Sublap 1 | 14:00 | 4 | 72 | May | 14000 | 0 | 0 | 0 | 0 | 0 | 0 | 0 | 0 | 0 | 0 | 0 | 0 | 0 | 0 | 0 | 0 | 0 | 0 | 0 | 0 | 0 | 0 | 0 | 0 | 0 | 0 | 0 | 0 | 0 | 0 | 0 | 0 | 0 | 0 | 0 | 0 | 0 | 0 | 0 | 0 | 0 | 0 | 0 | 0 | 0 | 0 | 0 | 0
0.583333333333333472June | Resource 1 | Sublap 1 | 14:00 | 4 | 72 | June | 15000 | 0 | 0 | 0 | 0 | 0 | 0 | 0 | 0 | 0 | 0 | 0 | 0 | 0 | 0 | 0 | 0 | 0 | 0 | 0 | 0 | 0 | 0 | 0 | 0 | 0 | 0 | 0 | 0 | 0 | 0 | 0 | 0 | 0 | 0 | 0 | 0 | 0 | 0 | 0 | 0 | 0 | 0 | 0 | 0 | 0 | 0 | 0 | 0
0.583333333333333472July | Resource 1 | Sublap 1 | 14:00 | 4 | 72 | July | 16000 | 0 | 0 | 0 | 0 | 0 | 0 | 0 | 0 | 0 | 0 | 0 | 0 | 0 | 0 | 0 | 0 | 0 | 0 | 0 | 0 | 0 | 0 | 0 | 0 | 0 | 0 | 0 | 0 | 0 | 0 | 0 | 0 | 0 | 0 | 0 | 0 | 0 | 0 | 0 | 0 | 0 | 0 | 0 | 0 | 0 | 0 | 0 | 0
0.583333333333333472August | Resource 1 | Sublap 1 | 14:00 | 4 | 72 | August | 17000 | 0 | 0 | 0 | 0 | 0 | 0 | 0 | 0 | 0 | 0 | 0 | 0 | 0 | 0 | 0 | 0 | 0 | 0 | 0 | 0 | 0 | 0 | 0 | 0 | 0 | 0 | 0 | 0 | 0 | 0 | 0 | 0 | 0 | 0 | 0 | 0 | 0 | 0 | 0 | 0 | 0 | 0 | 0 | 0 | 0 | 0 | 0 | 0
0.583333333333333472September | Resource 1 | Sublap 1 | 14:00 | 4 | 72 | September | 18000 | 0 | 0 | 0 | 0 | 0 | 0 | 0 | 0 | 0 | 0 | 0 | 0 | 0 | 0 | 0 | 0 | 0 | 0 | 0 | 0 | 0 | 0 | 0 | 0 | 0 | 0 | 0 | 0 | 0 | 0 | 0 | 0 | 0 | 0 | 0 | 0 | 0 | 0 | 0 | 0 | 0 | 0 | 0 | 0 | 0 | 0 | 0 | 0
0.583333333333333472October | Resource 1 | Sublap 1 | 14:00 | 4 | 72 | October | 19000 | 0 | 0 | 0 | 0 | 0 | 0 | 0 | 0 | 0 | 0 | 0 | 0 | 0 | 0 | 0 | 0 | 0 | 0 | 0 | 0 | 0 | 0 | 0 | 0 | 0 | 0 | 0 | 0 | 0 | 0 | 0 | 0 | 0 | 0 | 0 | 0 | 0 | 0 | 0 | 0 | 0 | 0 | 0 | 0 | 0 | 0 | 0 | 0
0.583333333333333472November | Resource 1 | Sublap 1 | 14:00 | 4 | 72 | November | 20000 | 0 | 0 | 0 | 0 | 0 | 0 | 0 | 0 | 0 | 0 | 0 | 0 | 0 | 0 | 0 | 0 | 0 | 0 | 0 | 0 | 0 | 0 | 0 | 0 | 0 | 0 | 0 | 0 | 0 | 0 | 0 | 0 | 0 | 0 | 0 | 0 | 0 | 0 | 0 | 0 | 0 | 0 | 0 | 0 | 0 | 0 | 0 | 0
0.583333333333333472December | Resource 1 | Sublap 1 | 14:00 | 4 | 72 | December | 21000 | 0 | 0 | 0 | 0 | 0 | 0 | 0 | 0 | 0 | 0 | 0 | 0 | 0 | 0 | 0 | 0 | 0 | 0 | 0 | 0 | 0 | 0 | 0 | 0 | 0 | 0 | 0 | 0 | 0 | 0 | 0 | 0 | 0 | 0 | 0 | 0 | 0 | 0 | 0 | 0 | 0 | 0 | 0 | 0 | 0 | 0 | 0 | 0
0.583333333333333473January | Resource 1 | Sublap 1 | 14:00 | 4 | 73 | January | 10000 | 0 | 0 | 0 | 0 | 0 | 0 | 0 | 0 | 0 | 0 | 0 | 0 | 0 | 0 | 0 | 0 | 0 | 0 | 0 | 0 | 0 | 0 | 0 | 0 | 0 | 0 | 0 | 0 | 0 | 0 | 0 | 0 | 0 | 0 | 0 | 0 | 0 | 0 | 0 | 0 | 0 | 0 | 0 | 0 | 0 | 0 | 0 | 0
0.583333333333333473February | Resource 1 | Sublap 1 | 14:00 | 4 | 73 | February | 11000 | 0 | 0 | 0 | 0 | 0 | 0 | 0 | 0 | 0 | 0 | 0 | 0 | 0 | 0 | 0 | 0 | 0 | 0 | 0 | 0 | 0 | 0 | 0 | 0 | 0 | 0 | 0 | 0 | 0 | 0 | 0 | 0 | 0 | 0 | 0 | 0 | 0 | 0 | 0 | 0 | 0 | 0 | 0 | 0 | 0 | 0 | 0 | 0
0.583333333333333473March | Resource 1 | Sublap 1 | 14:00 | 4 | 73 | March | 12000 | 0 | 0 | 0 | 0 | 0 | 0 | 0 | 0 | 0 | 0 | 0 | 0 | 0 | 0 | 0 | 0 | 0 | 0 | 0 | 0 | 0 | 0 | 0 | 0 | 0 | 0 | 0 | 0 | 0 | 0 | 0 | 0 | 0 | 0 | 0 | 0 | 0 | 0 | 0 | 0 | 0 | 0 | 0 | 0 | 0 | 0 | 0 | 0
0.583333333333333473April | Resource 1 | Sublap 1 | 14:00 | 4 | 73 | April | 13000 | 0 | 0 | 0 | 0 | 0 | 0 | 0 | 0 | 0 | 0 | 0 | 0 | 0 | 0 | 0 | 0 | 0 | 0 | 0 | 0 | 0 | 0 | 0 | 0 | 0 | 0 | 0 | 0 | 0 | 0 | 0 | 0 | 0 | 0 | 0 | 0 | 0 | 0 | 0 | 0 | 0 | 0 | 0 | 0 | 0 | 0 | 0 | 0
0.583333333333333473May | Resource 1 | Sublap 1 | 14:00 | 4 | 73 | May | 14000 | 0 | 0 | 0 | 0 | 0 | 0 | 0 | 0 | 0 | 0 | 0 | 0 | 0 | 0 | 0 | 0 | 0 | 0 | 0 | 0 | 0 | 0 | 0 | 0 | 0 | 0 | 0 | 0 | 0 | 0 | 0 | 0 | 0 | 0 | 0 | 0 | 0 | 0 | 0 | 0 | 0 | 0 | 0 | 0 | 0 | 0 | 0 | 0
0.583333333333333473June | Resource 1 | Sublap 1 | 14:00 | 4 | 73 | June | 15000 | 0 | 0 | 0 | 0 | 0 | 0 | 0 | 0 | 0 | 0 | 0 | 0 | 0 | 0 | 0 | 0 | 0 | 0 | 0 | 0 | 0 | 0 | 0 | 0 | 0 | 0 | 0 | 0 | 0 | 0 | 0 | 0 | 0 | 0 | 0 | 0 | 0 | 0 | 0 | 0 | 0 | 0 | 0 | 0 | 0 | 0 | 0 | 0
0.583333333333333473July | Resource 1 | Sublap 1 | 14:00 | 4 | 73 | July | 16000 | 0 | 0 | 0 | 0 | 0 | 0 | 0 | 0 | 0 | 0 | 0 | 0 | 0 | 0 | 0 | 0 | 0 | 0 | 0 | 0 | 0 | 0 | 0 | 0 | 0 | 0 | 0 | 0 | 0 | 0 | 0 | 0 | 0 | 0 | 0 | 0 | 0 | 0 | 0 | 0 | 0 | 0 | 0 | 0 | 0 | 0 | 0 | 0
0.583333333333333473August | Resource 1 | Sublap 1 | 14:00 | 4 | 73 | August | 17000 | 0 | 0 | 0 | 0 | 0 | 0 | 0 | 0 | 0 | 0 | 0 | 0 | 0 | 0 | 0 | 0 | 0 | 0 | 0 | 0 | 0 | 0 | 0 | 0 | 0 | 0 | 0 | 0 | 0 | 0 | 0 | 0 | 0 | 0 | 0 | 0 | 0 | 0 | 0 | 0 | 0 | 0 | 0 | 0 | 0 | 0 | 0 | 0
0.583333333333333473September | Resource 1 | Sublap 1 | 14:00 | 4 | 73 | September | 18000 | 0 | 0 | 0 | 0 | 0 | 0 | 0 | 0 | 0 | 0 | 0 | 0 | 0 | 0 | 0 | 0 | 0 | 0 | 0 | 0 | 0 | 0 | 0 | 0 | 0 | 0 | 0 | 0 | 0 | 0 | 0 | 0 | 0 | 0 | 0 | 0 | 0 | 0 | 0 | 0 | 0 | 0 | 0 | 0 | 0 | 0 | 0 | 0
0.583333333333333473October | Resource 1 | Sublap 1 | 14:00 | 4 | 73 | October | 19000 | 0 | 0 | 0 | 0 | 0 | 0 | 0 | 0 | 0 | 0 | 0 | 0 | 0 | 0 | 0 | 0 | 0 | 0 | 0 | 0 | 0 | 0 | 0 | 0 | 0 | 0 | 0 | 0 | 0 | 0 | 0 | 0 | 0 | 0 | 0 | 0 | 0 | 0 | 0 | 0 | 0 | 0 | 0 | 0 | 0 | 0 | 0 | 0
0.583333333333333473November | Resource 1 | Sublap 1 | 14:00 | 4 | 73 | November | 20000 | 0 | 0 | 0 | 0 | 0 | 0 | 0 | 0 | 0 | 0 | 0 | 0 | 0 | 0 | 0 | 0 | 0 | 0 | 0 | 0 | 0 | 0 | 0 | 0 | 0 | 0 | 0 | 0 | 0 | 0 | 0 | 0 | 0 | 0 | 0 | 0 | 0 | 0 | 0 | 0 | 0 | 0 | 0 | 0 | 0 | 0 | 0 | 0
0.583333333333333473December | Resource 1 | Sublap 1 | 14:00 | 4 | 73 | December | 21000 | 0 | 0 | 0 | 0 | 0 | 0 | 0 | 0 | 0 | 0 | 0 | 0 | 0 | 0 | 0 | 0 | 0 | 0 | 0 | 0 | 0 | 0 | 0 | 0 | 0 | 0 | 0 | 0 | 0 | 0 | 0 | 0 | 0 | 0 | 0 | 0 | 0 | 0 | 0 | 0 | 0 | 0 | 0 | 0 | 0 | 0 | 0 | 0
0.583333333333333474January | Resource 1 | Sublap 1 | 14:00 | 4 | 74 | January | 10000 | 0 | 0 | 0 | 0 | 0 | 0 | 0 | 0 | 0 | 0 | 0 | 0 | 0 | 0 | 0.32837 | 0.27993 | 0.21557 | 0.1643 | -0.18403 | -0.003524 | 0 | 0 | 0 | 0 | 0 | 0 | 0 | 0 | 0 | 0 | 0 | 0 | 0 | 0 | 0 | 0 | 0 | 0 | 3.2837 | 2.7993 | 2.1557 | 1.643 | -1.8403 | -0.03524 | 0 | 0 | 0 | 0
0.583333333333333474February | Resource 1 | Sublap 1 | 14:00 | 4 | 74 | February | 11000 | 0 | 0 | 0 | 0 | 0 | 0 | 0 | 0 | 0 | 0 | 0 | 0 | 0 | 0 | 0.32837 | 0.27993 | 0.21557 | 0.1643 | -0.18403 | -0.003524 | 0 | 0 | 0 | 0 | 0 | 0 | 0 | 0 | 0 | 0 | 0 | 0 | 0 | 0 | 0 | 0 | 0 | 0 | 3.6121 | 3.0792 | 2.3712 | 1.8072 | -2.0244 | -0.038764 | 0 | 0 | 0 | 0
0.583333333333333474March | Resource 1 | Sublap 1 | 14:00 | 4 | 74 | March | 12000 | 0 | 0 | 0 | 0 | 0 | 0 | 0 | 0 | 0 | 0 | 0 | 0 | 0 | 0 | 0.32837 | 0.27993 | 0.21557 | 0.1643 | -0.18403 | -0.003524 | 0 | 0 | 0 | 0 | 0 | 0 | 0 | 0 | 0 | 0 | 0 | 0 | 0 | 0 | 0 | 0 | 0 | 0 | 3.9405 | 3.3592 | 2.5868 | 1.9715 | -2.2084 | -0.042288 | 0 | 0 | 0 | 0
0.583333333333333474April | Resource 1 | Sublap 1 | 14:00 | 4 | 74 | April | 13000 | 0 | 0 | 0 | 0 | 0 | 0 | 0 | 0 | 0 | 0 | 0 | 0 | 0 | 0 | 0.32837 | 0.27993 | 0.21557 | 0.1643 | -0.18403 | -0.003524 | 0 | 0 | 0 | 0 | 0 | 0 | 0 | 0 | 0 | 0 | 0 | 0 | 0 | 0 | 0 | 0 | 0 | 0 | 4.2689 | 3.6391 | 2.8024 | 2.1358 | -2.3924 | -0.045812 | 0 | 0 | 0 | 0
0.583333333333333474May | Resource 1 | Sublap 1 | 14:00 | 4 | 74 | May | 14000 | 0 | 0 | 0 | 0 | 0 | 0 | 0 | 0 | 0 | 0 | 0 | 0 | 0 | 0 | 0.32837 | 0.27993 | 0.21557 | 0.1643 | -0.18403 | -0.003524 | 0 | 0 | 0 | 0 | 0 | 0 | 0 | 0 | 0 | 0 | 0 | 0 | 0 | 0 | 0 | 0 | 0 | 0 | 4.5972 | 3.919 | 3.0179 | 2.3001 | -2.5764 | -0.049336 | 0 | 0 | 0 | 0
0.583333333333333474June | Resource 1 | Sublap 1 | 14:00 | 4 | 74 | June | 15000 | 0 | 0 | 0 | 0 | 0 | 0 | 0 | 0 | 0 | 0 | 0 | 0 | 0 | 0 | 0.32837 | 0.27993 | 0.21557 | 0.1643 | -0.18403 | -0.003524 | 0 | 0 | 0 | 0 | 0 | 0 | 0 | 0 | 0 | 0 | 0 | 0 | 0 | 0 | 0 | 0 | 0 | 0 | 4.9256 | 4.199 | 3.2335 | 2.4644 | -2.7605 | -0.05286 | 0 | 0 | 0 | 0
0.583333333333333474July | Resource 1 | Sublap 1 | 14:00 | 4 | 74 | July | 16000 | 0 | 0 | 0 | 0 | 0 | 0 | 0 | 0 | 0 | 0 | 0 | 0 | 0 | 0 | 0.32837 | 0.27993 | 0.21557 | 0.1643 | -0.18403 | -0.003524 | 0 | 0 | 0 | 0 | 0 | 0 | 0 | 0 | 0 | 0 | 0 | 0 | 0 | 0 | 0 | 0 | 0 | 0 | 5.254 | 4.4789 | 3.449 | 2.6287 | -2.9445 | -0.056384 | 0 | 0 | 0 | 0
0.583333333333333474August | Resource 1 | Sublap 1 | 14:00 | 4 | 74 | August | 17000 | 0 | 0 | 0 | 0 | 0 | 0 | 0 | 0 | 0 | 0 | 0 | 0 | 0 | 0 | 0.32837 | 0.27993 | 0.21557 | 0.1643 | -0.18403 | -0.003524 | 0 | 0 | 0 | 0 | 0 | 0 | 0 | 0 | 0 | 0 | 0 | 0 | 0 | 0 | 0 | 0 | 0 | 0 | 5.5824 | 4.7588 | 3.6646 | 2.793 | -3.1285 | -0.059908 | 0 | 0 | 0 | 0
0.583333333333333474September | Resource 1 | Sublap 1 | 14:00 | 4 | 74 | September | 18000 | 0 | 0 | 0 | 0 | 0 | 0 | 0 | 0 | 0 | 0 | 0 | 0 | 0 | 0 | 0.32837 | 0.27993 | 0.21557 | 0.1643 | -0.18403 | -0.003524 | 0 | 0 | 0 | 0 | 0 | 0 | 0 | 0 | 0 | 0 | 0 | 0 | 0 | 0 | 0 | 0 | 0 | 0 | 5.9107 | 5.0388 | 3.8802 | 2.9573 | -3.3126 | -0.063432 | 0 | 0 | 0 | 0
0.583333333333333474October | Resource 1 | Sublap 1 | 14:00 | 4 | 74 | October | 19000 | 0 | 0 | 0 | 0 | 0 | 0 | 0 | 0 | 0 | 0 | 0 | 0 | 0 | 0 | 0.32837 | 0.27993 | 0.21557 | 0.1643 | -0.18403 | -0.003524 | 0 | 0 | 0 | 0 | 0 | 0 | 0 | 0 | 0 | 0 | 0 | 0 | 0 | 0 | 0 | 0 | 0 | 0 | 6.2391 | 5.3187 | 4.0957 | 3.1216 | -3.4966 | -0.066956 | 0 | 0 | 0 | 0
0.583333333333333474November | Resource 1 | Sublap 1 | 14:00 | 4 | 74 | November | 20000 | 0 | 0 | 0 | 0 | 0 | 0 | 0 | 0 | 0 | 0 | 0 | 0 | 0 | 0 | 0.32837 | 0.27993 | 0.21557 | 0.1643 | -0.18403 | -0.003524 | 0 | 0 | 0 | 0 | 0 | 0 | 0 | 0 | 0 | 0 | 0 | 0 | 0 | 0 | 0 | 0 | 0 | 0 | 6.5675 | 5.5986 | 4.3113 | 3.2859 | -3.6806 | -0.07048 | 0 | 0 | 0 | 0
0.583333333333333474December | Resource 1 | Sublap 1 | 14:00 | 4 | 74 | December | 21000 | 0 | 0 | 0 | 0 | 0 | 0 | 0 | 0 | 0 | 0 | 0 | 0 | 0 | 0 | 0.32837 | 0.27993 | 0.21557 | 0.1643 | -0.18403 | -0.003524 | 0 | 0 | 0 | 0 | 0 | 0 | 0 | 0 | 0 | 0 | 0 | 0 | 0 | 0 | 0 | 0 | 0 | 0 | 6.8959 | 5.8786 | 4.5269 | 3.4502 | -3.8647 | -0.074004 | 0 | 0 | 0 | 0
0.583333333333333475January | Resource 1 | Sublap 1 | 14:00 | 4 | 75 | January | 10000 | 0 | 0 | 0 | 0 | 0 | 0 | 0 | 0 | 0 | 0 | 0 | 0 | 0 | 0 | 0.1944 | 0.16686 | 0.12162 | 0.09269 | -0.10383 | -0.0019881 | 0 | 0 | 0 | 0 | 0 | 0 | 0 | 0 | 0 | 0 | 0 | 0 | 0 | 0 | 0 | 0 | 0 | 0 | 1.944 | 1.6686 | 1.2162 | 0.9269 | -1.0382 | -0.019881 | 0 | 0 | 0 | 0
0.583333333333333475February | Resource 1 | Sublap 1 | 14:00 | 4 | 75 | February | 11000 | 0 | 0 | 0 | 0 | 0 | 0 | 0 | 0 | 0 | 0 | 0 | 0 | 0 | 0 | 0.1944 | 0.16686 | 0.12162 | 0.09269 | -0.10383 | -0.0019881 | 0 | 0 | 0 | 0 | 0 | 0 | 0 | 0 | 0 | 0 | 0 | 0 | 0 | 0 | 0 | 0 | 0 | 0 | 2.1384 | 1.8354 | 1.3378 | 1.0196 | -1.1421 | -0.021869 | 0 | 0 | 0 | 0
0.583333333333333475March | Resource 1 | Sublap 1 | 14:00 | 4 | 75 | March | 12000 | 0 | 0 | 0 | 0 | 0 | 0 | 0 | 0 | 0 | 0 | 0 | 0 | 0 | 0 | 0.1944 | 0.16686 | 0.12162 | 0.09269 | -0.10383 | -0.0019881 | 0 | 0 | 0 | 0 | 0 | 0 | 0 | 0 | 0 | 0 | 0 | 0 | 0 | 0 | 0 | 0 | 0 | 0 | 2.3328 | 2.0023 | 1.4594 | 1.1123 | -1.2459 | -0.023858 | 0 | 0 | 0 | 0
0.583333333333333475April | Resource 1 | Sublap 1 | 14:00 | 4 | 75 | April | 13000 | 0 | 0 | 0 | 0 | 0 | 0 | 0 | 0 | 0 | 0 | 0 | 0 | 0 | 0 | 0.1944 | 0.16686 | 0.12162 | 0.09269 | -0.10383 | -0.0019881 | 0 | 0 | 0 | 0 | 0 | 0 | 0 | 0 | 0 | 0 | 0 | 0 | 0 | 0 | 0 | 0 | 0 | 0 | 2.5272 | 2.1691 | 1.581 | 1.205 | -1.3497 | -0.025846 | 0 | 0 | 0 | 0
0.583333333333333475May | Resource 1 | Sublap 1 | 14:00 | 4 | 75 | May | 14000 | 0 | 0 | 0 | 0 | 0 | 0 | 0 | 0 | 0 | 0 | 0 | 0 | 0 | 0 | 0.1944 | 0.16686 | 0.12162 | 0.09269 | -0.10383 | -0.0019881 | 0 | 0 | 0 | 0 | 0 | 0 | 0 | 0 | 0 | 0 | 0 | 0 | 0 | 0 | 0 | 0 | 0 | 0 | 2.7216 | 2.336 | 1.7026 | 1.2977 | -1.4535 | -0.027834 | 0 | 0 | 0 | 0
0.583333333333333475June | Resource 1 | Sublap 1 | 14:00 | 4 | 75 | June | 15000 | 0 | 0 | 0 | 0 | 0 | 0 | 0 | 0 | 0 | 0 | 0 | 0 | 0 | 0 | 0.1944 | 0.16686 | 0.12162 | 0.09269 | -0.10383 | -0.0019881 | 0 | 0 | 0 | 0 | 0 | 0 | 0 | 0 | 0 | 0 | 0 | 0 | 0 | 0 | 0 | 0 | 0 | 0 | 2.916 | 2.5028 | 1.8242 | 1.3904 | -1.5574 | -0.029822 | 0 | 0 | 0 | 0
0.583333333333333475July | Resource 1 | Sublap 1 | 14:00 | 4 | 75 | July | 16000 | 0 | 0 | 0 | 0 | 0 | 0 | 0 | 0 | 0 | 0 | 0 | 0 | 0 | 0 | 0.1944 | 0.16686 | 0.12162 | 0.09269 | -0.10383 | -0.0019881 | 0 | 0 | 0 | 0 | 0 | 0 | 0 | 0 | 0 | 0 | 0 | 0 | 0 | 0 | 0 | 0 | 0 | 0 | 3.1104 | 2.6697 | 1.9458 | 1.483 | -1.6612 | -0.03181 | 0 | 0 | 0 | 0
0.583333333333333475August | Resource 1 | Sublap 1 | 14:00 | 4 | 75 | August | 17000 | 0 | 0 | 0 | 0 | 0 | 0 | 0 | 0 | 0 | 0 | 0 | 0 | 0 | 0 | 0.1944 | 0.16686 | 0.12162 | 0.09269 | -0.10383 | -0.0019881 | 0 | 0 | 0 | 0 | 0 | 0 | 0 | 0 | 0 | 0 | 0 | 0 | 0 | 0 | 0 | 0 | 0 | 0 | 3.3048 | 2.8365 | 2.0675 | 1.5757 | -1.765 | -0.033798 | 0 | 0 | 0 | 0
0.583333333333333475September | Resource 1 | Sublap 1 | 14:00 | 4 | 75 | September | 18000 | 0 | 0 | 0 | 0 | 0 | 0 | 0 | 0 | 0 | 0 | 0 | 0 | 0 | 0 | 0.1944 | 0.16686 | 0.12162 | 0.09269 | -0.10383 | -0.0019881 | 0 | 0 | 0 | 0 | 0 | 0 | 0 | 0 | 0 | 0 | 0 | 0 | 0 | 0 | 0 | 0 | 0 | 0 | 3.4992 | 3.0034 | 2.1891 | 1.6684 | -1.8688 | -0.035786 | 0 | 0 | 0 | 0
0.583333333333333475October | Resource 1 | Sublap 1 | 14:00 | 4 | 75 | October | 19000 | 0 | 0 | 0 | 0 | 0 | 0 | 0 | 0 | 0 | 0 | 0 | 0 | 0 | 0 | 0.1944 | 0.16686 | 0.12162 | 0.09269 | -0.10383 | -0.0019881 | 0 | 0 | 0 | 0 | 0 | 0 | 0 | 0 | 0 | 0 | 0 | 0 | 0 | 0 | 0 | 0 | 0 | 0 | 3.6936 | 3.1702 | 2.3107 | 1.7611 | -1.9727 | -0.037774 | 0 | 0 | 0 | 0
0.583333333333333475November | Resource 1 | Sublap 1 | 14:00 | 4 | 75 | November | 20000 | 0 | 0 | 0 | 0 | 0 | 0 | 0 | 0 | 0 | 0 | 0 | 0 | 0 | 0 | 0.1944 | 0.16686 | 0.12162 | 0.09269 | -0.10383 | -0.0019881 | 0 | 0 | 0 | 0 | 0 | 0 | 0 | 0 | 0 | 0 | 0 | 0 | 0 | 0 | 0 | 0 | 0 | 0 | 3.8881 | 3.3371 | 2.4323 | 1.8538 | -2.0765 | -0.039763 | 0 | 0 | 0 | 0
0.583333333333333475December | Resource 1 | Sublap 1 | 14:00 | 4 | 75 | December | 21000 | 0 | 0 | 0 | 0 | 0 | 0 | 0 | 0 | 0 | 0 | 0 | 0 | 0 | 0 | 0.1944 | 0.16686 | 0.12162 | 0.09269 | -0.10383 | -0.0019881 | 0 | 0 | 0 | 0 | 0 | 0 | 0 | 0 | 0 | 0 | 0 | 0 | 0 | 0 | 0 | 0 | 0 | 0 | 4.0825 | 3.504 | 2.5539 | 1.9465 | -2.1803 | -0.041751 | 0 | 0 | 0 | 0
0.583333333333333476January | Resource 1 | Sublap 1 | 14:00 | 4 | 76 | January | 10000 | 0 | 0 | 0 | 0 | 0 | 0 | 0 | 0 | 0 | 0 | 0 | 0 | 0 | 0 | 0.69491 | 0.59912 | 0.40307 | 0.3072 | -0.34411 | -0.0065892 | 0 | 0 | 0 | 0 | 0 | 0 | 0 | 0 | 0 | 0 | 0 | 0 | 0 | 0 | 0 | 0 | 0 | 0 | 6.9491 | 5.9912 | 4.0307 | 3.072 | -3.4411 | -0.065893 | 0 | 0 | 0 | 0
0.583333333333333476February | Resource 1 | Sublap 1 | 14:00 | 4 | 76 | February | 11000 | 0 | 0 | 0 | 0 | 0 | 0 | 0 | 0 | 0 | 0 | 0 | 0 | 0 | 0 | 0.69491 | 0.59912 | 0.40307 | 0.3072 | -0.34411 | -0.0065892 | 0 | 0 | 0 | 0 | 0 | 0 | 0 | 0 | 0 | 0 | 0 | 0 | 0 | 0 | 0 | 0 | 0 | 0 | 7.644 | 6.5903 | 4.4338 | 3.3792 | -3.7852 | -0.072482 | 0 | 0 | 0 | 0
0.583333333333333476March | Resource 1 | Sublap 1 | 14:00 | 4 | 76 | March | 12000 | 0 | 0 | 0 | 0 | 0 | 0 | 0 | 0 | 0 | 0 | 0 | 0 | 0 | 0 | 0.69491 | 0.59912 | 0.40307 | 0.3072 | -0.34411 | -0.0065892 | 0 | 0 | 0 | 0 | 0 | 0 | 0 | 0 | 0 | 0 | 0 | 0 | 0 | 0 | 0 | 0 | 0 | 0 | 8.3389 | 7.1894 | 4.8368 | 3.6864 | -4.1293 | -0.079071 | 0 | 0 | 0 | 0
0.583333333333333476April | Resource 1 | Sublap 1 | 14:00 | 4 | 76 | April | 13000 | 0 | 0 | 0 | 0 | 0 | 0 | 0 | 0 | 0 | 0 | 0 | 0 | 0 | 0 | 0.69491 | 0.59912 | 0.40307 | 0.3072 | -0.34411 | -0.0065892 | 0 | 0 | 0 | 0 | 0 | 0 | 0 | 0 | 0 | 0 | 0 | 0 | 0 | 0 | 0 | 0 | 0 | 0 | 9.0338 | 7.7885 | 5.2399 | 3.9936 | -4.4734 | -0.08566 | 0 | 0 | 0 | 0
0.583333333333333476May | Resource 1 | Sublap 1 | 14:00 | 4 | 76 | May | 14000 | 0 | 0 | 0 | 0 | 0 | 0 | 0 | 0 | 0 | 0 | 0 | 0 | 0 | 0 | 0.69491 | 0.59912 | 0.40307 | 0.3072 | -0.34411 | -0.0065892 | 0 | 0 | 0 | 0 | 0 | 0 | 0 | 0 | 0 | 0 | 0 | 0 | 0 | 0 | 0 | 0 | 0 | 0 | 9.7287 | 8.3876 | 5.643 | 4.3008 | -4.8175 | -0.092249 | 0 | 0 | 0 | 0
0.583333333333333476June | Resource 1 | Sublap 1 | 14:00 | 4 | 76 | June | 15000 | 0 | 0 | 0 | 0 | 0 | 0 | 0 | 0 | 0 | 0 | 0 | 0 | 0 | 0 | 0.69491 | 0.59912 | 0.40307 | 0.3072 | -0.34411 | -0.0065892 | 0 | 0 | 0 | 0 | 0 | 0 | 0 | 0 | 0 | 0 | 0 | 0 | 0 | 0 | 0 | 0 | 0 | 0 | 10.4236 | 8.9868 | 6.046 | 4.608 | -5.1616 | -0.098839 | 0 | 0 | 0 | 0
0.583333333333333476July | Resource 1 | Sublap 1 | 14:00 | 4 | 76 | July | 16000 | 0 | 0 | 0 | 0 | 0 | 0 | 0 | 0 | 0 | 0 | 0 | 0 | 0 | 0 | 0.69491 | 0.59912 | 0.40307 | 0.3072 | -0.34411 | -0.0065892 | 0 | 0 | 0 | 0 | 0 | 0 | 0 | 0 | 0 | 0 | 0 | 0 | 0 | 0 | 0 | 0 | 0 | 0 | 11.1185 | 9.5859 | 6.4491 | 4.9152 | -5.5057 | -0.10543 | 0 | 0 | 0 | 0
0.583333333333333476August | Resource 1 | Sublap 1 | 14:00 | 4 | 76 | August | 17000 | 0 | 0 | 0 | 0 | 0 | 0 | 0 | 0 | 0 | 0 | 0 | 0 | 0 | 0 | 0.69491 | 0.59912 | 0.40307 | 0.3072 | -0.34411 | -0.0065892 | 0 | 0 | 0 | 0 | 0 | 0 | 0 | 0 | 0 | 0 | 0 | 0 | 0 | 0 | 0 | 0 | 0 | 0 | 11.8134 | 10.185 | 6.8522 | 5.2224 | -5.8498 | -0.11202 | 0 | 0 | 0 | 0
0.583333333333333476September | Resource 1 | Sublap 1 | 14:00 | 4 | 76 | September | 18000 | 0 | 0 | 0 | 0 | 0 | 0 | 0 | 0 | 0 | 0 | 0 | 0 | 0 | 0 | 0.69491 | 0.59912 | 0.40307 | 0.3072 | -0.34411 | -0.0065892 | 0 | 0 | 0 | 0 | 0 | 0 | 0 | 0 | 0 | 0 | 0 | 0 | 0 | 0 | 0 | 0 | 0 | 0 | 12.5083 | 10.7841 | 7.2552 | 5.5297 | -6.1939 | -0.11861 | 0 | 0 | 0 | 0
0.583333333333333476October | Resource 1 | Sublap 1 | 14:00 | 4 | 76 | October | 19000 | 0 | 0 | 0 | 0 | 0 | 0 | 0 | 0 | 0 | 0 | 0 | 0 | 0 | 0 | 0.69491 | 0.59912 | 0.40307 | 0.3072 | -0.34411 | -0.0065892 | 0 | 0 | 0 | 0 | 0 | 0 | 0 | 0 | 0 | 0 | 0 | 0 | 0 | 0 | 0 | 0 | 0 | 0 | 13.2032 | 11.3832 | 7.6583 | 5.8369 | -6.538 | -0.1252 | 0 | 0 | 0 | 0
0.583333333333333476November | Resource 1 | Sublap 1 | 14:00 | 4 | 76 | November | 20000 | 0 | 0 | 0 | 0 | 0 | 0 | 0 | 0 | 0 | 0 | 0 | 0 | 0 | 0 | 0.69491 | 0.59912 | 0.40307 | 0.3072 | -0.34411 | -0.0065892 | 0 | 0 | 0 | 0 | 0 | 0 | 0 | 0 | 0 | 0 | 0 | 0 | 0 | 0 | 0 | 0 | 0 | 0 | 13.8981 | 11.9823 | 8.0614 | 6.1441 | -6.8821 | -0.13179 | 0 | 0 | 0 | 0
0.583333333333333476December | Resource 1 | Sublap 1 | 14:00 | 4 | 76 | December | 21000 | 0 | 0 | 0 | 0 | 0 | 0 | 0 | 0 | 0 | 0 | 0 | 0 | 0 | 0 | 0.69491 | 0.59912 | 0.40307 | 0.3072 | -0.34411 | -0.0065892 | 0 | 0 | 0 | 0 | 0 | 0 | 0 | 0 | 0 | 0 | 0 | 0 | 0 | 0 | 0 | 0 | 0 | 0 | 14.593 | 12.5815 | 8.4644 | 6.4513 | -7.2262 | -0.13837 | 0 | 0 | 0 | 0
0.583333333333333477January | Resource 1 | Sublap 1 | 14:00 | 4 | 77 | January | 10000 | 0 | 0 | 0 | 0 | 0 | 0 | 0 | 0 | 0 | 0 | 0 | 0 | 0 | 0 | 1.1735 | 1.0238 | 0.68339 | 0.47474 | -0.53346 | -0.010174 | 0 | 0 | 0 | 0 | 0 | 0 | 0 | 0 | 0 | 0 | 0 | 0 | 0 | 0 | 0 | 0 | 0 | 0 | 11.7347 | 10.2381 | 6.8339 | 4.7474 | -5.3346 | -0.10174 | 0 | 0 | 0 | 0
0.583333333333333477February | Resource 1 | Sublap 1 | 14:00 | 4 | 77 | February | 11000 | 0 | 0 | 0 | 0 | 0 | 0 | 0 | 0 | 0 | 0 | 0 | 0 | 0 | 0 | 1.1735 | 1.0238 | 0.68339 | 0.47474 | -0.53346 | -0.010174 | 0 | 0 | 0 | 0 | 0 | 0 | 0 | 0 | 0 | 0 | 0 | 0 | 0 | 0 | 0 | 0 | 0 | 0 | 12.9081 | 11.262 | 7.5173 | 5.2222 | -5.868 | -0.11191 | 0 | 0 | 0 | 0
0.583333333333333477March | Resource 1 | Sublap 1 | 14:00 | 4 | 77 | March | 12000 | 0 | 0 | 0 | 0 | 0 | 0 | 0 | 0 | 0 | 0 | 0 | 0 | 0 | 0 | 1.1735 | 1.0238 | 0.68339 | 0.47474 | -0.53346 | -0.010174 | 0 | 0 | 0 | 0 | 0 | 0 | 0 | 0 | 0 | 0 | 0 | 0 | 0 | 0 | 0 | 0 | 0 | 0 | 14.0816 | 12.2858 | 8.2007 | 5.6969 | -6.4015 | -0.12208 | 0 | 0 | 0 | 0
0.583333333333333477April | Resource 1 | Sublap 1 | 14:00 | 4 | 77 | April | 13000 | 0 | 0 | 0 | 0 | 0 | 0 | 0 | 0 | 0 | 0 | 0 | 0 | 0 | 0 | 1.1735 | 1.0238 | 0.68339 | 0.47474 | -0.53346 | -0.010174 | 0 | 0 | 0 | 0 | 0 | 0 | 0 | 0 | 0 | 0 | 0 | 0 | 0 | 0 | 0 | 0 | 0 | 0 | 15.2551 | 13.3096 | 8.8841 | 6.1717 | -6.9349 | -0.13226 | 0 | 0 | 0 | 0
0.583333333333333477May | Resource 1 | Sublap 1 | 14:00 | 4 | 77 | May | 14000 | 0 | 0 | 0 | 0 | 0 | 0 | 0 | 0 | 0 | 0 | 0 | 0 | 0 | 0 | 1.1735 | 1.0238 | 0.68339 | 0.47474 | -0.53346 | -0.010174 | 0 | 0 | 0 | 0 | 0 | 0 | 0 | 0 | 0 | 0 | 0 | 0 | 0 | 0 | 0 | 0 | 0 | 0 | 16.4285 | 14.3334 | 9.5675 | 6.6464 | -7.4684 | -0.14243 | 0 | 0 | 0 | 0
0.583333333333333477June | Resource 1 | Sublap 1 | 14:00 | 4 | 77 | June | 15000 | 0 | 0 | 0 | 0 | 0 | 0 | 0 | 0 | 0 | 0 | 0 | 0 | 0 | 0 | 1.1735 | 1.0238 | 0.68339 | 0.47474 | -0.53346 | -0.010174 | 0 | 0 | 0 | 0 | 0 | 0 | 0 | 0 | 0 | 0 | 0 | 0 | 0 | 0 | 0 | 0 | 0 | 0 | 17.602 | 15.3572 | 10.2509 | 7.1212 | -8.0019 | -0.15261 | 0 | 0 | 0 | 0
0.583333333333333477July | Resource 1 | Sublap 1 | 14:00 | 4 | 77 | July | 16000 | 0 | 0 | 0 | 0 | 0 | 0 | 0 | 0 | 0 | 0 | 0 | 0 | 0 | 0 | 1.1735 | 1.0238 | 0.68339 | 0.47474 | -0.53346 | -0.010174 | 0 | 0 | 0 | 0 | 0 | 0 | 0 | 0 | 0 | 0 | 0 | 0 | 0 | 0 | 0 | 0 | 0 | 0 | 18.7755 | 16.381 | 10.9343 | 7.5959 | -8.5353 | -0.16278 | 0 | 0 | 0 | 0
0.583333333333333477August | Resource 1 | Sublap 1 | 14:00 | 4 | 77 | August | 17000 | 0 | 0 | 0 | 0 | 0 | 0 | 0 | 0 | 0 | 0 | 0 | 0 | 0 | 0 | 1.1735 | 1.0238 | 0.68339 | 0.47474 | -0.53346 | -0.010174 | 0 | 0 | 0 | 0 | 0 | 0 | 0 | 0 | 0 | 0 | 0 | 0 | 0 | 0 | 0 | 0 | 0 | 0 | 19.9489 | 17.4048 | 11.6176 | 8.0707 | -9.0688 | -0.17295 | 0 | 0 | 0 | 0
0.583333333333333477September | Resource 1 | Sublap 1 | 14:00 | 4 | 77 | September | 18000 | 0 | 0 | 0 | 0 | 0 | 0 | 0 | 0 | 0 | 0 | 0 | 0 | 0 | 0 | 1.1735 | 1.0238 | 0.68339 | 0.47474 | -0.53346 | -0.010174 | 0 | 0 | 0 | 0 | 0 | 0 | 0 | 0 | 0 | 0 | 0 | 0 | 0 | 0 | 0 | 0 | 0 | 0 | 21.1224 | 18.4287 | 12.301 | 8.5454 | -9.6022 | -0.18313 | 0 | 0 | 0 | 0
0.583333333333333477October | Resource 1 | Sublap 1 | 14:00 | 4 | 77 | October | 19000 | 0 | 0 | 0 | 0 | 0 | 0 | 0 | 0 | 0 | 0 | 0 | 0 | 0 | 0 | 1.1735 | 1.0238 | 0.68339 | 0.47474 | -0.53346 | -0.010174 | 0 | 0 | 0 | 0 | 0 | 0 | 0 | 0 | 0 | 0 | 0 | 0 | 0 | 0 | 0 | 0 | 0 | 0 | 22.2959 | 19.4525 | 12.9844 | 9.0202 | -10.1357 | -0.1933 | 0 | 0 | 0 | 0
0.583333333333333477November | Resource 1 | Sublap 1 | 14:00 | 4 | 77 | November | 20000 | 0 | 0 | 0 | 0 | 0 | 0 | 0 | 0 | 0 | 0 | 0 | 0 | 0 | 0 | 1.1735 | 1.0238 | 0.68339 | 0.47474 | -0.53346 | -0.010174 | 0 | 0 | 0 | 0 | 0 | 0 | 0 | 0 | 0 | 0 | 0 | 0 | 0 | 0 | 0 | 0 | 0 | 0 | 23.4693 | 20.4763 | 13.6678 | 9.4949 | -10.6691 | -0.20347 | 0 | 0 | 0 | 0
0.583333333333333477December | Resource 1 | Sublap 1 | 14:00 | 4 | 77 | December | 21000 | 0 | 0 | 0 | 0 | 0 | 0 | 0 | 0 | 0 | 0 | 0 | 0 | 0 | 0 | 1.1735 | 1.0238 | 0.68339 | 0.47474 | -0.53346 | -0.010174 | 0 | 0 | 0 | 0 | 0 | 0 | 0 | 0 | 0 | 0 | 0 | 0 | 0 | 0 | 0 | 0 | 0 | 0 | 24.6428 | 21.5001 | 14.3512 | 9.9696 | -11.2026 | -0.21365 | 0 | 0 | 0 | 0
0.583333333333333478January | Resource 1 | Sublap 1 | 14:00 | 4 | 78 | January | 10000 | 0 | 0 | 0 | 0 | 0 | 0 | 0 | 0 | 0 | 0 | 0 | 0 | 0 | 0 | 1.2322 | 1.0914 | 0.72754 | 0.4879 | -0.54842 | -0.010455 | 0 | 0 | 0 | 0 | 0 | 0 | 0 | 0 | 0 | 0 | 0 | 0 | 0 | 0 | 0 | 0 | 0 | 0 | 12.3222 | 10.9137 | 7.2754 | 4.879 | -5.4842 | -0.10455 | 0 | 0 | 0 | 0
0.583333333333333478February | Resource 1 | Sublap 1 | 14:00 | 4 | 78 | February | 11000 | 0 | 0 | 0 | 0 | 0 | 0 | 0 | 0 | 0 | 0 | 0 | 0 | 0 | 0 | 1.2322 | 1.0914 | 0.72754 | 0.4879 | -0.54842 | -0.010455 | 0 | 0 | 0 | 0 | 0 | 0 | 0 | 0 | 0 | 0 | 0 | 0 | 0 | 0 | 0 | 0 | 0 | 0 | 13.5544 | 12.0051 | 8.0029 | 5.3669 | -6.0326 | -0.115 | 0 | 0 | 0 | 0
0.583333333333333478March | Resource 1 | Sublap 1 | 14:00 | 4 | 78 | March | 12000 | 0 | 0 | 0 | 0 | 0 | 0 | 0 | 0 | 0 | 0 | 0 | 0 | 0 | 0 | 1.2322 | 1.0914 | 0.72754 | 0.4879 | -0.54842 | -0.010455 | 0 | 0 | 0 | 0 | 0 | 0 | 0 | 0 | 0 | 0 | 0 | 0 | 0 | 0 | 0 | 0 | 0 | 0 | 14.7866 | 13.0965 | 8.7305 | 5.8548 | -6.581 | -0.12546 | 0 | 0 | 0 | 0
0.583333333333333478April | Resource 1 | Sublap 1 | 14:00 | 4 | 78 | April | 13000 | 0 | 0 | 0 | 0 | 0 | 0 | 0 | 0 | 0 | 0 | 0 | 0 | 0 | 0 | 1.2322 | 1.0914 | 0.72754 | 0.4879 | -0.54842 | -0.010455 | 0 | 0 | 0 | 0 | 0 | 0 | 0 | 0 | 0 | 0 | 0 | 0 | 0 | 0 | 0 | 0 | 0 | 0 | 16.0188 | 14.1878 | 9.458 | 6.3427 | -7.1294 | -0.13591 | 0 | 0 | 0 | 0
0.583333333333333478May | Resource 1 | Sublap 1 | 14:00 | 4 | 78 | May | 14000 | 0 | 0 | 0 | 0 | 0 | 0 | 0 | 0 | 0 | 0 | 0 | 0 | 0 | 0 | 1.2322 | 1.0914 | 0.72754 | 0.4879 | -0.54842 | -0.010455 | 0 | 0 | 0 | 0 | 0 | 0 | 0 | 0 | 0 | 0 | 0 | 0 | 0 | 0 | 0 | 0 | 0 | 0 | 17.251 | 15.2792 | 10.1856 | 6.8306 | -7.6779 | -0.14637 | 0 | 0 | 0 | 0
0.583333333333333478June | Resource 1 | Sublap 1 | 14:00 | 4 | 78 | June | 15000 | 0 | 0 | 0 | 0 | 0 | 0 | 0 | 0 | 0 | 0 | 0 | 0 | 0 | 0 | 1.2322 | 1.0914 | 0.72754 | 0.4879 | -0.54842 | -0.010455 | 0 | 0 | 0 | 0 | 0 | 0 | 0 | 0 | 0 | 0 | 0 | 0 | 0 | 0 | 0 | 0 | 0 | 0 | 18.4832 | 16.3706 | 10.9131 | 7.3185 | -8.2263 | -0.15682 | 0 | 0 | 0 | 0
0.583333333333333478July | Resource 1 | Sublap 1 | 14:00 | 4 | 78 | July | 16000 | 0 | 0 | 0 | 0 | 0 | 0 | 0 | 0 | 0 | 0 | 0 | 0 | 0 | 0 | 1.2322 | 1.0914 | 0.72754 | 0.4879 | -0.54842 | -0.010455 | 0 | 0 | 0 | 0 | 0 | 0 | 0 | 0 | 0 | 0 | 0 | 0 | 0 | 0 | 0 | 0 | 0 | 0 | 19.7154 | 17.4619 | 11.6407 | 7.8064 | -8.7747 | -0.16728 | 0 | 0 | 0 | 0
0.583333333333333478August | Resource 1 | Sublap 1 | 14:00 | 4 | 78 | August | 17000 | 0 | 0 | 0 | 0 | 0 | 0 | 0 | 0 | 0 | 0 | 0 | 0 | 0 | 0 | 1.2322 | 1.0914 | 0.72754 | 0.4879 | -0.54842 | -0.010455 | 0 | 0 | 0 | 0 | 0 | 0 | 0 | 0 | 0 | 0 | 0 | 0 | 0 | 0 | 0 | 0 | 0 | 0 | 20.9476 | 18.5533 | 12.3682 | 8.2943 | -9.3231 | -0.17773 | 0 | 0 | 0 | 0
0.583333333333333478September | Resource 1 | Sublap 1 | 14:00 | 4 | 78 | September | 18000 | 0 | 0 | 0 | 0 | 0 | 0 | 0 | 0 | 0 | 0 | 0 | 0 | 0 | 0 | 1.2322 | 1.0914 | 0.72754 | 0.4879 | -0.54842 | -0.010455 | 0 | 0 | 0 | 0 | 0 | 0 | 0 | 0 | 0 | 0 | 0 | 0 | 0 | 0 | 0 | 0 | 0 | 0 | 22.1799 | 19.6447 | 13.0957 | 8.7823 | -9.8715 | -0.18819 | 0 | 0 | 0 | 0
0.583333333333333478October | Resource 1 | Sublap 1 | 14:00 | 4 | 78 | October | 19000 | 0 | 0 | 0 | 0 | 0 | 0 | 0 | 0 | 0 | 0 | 0 | 0 | 0 | 0 | 1.2322 | 1.0914 | 0.72754 | 0.4879 | -0.54842 | -0.010455 | 0 | 0 | 0 | 0 | 0 | 0 | 0 | 0 | 0 | 0 | 0 | 0 | 0 | 0 | 0 | 0 | 0 | 0 | 23.4121 | 20.736 | 13.8233 | 9.2702 | -10.4199 | -0.19864 | 0 | 0 | 0 | 0
0.583333333333333478November | Resource 1 | Sublap 1 | 14:00 | 4 | 78 | November | 20000 | 0 | 0 | 0 | 0 | 0 | 0 | 0 | 0 | 0 | 0 | 0 | 0 | 0 | 0 | 1.2322 | 1.0914 | 0.72754 | 0.4879 | -0.54842 | -0.010455 | 0 | 0 | 0 | 0 | 0 | 0 | 0 | 0 | 0 | 0 | 0 | 0 | 0 | 0 | 0 | 0 | 0 | 0 | 24.6443 | 21.8274 | 14.5508 | 9.7581 | -10.9684 | -0.20909 | 0 | 0 | 0 | 0
0.583333333333333478December | Resource 1 | Sublap 1 | 14:00 | 4 | 78 | December | 21000 | 0 | 0 | 0 | 0 | 0 | 0 | 0 | 0 | 0 | 0 | 0 | 0 | 0 | 0 | 1.2322 | 1.0914 | 0.72754 | 0.4879 | -0.54842 | -0.010455 | 0 | 0 | 0 | 0 | 0 | 0 | 0 | 0 | 0 | 0 | 0 | 0 | 0 | 0 | 0 | 0 | 0 | 0 | 25.8765 | 22.9188 | 15.2784 | 10.246 | -11.5168 | -0.21955 | 0 | 0 | 0 | 0
0.583333333333333479January | Resource 1 | Sublap 1 | 14:00 | 4 | 79 | January | 10000 | 0 | 0 | 0 | 0 | 0 | 0 | 0 | 0 | 0 | 0 | 0 | 0 | 0 | 0 | 1.4705 | 1.3024 | 0.88079 | 0.54143 | -0.60928 | -0.011598 | 0 | 0 | 0 | 0 | 0 | 0 | 0 | 0 | 0 | 0 | 0 | 0 | 0 | 0 | 0 | 0 | 0 | 0 | 14.7052 | 13.024 | 8.8079 | 5.4143 | -6.0928 | -0.11598 | 0 | 0 | 0 | 0
0.583333333333333479February | Resource 1 | Sublap 1 | 14:00 | 4 | 79 | February | 11000 | 0 | 0 | 0 | 0 | 0 | 0 | 0 | 0 | 0 | 0 | 0 | 0 | 0 | 0 | 1.4705 | 1.3024 | 0.88079 | 0.54143 | -0.60928 | -0.011598 | 0 | 0 | 0 | 0 | 0 | 0 | 0 | 0 | 0 | 0 | 0 | 0 | 0 | 0 | 0 | 0 | 0 | 0 | 16.1758 | 14.3264 | 9.6887 | 5.9558 | -6.7021 | -0.12758 | 0 | 0 | 0 | 0
0.583333333333333479March | Resource 1 | Sublap 1 | 14:00 | 4 | 79 | March | 12000 | 0 | 0 | 0 | 0 | 0 | 0 | 0 | 0 | 0 | 0 | 0 | 0 | 0 | 0 | 1.4705 | 1.3024 | 0.88079 | 0.54143 | -0.60928 | -0.011598 | 0 | 0 | 0 | 0 | 0 | 0 | 0 | 0 | 0 | 0 | 0 | 0 | 0 | 0 | 0 | 0 | 0 | 0 | 17.6463 | 15.6288 | 10.5695 | 6.4972 | -7.3114 | -0.13918 | 0 | 0 | 0 | 0
0.583333333333333479April | Resource 1 | Sublap 1 | 14:00 | 4 | 79 | April | 13000 | 0 | 0 | 0 | 0 | 0 | 0 | 0 | 0 | 0 | 0 | 0 | 0 | 0 | 0 | 1.4705 | 1.3024 | 0.88079 | 0.54143 | -0.60928 | -0.011598 | 0 | 0 | 0 | 0 | 0 | 0 | 0 | 0 | 0 | 0 | 0 | 0 | 0 | 0 | 0 | 0 | 0 | 0 | 19.1168 | 16.9312 | 11.4503 | 7.0386 | -7.9207 | -0.15077 | 0 | 0 | 0 | 0
0.583333333333333479May | Resource 1 | Sublap 1 | 14:00 | 4 | 79 | May | 14000 | 0 | 0 | 0 | 0 | 0 | 0 | 0 | 0 | 0 | 0 | 0 | 0 | 0 | 0 | 1.4705 | 1.3024 | 0.88079 | 0.54143 | -0.60928 | -0.011598 | 0 | 0 | 0 | 0 | 0 | 0 | 0 | 0 | 0 | 0 | 0 | 0 | 0 | 0 | 0 | 0 | 0 | 0 | 20.5873 | 18.2336 | 12.3311 | 7.58 | -8.53 | -0.16237 | 0 | 0 | 0 | 0
0.583333333333333479June | Resource 1 | Sublap 1 | 14:00 | 4 | 79 | June | 15000 | 0 | 0 | 0 | 0 | 0 | 0 | 0 | 0 | 0 | 0 | 0 | 0 | 0 | 0 | 1.4705 | 1.3024 | 0.88079 | 0.54143 | -0.60928 | -0.011598 | 0 | 0 | 0 | 0 | 0 | 0 | 0 | 0 | 0 | 0 | 0 | 0 | 0 | 0 | 0 | 0 | 0 | 0 | 22.0579 | 19.536 | 13.2119 | 8.1215 | -9.1392 | -0.17397 | 0 | 0 | 0 | 0
0.583333333333333479July | Resource 1 | Sublap 1 | 14:00 | 4 | 79 | July | 16000 | 0 | 0 | 0 | 0 | 0 | 0 | 0 | 0 | 0 | 0 | 0 | 0 | 0 | 0 | 1.4705 | 1.3024 | 0.88079 | 0.54143 | -0.60928 | -0.011598 | 0 | 0 | 0 | 0 | 0 | 0 | 0 | 0 | 0 | 0 | 0 | 0 | 0 | 0 | 0 | 0 | 0 | 0 | 23.5284 | 20.8384 | 14.0927 | 8.6629 | -9.7485 | -0.18557 | 0 | 0 | 0 | 0
0.583333333333333479August | Resource 1 | Sublap 1 | 14:00 | 4 | 79 | August | 17000 | 0 | 0 | 0 | 0 | 0 | 0 | 0 | 0 | 0 | 0 | 0 | 0 | 0 | 0 | 1.4705 | 1.3024 | 0.88079 | 0.54143 | -0.60928 | -0.011598 | 0 | 0 | 0 | 0 | 0 | 0 | 0 | 0 | 0 | 0 | 0 | 0 | 0 | 0 | 0 | 0 | 0 | 0 | 24.9989 | 22.1408 | 14.9734 | 9.2043 | -10.3578 | -0.19717 | 0 | 0 | 0 | 0
0.583333333333333479September | Resource 1 | Sublap 1 | 14:00 | 4 | 79 | September | 18000 | 0 | 0 | 0 | 0 | 0 | 0 | 0 | 0 | 0 | 0 | 0 | 0 | 0 | 0 | 1.4705 | 1.3024 | 0.88079 | 0.54143 | -0.60928 | -0.011598 | 0 | 0 | 0 | 0 | 0 | 0 | 0 | 0 | 0 | 0 | 0 | 0 | 0 | 0 | 0 | 0 | 0 | 0 | 26.4694 | 23.4431 | 15.8542 | 9.7458 | -10.9671 | -0.20876 | 0 | 0 | 0 | 0
0.583333333333333479October | Resource 1 | Sublap 1 | 14:00 | 4 | 79 | October | 19000 | 0 | 0 | 0 | 0 | 0 | 0 | 0 | 0 | 0 | 0 | 0 | 0 | 0 | 0 | 1.4705 | 1.3024 | 0.88079 | 0.54143 | -0.60928 | -0.011598 | 0 | 0 | 0 | 0 | 0 | 0 | 0 | 0 | 0 | 0 | 0 | 0 | 0 | 0 | 0 | 0 | 0 | 0 | 27.94 | 24.7456 | 16.735 | 10.2872 | -11.5764 | -0.22036 | 0 | 0 | 0 | 0
0.583333333333333479November | Resource 1 | Sublap 1 | 14:00 | 4 | 79 | November | 20000 | 0 | 0 | 0 | 0 | 0 | 0 | 0 | 0 | 0 | 0 | 0 | 0 | 0 | 0 | 1.4705 | 1.3024 | 0.88079 | 0.54143 | -0.60928 | -0.011598 | 0 | 0 | 0 | 0 | 0 | 0 | 0 | 0 | 0 | 0 | 0 | 0 | 0 | 0 | 0 | 0 | 0 | 0 | 29.4105 | 26.048 | 17.6158 | 10.8286 | -12.1856 | -0.23196 | 0 | 0 | 0 | 0
0.583333333333333479December | Resource 1 | Sublap 1 | 14:00 | 4 | 79 | December | 21000 | 0 | 0 | 0 | 0 | 0 | 0 | 0 | 0 | 0 | 0 | 0 | 0 | 0 | 0 | 1.4705 | 1.3024 | 0.88079 | 0.54143 | -0.60928 | -0.011598 | 0 | 0 | 0 | 0 | 0 | 0 | 0 | 0 | 0 | 0 | 0 | 0 | 0 | 0 | 0 | 0 | 0 | 0 | 30.881 | 27.3503 | 18.4966 | 11.3701 | -12.7949 | -0.24356 | 0 | 0 | 0 | 0
0.583333333333333480January | Resource 1 | Sublap 1 | 14:00 | 4 | 80 | January | 10000 | 0 | 0 | 0 | 0 | 0 | 0 | 0 | 0 | 0 | 0 | 0 | 0 | 0 | 0 | 1.8325 | 1.6523 | 1.1434 | 0.6649 | -0.74967 | -0.014235 | 0 | 0 | 0 | 0 | 0 | 0 | 0 | 0 | 0 | 0 | 0 | 0 | 0 | 0 | 0 | 0 | 0 | 0 | 18.3251 | 16.5234 | 11.4335 | 6.649 | -7.4967 | -0.14235 | 0 | 0 | 0 | 0
0.583333333333333480February | Resource 1 | Sublap 1 | 14:00 | 4 | 80 | February | 11000 | 0 | 0 | 0 | 0 | 0 | 0 | 0 | 0 | 0 | 0 | 0 | 0 | 0 | 0 | 1.8325 | 1.6523 | 1.1434 | 0.6649 | -0.74967 | -0.014235 | 0 | 0 | 0 | 0 | 0 | 0 | 0 | 0 | 0 | 0 | 0 | 0 | 0 | 0 | 0 | 0 | 0 | 0 | 20.1576 | 18.1757 | 12.5769 | 7.3139 | -8.2464 | -0.15658 | 0 | 0 | 0 | 0
0.583333333333333480March | Resource 1 | Sublap 1 | 14:00 | 4 | 80 | March | 12000 | 0 | 0 | 0 | 0 | 0 | 0 | 0 | 0 | 0 | 0 | 0 | 0 | 0 | 0 | 1.8325 | 1.6523 | 1.1434 | 0.6649 | -0.74967 | -0.014235 | 0 | 0 | 0 | 0 | 0 | 0 | 0 | 0 | 0 | 0 | 0 | 0 | 0 | 0 | 0 | 0 | 0 | 0 | 21.9901 | 19.8281 | 13.7202 | 7.9788 | -8.996 | -0.17082 | 0 | 0 | 0 | 0
0.583333333333333480April | Resource 1 | Sublap 1 | 14:00 | 4 | 80 | April | 13000 | 0 | 0 | 0 | 0 | 0 | 0 | 0 | 0 | 0 | 0 | 0 | 0 | 0 | 0 | 1.8325 | 1.6523 | 1.1434 | 0.6649 | -0.74967 | -0.014235 | 0 | 0 | 0 | 0 | 0 | 0 | 0 | 0 | 0 | 0 | 0 | 0 | 0 | 0 | 0 | 0 | 0 | 0 | 23.8226 | 21.4804 | 14.8636 | 8.6437 | -9.7457 | -0.18505 | 0 | 0 | 0 | 0
0.583333333333333480May | Resource 1 | Sublap 1 | 14:00 | 4 | 80 | May | 14000 | 0 | 0 | 0 | 0 | 0 | 0 | 0 | 0 | 0 | 0 | 0 | 0 | 0 | 0 | 1.8325 | 1.6523 | 1.1434 | 0.6649 | -0.74967 | -0.014235 | 0 | 0 | 0 | 0 | 0 | 0 | 0 | 0 | 0 | 0 | 0 | 0 | 0 | 0 | 0 | 0 | 0 | 0 | 25.6552 | 23.1327 | 16.0069 | 9.3086 | -10.4954 | -0.19929 | 0 | 0 | 0 | 0
0.583333333333333480June | Resource 1 | Sublap 1 | 14:00 | 4 | 80 | June | 15000 | 0 | 0 | 0 | 0 | 0 | 0 | 0 | 0 | 0 | 0 | 0 | 0 | 0 | 0 | 1.8325 | 1.6523 | 1.1434 | 0.6649 | -0.74967 | -0.014235 | 0 | 0 | 0 | 0 | 0 | 0 | 0 | 0 | 0 | 0 | 0 | 0 | 0 | 0 | 0 | 0 | 0 | 0 | 27.4877 | 24.7851 | 17.1502 | 9.9735 | -11.245 | -0.21352 | 0 | 0 | 0 | 0
0.583333333333333480July | Resource 1 | Sublap 1 | 14:00 | 4 | 80 | July | 16000 | 0 | 0 | 0 | 0 | 0 | 0 | 0 | 0 | 0 | 0 | 0 | 0 | 0 | 0 | 1.8325 | 1.6523 | 1.1434 | 0.6649 | -0.74967 | -0.014235 | 0 | 0 | 0 | 0 | 0 | 0 | 0 | 0 | 0 | 0 | 0 | 0 | 0 | 0 | 0 | 0 | 0 | 0 | 29.3202 | 26.4374 | 18.2936 | 10.6384 | -11.9947 | -0.22776 | 0 | 0 | 0 | 0
0.583333333333333480August | Resource 1 | Sublap 1 | 14:00 | 4 | 80 | August | 17000 | 0 | 0 | 0 | 0 | 0 | 0 | 0 | 0 | 0 | 0 | 0 | 0 | 0 | 0 | 1.8325 | 1.6523 | 1.1434 | 0.6649 | -0.74967 | -0.014235 | 0 | 0 | 0 | 0 | 0 | 0 | 0 | 0 | 0 | 0 | 0 | 0 | 0 | 0 | 0 | 0 | 0 | 0 | 31.1527 | 28.0897 | 19.4369 | 11.3033 | -12.7444 | -0.24199 | 0 | 0 | 0 | 0
0.583333333333333480September | Resource 1 | Sublap 1 | 14:00 | 4 | 80 | September | 18000 | 0 | 0 | 0 | 0 | 0 | 0 | 0 | 0 | 0 | 0 | 0 | 0 | 0 | 0 | 1.8325 | 1.6523 | 1.1434 | 0.6649 | -0.74967 | -0.014235 | 0 | 0 | 0 | 0 | 0 | 0 | 0 | 0 | 0 | 0 | 0 | 0 | 0 | 0 | 0 | 0 | 0 | 0 | 32.9852 | 29.7421 | 20.5803 | 11.9682 | -13.494 | -0.25623 | 0 | 0 | 0 | 0
0.583333333333333480October | Resource 1 | Sublap 1 | 14:00 | 4 | 80 | October | 19000 | 0 | 0 | 0 | 0 | 0 | 0 | 0 | 0 | 0 | 0 | 0 | 0 | 0 | 0 | 1.8325 | 1.6523 | 1.1434 | 0.6649 | -0.74967 | -0.014235 | 0 | 0 | 0 | 0 | 0 | 0 | 0 | 0 | 0 | 0 | 0 | 0 | 0 | 0 | 0 | 0 | 0 | 0 | 34.8177 | 31.3944 | 21.7236 | 12.6331 | -14.2437 | -0.27046 | 0 | 0 | 0 | 0
0.583333333333333480November | Resource 1 | Sublap 1 | 14:00 | 4 | 80 | November | 20000 | 0 | 0 | 0 | 0 | 0 | 0 | 0 | 0 | 0 | 0 | 0 | 0 | 0 | 0 | 1.8325 | 1.6523 | 1.1434 | 0.6649 | -0.74967 | -0.014235 | 0 | 0 | 0 | 0 | 0 | 0 | 0 | 0 | 0 | 0 | 0 | 0 | 0 | 0 | 0 | 0 | 0 | 0 | 36.6502 | 33.0468 | 22.867 | 13.298 | -14.9934 | -0.2847 | 0 | 0 | 0 | 0
0.583333333333333480December | Resource 1 | Sublap 1 | 14:00 | 4 | 80 | December | 21000 | 0 | 0 | 0 | 0 | 0 | 0 | 0 | 0 | 0 | 0 | 0 | 0 | 0 | 0 | 1.8325 | 1.6523 | 1.1434 | 0.6649 | -0.74967 | -0.014235 | 0 | 0 | 0 | 0 | 0 | 0 | 0 | 0 | 0 | 0 | 0 | 0 | 0 | 0 | 0 | 0 | 0 | 0 | 38.4827 | 34.6991 | 24.0103 | 13.9629 | -15.7431 | -0.29893 | 0 | 0 | 0 | 0
0.583333333333333481January | Resource 1 | Sublap 1 | 14:00 | 4 | 81 | January | 10000 | 0 | 0 | 0 | 0 | 0 | 0 | 0 | 0 | 0 | 0 | 0 | 0 | 0 | 0 | 2.4118 | 2.2171 | 1.5828 | 0.95491 | -0.92842 | -0.017592 | 0 | 0 | 0 | 0 | 0 | 0 | 0 | 0 | 0 | 0 | 0 | 0 | 0 | 0 | 0 | 0 | 0 | 0 | 24.1179 | 22.1712 | 15.8281 | 9.5491 | -9.2842 | -0.17592 | 0 | 0 | 0 | 0
0.583333333333333481February | Resource 1 | Sublap 1 | 14:00 | 4 | 81 | February | 11000 | 0 | 0 | 0 | 0 | 0 | 0 | 0 | 0 | 0 | 0 | 0 | 0 | 0 | 0 | 2.4118 | 2.2171 | 1.5828 | 0.95491 | -0.92842 | -0.017592 | 0 | 0 | 0 | 0 | 0 | 0 | 0 | 0 | 0 | 0 | 0 | 0 | 0 | 0 | 0 | 0 | 0 | 0 | 26.5296 | 24.3883 | 17.4109 | 10.504 | -10.2126 | -0.19352 | 0 | 0 | 0 | 0
0.583333333333333481March | Resource 1 | Sublap 1 | 14:00 | 4 | 81 | March | 12000 | 0 | 0 | 0 | 0 | 0 | 0 | 0 | 0 | 0 | 0 | 0 | 0 | 0 | 0 | 2.4118 | 2.2171 | 1.5828 | 0.95491 | -0.92842 | -0.017592 | 0 | 0 | 0 | 0 | 0 | 0 | 0 | 0 | 0 | 0 | 0 | 0 | 0 | 0 | 0 | 0 | 0 | 0 | 28.9414 | 26.6054 | 18.9937 | 11.4589 | -11.141 | -0.21111 | 0 | 0 | 0 | 0
0.583333333333333481April | Resource 1 | Sublap 1 | 14:00 | 4 | 81 | April | 13000 | 0 | 0 | 0 | 0 | 0 | 0 | 0 | 0 | 0 | 0 | 0 | 0 | 0 | 0 | 2.4118 | 2.2171 | 1.5828 | 0.95491 | -0.92842 | -0.017592 | 0 | 0 | 0 | 0 | 0 | 0 | 0 | 0 | 0 | 0 | 0 | 0 | 0 | 0 | 0 | 0 | 0 | 0 | 31.3532 | 28.8225 | 20.5765 | 12.4139 | -12.0695 | -0.2287 | 0 | 0 | 0 | 0
0.583333333333333481May | Resource 1 | Sublap 1 | 14:00 | 4 | 81 | May | 14000 | 0 | 0 | 0 | 0 | 0 | 0 | 0 | 0 | 0 | 0 | 0 | 0 | 0 | 0 | 2.4118 | 2.2171 | 1.5828 | 0.95491 | -0.92842 | -0.017592 | 0 | 0 | 0 | 0 | 0 | 0 | 0 | 0 | 0 | 0 | 0 | 0 | 0 | 0 | 0 | 0 | 0 | 0 | 33.765 | 31.0396 | 22.1593 | 13.3688 | -12.9979 | -0.24629 | 0 | 0 | 0 | 0
0.583333333333333481June | Resource 1 | Sublap 1 | 14:00 | 4 | 81 | June | 15000 | 0 | 0 | 0 | 0 | 0 | 0 | 0 | 0 | 0 | 0 | 0 | 0 | 0 | 0 | 2.4118 | 2.2171 | 1.5828 | 0.95491 | -0.92842 | -0.017592 | 0 | 0 | 0 | 0 | 0 | 0 | 0 | 0 | 0 | 0 | 0 | 0 | 0 | 0 | 0 | 0 | 0 | 0 | 36.1768 | 33.2567 | 23.7422 | 14.3237 | -13.9263 | -0.26388 | 0 | 0 | 0 | 0
0.583333333333333481July | Resource 1 | Sublap 1 | 14:00 | 4 | 81 | July | 16000 | 0 | 0 | 0 | 0 | 0 | 0 | 0 | 0 | 0 | 0 | 0 | 0 | 0 | 0 | 2.4118 | 2.2171 | 1.5828 | 0.95491 | -0.92842 | -0.017592 | 0 | 0 | 0 | 0 | 0 | 0 | 0 | 0 | 0 | 0 | 0 | 0 | 0 | 0 | 0 | 0 | 0 | 0 | 38.5886 | 35.4738 | 25.325 | 15.2786 | -14.8547 | -0.28148 | 0 | 0 | 0 | 0
0.583333333333333481August | Resource 1 | Sublap 1 | 14:00 | 4 | 81 | August | 17000 | 0 | 0 | 0 | 0 | 0 | 0 | 0 | 0 | 0 | 0 | 0 | 0 | 0 | 0 | 2.4118 | 2.2171 | 1.5828 | 0.95491 | -0.92842 | -0.017592 | 0 | 0 | 0 | 0 | 0 | 0 | 0 | 0 | 0 | 0 | 0 | 0 | 0 | 0 | 0 | 0 | 0 | 0 | 41.0004 | 37.691 | 26.9078 | 16.2335 | -15.7831 | -0.29907 | 0 | 0 | 0 | 0
0.583333333333333481September | Resource 1 | Sublap 1 | 14:00 | 4 | 81 | September | 18000 | 0 | 0 | 0 | 0 | 0 | 0 | 0 | 0 | 0 | 0 | 0 | 0 | 0 | 0 | 2.4118 | 2.2171 | 1.5828 | 0.95491 | -0.92842 | -0.017592 | 0 | 0 | 0 | 0 | 0 | 0 | 0 | 0 | 0 | 0 | 0 | 0 | 0 | 0 | 0 | 0 | 0 | 0 | 43.4121 | 39.9081 | 28.4906 | 17.1884 | -16.7116 | -0.31666 | 0 | 0 | 0 | 0
0.583333333333333481October | Resource 1 | Sublap 1 | 14:00 | 4 | 81 | October | 19000 | 0 | 0 | 0 | 0 | 0 | 0 | 0 | 0 | 0 | 0 | 0 | 0 | 0 | 0 | 2.4118 | 2.2171 | 1.5828 | 0.95491 | -0.92842 | -0.017592 | 0 | 0 | 0 | 0 | 0 | 0 | 0 | 0 | 0 | 0 | 0 | 0 | 0 | 0 | 0 | 0 | 0 | 0 | 45.8239 | 42.1252 | 30.0734 | 18.1433 | -17.64 | -0.33425 | 0 | 0 | 0 | 0
0.583333333333333481November | Resource 1 | Sublap 1 | 14:00 | 4 | 81 | November | 20000 | 0 | 0 | 0 | 0 | 0 | 0 | 0 | 0 | 0 | 0 | 0 | 0 | 0 | 0 | 2.4118 | 2.2171 | 1.5828 | 0.95491 | -0.92842 | -0.017592 | 0 | 0 | 0 | 0 | 0 | 0 | 0 | 0 | 0 | 0 | 0 | 0 | 0 | 0 | 0 | 0 | 0 | 0 | 48.2357 | 44.3423 | 31.6562 | 19.0982 | -18.5684 | -0.35185 | 0 | 0 | 0 | 0
0.583333333333333481December | Resource 1 | Sublap 1 | 14:00 | 4 | 81 | December | 21000 | 0 | 0 | 0 | 0 | 0 | 0 | 0 | 0 | 0 | 0 | 0 | 0 | 0 | 0 | 2.4118 | 2.2171 | 1.5828 | 0.95491 | -0.92842 | -0.017592 | 0 | 0 | 0 | 0 | 0 | 0 | 0 | 0 | 0 | 0 | 0 | 0 | 0 | 0 | 0 | 0 | 0 | 0 | 50.6475 | 46.5594 | 33.239 | 20.0532 | -19.4968 | -0.36944 | 0 | 0 | 0 | 0
0.583333333333333482January | Resource 1 | Sublap 1 | 14:00 | 4 | 82 | January | 10000 | 0 | 0 | 0 | 0 | 0 | 0 | 0 | 0 | 0 | 0 | 0 | 0 | 0 | 0 | 2.6724 | 2.435 | 1.758 | 1.0695 | -0.96718 | -0.01832 | 0 | 0 | 0 | 0 | 0 | 0 | 0 | 0 | 0 | 0 | 0 | 0 | 0 | 0 | 0 | 0 | 0 | 0 | 26.724 | 24.3501 | 17.5801 | 10.6953 | -9.6718 | -0.1832 | 0 | 0 | 0 | 0
0.583333333333333482February | Resource 1 | Sublap 1 | 14:00 | 4 | 82 | February | 11000 | 0 | 0 | 0 | 0 | 0 | 0 | 0 | 0 | 0 | 0 | 0 | 0 | 0 | 0 | 2.6724 | 2.435 | 1.758 | 1.0695 | -0.96718 | -0.01832 | 0 | 0 | 0 | 0 | 0 | 0 | 0 | 0 | 0 | 0 | 0 | 0 | 0 | 0 | 0 | 0 | 0 | 0 | 29.3964 | 26.7851 | 19.3381 | 11.7648 | -10.6389 | -0.20152 | 0 | 0 | 0 | 0
0.583333333333333482March | Resource 1 | Sublap 1 | 14:00 | 4 | 82 | March | 12000 | 0 | 0 | 0 | 0 | 0 | 0 | 0 | 0 | 0 | 0 | 0 | 0 | 0 | 0 | 2.6724 | 2.435 | 1.758 | 1.0695 | -0.96718 | -0.01832 | 0 | 0 | 0 | 0 | 0 | 0 | 0 | 0 | 0 | 0 | 0 | 0 | 0 | 0 | 0 | 0 | 0 | 0 | 32.0688 | 29.2201 | 21.0962 | 12.8344 | -11.6061 | -0.21984 | 0 | 0 | 0 | 0
0.583333333333333482April | Resource 1 | Sublap 1 | 14:00 | 4 | 82 | April | 13000 | 0 | 0 | 0 | 0 | 0 | 0 | 0 | 0 | 0 | 0 | 0 | 0 | 0 | 0 | 2.6724 | 2.435 | 1.758 | 1.0695 | -0.96718 | -0.01832 | 0 | 0 | 0 | 0 | 0 | 0 | 0 | 0 | 0 | 0 | 0 | 0 | 0 | 0 | 0 | 0 | 0 | 0 | 34.7412 | 31.6551 | 22.8542 | 13.9039 | -12.5733 | -0.23816 | 0 | 0 | 0 | 0
0.583333333333333482May | Resource 1 | Sublap 1 | 14:00 | 4 | 82 | May | 14000 | 0 | 0 | 0 | 0 | 0 | 0 | 0 | 0 | 0 | 0 | 0 | 0 | 0 | 0 | 2.6724 | 2.435 | 1.758 | 1.0695 | -0.96718 | -0.01832 | 0 | 0 | 0 | 0 | 0 | 0 | 0 | 0 | 0 | 0 | 0 | 0 | 0 | 0 | 0 | 0 | 0 | 0 | 37.4136 | 34.0902 | 24.6122 | 14.9734 | -13.5405 | -0.25648 | 0 | 0 | 0 | 0
0.583333333333333482June | Resource 1 | Sublap 1 | 14:00 | 4 | 82 | June | 15000 | 0 | 0 | 0 | 0 | 0 | 0 | 0 | 0 | 0 | 0 | 0 | 0 | 0 | 0 | 2.6724 | 2.435 | 1.758 | 1.0695 | -0.96718 | -0.01832 | 0 | 0 | 0 | 0 | 0 | 0 | 0 | 0 | 0 | 0 | 0 | 0 | 0 | 0 | 0 | 0 | 0 | 0 | 40.0859 | 36.5252 | 26.3702 | 16.043 | -14.5076 | -0.2748 | 0 | 0 | 0 | 0
0.583333333333333482July | Resource 1 | Sublap 1 | 14:00 | 4 | 82 | July | 16000 | 0 | 0 | 0 | 0 | 0 | 0 | 0 | 0 | 0 | 0 | 0 | 0 | 0 | 0 | 2.6724 | 2.435 | 1.758 | 1.0695 | -0.96718 | -0.01832 | 0 | 0 | 0 | 0 | 0 | 0 | 0 | 0 | 0 | 0 | 0 | 0 | 0 | 0 | 0 | 0 | 0 | 0 | 42.7584 | 38.9602 | 28.1282 | 17.1125 | -15.4748 | -0.29312 | 0 | 0 | 0 | 0
0.583333333333333482August | Resource 1 | Sublap 1 | 14:00 | 4 | 82 | August | 17000 | 0 | 0 | 0 | 0 | 0 | 0 | 0 | 0 | 0 | 0 | 0 | 0 | 0 | 0 | 2.6724 | 2.435 | 1.758 | 1.0695 | -0.96718 | -0.01832 | 0 | 0 | 0 | 0 | 0 | 0 | 0 | 0 | 0 | 0 | 0 | 0 | 0 | 0 | 0 | 0 | 0 | 0 | 45.4307 | 41.3952 | 29.8862 | 18.182 | -16.442 | -0.31144 | 0 | 0 | 0 | 0
0.583333333333333482September | Resource 1 | Sublap 1 | 14:00 | 4 | 82 | September | 18000 | 0 | 0 | 0 | 0 | 0 | 0 | 0 | 0 | 0 | 0 | 0 | 0 | 0 | 0 | 2.6724 | 2.435 | 1.758 | 1.0695 | -0.96718 | -0.01832 | 0 | 0 | 0 | 0 | 0 | 0 | 0 | 0 | 0 | 0 | 0 | 0 | 0 | 0 | 0 | 0 | 0 | 0 | 48.1031 | 43.8302 | 31.6442 | 19.2516 | -17.4092 | -0.32976 | 0 | 0 | 0 | 0
0.583333333333333482October | Resource 1 | Sublap 1 | 14:00 | 4 | 82 | October | 19000 | 0 | 0 | 0 | 0 | 0 | 0 | 0 | 0 | 0 | 0 | 0 | 0 | 0 | 0 | 2.6724 | 2.435 | 1.758 | 1.0695 | -0.96718 | -0.01832 | 0 | 0 | 0 | 0 | 0 | 0 | 0 | 0 | 0 | 0 | 0 | 0 | 0 | 0 | 0 | 0 | 0 | 0 | 50.7755 | 46.2652 | 33.4023 | 20.3211 | -18.3763 | -0.34808 | 0 | 0 | 0 | 0
0.583333333333333482November | Resource 1 | Sublap 1 | 14:00 | 4 | 82 | November | 20000 | 0 | 0 | 0 | 0 | 0 | 0 | 0 | 0 | 0 | 0 | 0 | 0 | 0 | 0 | 2.6724 | 2.435 | 1.758 | 1.0695 | -0.96718 | -0.01832 | 0 | 0 | 0 | 0 | 0 | 0 | 0 | 0 | 0 | 0 | 0 | 0 | 0 | 0 | 0 | 0 | 0 | 0 | 53.4479 | 48.7002 | 35.1603 | 21.3906 | -19.3435 | -0.36641 | 0 | 0 | 0 | 0
0.583333333333333482December | Resource 1 | Sublap 1 | 14:00 | 4 | 82 | December | 21000 | 0 | 0 | 0 | 0 | 0 | 0 | 0 | 0 | 0 | 0 | 0 | 0 | 0 | 0 | 2.6724 | 2.435 | 1.758 | 1.0695 | -0.96718 | -0.01832 | 0 | 0 | 0 | 0 | 0 | 0 | 0 | 0 | 0 | 0 | 0 | 0 | 0 | 0 | 0 | 0 | 0 | 0 | 56.1203 | 51.1352 | 36.9183 | 22.4601 | -20.3107 | -0.38473 | 0 | 0 | 0 | 0
0.583333333333333483January | Resource 1 | Sublap 1 | 14:00 | 4 | 83 | January | 10000 | 0 | 0 | 0 | 0 | 0 | 0 | 0 | 0 | 0 | 0 | 0 | 0 | 0 | 0 | 3.0564 | 2.819 | 2.1457 | 1.4039 | -1.0942 | -0.020706 | 0 | 0 | 0 | 0 | 0 | 0 | 0 | 0 | 0 | 0 | 0 | 0 | 0 | 0 | 0 | 0 | 0 | 0 | 30.5639 | 28.19 | 21.4571 | 14.0385 | -10.9417 | -0.20706 | 0 | 0 | 0 | 0
0.583333333333333483February | Resource 1 | Sublap 1 | 14:00 | 4 | 83 | February | 11000 | 0 | 0 | 0 | 0 | 0 | 0 | 0 | 0 | 0 | 0 | 0 | 0 | 0 | 0 | 3.0564 | 2.819 | 2.1457 | 1.4039 | -1.0942 | -0.020706 | 0 | 0 | 0 | 0 | 0 | 0 | 0 | 0 | 0 | 0 | 0 | 0 | 0 | 0 | 0 | 0 | 0 | 0 | 33.6203 | 31.009 | 23.6028 | 15.4424 | -12.0358 | -0.22776 | 0 | 0 | 0 | 0
0.583333333333333483March | Resource 1 | Sublap 1 | 14:00 | 4 | 83 | March | 12000 | 0 | 0 | 0 | 0 | 0 | 0 | 0 | 0 | 0 | 0 | 0 | 0 | 0 | 0 | 3.0564 | 2.819 | 2.1457 | 1.4039 | -1.0942 | -0.020706 | 0 | 0 | 0 | 0 | 0 | 0 | 0 | 0 | 0 | 0 | 0 | 0 | 0 | 0 | 0 | 0 | 0 | 0 | 36.6767 | 33.828 | 25.7485 | 16.8462 | -13.13 | -0.24847 | 0 | 0 | 0 | 0
0.583333333333333483April | Resource 1 | Sublap 1 | 14:00 | 4 | 83 | April | 13000 | 0 | 0 | 0 | 0 | 0 | 0 | 0 | 0 | 0 | 0 | 0 | 0 | 0 | 0 | 3.0564 | 2.819 | 2.1457 | 1.4039 | -1.0942 | -0.020706 | 0 | 0 | 0 | 0 | 0 | 0 | 0 | 0 | 0 | 0 | 0 | 0 | 0 | 0 | 0 | 0 | 0 | 0 | 39.7331 | 36.6471 | 27.8942 | 18.2501 | -14.2242 | -0.26917 | 0 | 0 | 0 | 0
0.583333333333333483May | Resource 1 | Sublap 1 | 14:00 | 4 | 83 | May | 14000 | 0 | 0 | 0 | 0 | 0 | 0 | 0 | 0 | 0 | 0 | 0 | 0 | 0 | 0 | 3.0564 | 2.819 | 2.1457 | 1.4039 | -1.0942 | -0.020706 | 0 | 0 | 0 | 0 | 0 | 0 | 0 | 0 | 0 | 0 | 0 | 0 | 0 | 0 | 0 | 0 | 0 | 0 | 42.7894 | 39.4661 | 30.0399 | 19.6539 | -15.3183 | -0.28988 | 0 | 0 | 0 | 0
0.583333333333333483June | Resource 1 | Sublap 1 | 14:00 | 4 | 83 | June | 15000 | 0 | 0 | 0 | 0 | 0 | 0 | 0 | 0 | 0 | 0 | 0 | 0 | 0 | 0 | 3.0564 | 2.819 | 2.1457 | 1.4039 | -1.0942 | -0.020706 | 0 | 0 | 0 | 0 | 0 | 0 | 0 | 0 | 0 | 0 | 0 | 0 | 0 | 0 | 0 | 0 | 0 | 0 | 45.8458 | 42.2851 | 32.1856 | 21.0578 | -16.4125 | -0.31058 | 0 | 0 | 0 | 0
0.583333333333333483July | Resource 1 | Sublap 1 | 14:00 | 4 | 83 | July | 16000 | 0 | 0 | 0 | 0 | 0 | 0 | 0 | 0 | 0 | 0 | 0 | 0 | 0 | 0 | 3.0564 | 2.819 | 2.1457 | 1.4039 | -1.0942 | -0.020706 | 0 | 0 | 0 | 0 | 0 | 0 | 0 | 0 | 0 | 0 | 0 | 0 | 0 | 0 | 0 | 0 | 0 | 0 | 48.9022 | 45.1041 | 34.3313 | 22.4616 | -17.5067 | -0.33129 | 0 | 0 | 0 | 0
0.583333333333333483August | Resource 1 | Sublap 1 | 14:00 | 4 | 83 | August | 17000 | 0 | 0 | 0 | 0 | 0 | 0 | 0 | 0 | 0 | 0 | 0 | 0 | 0 | 0 | 3.0564 | 2.819 | 2.1457 | 1.4039 | -1.0942 | -0.020706 | 0 | 0 | 0 | 0 | 0 | 0 | 0 | 0 | 0 | 0 | 0 | 0 | 0 | 0 | 0 | 0 | 0 | 0 | 51.9586 | 47.9231 | 36.477 | 23.8655 | -18.6008 | -0.35199 | 0 | 0 | 0 | 0
0.583333333333333483September | Resource 1 | Sublap 1 | 14:00 | 4 | 83 | September | 18000 | 0 | 0 | 0 | 0 | 0 | 0 | 0 | 0 | 0 | 0 | 0 | 0 | 0 | 0 | 3.0564 | 2.819 | 2.1457 | 1.4039 | -1.0942 | -0.020706 | 0 | 0 | 0 | 0 | 0 | 0 | 0 | 0 | 0 | 0 | 0 | 0 | 0 | 0 | 0 | 0 | 0 | 0 | 55.015 | 50.7421 | 38.6228 | 25.2693 | -19.695 | -0.3727 | 0 | 0 | 0 | 0
0.583333333333333483October | Resource 1 | Sublap 1 | 14:00 | 4 | 83 | October | 19000 | 0 | 0 | 0 | 0 | 0 | 0 | 0 | 0 | 0 | 0 | 0 | 0 | 0 | 0 | 3.0564 | 2.819 | 2.1457 | 1.4039 | -1.0942 | -0.020706 | 0 | 0 | 0 | 0 | 0 | 0 | 0 | 0 | 0 | 0 | 0 | 0 | 0 | 0 | 0 | 0 | 0 | 0 | 58.0714 | 53.5611 | 40.7685 | 26.6732 | -20.7892 | -0.39341 | 0 | 0 | 0 | 0
0.583333333333333483November | Resource 1 | Sublap 1 | 14:00 | 4 | 83 | November | 20000 | 0 | 0 | 0 | 0 | 0 | 0 | 0 | 0 | 0 | 0 | 0 | 0 | 0 | 0 | 3.0564 | 2.819 | 2.1457 | 1.4039 | -1.0942 | -0.020706 | 0 | 0 | 0 | 0 | 0 | 0 | 0 | 0 | 0 | 0 | 0 | 0 | 0 | 0 | 0 | 0 | 0 | 0 | 61.1278 | 56.3801 | 42.9142 | 28.077 | -21.8834 | -0.41411 | 0 | 0 | 0 | 0
0.583333333333333483December | Resource 1 | Sublap 1 | 14:00 | 4 | 83 | December | 21000 | 0 | 0 | 0 | 0 | 0 | 0 | 0 | 0 | 0 | 0 | 0 | 0 | 0 | 0 | 3.0564 | 2.819 | 2.1457 | 1.4039 | -1.0942 | -0.020706 | 0 | 0 | 0 | 0 | 0 | 0 | 0 | 0 | 0 | 0 | 0 | 0 | 0 | 0 | 0 | 0 | 0 | 0 | 64.1842 | 59.1991 | 45.0599 | 29.4809 | -22.9775 | -0.43482 | 0 | 0 | 0 | 0
0.583333333333333484January | Resource 1 | Sublap 1 | 14:00 | 4 | 84 | January | 10000 | 0 | 0 | 0 | 0 | 0 | 0 | 0 | 0 | 0 | 0 | 0 | 0 | 0 | 0 | 3.3241 | 3.1243 | 2.2872 | 1.3955 | -1.1422 | -0.021608 | 0 | 0 | 0 | 0 | 0 | 0 | 0 | 0 | 0 | 0 | 0 | 0 | 0 | 0 | 0 | 0 | 0 | 0 | 33.2414 | 31.2431 | 22.8723 | 13.9548 | -11.4219 | -0.21608 | 0 | 0 | 0 | 0
0.583333333333333484February | Resource 1 | Sublap 1 | 14:00 | 4 | 84 | February | 11000 | 0 | 0 | 0 | 0 | 0 | 0 | 0 | 0 | 0 | 0 | 0 | 0 | 0 | 0 | 3.3241 | 3.1243 | 2.2872 | 1.3955 | -1.1422 | -0.021608 | 0 | 0 | 0 | 0 | 0 | 0 | 0 | 0 | 0 | 0 | 0 | 0 | 0 | 0 | 0 | 0 | 0 | 0 | 36.5655 | 34.3675 | 25.1595 | 15.3502 | -12.5641 | -0.23768 | 0 | 0 | 0 | 0
0.583333333333333484March | Resource 1 | Sublap 1 | 14:00 | 4 | 84 | March | 12000 | 0 | 0 | 0 | 0 | 0 | 0 | 0 | 0 | 0 | 0 | 0 | 0 | 0 | 0 | 3.3241 | 3.1243 | 2.2872 | 1.3955 | -1.1422 | -0.021608 | 0 | 0 | 0 | 0 | 0 | 0 | 0 | 0 | 0 | 0 | 0 | 0 | 0 | 0 | 0 | 0 | 0 | 0 | 39.8897 | 37.4918 | 27.4467 | 16.7457 | -13.7063 | -0.25929 | 0 | 0 | 0 | 0
0.583333333333333484April | Resource 1 | Sublap 1 | 14:00 | 4 | 84 | April | 13000 | 0 | 0 | 0 | 0 | 0 | 0 | 0 | 0 | 0 | 0 | 0 | 0 | 0 | 0 | 3.3241 | 3.1243 | 2.2872 | 1.3955 | -1.1422 | -0.021608 | 0 | 0 | 0 | 0 | 0 | 0 | 0 | 0 | 0 | 0 | 0 | 0 | 0 | 0 | 0 | 0 | 0 | 0 | 43.2138 | 40.6161 | 29.7339 | 18.1412 | -14.8485 | -0.2809 | 0 | 0 | 0 | 0
0.583333333333333484May | Resource 1 | Sublap 1 | 14:00 | 4 | 84 | May | 14000 | 0 | 0 | 0 | 0 | 0 | 0 | 0 | 0 | 0 | 0 | 0 | 0 | 0 | 0 | 3.3241 | 3.1243 | 2.2872 | 1.3955 | -1.1422 | -0.021608 | 0 | 0 | 0 | 0 | 0 | 0 | 0 | 0 | 0 | 0 | 0 | 0 | 0 | 0 | 0 | 0 | 0 | 0 | 46.5379 | 43.7404 | 32.0212 | 19.5367 | -15.9907 | -0.30251 | 0 | 0 | 0 | 0
0.583333333333333484June | Resource 1 | Sublap 1 | 14:00 | 4 | 84 | June | 15000 | 0 | 0 | 0 | 0 | 0 | 0 | 0 | 0 | 0 | 0 | 0 | 0 | 0 | 0 | 3.3241 | 3.1243 | 2.2872 | 1.3955 | -1.1422 | -0.021608 | 0 | 0 | 0 | 0 | 0 | 0 | 0 | 0 | 0 | 0 | 0 | 0 | 0 | 0 | 0 | 0 | 0 | 0 | 49.8621 | 46.8647 | 34.3084 | 20.9321 | -17.1329 | -0.32411 | 0 | 0 | 0 | 0
0.583333333333333484July | Resource 1 | Sublap 1 | 14:00 | 4 | 84 | July | 16000 | 0 | 0 | 0 | 0 | 0 | 0 | 0 | 0 | 0 | 0 | 0 | 0 | 0 | 0 | 3.3241 | 3.1243 | 2.2872 | 1.3955 | -1.1422 | -0.021608 | 0 | 0 | 0 | 0 | 0 | 0 | 0 | 0 | 0 | 0 | 0 | 0 | 0 | 0 | 0 | 0 | 0 | 0 | 53.1862 | 49.989 | 36.5956 | 22.3276 | -18.2751 | -0.34572 | 0 | 0 | 0 | 0
0.583333333333333484August | Resource 1 | Sublap 1 | 14:00 | 4 | 84 | August | 17000 | 0 | 0 | 0 | 0 | 0 | 0 | 0 | 0 | 0 | 0 | 0 | 0 | 0 | 0 | 3.3241 | 3.1243 | 2.2872 | 1.3955 | -1.1422 | -0.021608 | 0 | 0 | 0 | 0 | 0 | 0 | 0 | 0 | 0 | 0 | 0 | 0 | 0 | 0 | 0 | 0 | 0 | 0 | 56.5103 | 53.1133 | 38.8828 | 23.7231 | -19.4172 | -0.36733 | 0 | 0 | 0 | 0
0.583333333333333484September | Resource 1 | Sublap 1 | 14:00 | 4 | 84 | September | 18000 | 0 | 0 | 0 | 0 | 0 | 0 | 0 | 0 | 0 | 0 | 0 | 0 | 0 | 0 | 3.3241 | 3.1243 | 2.2872 | 1.3955 | -1.1422 | -0.021608 | 0 | 0 | 0 | 0 | 0 | 0 | 0 | 0 | 0 | 0 | 0 | 0 | 0 | 0 | 0 | 0 | 0 | 0 | 59.8345 | 56.2377 | 41.1701 | 25.1186 | -20.5594 | -0.38894 | 0 | 0 | 0 | 0
0.583333333333333484October | Resource 1 | Sublap 1 | 14:00 | 4 | 84 | October | 19000 | 0 | 0 | 0 | 0 | 0 | 0 | 0 | 0 | 0 | 0 | 0 | 0 | 0 | 0 | 3.3241 | 3.1243 | 2.2872 | 1.3955 | -1.1422 | -0.021608 | 0 | 0 | 0 | 0 | 0 | 0 | 0 | 0 | 0 | 0 | 0 | 0 | 0 | 0 | 0 | 0 | 0 | 0 | 63.1586 | 59.362 | 43.4573 | 26.514 | -21.7016 | -0.41054 | 0 | 0 | 0 | 0
0.583333333333333484November | Resource 1 | Sublap 1 | 14:00 | 4 | 84 | November | 20000 | 0 | 0 | 0 | 0 | 0 | 0 | 0 | 0 | 0 | 0 | 0 | 0 | 0 | 0 | 3.3241 | 3.1243 | 2.2872 | 1.3955 | -1.1422 | -0.021608 | 0 | 0 | 0 | 0 | 0 | 0 | 0 | 0 | 0 | 0 | 0 | 0 | 0 | 0 | 0 | 0 | 0 | 0 | 66.4827 | 62.4863 | 45.7445 | 27.9095 | -22.8438 | -0.43215 | 0 | 0 | 0 | 0
0.583333333333333484December | Resource 1 | Sublap 1 | 14:00 | 4 | 84 | December | 21000 | 0 | 0 | 0 | 0 | 0 | 0 | 0 | 0 | 0 | 0 | 0 | 0 | 0 | 0 | 3.3241 | 3.1243 | 2.2872 | 1.3955 | -1.1422 | -0.021608 | 0 | 0 | 0 | 0 | 0 | 0 | 0 | 0 | 0 | 0 | 0 | 0 | 0 | 0 | 0 | 0 | 0 | 0 | 69.8069 | 65.6106 | 48.0318 | 29.305 | -23.986 | -0.45376 | 0 | 0 | 0 | 0
0.583333333333333485January | Resource 1 | Sublap 1 | 14:00 | 4 | 85 | January | 10000 | 0 | 0 | 0 | 0 | 0 | 0 | 0 | 0 | 0 | 0 | 0 | 0 | 0 | 0 | 4.3954 | 4.1621 | 3.2039 | 2.1913 | -1.4274 | -0.026965 | 0 | 0 | 0 | 0 | 0 | 0 | 0 | 0 | 0 | 0 | 0 | 0 | 0 | 0 | 0 | 0 | 0 | 0 | 43.9535 | 41.6206 | 32.0391 | 21.913 | -14.2743 | -0.26965 | 0 | 0 | 0 | 0
0.583333333333333485February | Resource 1 | Sublap 1 | 14:00 | 4 | 85 | February | 11000 | 0 | 0 | 0 | 0 | 0 | 0 | 0 | 0 | 0 | 0 | 0 | 0 | 0 | 0 | 4.3954 | 4.1621 | 3.2039 | 2.1913 | -1.4274 | -0.026965 | 0 | 0 | 0 | 0 | 0 | 0 | 0 | 0 | 0 | 0 | 0 | 0 | 0 | 0 | 0 | 0 | 0 | 0 | 48.3489 | 45.7827 | 35.243 | 24.1043 | -15.7017 | -0.29662 | 0 | 0 | 0 | 0
0.583333333333333485March | Resource 1 | Sublap 1 | 14:00 | 4 | 85 | March | 12000 | 0 | 0 | 0 | 0 | 0 | 0 | 0 | 0 | 0 | 0 | 0 | 0 | 0 | 0 | 4.3954 | 4.1621 | 3.2039 | 2.1913 | -1.4274 | -0.026965 | 0 | 0 | 0 | 0 | 0 | 0 | 0 | 0 | 0 | 0 | 0 | 0 | 0 | 0 | 0 | 0 | 0 | 0 | 52.7443 | 49.9447 | 38.4469 | 26.2956 | -17.1292 | -0.32358 | 0 | 0 | 0 | 0
0.583333333333333485April | Resource 1 | Sublap 1 | 14:00 | 4 | 85 | April | 13000 | 0 | 0 | 0 | 0 | 0 | 0 | 0 | 0 | 0 | 0 | 0 | 0 | 0 | 0 | 4.3954 | 4.1621 | 3.2039 | 2.1913 | -1.4274 | -0.026965 | 0 | 0 | 0 | 0 | 0 | 0 | 0 | 0 | 0 | 0 | 0 | 0 | 0 | 0 | 0 | 0 | 0 | 0 | 57.1396 | 54.1068 | 41.6508 | 28.4869 | -18.5566 | -0.35055 | 0 | 0 | 0 | 0
0.583333333333333485May | Resource 1 | Sublap 1 | 14:00 | 4 | 85 | May | 14000 | 0 | 0 | 0 | 0 | 0 | 0 | 0 | 0 | 0 | 0 | 0 | 0 | 0 | 0 | 4.3954 | 4.1621 | 3.2039 | 2.1913 | -1.4274 | -0.026965 | 0 | 0 | 0 | 0 | 0 | 0 | 0 | 0 | 0 | 0 | 0 | 0 | 0 | 0 | 0 | 0 | 0 | 0 | 61.535 | 58.2688 | 44.8547 | 30.6782 | -19.984 | -0.37751 | 0 | 0 | 0 | 0
0.583333333333333485June | Resource 1 | Sublap 1 | 14:00 | 4 | 85 | June | 15000 | 0 | 0 | 0 | 0 | 0 | 0 | 0 | 0 | 0 | 0 | 0 | 0 | 0 | 0 | 4.3954 | 4.1621 | 3.2039 | 2.1913 | -1.4274 | -0.026965 | 0 | 0 | 0 | 0 | 0 | 0 | 0 | 0 | 0 | 0 | 0 | 0 | 0 | 0 | 0 | 0 | 0 | 0 | 65.9303 | 62.4309 | 48.0586 | 32.8695 | -21.4115 | -0.40448 | 0 | 0 | 0 | 0
0.583333333333333485July | Resource 1 | Sublap 1 | 14:00 | 4 | 85 | July | 16000 | 0 | 0 | 0 | 0 | 0 | 0 | 0 | 0 | 0 | 0 | 0 | 0 | 0 | 0 | 4.3954 | 4.1621 | 3.2039 | 2.1913 | -1.4274 | -0.026965 | 0 | 0 | 0 | 0 | 0 | 0 | 0 | 0 | 0 | 0 | 0 | 0 | 0 | 0 | 0 | 0 | 0 | 0 | 70.3257 | 66.593 | 51.2625 | 35.0608 | -22.8389 | -0.43144 | 0 | 0 | 0 | 0
0.583333333333333485August | Resource 1 | Sublap 1 | 14:00 | 4 | 85 | August | 17000 | 0 | 0 | 0 | 0 | 0 | 0 | 0 | 0 | 0 | 0 | 0 | 0 | 0 | 0 | 4.3954 | 4.1621 | 3.2039 | 2.1913 | -1.4274 | -0.026965 | 0 | 0 | 0 | 0 | 0 | 0 | 0 | 0 | 0 | 0 | 0 | 0 | 0 | 0 | 0 | 0 | 0 | 0 | 74.721 | 70.755 | 54.4664 | 37.2522 | -24.2663 | -0.45841 | 0 | 0 | 0 | 0
0.583333333333333485September | Resource 1 | Sublap 1 | 14:00 | 4 | 85 | September | 18000 | 0 | 0 | 0 | 0 | 0 | 0 | 0 | 0 | 0 | 0 | 0 | 0 | 0 | 0 | 4.3954 | 4.1621 | 3.2039 | 2.1913 | -1.4274 | -0.026965 | 0 | 0 | 0 | 0 | 0 | 0 | 0 | 0 | 0 | 0 | 0 | 0 | 0 | 0 | 0 | 0 | 0 | 0 | 79.1164 | 74.9171 | 57.6703 | 39.4434 | -25.6938 | -0.48537 | 0 | 0 | 0 | 0
0.583333333333333485October | Resource 1 | Sublap 1 | 14:00 | 4 | 85 | October | 19000 | 0 | 0 | 0 | 0 | 0 | 0 | 0 | 0 | 0 | 0 | 0 | 0 | 0 | 0 | 4.3954 | 4.1621 | 3.2039 | 2.1913 | -1.4274 | -0.026965 | 0 | 0 | 0 | 0 | 0 | 0 | 0 | 0 | 0 | 0 | 0 | 0 | 0 | 0 | 0 | 0 | 0 | 0 | 83.5117 | 79.0791 | 60.8743 | 41.6347 | -27.1212 | -0.51234 | 0 | 0 | 0 | 0
0.583333333333333485November | Resource 1 | Sublap 1 | 14:00 | 4 | 85 | November | 20000 | 0 | 0 | 0 | 0 | 0 | 0 | 0 | 0 | 0 | 0 | 0 | 0 | 0 | 0 | 4.3954 | 4.1621 | 3.2039 | 2.1913 | -1.4274 | -0.026965 | 0 | 0 | 0 | 0 | 0 | 0 | 0 | 0 | 0 | 0 | 0 | 0 | 0 | 0 | 0 | 0 | 0 | 0 | 87.9071 | 83.2412 | 64.0782 | 43.8261 | -28.5486 | -0.53931 | 0 | 0 | 0 | 0
0.583333333333333485December | Resource 1 | Sublap 1 | 14:00 | 4 | 85 | December | 21000 | 0 | 0 | 0 | 0 | 0 | 0 | 0 | 0 | 0 | 0 | 0 | 0 | 0 | 0 | 4.3954 | 4.1621 | 3.2039 | 2.1913 | -1.4274 | -0.026965 | 0 | 0 | 0 | 0 | 0 | 0 | 0 | 0 | 0 | 0 | 0 | 0 | 0 | 0 | 0 | 0 | 0 | 0 | 92.3024 | 87.4033 | 67.2821 | 46.0174 | -29.9761 | -0.56627 | 0 | 0 | 0 | 0
0.583333333333333486January | Resource 1 | Sublap 1 | 14:00 | 4 | 86 | January | 10000 | 0 | 0 | 0 | 0 | 0 | 0 | 0 | 0 | 0 | 0 | 0 | 0 | 0 | 0 | 3.9777 | 3.6884 | 2.7786 | 1.8026 | -1.2907 | -0.024398 | 0 | 0 | 0 | 0 | 0 | 0 | 0 | 0 | 0 | 0 | 0 | 0 | 0 | 0 | 0 | 0 | 0 | 0 | 39.7766 | 36.8839 | 27.7864 | 18.0264 | -12.9073 | -0.24398 | 0 | 0 | 0 | 0
0.583333333333333486February | Resource 1 | Sublap 1 | 14:00 | 4 | 86 | February | 11000 | 0 | 0 | 0 | 0 | 0 | 0 | 0 | 0 | 0 | 0 | 0 | 0 | 0 | 0 | 3.9777 | 3.6884 | 2.7786 | 1.8026 | -1.2907 | -0.024398 | 0 | 0 | 0 | 0 | 0 | 0 | 0 | 0 | 0 | 0 | 0 | 0 | 0 | 0 | 0 | 0 | 0 | 0 | 43.7543 | 40.5723 | 30.5651 | 19.829 | -14.198 | -0.26837 | 0 | 0 | 0 | 0
0.583333333333333486March | Resource 1 | Sublap 1 | 14:00 | 4 | 86 | March | 12000 | 0 | 0 | 0 | 0 | 0 | 0 | 0 | 0 | 0 | 0 | 0 | 0 | 0 | 0 | 3.9777 | 3.6884 | 2.7786 | 1.8026 | -1.2907 | -0.024398 | 0 | 0 | 0 | 0 | 0 | 0 | 0 | 0 | 0 | 0 | 0 | 0 | 0 | 0 | 0 | 0 | 0 | 0 | 47.7319 | 44.2607 | 33.3437 | 21.6317 | -15.4888 | -0.29277 | 0 | 0 | 0 | 0
0.583333333333333486April | Resource 1 | Sublap 1 | 14:00 | 4 | 86 | April | 13000 | 0 | 0 | 0 | 0 | 0 | 0 | 0 | 0 | 0 | 0 | 0 | 0 | 0 | 0 | 3.9777 | 3.6884 | 2.7786 | 1.8026 | -1.2907 | -0.024398 | 0 | 0 | 0 | 0 | 0 | 0 | 0 | 0 | 0 | 0 | 0 | 0 | 0 | 0 | 0 | 0 | 0 | 0 | 51.7096 | 47.949 | 36.1224 | 23.4343 | -16.7795 | -0.31717 | 0 | 0 | 0 | 0
0.583333333333333486May | Resource 1 | Sublap 1 | 14:00 | 4 | 86 | May | 14000 | 0 | 0 | 0 | 0 | 0 | 0 | 0 | 0 | 0 | 0 | 0 | 0 | 0 | 0 | 3.9777 | 3.6884 | 2.7786 | 1.8026 | -1.2907 | -0.024398 | 0 | 0 | 0 | 0 | 0 | 0 | 0 | 0 | 0 | 0 | 0 | 0 | 0 | 0 | 0 | 0 | 0 | 0 | 55.6873 | 51.6374 | 38.901 | 25.237 | -18.0702 | -0.34157 | 0 | 0 | 0 | 0
0.583333333333333486June | Resource 1 | Sublap 1 | 14:00 | 4 | 86 | June | 15000 | 0 | 0 | 0 | 0 | 0 | 0 | 0 | 0 | 0 | 0 | 0 | 0 | 0 | 0 | 3.9777 | 3.6884 | 2.7786 | 1.8026 | -1.2907 | -0.024398 | 0 | 0 | 0 | 0 | 0 | 0 | 0 | 0 | 0 | 0 | 0 | 0 | 0 | 0 | 0 | 0 | 0 | 0 | 59.6649 | 55.3258 | 41.6797 | 27.0396 | -19.3609 | -0.36596 | 0 | 0 | 0 | 0
0.583333333333333486July | Resource 1 | Sublap 1 | 14:00 | 4 | 86 | July | 16000 | 0 | 0 | 0 | 0 | 0 | 0 | 0 | 0 | 0 | 0 | 0 | 0 | 0 | 0 | 3.9777 | 3.6884 | 2.7786 | 1.8026 | -1.2907 | -0.024398 | 0 | 0 | 0 | 0 | 0 | 0 | 0 | 0 | 0 | 0 | 0 | 0 | 0 | 0 | 0 | 0 | 0 | 0 | 63.6426 | 59.0142 | 44.4583 | 28.8422 | -20.6517 | -0.39036 | 0 | 0 | 0 | 0
0.583333333333333486August | Resource 1 | Sublap 1 | 14:00 | 4 | 86 | August | 17000 | 0 | 0 | 0 | 0 | 0 | 0 | 0 | 0 | 0 | 0 | 0 | 0 | 0 | 0 | 3.9777 | 3.6884 | 2.7786 | 1.8026 | -1.2907 | -0.024398 | 0 | 0 | 0 | 0 | 0 | 0 | 0 | 0 | 0 | 0 | 0 | 0 | 0 | 0 | 0 | 0 | 0 | 0 | 67.6202 | 62.7026 | 47.237 | 30.6449 | -21.9424 | -0.41476 | 0 | 0 | 0 | 0
0.583333333333333486September | Resource 1 | Sublap 1 | 14:00 | 4 | 86 | September | 18000 | 0 | 0 | 0 | 0 | 0 | 0 | 0 | 0 | 0 | 0 | 0 | 0 | 0 | 0 | 3.9777 | 3.6884 | 2.7786 | 1.8026 | -1.2907 | -0.024398 | 0 | 0 | 0 | 0 | 0 | 0 | 0 | 0 | 0 | 0 | 0 | 0 | 0 | 0 | 0 | 0 | 0 | 0 | 71.5979 | 66.391 | 50.0156 | 32.4475 | -23.2331 | -0.43916 | 0 | 0 | 0 | 0
0.583333333333333486October | Resource 1 | Sublap 1 | 14:00 | 4 | 86 | October | 19000 | 0 | 0 | 0 | 0 | 0 | 0 | 0 | 0 | 0 | 0 | 0 | 0 | 0 | 0 | 3.9777 | 3.6884 | 2.7786 | 1.8026 | -1.2907 | -0.024398 | 0 | 0 | 0 | 0 | 0 | 0 | 0 | 0 | 0 | 0 | 0 | 0 | 0 | 0 | 0 | 0 | 0 | 0 | 75.5756 | 70.0794 | 52.7942 | 34.2501 | -24.5239 | -0.46355 | 0 | 0 | 0 | 0
0.583333333333333486November | Resource 1 | Sublap 1 | 14:00 | 4 | 86 | November | 20000 | 0 | 0 | 0 | 0 | 0 | 0 | 0 | 0 | 0 | 0 | 0 | 0 | 0 | 0 | 3.9777 | 3.6884 | 2.7786 | 1.8026 | -1.2907 | -0.024398 | 0 | 0 | 0 | 0 | 0 | 0 | 0 | 0 | 0 | 0 | 0 | 0 | 0 | 0 | 0 | 0 | 0 | 0 | 79.5532 | 73.7678 | 55.5729 | 36.0528 | -25.8146 | -0.48795 | 0 | 0 | 0 | 0
0.583333333333333486December | Resource 1 | Sublap 1 | 14:00 | 4 | 86 | December | 21000 | 0 | 0 | 0 | 0 | 0 | 0 | 0 | 0 | 0 | 0 | 0 | 0 | 0 | 0 | 3.9777 | 3.6884 | 2.7786 | 1.8026 | -1.2907 | -0.024398 | 0 | 0 | 0 | 0 | 0 | 0 | 0 | 0 | 0 | 0 | 0 | 0 | 0 | 0 | 0 | 0 | 0 | 0 | 83.5309 | 77.4562 | 58.3515 | 37.8554 | -27.1053 | -0.51235 | 0 | 0 | 0 | 0
0.583333333333333487January | Resource 1 | Sublap 1 | 14:00 | 4 | 87 | January | 10000 | 0 | 0 | 0 | 0 | 0 | 0 | 0 | 0 | 0 | 0 | 0 | 0 | 0 | 0 | 4.4154 | 4.1897 | 3.2068 | 2.1397 | -1.3532 | -0.025572 | 0 | 0 | 0 | 0 | 0 | 0 | 0 | 0 | 0 | 0 | 0 | 0 | 0 | 0 | 0 | 0 | 0 | 0 | 44.1541 | 41.8969 | 32.0679 | 21.3966 | -13.5323 | -0.25572 | 0 | 0 | 0 | 0
0.583333333333333487February | Resource 1 | Sublap 1 | 14:00 | 4 | 87 | February | 11000 | 0 | 0 | 0 | 0 | 0 | 0 | 0 | 0 | 0 | 0 | 0 | 0 | 0 | 0 | 4.4154 | 4.1897 | 3.2068 | 2.1397 | -1.3532 | -0.025572 | 0 | 0 | 0 | 0 | 0 | 0 | 0 | 0 | 0 | 0 | 0 | 0 | 0 | 0 | 0 | 0 | 0 | 0 | 48.5695 | 46.0866 | 35.2747 | 23.5363 | -14.8855 | -0.28129 | 0 | 0 | 0 | 0
0.583333333333333487March | Resource 1 | Sublap 1 | 14:00 | 4 | 87 | March | 12000 | 0 | 0 | 0 | 0 | 0 | 0 | 0 | 0 | 0 | 0 | 0 | 0 | 0 | 0 | 4.4154 | 4.1897 | 3.2068 | 2.1397 | -1.3532 | -0.025572 | 0 | 0 | 0 | 0 | 0 | 0 | 0 | 0 | 0 | 0 | 0 | 0 | 0 | 0 | 0 | 0 | 0 | 0 | 52.9849 | 50.2762 | 38.4815 | 25.676 | -16.2388 | -0.30686 | 0 | 0 | 0 | 0
0.583333333333333487April | Resource 1 | Sublap 1 | 14:00 | 4 | 87 | April | 13000 | 0 | 0 | 0 | 0 | 0 | 0 | 0 | 0 | 0 | 0 | 0 | 0 | 0 | 0 | 4.4154 | 4.1897 | 3.2068 | 2.1397 | -1.3532 | -0.025572 | 0 | 0 | 0 | 0 | 0 | 0 | 0 | 0 | 0 | 0 | 0 | 0 | 0 | 0 | 0 | 0 | 0 | 0 | 57.4003 | 54.4659 | 41.6882 | 27.8156 | -17.592 | -0.33243 | 0 | 0 | 0 | 0
0.583333333333333487May | Resource 1 | Sublap 1 | 14:00 | 4 | 87 | May | 14000 | 0 | 0 | 0 | 0 | 0 | 0 | 0 | 0 | 0 | 0 | 0 | 0 | 0 | 0 | 4.4154 | 4.1897 | 3.2068 | 2.1397 | -1.3532 | -0.025572 | 0 | 0 | 0 | 0 | 0 | 0 | 0 | 0 | 0 | 0 | 0 | 0 | 0 | 0 | 0 | 0 | 0 | 0 | 61.8157 | 58.6556 | 44.895 | 29.9553 | -18.9452 | -0.358 | 0 | 0 | 0 | 0
0.583333333333333487June | Resource 1 | Sublap 1 | 14:00 | 4 | 87 | June | 15000 | 0 | 0 | 0 | 0 | 0 | 0 | 0 | 0 | 0 | 0 | 0 | 0 | 0 | 0 | 4.4154 | 4.1897 | 3.2068 | 2.1397 | -1.3532 | -0.025572 | 0 | 0 | 0 | 0 | 0 | 0 | 0 | 0 | 0 | 0 | 0 | 0 | 0 | 0 | 0 | 0 | 0 | 0 | 66.2311 | 62.8453 | 48.1018 | 32.095 | -20.2984 | -0.38357 | 0 | 0 | 0 | 0
0.583333333333333487July | Resource 1 | Sublap 1 | 14:00 | 4 | 87 | July | 16000 | 0 | 0 | 0 | 0 | 0 | 0 | 0 | 0 | 0 | 0 | 0 | 0 | 0 | 0 | 4.4154 | 4.1897 | 3.2068 | 2.1397 | -1.3532 | -0.025572 | 0 | 0 | 0 | 0 | 0 | 0 | 0 | 0 | 0 | 0 | 0 | 0 | 0 | 0 | 0 | 0 | 0 | 0 | 70.6465 | 67.035 | 51.3086 | 34.2346 | -21.6517 | -0.40914 | 0 | 0 | 0 | 0
0.583333333333333487August | Resource 1 | Sublap 1 | 14:00 | 4 | 87 | August | 17000 | 0 | 0 | 0 | 0 | 0 | 0 | 0 | 0 | 0 | 0 | 0 | 0 | 0 | 0 | 4.4154 | 4.1897 | 3.2068 | 2.1397 | -1.3532 | -0.025572 | 0 | 0 | 0 | 0 | 0 | 0 | 0 | 0 | 0 | 0 | 0 | 0 | 0 | 0 | 0 | 0 | 0 | 0 | 75.0619 | 71.2247 | 54.5154 | 36.3743 | -23.0049 | -0.43472 | 0 | 0 | 0 | 0
0.583333333333333487September | Resource 1 | Sublap 1 | 14:00 | 4 | 87 | September | 18000 | 0 | 0 | 0 | 0 | 0 | 0 | 0 | 0 | 0 | 0 | 0 | 0 | 0 | 0 | 4.4154 | 4.1897 | 3.2068 | 2.1397 | -1.3532 | -0.025572 | 0 | 0 | 0 | 0 | 0 | 0 | 0 | 0 | 0 | 0 | 0 | 0 | 0 | 0 | 0 | 0 | 0 | 0 | 79.4773 | 75.4144 | 57.7222 | 38.514 | -24.3581 | -0.46029 | 0 | 0 | 0 | 0
0.583333333333333487October | Resource 1 | Sublap 1 | 14:00 | 4 | 87 | October | 19000 | 0 | 0 | 0 | 0 | 0 | 0 | 0 | 0 | 0 | 0 | 0 | 0 | 0 | 0 | 4.4154 | 4.1897 | 3.2068 | 2.1397 | -1.3532 | -0.025572 | 0 | 0 | 0 | 0 | 0 | 0 | 0 | 0 | 0 | 0 | 0 | 0 | 0 | 0 | 0 | 0 | 0 | 0 | 83.8927 | 79.6041 | 60.929 | 40.6536 | -25.7114 | -0.48586 | 0 | 0 | 0 | 0
0.583333333333333487November | Resource 1 | Sublap 1 | 14:00 | 4 | 87 | November | 20000 | 0 | 0 | 0 | 0 | 0 | 0 | 0 | 0 | 0 | 0 | 0 | 0 | 0 | 0 | 4.4154 | 4.1897 | 3.2068 | 2.1397 | -1.3532 | -0.025572 | 0 | 0 | 0 | 0 | 0 | 0 | 0 | 0 | 0 | 0 | 0 | 0 | 0 | 0 | 0 | 0 | 0 | 0 | 88.3081 | 83.7937 | 64.1358 | 42.7933 | -27.0646 | -0.51143 | 0 | 0 | 0 | 0
0.583333333333333487December | Resource 1 | Sublap 1 | 14:00 | 4 | 87 | December | 21000 | 0 | 0 | 0 | 0 | 0 | 0 | 0 | 0 | 0 | 0 | 0 | 0 | 0 | 0 | 4.4154 | 4.1897 | 3.2068 | 2.1397 | -1.3532 | -0.025572 | 0 | 0 | 0 | 0 | 0 | 0 | 0 | 0 | 0 | 0 | 0 | 0 | 0 | 0 | 0 | 0 | 0 | 0 | 92.7235 | 87.9834 | 67.3425 | 44.9329 | -28.4178 | -0.537 | 0 | 0 | 0 | 0
0.583333333333333488January | Resource 1 | Sublap 1 | 14:00 | 4 | 88 | January | 10000 | 0 | 0 | 0 | 0 | 0 | 0 | 0 | 0 | 0 | 0 | 0 | 0 | 0 | 0 | 4.9951 | 4.7034 | 3.6991 | 2.484 | -1.4883 | -0.028109 | 0 | 0 | 0 | 0 | 0 | 0 | 0 | 0 | 0 | 0 | 0 | 0 | 0 | 0 | 0 | 0 | 0 | 0 | 49.9513 | 47.0343 | 36.9906 | 24.8399 | -14.8833 | -0.28109 | 0 | 0 | 0 | 0
0.583333333333333488February | Resource 1 | Sublap 1 | 14:00 | 4 | 88 | February | 11000 | 0 | 0 | 0 | 0 | 0 | 0 | 0 | 0 | 0 | 0 | 0 | 0 | 0 | 0 | 4.9951 | 4.7034 | 3.6991 | 2.484 | -1.4883 | -0.028109 | 0 | 0 | 0 | 0 | 0 | 0 | 0 | 0 | 0 | 0 | 0 | 0 | 0 | 0 | 0 | 0 | 0 | 0 | 54.9464 | 51.7377 | 40.6897 | 27.3239 | -16.3716 | -0.3092 | 0 | 0 | 0 | 0
0.583333333333333488March | Resource 1 | Sublap 1 | 14:00 | 4 | 88 | March | 12000 | 0 | 0 | 0 | 0 | 0 | 0 | 0 | 0 | 0 | 0 | 0 | 0 | 0 | 0 | 4.9951 | 4.7034 | 3.6991 | 2.484 | -1.4883 | -0.028109 | 0 | 0 | 0 | 0 | 0 | 0 | 0 | 0 | 0 | 0 | 0 | 0 | 0 | 0 | 0 | 0 | 0 | 0 | 59.9416 | 56.4411 | 44.3888 | 29.8079 | -17.8599 | -0.33731 | 0 | 0 | 0 | 0
0.583333333333333488April | Resource 1 | Sublap 1 | 14:00 | 4 | 88 | April | 13000 | 0 | 0 | 0 | 0 | 0 | 0 | 0 | 0 | 0 | 0 | 0 | 0 | 0 | 0 | 4.9951 | 4.7034 | 3.6991 | 2.484 | -1.4883 | -0.028109 | 0 | 0 | 0 | 0 | 0 | 0 | 0 | 0 | 0 | 0 | 0 | 0 | 0 | 0 | 0 | 0 | 0 | 0 | 64.9367 | 61.1445 | 48.0878 | 32.2919 | -19.3482 | -0.36542 | 0 | 0 | 0 | 0
0.583333333333333488May | Resource 1 | Sublap 1 | 14:00 | 4 | 88 | May | 14000 | 0 | 0 | 0 | 0 | 0 | 0 | 0 | 0 | 0 | 0 | 0 | 0 | 0 | 0 | 4.9951 | 4.7034 | 3.6991 | 2.484 | -1.4883 | -0.028109 | 0 | 0 | 0 | 0 | 0 | 0 | 0 | 0 | 0 | 0 | 0 | 0 | 0 | 0 | 0 | 0 | 0 | 0 | 69.9318 | 65.848 | 51.7869 | 34.7759 | -20.8365 | -0.39353 | 0 | 0 | 0 | 0
0.583333333333333488June | Resource 1 | Sublap 1 | 14:00 | 4 | 88 | June | 15000 | 0 | 0 | 0 | 0 | 0 | 0 | 0 | 0 | 0 | 0 | 0 | 0 | 0 | 0 | 4.9951 | 4.7034 | 3.6991 | 2.484 | -1.4883 | -0.028109 | 0 | 0 | 0 | 0 | 0 | 0 | 0 | 0 | 0 | 0 | 0 | 0 | 0 | 0 | 0 | 0 | 0 | 0 | 74.927 | 70.5514 | 55.4859 | 37.2599 | -22.3249 | -0.42164 | 0 | 0 | 0 | 0
0.583333333333333488July | Resource 1 | Sublap 1 | 14:00 | 4 | 88 | July | 16000 | 0 | 0 | 0 | 0 | 0 | 0 | 0 | 0 | 0 | 0 | 0 | 0 | 0 | 0 | 4.9951 | 4.7034 | 3.6991 | 2.484 | -1.4883 | -0.028109 | 0 | 0 | 0 | 0 | 0 | 0 | 0 | 0 | 0 | 0 | 0 | 0 | 0 | 0 | 0 | 0 | 0 | 0 | 79.9221 | 75.2548 | 59.185 | 39.7439 | -23.8132 | -0.44974 | 0 | 0 | 0 | 0
0.583333333333333488August | Resource 1 | Sublap 1 | 14:00 | 4 | 88 | August | 17000 | 0 | 0 | 0 | 0 | 0 | 0 | 0 | 0 | 0 | 0 | 0 | 0 | 0 | 0 | 4.9951 | 4.7034 | 3.6991 | 2.484 | -1.4883 | -0.028109 | 0 | 0 | 0 | 0 | 0 | 0 | 0 | 0 | 0 | 0 | 0 | 0 | 0 | 0 | 0 | 0 | 0 | 0 | 84.9172 | 79.9582 | 62.8841 | 42.2279 | -25.3015 | -0.47785 | 0 | 0 | 0 | 0
0.583333333333333488September | Resource 1 | Sublap 1 | 14:00 | 4 | 88 | September | 18000 | 0 | 0 | 0 | 0 | 0 | 0 | 0 | 0 | 0 | 0 | 0 | 0 | 0 | 0 | 4.9951 | 4.7034 | 3.6991 | 2.484 | -1.4883 | -0.028109 | 0 | 0 | 0 | 0 | 0 | 0 | 0 | 0 | 0 | 0 | 0 | 0 | 0 | 0 | 0 | 0 | 0 | 0 | 89.9124 | 84.6617 | 66.5831 | 44.7119 | -26.7898 | -0.50596 | 0 | 0 | 0 | 0
0.583333333333333488October | Resource 1 | Sublap 1 | 14:00 | 4 | 88 | October | 19000 | 0 | 0 | 0 | 0 | 0 | 0 | 0 | 0 | 0 | 0 | 0 | 0 | 0 | 0 | 4.9951 | 4.7034 | 3.6991 | 2.484 | -1.4883 | -0.028109 | 0 | 0 | 0 | 0 | 0 | 0 | 0 | 0 | 0 | 0 | 0 | 0 | 0 | 0 | 0 | 0 | 0 | 0 | 94.9075 | 89.3651 | 70.2822 | 47.1959 | -28.2782 | -0.53407 | 0 | 0 | 0 | 0
0.583333333333333488November | Resource 1 | Sublap 1 | 14:00 | 4 | 88 | November | 20000 | 0 | 0 | 0 | 0 | 0 | 0 | 0 | 0 | 0 | 0 | 0 | 0 | 0 | 0 | 4.9951 | 4.7034 | 3.6991 | 2.484 | -1.4883 | -0.028109 | 0 | 0 | 0 | 0 | 0 | 0 | 0 | 0 | 0 | 0 | 0 | 0 | 0 | 0 | 0 | 0 | 0 | 0 | 99.9026 | 94.0685 | 73.9813 | 49.6799 | -29.7665 | -0.56218 | 0 | 0 | 0 | 0
0.583333333333333488December | Resource 1 | Sublap 1 | 14:00 | 4 | 88 | December | 21000 | 0 | 0 | 0 | 0 | 0 | 0 | 0 | 0 | 0 | 0 | 0 | 0 | 0 | 0 | 4.9951 | 4.7034 | 3.6991 | 2.484 | -1.4883 | -0.028109 | 0 | 0 | 0 | 0 | 0 | 0 | 0 | 0 | 0 | 0 | 0 | 0 | 0 | 0 | 0 | 0 | 0 | 0 | 104.8977 | 98.7719 | 77.6803 | 52.1639 | -31.2548 | -0.59029 | 0 | 0 | 0 | 0
0.583333333333333489January | Resource 1 | Sublap 1 | 14:00 | 4 | 89 | January | 10000 | 0 | 0 | 0 | 0 | 0 | 0 | 0 | 0 | 0 | 0 | 0 | 0 | 0 | 0 | 4.9157 | 4.7159 | 3.6843 | 2.5055 | -1.4482 | -0.027355 | 0 | 0 | 0 | 0 | 0 | 0 | 0 | 0 | 0 | 0 | 0 | 0 | 0 | 0 | 0 | 0 | 0 | 0 | 49.1572 | 47.1589 | 36.8427 | 25.0555 | -14.4817 | -0.27355 | 0 | 0 | 0 | 0
0.583333333333333489February | Resource 1 | Sublap 1 | 14:00 | 4 | 89 | February | 11000 | 0 | 0 | 0 | 0 | 0 | 0 | 0 | 0 | 0 | 0 | 0 | 0 | 0 | 0 | 4.9157 | 4.7159 | 3.6843 | 2.5055 | -1.4482 | -0.027355 | 0 | 0 | 0 | 0 | 0 | 0 | 0 | 0 | 0 | 0 | 0 | 0 | 0 | 0 | 0 | 0 | 0 | 0 | 54.0729 | 51.8748 | 40.527 | 27.561 | -15.9298 | -0.3009 | 0 | 0 | 0 | 0
0.583333333333333489March | Resource 1 | Sublap 1 | 14:00 | 4 | 89 | March | 12000 | 0 | 0 | 0 | 0 | 0 | 0 | 0 | 0 | 0 | 0 | 0 | 0 | 0 | 0 | 4.9157 | 4.7159 | 3.6843 | 2.5055 | -1.4482 | -0.027355 | 0 | 0 | 0 | 0 | 0 | 0 | 0 | 0 | 0 | 0 | 0 | 0 | 0 | 0 | 0 | 0 | 0 | 0 | 58.9886 | 56.5906 | 44.2113 | 30.0666 | -17.378 | -0.32826 | 0 | 0 | 0 | 0
0.583333333333333489April | Resource 1 | Sublap 1 | 14:00 | 4 | 89 | April | 13000 | 0 | 0 | 0 | 0 | 0 | 0 | 0 | 0 | 0 | 0 | 0 | 0 | 0 | 0 | 4.9157 | 4.7159 | 3.6843 | 2.5055 | -1.4482 | -0.027355 | 0 | 0 | 0 | 0 | 0 | 0 | 0 | 0 | 0 | 0 | 0 | 0 | 0 | 0 | 0 | 0 | 0 | 0 | 63.9044 | 61.3065 | 47.8956 | 32.5721 | -18.8261 | -0.35561 | 0 | 0 | 0 | 0
0.583333333333333489May | Resource 1 | Sublap 1 | 14:00 | 4 | 89 | May | 14000 | 0 | 0 | 0 | 0 | 0 | 0 | 0 | 0 | 0 | 0 | 0 | 0 | 0 | 0 | 4.9157 | 4.7159 | 3.6843 | 2.5055 | -1.4482 | -0.027355 | 0 | 0 | 0 | 0 | 0 | 0 | 0 | 0 | 0 | 0 | 0 | 0 | 0 | 0 | 0 | 0 | 0 | 0 | 68.8201 | 66.0224 | 51.5798 | 35.0777 | -20.2743 | -0.38297 | 0 | 0 | 0 | 0
0.583333333333333489June | Resource 1 | Sublap 1 | 14:00 | 4 | 89 | June | 15000 | 0 | 0 | 0 | 0 | 0 | 0 | 0 | 0 | 0 | 0 | 0 | 0 | 0 | 0 | 4.9157 | 4.7159 | 3.6843 | 2.5055 | -1.4482 | -0.027355 | 0 | 0 | 0 | 0 | 0 | 0 | 0 | 0 | 0 | 0 | 0 | 0 | 0 | 0 | 0 | 0 | 0 | 0 | 73.7358 | 70.7383 | 55.2641 | 37.5832 | -21.7225 | -0.41032 | 0 | 0 | 0 | 0
0.583333333333333489July | Resource 1 | Sublap 1 | 14:00 | 4 | 89 | July | 16000 | 0 | 0 | 0 | 0 | 0 | 0 | 0 | 0 | 0 | 0 | 0 | 0 | 0 | 0 | 4.9157 | 4.7159 | 3.6843 | 2.5055 | -1.4482 | -0.027355 | 0 | 0 | 0 | 0 | 0 | 0 | 0 | 0 | 0 | 0 | 0 | 0 | 0 | 0 | 0 | 0 | 0 | 0 | 78.6515 | 75.4542 | 58.9484 | 40.0887 | -23.1706 | -0.43768 | 0 | 0 | 0 | 0
0.583333333333333489August | Resource 1 | Sublap 1 | 14:00 | 4 | 89 | August | 17000 | 0 | 0 | 0 | 0 | 0 | 0 | 0 | 0 | 0 | 0 | 0 | 0 | 0 | 0 | 4.9157 | 4.7159 | 3.6843 | 2.5055 | -1.4482 | -0.027355 | 0 | 0 | 0 | 0 | 0 | 0 | 0 | 0 | 0 | 0 | 0 | 0 | 0 | 0 | 0 | 0 | 0 | 0 | 83.5672 | 80.1701 | 62.6326 | 42.5943 | -24.6188 | -0.46503 | 0 | 0 | 0 | 0
0.583333333333333489September | Resource 1 | Sublap 1 | 14:00 | 4 | 89 | September | 18000 | 0 | 0 | 0 | 0 | 0 | 0 | 0 | 0 | 0 | 0 | 0 | 0 | 0 | 0 | 4.9157 | 4.7159 | 3.6843 | 2.5055 | -1.4482 | -0.027355 | 0 | 0 | 0 | 0 | 0 | 0 | 0 | 0 | 0 | 0 | 0 | 0 | 0 | 0 | 0 | 0 | 0 | 0 | 88.4829 | 84.886 | 66.3169 | 45.0998 | -26.067 | -0.49238 | 0 | 0 | 0 | 0
0.583333333333333489October | Resource 1 | Sublap 1 | 14:00 | 4 | 89 | October | 19000 | 0 | 0 | 0 | 0 | 0 | 0 | 0 | 0 | 0 | 0 | 0 | 0 | 0 | 0 | 4.9157 | 4.7159 | 3.6843 | 2.5055 | -1.4482 | -0.027355 | 0 | 0 | 0 | 0 | 0 | 0 | 0 | 0 | 0 | 0 | 0 | 0 | 0 | 0 | 0 | 0 | 0 | 0 | 93.3987 | 89.6018 | 70.0012 | 47.6054 | -27.5151 | -0.51974 | 0 | 0 | 0 | 0
0.583333333333333489November | Resource 1 | Sublap 1 | 14:00 | 4 | 89 | November | 20000 | 0 | 0 | 0 | 0 | 0 | 0 | 0 | 0 | 0 | 0 | 0 | 0 | 0 | 0 | 4.9157 | 4.7159 | 3.6843 | 2.5055 | -1.4482 | -0.027355 | 0 | 0 | 0 | 0 | 0 | 0 | 0 | 0 | 0 | 0 | 0 | 0 | 0 | 0 | 0 | 0 | 0 | 0 | 98.3144 | 94.3177 | 73.6855 | 50.1109 | -28.9633 | -0.54709 | 0 | 0 | 0 | 0
0.583333333333333489December | Resource 1 | Sublap 1 | 14:00 | 4 | 89 | December | 21000 | 0 | 0 | 0 | 0 | 0 | 0 | 0 | 0 | 0 | 0 | 0 | 0 | 0 | 0 | 4.9157 | 4.7159 | 3.6843 | 2.5055 | -1.4482 | -0.027355 | 0 | 0 | 0 | 0 | 0 | 0 | 0 | 0 | 0 | 0 | 0 | 0 | 0 | 0 | 0 | 0 | 0 | 0 | 103.2301 | 99.0336 | 77.3697 | 52.6165 | -30.4115 | -0.57445 | 0 | 0 | 0 | 0
0.583333333333333490January | Resource 1 | Sublap 1 | 14:00 | 4 | 90 | January | 10000 | 0 | 0 | 0 | 0 | 0 | 0 | 0 | 0 | 0 | 0 | 0 | 0 | 0 | 0 | 5.8078 | 5.4736 | 4.1987 | 2.9071 | -1.6382 | -0.030924 | 0 | 0 | 0 | 0 | 0 | 0 | 0 | 0 | 0 | 0 | 0 | 0 | 0 | 0 | 0 | 0 | 0 | 0 | 58.0779 | 54.7362 | 41.9871 | 29.0706 | -16.3818 | -0.30924 | 0 | 0 | 0 | 0
0.583333333333333490February | Resource 1 | Sublap 1 | 14:00 | 4 | 90 | February | 11000 | 0 | 0 | 0 | 0 | 0 | 0 | 0 | 0 | 0 | 0 | 0 | 0 | 0 | 0 | 5.8078 | 5.4736 | 4.1987 | 2.9071 | -1.6382 | -0.030924 | 0 | 0 | 0 | 0 | 0 | 0 | 0 | 0 | 0 | 0 | 0 | 0 | 0 | 0 | 0 | 0 | 0 | 0 | 63.8857 | 60.2098 | 46.1858 | 31.9776 | -18.02 | -0.34016 | 0 | 0 | 0 | 0
0.583333333333333490March | Resource 1 | Sublap 1 | 14:00 | 4 | 90 | March | 12000 | 0 | 0 | 0 | 0 | 0 | 0 | 0 | 0 | 0 | 0 | 0 | 0 | 0 | 0 | 5.8078 | 5.4736 | 4.1987 | 2.9071 | -1.6382 | -0.030924 | 0 | 0 | 0 | 0 | 0 | 0 | 0 | 0 | 0 | 0 | 0 | 0 | 0 | 0 | 0 | 0 | 0 | 0 | 69.6935 | 65.6834 | 50.3845 | 34.8847 | -19.6582 | -0.37109 | 0 | 0 | 0 | 0
0.583333333333333490April | Resource 1 | Sublap 1 | 14:00 | 4 | 90 | April | 13000 | 0 | 0 | 0 | 0 | 0 | 0 | 0 | 0 | 0 | 0 | 0 | 0 | 0 | 0 | 5.8078 | 5.4736 | 4.1987 | 2.9071 | -1.6382 | -0.030924 | 0 | 0 | 0 | 0 | 0 | 0 | 0 | 0 | 0 | 0 | 0 | 0 | 0 | 0 | 0 | 0 | 0 | 0 | 75.5013 | 71.157 | 54.5832 | 37.7917 | -21.2964 | -0.40201 | 0 | 0 | 0 | 0
0.583333333333333490May | Resource 1 | Sublap 1 | 14:00 | 4 | 90 | May | 14000 | 0 | 0 | 0 | 0 | 0 | 0 | 0 | 0 | 0 | 0 | 0 | 0 | 0 | 0 | 5.8078 | 5.4736 | 4.1987 | 2.9071 | -1.6382 | -0.030924 | 0 | 0 | 0 | 0 | 0 | 0 | 0 | 0 | 0 | 0 | 0 | 0 | 0 | 0 | 0 | 0 | 0 | 0 | 81.3091 | 76.6306 | 58.7819 | 40.6988 | -22.9346 | -0.43293 | 0 | 0 | 0 | 0
0.583333333333333490June | Resource 1 | Sublap 1 | 14:00 | 4 | 90 | June | 15000 | 0 | 0 | 0 | 0 | 0 | 0 | 0 | 0 | 0 | 0 | 0 | 0 | 0 | 0 | 5.8078 | 5.4736 | 4.1987 | 2.9071 | -1.6382 | -0.030924 | 0 | 0 | 0 | 0 | 0 | 0 | 0 | 0 | 0 | 0 | 0 | 0 | 0 | 0 | 0 | 0 | 0 | 0 | 87.1169 | 82.1043 | 62.9806 | 43.6058 | -24.5727 | -0.46386 | 0 | 0 | 0 | 0
0.583333333333333490July | Resource 1 | Sublap 1 | 14:00 | 4 | 90 | July | 16000 | 0 | 0 | 0 | 0 | 0 | 0 | 0 | 0 | 0 | 0 | 0 | 0 | 0 | 0 | 5.8078 | 5.4736 | 4.1987 | 2.9071 | -1.6382 | -0.030924 | 0 | 0 | 0 | 0 | 0 | 0 | 0 | 0 | 0 | 0 | 0 | 0 | 0 | 0 | 0 | 0 | 0 | 0 | 92.9247 | 87.5779 | 67.1793 | 46.5129 | -26.2109 | -0.49478 | 0 | 0 | 0 | 0
0.583333333333333490August | Resource 1 | Sublap 1 | 14:00 | 4 | 90 | August | 17000 | 0 | 0 | 0 | 0 | 0 | 0 | 0 | 0 | 0 | 0 | 0 | 0 | 0 | 0 | 5.8078 | 5.4736 | 4.1987 | 2.9071 | -1.6382 | -0.030924 | 0 | 0 | 0 | 0 | 0 | 0 | 0 | 0 | 0 | 0 | 0 | 0 | 0 | 0 | 0 | 0 | 0 | 0 | 98.7325 | 93.0515 | 71.378 | 49.42 | -27.8491 | -0.5257 | 0 | 0 | 0 | 0
0.583333333333333490September | Resource 1 | Sublap 1 | 14:00 | 4 | 90 | September | 18000 | 0 | 0 | 0 | 0 | 0 | 0 | 0 | 0 | 0 | 0 | 0 | 0 | 0 | 0 | 5.8078 | 5.4736 | 4.1987 | 2.9071 | -1.6382 | -0.030924 | 0 | 0 | 0 | 0 | 0 | 0 | 0 | 0 | 0 | 0 | 0 | 0 | 0 | 0 | 0 | 0 | 0 | 0 | 104.5402 | 98.5251 | 75.5767 | 52.327 | -29.4873 | -0.55663 | 0 | 0 | 0 | 0
0.583333333333333490October | Resource 1 | Sublap 1 | 14:00 | 4 | 90 | October | 19000 | 0 | 0 | 0 | 0 | 0 | 0 | 0 | 0 | 0 | 0 | 0 | 0 | 0 | 0 | 5.8078 | 5.4736 | 4.1987 | 2.9071 | -1.6382 | -0.030924 | 0 | 0 | 0 | 0 | 0 | 0 | 0 | 0 | 0 | 0 | 0 | 0 | 0 | 0 | 0 | 0 | 0 | 0 | 110.348 | 103.9987 | 79.7754 | 55.2341 | -31.1255 | -0.58755 | 0 | 0 | 0 | 0
0.583333333333333490November | Resource 1 | Sublap 1 | 14:00 | 4 | 90 | November | 20000 | 0 | 0 | 0 | 0 | 0 | 0 | 0 | 0 | 0 | 0 | 0 | 0 | 0 | 0 | 5.8078 | 5.4736 | 4.1987 | 2.9071 | -1.6382 | -0.030924 | 0 | 0 | 0 | 0 | 0 | 0 | 0 | 0 | 0 | 0 | 0 | 0 | 0 | 0 | 0 | 0 | 0 | 0 | 116.1558 | 109.4723 | 83.9741 | 58.1411 | -32.7636 | -0.61848 | 0 | 0 | 0 | 0
0.583333333333333490December | Resource 1 | Sublap 1 | 14:00 | 4 | 90 | December | 21000 | 0 | 0 | 0 | 0 | 0 | 0 | 0 | 0 | 0 | 0 | 0 | 0 | 0 | 0 | 5.8078 | 5.4736 | 4.1987 | 2.9071 | -1.6382 | -0.030924 | 0 | 0 | 0 | 0 | 0 | 0 | 0 | 0 | 0 | 0 | 0 | 0 | 0 | 0 | 0 | 0 | 0 | 0 | 121.9636 | 114.946 | 88.1728 | 61.0482 | -34.4018 | -0.6494 | 0 | 0 | 0 | 0
0.583333333333333491January | Resource 1 | Sublap 1 | 14:00 | 4 | 91 | January | 10000 | 0 | 0 | 0 | 0 | 0 | 0 | 0 | 0 | 0 | 0 | 0 | 0 | 0 | 0 | 6.8118 | 6.5895 | 5.1194 | 3.6504 | -1.8463 | -0.034833 | 0 | 0 | 0 | 0 | 0 | 0 | 0 | 0 | 0 | 0 | 0 | 0 | 0 | 0 | 0 | 0 | 0 | 0 | 68.1184 | 65.8948 | 51.1936 | 36.5039 | -18.4628 | -0.34833 | 0 | 0 | 0 | 0
0.583333333333333491February | Resource 1 | Sublap 1 | 14:00 | 4 | 91 | February | 11000 | 0 | 0 | 0 | 0 | 0 | 0 | 0 | 0 | 0 | 0 | 0 | 0 | 0 | 0 | 6.8118 | 6.5895 | 5.1194 | 3.6504 | -1.8463 | -0.034833 | 0 | 0 | 0 | 0 | 0 | 0 | 0 | 0 | 0 | 0 | 0 | 0 | 0 | 0 | 0 | 0 | 0 | 0 | 74.9303 | 72.4842 | 56.313 | 40.1543 | -20.3091 | -0.38316 | 0 | 0 | 0 | 0
0.583333333333333491March | Resource 1 | Sublap 1 | 14:00 | 4 | 91 | March | 12000 | 0 | 0 | 0 | 0 | 0 | 0 | 0 | 0 | 0 | 0 | 0 | 0 | 0 | 0 | 6.8118 | 6.5895 | 5.1194 | 3.6504 | -1.8463 | -0.034833 | 0 | 0 | 0 | 0 | 0 | 0 | 0 | 0 | 0 | 0 | 0 | 0 | 0 | 0 | 0 | 0 | 0 | 0 | 81.7421 | 79.0737 | 61.4323 | 43.8047 | -22.1554 | -0.41799 | 0 | 0 | 0 | 0
0.583333333333333491April | Resource 1 | Sublap 1 | 14:00 | 4 | 91 | April | 13000 | 0 | 0 | 0 | 0 | 0 | 0 | 0 | 0 | 0 | 0 | 0 | 0 | 0 | 0 | 6.8118 | 6.5895 | 5.1194 | 3.6504 | -1.8463 | -0.034833 | 0 | 0 | 0 | 0 | 0 | 0 | 0 | 0 | 0 | 0 | 0 | 0 | 0 | 0 | 0 | 0 | 0 | 0 | 88.554 | 85.6632 | 66.5517 | 47.455 | -24.0017 | -0.45282 | 0 | 0 | 0 | 0
0.583333333333333491May | Resource 1 | Sublap 1 | 14:00 | 4 | 91 | May | 14000 | 0 | 0 | 0 | 0 | 0 | 0 | 0 | 0 | 0 | 0 | 0 | 0 | 0 | 0 | 6.8118 | 6.5895 | 5.1194 | 3.6504 | -1.8463 | -0.034833 | 0 | 0 | 0 | 0 | 0 | 0 | 0 | 0 | 0 | 0 | 0 | 0 | 0 | 0 | 0 | 0 | 0 | 0 | 95.3658 | 92.2527 | 71.6711 | 51.1054 | -25.848 | -0.48766 | 0 | 0 | 0 | 0
0.583333333333333491June | Resource 1 | Sublap 1 | 14:00 | 4 | 91 | June | 15000 | 0 | 0 | 0 | 0 | 0 | 0 | 0 | 0 | 0 | 0 | 0 | 0 | 0 | 0 | 6.8118 | 6.5895 | 5.1194 | 3.6504 | -1.8463 | -0.034833 | 0 | 0 | 0 | 0 | 0 | 0 | 0 | 0 | 0 | 0 | 0 | 0 | 0 | 0 | 0 | 0 | 0 | 0 | 102.1777 | 98.8422 | 76.7904 | 54.7558 | -27.6942 | -0.52249 | 0 | 0 | 0 | 0
0.583333333333333491July | Resource 1 | Sublap 1 | 14:00 | 4 | 91 | July | 16000 | 0 | 0 | 0 | 0 | 0 | 0 | 0 | 0 | 0 | 0 | 0 | 0 | 0 | 0 | 6.8118 | 6.5895 | 5.1194 | 3.6504 | -1.8463 | -0.034833 | 0 | 0 | 0 | 0 | 0 | 0 | 0 | 0 | 0 | 0 | 0 | 0 | 0 | 0 | 0 | 0 | 0 | 0 | 108.9895 | 105.4316 | 81.9098 | 58.4062 | -29.5405 | -0.55732 | 0 | 0 | 0 | 0
0.583333333333333491August | Resource 1 | Sublap 1 | 14:00 | 4 | 91 | August | 17000 | 0 | 0 | 0 | 0 | 0 | 0 | 0 | 0 | 0 | 0 | 0 | 0 | 0 | 0 | 6.8118 | 6.5895 | 5.1194 | 3.6504 | -1.8463 | -0.034833 | 0 | 0 | 0 | 0 | 0 | 0 | 0 | 0 | 0 | 0 | 0 | 0 | 0 | 0 | 0 | 0 | 0 | 0 | 115.8013 | 112.0211 | 87.0292 | 62.0566 | -31.3868 | -0.59215 | 0 | 0 | 0 | 0
0.583333333333333491September | Resource 1 | Sublap 1 | 14:00 | 4 | 91 | September | 18000 | 0 | 0 | 0 | 0 | 0 | 0 | 0 | 0 | 0 | 0 | 0 | 0 | 0 | 0 | 6.8118 | 6.5895 | 5.1194 | 3.6504 | -1.8463 | -0.034833 | 0 | 0 | 0 | 0 | 0 | 0 | 0 | 0 | 0 | 0 | 0 | 0 | 0 | 0 | 0 | 0 | 0 | 0 | 122.6132 | 118.6106 | 92.1485 | 65.707 | -33.2331 | -0.62699 | 0 | 0 | 0 | 0
0.583333333333333491October | Resource 1 | Sublap 1 | 14:00 | 4 | 91 | October | 19000 | 0 | 0 | 0 | 0 | 0 | 0 | 0 | 0 | 0 | 0 | 0 | 0 | 0 | 0 | 6.8118 | 6.5895 | 5.1194 | 3.6504 | -1.8463 | -0.034833 | 0 | 0 | 0 | 0 | 0 | 0 | 0 | 0 | 0 | 0 | 0 | 0 | 0 | 0 | 0 | 0 | 0 | 0 | 129.425 | 125.2001 | 97.2679 | 69.3574 | -35.0794 | -0.66182 | 0 | 0 | 0 | 0
0.583333333333333491November | Resource 1 | Sublap 1 | 14:00 | 4 | 91 | November | 20000 | 0 | 0 | 0 | 0 | 0 | 0 | 0 | 0 | 0 | 0 | 0 | 0 | 0 | 0 | 6.8118 | 6.5895 | 5.1194 | 3.6504 | -1.8463 | -0.034833 | 0 | 0 | 0 | 0 | 0 | 0 | 0 | 0 | 0 | 0 | 0 | 0 | 0 | 0 | 0 | 0 | 0 | 0 | 136.2369 | 131.7895 | 102.3873 | 73.0078 | -36.9256 | -0.69665 | 0 | 0 | 0 | 0
0.583333333333333491December | Resource 1 | Sublap 1 | 14:00 | 4 | 91 | December | 21000 | 0 | 0 | 0 | 0 | 0 | 0 | 0 | 0 | 0 | 0 | 0 | 0 | 0 | 0 | 6.8118 | 6.5895 | 5.1194 | 3.6504 | -1.8463 | -0.034833 | 0 | 0 | 0 | 0 | 0 | 0 | 0 | 0 | 0 | 0 | 0 | 0 | 0 | 0 | 0 | 0 | 0 | 0 | 143.0487 | 138.379 | 107.5066 | 76.6582 | -38.7719 | -0.73148 | 0 | 0 | 0 | 0
0.583333333333333492January | Resource 1 | Sublap 1 | 14:00 | 4 | 92 | January | 10000 | 0 | 0 | 0 | 0 | 0 | 0 | 0 | 0 | 0 | 0 | 0 | 0 | 0 | 0 | 7.2305 | 7.1306 | 5.502 | 3.9417 | -1.8981 | -0.035807 | 0 | 0 | 0 | 0 | 0 | 0 | 0 | 0 | 0 | 0 | 0 | 0 | 0 | 0 | 0 | 0 | 0 | 0 | 72.3054 | 71.3064 | 55.0196 | 39.4171 | -18.9815 | -0.35807 | 0 | 0 | 0 | 0
0.583333333333333492February | Resource 1 | Sublap 1 | 14:00 | 4 | 92 | February | 11000 | 0 | 0 | 0 | 0 | 0 | 0 | 0 | 0 | 0 | 0 | 0 | 0 | 0 | 0 | 7.2305 | 7.1306 | 5.502 | 3.9417 | -1.8981 | -0.035807 | 0 | 0 | 0 | 0 | 0 | 0 | 0 | 0 | 0 | 0 | 0 | 0 | 0 | 0 | 0 | 0 | 0 | 0 | 79.5359 | 78.437 | 60.5215 | 43.3588 | -20.8796 | -0.39387 | 0 | 0 | 0 | 0
0.583333333333333492March | Resource 1 | Sublap 1 | 14:00 | 4 | 92 | March | 12000 | 0 | 0 | 0 | 0 | 0 | 0 | 0 | 0 | 0 | 0 | 0 | 0 | 0 | 0 | 7.2305 | 7.1306 | 5.502 | 3.9417 | -1.8981 | -0.035807 | 0 | 0 | 0 | 0 | 0 | 0 | 0 | 0 | 0 | 0 | 0 | 0 | 0 | 0 | 0 | 0 | 0 | 0 | 86.7664 | 85.5676 | 66.0235 | 47.3005 | -22.7778 | -0.42968 | 0 | 0 | 0 | 0
0.583333333333333492April | Resource 1 | Sublap 1 | 14:00 | 4 | 92 | April | 13000 | 0 | 0 | 0 | 0 | 0 | 0 | 0 | 0 | 0 | 0 | 0 | 0 | 0 | 0 | 7.2305 | 7.1306 | 5.502 | 3.9417 | -1.8981 | -0.035807 | 0 | 0 | 0 | 0 | 0 | 0 | 0 | 0 | 0 | 0 | 0 | 0 | 0 | 0 | 0 | 0 | 0 | 0 | 93.997 | 92.6983 | 71.5254 | 51.2422 | -24.6759 | -0.46549 | 0 | 0 | 0 | 0
0.583333333333333492May | Resource 1 | Sublap 1 | 14:00 | 4 | 92 | May | 14000 | 0 | 0 | 0 | 0 | 0 | 0 | 0 | 0 | 0 | 0 | 0 | 0 | 0 | 0 | 7.2305 | 7.1306 | 5.502 | 3.9417 | -1.8981 | -0.035807 | 0 | 0 | 0 | 0 | 0 | 0 | 0 | 0 | 0 | 0 | 0 | 0 | 0 | 0 | 0 | 0 | 0 | 0 | 101.2275 | 99.8289 | 77.0274 | 55.1839 | -26.574 | -0.50129 | 0 | 0 | 0 | 0
0.583333333333333492June | Resource 1 | Sublap 1 | 14:00 | 4 | 92 | June | 15000 | 0 | 0 | 0 | 0 | 0 | 0 | 0 | 0 | 0 | 0 | 0 | 0 | 0 | 0 | 7.2305 | 7.1306 | 5.502 | 3.9417 | -1.8981 | -0.035807 | 0 | 0 | 0 | 0 | 0 | 0 | 0 | 0 | 0 | 0 | 0 | 0 | 0 | 0 | 0 | 0 | 0 | 0 | 108.4581 | 106.9595 | 82.5293 | 59.1256 | -28.4722 | -0.5371 | 0 | 0 | 0 | 0
0.583333333333333492July | Resource 1 | Sublap 1 | 14:00 | 4 | 92 | July | 16000 | 0 | 0 | 0 | 0 | 0 | 0 | 0 | 0 | 0 | 0 | 0 | 0 | 0 | 0 | 7.2305 | 7.1306 | 5.502 | 3.9417 | -1.8981 | -0.035807 | 0 | 0 | 0 | 0 | 0 | 0 | 0 | 0 | 0 | 0 | 0 | 0 | 0 | 0 | 0 | 0 | 0 | 0 | 115.6886 | 114.0902 | 88.0313 | 63.0673 | -30.3703 | -0.57291 | 0 | 0 | 0 | 0
0.583333333333333492August | Resource 1 | Sublap 1 | 14:00 | 4 | 92 | August | 17000 | 0 | 0 | 0 | 0 | 0 | 0 | 0 | 0 | 0 | 0 | 0 | 0 | 0 | 0 | 7.2305 | 7.1306 | 5.502 | 3.9417 | -1.8981 | -0.035807 | 0 | 0 | 0 | 0 | 0 | 0 | 0 | 0 | 0 | 0 | 0 | 0 | 0 | 0 | 0 | 0 | 0 | 0 | 122.9191 | 121.2208 | 93.5333 | 67.009 | -32.2685 | -0.60871 | 0 | 0 | 0 | 0
0.583333333333333492September | Resource 1 | Sublap 1 | 14:00 | 4 | 92 | September | 18000 | 0 | 0 | 0 | 0 | 0 | 0 | 0 | 0 | 0 | 0 | 0 | 0 | 0 | 0 | 7.2305 | 7.1306 | 5.502 | 3.9417 | -1.8981 | -0.035807 | 0 | 0 | 0 | 0 | 0 | 0 | 0 | 0 | 0 | 0 | 0 | 0 | 0 | 0 | 0 | 0 | 0 | 0 | 130.1497 | 128.3515 | 99.0352 | 70.9507 | -34.1666 | -0.64452 | 0 | 0 | 0 | 0
0.583333333333333492October | Resource 1 | Sublap 1 | 14:00 | 4 | 92 | October | 19000 | 0 | 0 | 0 | 0 | 0 | 0 | 0 | 0 | 0 | 0 | 0 | 0 | 0 | 0 | 7.2305 | 7.1306 | 5.502 | 3.9417 | -1.8981 | -0.035807 | 0 | 0 | 0 | 0 | 0 | 0 | 0 | 0 | 0 | 0 | 0 | 0 | 0 | 0 | 0 | 0 | 0 | 0 | 137.3802 | 135.4821 | 104.5372 | 74.8924 | -36.0648 | -0.68033 | 0 | 0 | 0 | 0
0.583333333333333492November | Resource 1 | Sublap 1 | 14:00 | 4 | 92 | November | 20000 | 0 | 0 | 0 | 0 | 0 | 0 | 0 | 0 | 0 | 0 | 0 | 0 | 0 | 0 | 7.2305 | 7.1306 | 5.502 | 3.9417 | -1.8981 | -0.035807 | 0 | 0 | 0 | 0 | 0 | 0 | 0 | 0 | 0 | 0 | 0 | 0 | 0 | 0 | 0 | 0 | 0 | 0 | 144.6107 | 142.6127 | 110.0391 | 78.8341 | -37.9629 | -0.71613 | 0 | 0 | 0 | 0
0.583333333333333492December | Resource 1 | Sublap 1 | 14:00 | 4 | 92 | December | 21000 | 0 | 0 | 0 | 0 | 0 | 0 | 0 | 0 | 0 | 0 | 0 | 0 | 0 | 0 | 7.2305 | 7.1306 | 5.502 | 3.9417 | -1.8981 | -0.035807 | 0 | 0 | 0 | 0 | 0 | 0 | 0 | 0 | 0 | 0 | 0 | 0 | 0 | 0 | 0 | 0 | 0 | 0 | 151.8413 | 149.7434 | 115.5411 | 82.7759 | -39.8611 | -0.75194 | 0 | 0 | 0 | 0
0.583333333333333493January | Resource 1 | Sublap 1 | 14:00 | 4 | 93 | January | 10000 | 0 | 0 | 0 | 0 | 0 | 0 | 0 | 0 | 0 | 0 | 0 | 0 | 0 | 0 | 7.7472 | 7.3205 | 5.8345 | 4.2134 | -2.0333 | -0.038346 | 0 | 0 | 0 | 0 | 0 | 0 | 0 | 0 | 0 | 0 | 0 | 0 | 0 | 0 | 0 | 0 | 0 | 0 | 77.4723 | 73.2051 | 58.3454 | 42.1337 | -20.3331 | -0.38346 | 0 | 0 | 0 | 0
0.583333333333333493February | Resource 1 | Sublap 1 | 14:00 | 4 | 93 | February | 11000 | 0 | 0 | 0 | 0 | 0 | 0 | 0 | 0 | 0 | 0 | 0 | 0 | 0 | 0 | 7.7472 | 7.3205 | 5.8345 | 4.2134 | -2.0333 | -0.038346 | 0 | 0 | 0 | 0 | 0 | 0 | 0 | 0 | 0 | 0 | 0 | 0 | 0 | 0 | 0 | 0 | 0 | 0 | 85.2196 | 80.5256 | 64.18 | 46.3471 | -22.3665 | -0.4218 | 0 | 0 | 0 | 0
0.583333333333333493March | Resource 1 | Sublap 1 | 14:00 | 4 | 93 | March | 12000 | 0 | 0 | 0 | 0 | 0 | 0 | 0 | 0 | 0 | 0 | 0 | 0 | 0 | 0 | 7.7472 | 7.3205 | 5.8345 | 4.2134 | -2.0333 | -0.038346 | 0 | 0 | 0 | 0 | 0 | 0 | 0 | 0 | 0 | 0 | 0 | 0 | 0 | 0 | 0 | 0 | 0 | 0 | 92.9668 | 87.8462 | 70.0145 | 50.5604 | -24.3998 | -0.46015 | 0 | 0 | 0 | 0
0.583333333333333493April | Resource 1 | Sublap 1 | 14:00 | 4 | 93 | April | 13000 | 0 | 0 | 0 | 0 | 0 | 0 | 0 | 0 | 0 | 0 | 0 | 0 | 0 | 0 | 7.7472 | 7.3205 | 5.8345 | 4.2134 | -2.0333 | -0.038346 | 0 | 0 | 0 | 0 | 0 | 0 | 0 | 0 | 0 | 0 | 0 | 0 | 0 | 0 | 0 | 0 | 0 | 0 | 100.714 | 95.1667 | 75.849 | 54.7738 | -26.4331 | -0.49849 | 0 | 0 | 0 | 0
0.583333333333333493May | Resource 1 | Sublap 1 | 14:00 | 4 | 93 | May | 14000 | 0 | 0 | 0 | 0 | 0 | 0 | 0 | 0 | 0 | 0 | 0 | 0 | 0 | 0 | 7.7472 | 7.3205 | 5.8345 | 4.2134 | -2.0333 | -0.038346 | 0 | 0 | 0 | 0 | 0 | 0 | 0 | 0 | 0 | 0 | 0 | 0 | 0 | 0 | 0 | 0 | 0 | 0 | 108.4613 | 102.4872 | 81.6836 | 58.9871 | -28.4664 | -0.53684 | 0 | 0 | 0 | 0
0.583333333333333493June | Resource 1 | Sublap 1 | 14:00 | 4 | 93 | June | 15000 | 0 | 0 | 0 | 0 | 0 | 0 | 0 | 0 | 0 | 0 | 0 | 0 | 0 | 0 | 7.7472 | 7.3205 | 5.8345 | 4.2134 | -2.0333 | -0.038346 | 0 | 0 | 0 | 0 | 0 | 0 | 0 | 0 | 0 | 0 | 0 | 0 | 0 | 0 | 0 | 0 | 0 | 0 | 116.2085 | 109.8077 | 87.5181 | 63.2005 | -30.4997 | -0.57518 | 0 | 0 | 0 | 0
0.583333333333333493July | Resource 1 | Sublap 1 | 14:00 | 4 | 93 | July | 16000 | 0 | 0 | 0 | 0 | 0 | 0 | 0 | 0 | 0 | 0 | 0 | 0 | 0 | 0 | 7.7472 | 7.3205 | 5.8345 | 4.2134 | -2.0333 | -0.038346 | 0 | 0 | 0 | 0 | 0 | 0 | 0 | 0 | 0 | 0 | 0 | 0 | 0 | 0 | 0 | 0 | 0 | 0 | 123.9557 | 117.1282 | 93.3526 | 67.4139 | -32.533 | -0.61353 | 0 | 0 | 0 | 0
0.583333333333333493August | Resource 1 | Sublap 1 | 14:00 | 4 | 93 | August | 17000 | 0 | 0 | 0 | 0 | 0 | 0 | 0 | 0 | 0 | 0 | 0 | 0 | 0 | 0 | 7.7472 | 7.3205 | 5.8345 | 4.2134 | -2.0333 | -0.038346 | 0 | 0 | 0 | 0 | 0 | 0 | 0 | 0 | 0 | 0 | 0 | 0 | 0 | 0 | 0 | 0 | 0 | 0 | 131.703 | 124.4487 | 99.1872 | 71.6273 | -34.5663 | -0.65187 | 0 | 0 | 0 | 0
0.583333333333333493September | Resource 1 | Sublap 1 | 14:00 | 4 | 93 | September | 18000 | 0 | 0 | 0 | 0 | 0 | 0 | 0 | 0 | 0 | 0 | 0 | 0 | 0 | 0 | 7.7472 | 7.3205 | 5.8345 | 4.2134 | -2.0333 | -0.038346 | 0 | 0 | 0 | 0 | 0 | 0 | 0 | 0 | 0 | 0 | 0 | 0 | 0 | 0 | 0 | 0 | 0 | 0 | 139.4502 | 131.7692 | 105.0217 | 75.8406 | -36.5997 | -0.69022 | 0 | 0 | 0 | 0
0.583333333333333493October | Resource 1 | Sublap 1 | 14:00 | 4 | 93 | October | 19000 | 0 | 0 | 0 | 0 | 0 | 0 | 0 | 0 | 0 | 0 | 0 | 0 | 0 | 0 | 7.7472 | 7.3205 | 5.8345 | 4.2134 | -2.0333 | -0.038346 | 0 | 0 | 0 | 0 | 0 | 0 | 0 | 0 | 0 | 0 | 0 | 0 | 0 | 0 | 0 | 0 | 0 | 0 | 147.1974 | 139.0898 | 110.8563 | 80.054 | -38.633 | -0.72857 | 0 | 0 | 0 | 0
0.583333333333333493November | Resource 1 | Sublap 1 | 14:00 | 4 | 93 | November | 20000 | 0 | 0 | 0 | 0 | 0 | 0 | 0 | 0 | 0 | 0 | 0 | 0 | 0 | 0 | 7.7472 | 7.3205 | 5.8345 | 4.2134 | -2.0333 | -0.038346 | 0 | 0 | 0 | 0 | 0 | 0 | 0 | 0 | 0 | 0 | 0 | 0 | 0 | 0 | 0 | 0 | 0 | 0 | 154.9447 | 146.4103 | 116.6908 | 84.2674 | -40.6663 | -0.76691 | 0 | 0 | 0 | 0
0.583333333333333493December | Resource 1 | Sublap 1 | 14:00 | 4 | 93 | December | 21000 | 0 | 0 | 0 | 0 | 0 | 0 | 0 | 0 | 0 | 0 | 0 | 0 | 0 | 0 | 7.7472 | 7.3205 | 5.8345 | 4.2134 | -2.0333 | -0.038346 | 0 | 0 | 0 | 0 | 0 | 0 | 0 | 0 | 0 | 0 | 0 | 0 | 0 | 0 | 0 | 0 | 0 | 0 | 162.6919 | 153.7308 | 122.5254 | 88.4807 | -42.6996 | -0.80526 | 0 | 0 | 0 | 0
0.583333333333333494January | Resource 1 | Sublap 1 | 14:00 | 4 | 94 | January | 10000 | 0 | 0 | 0 | 0 | 0 | 0 | 0 | 0 | 0 | 0 | 0 | 0 | 0 | 0 | 7.7535 | 7.3429 | 5.6249 | 3.9626 | -2.0358 | -0.038393 | 0 | 0 | 0 | 0 | 0 | 0 | 0 | 0 | 0 | 0 | 0 | 0 | 0 | 0 | 0 | 0 | 0 | 0 | 77.5352 | 73.4289 | 56.2494 | 39.6257 | -20.3583 | -0.38393 | 0 | 0 | 0 | 0
0.583333333333333494February | Resource 1 | Sublap 1 | 14:00 | 4 | 94 | February | 11000 | 0 | 0 | 0 | 0 | 0 | 0 | 0 | 0 | 0 | 0 | 0 | 0 | 0 | 0 | 7.7535 | 7.3429 | 5.6249 | 3.9626 | -2.0358 | -0.038393 | 0 | 0 | 0 | 0 | 0 | 0 | 0 | 0 | 0 | 0 | 0 | 0 | 0 | 0 | 0 | 0 | 0 | 0 | 85.2887 | 80.7717 | 61.8743 | 43.5883 | -22.3942 | -0.42232 | 0 | 0 | 0 | 0
0.583333333333333494March | Resource 1 | Sublap 1 | 14:00 | 4 | 94 | March | 12000 | 0 | 0 | 0 | 0 | 0 | 0 | 0 | 0 | 0 | 0 | 0 | 0 | 0 | 0 | 7.7535 | 7.3429 | 5.6249 | 3.9626 | -2.0358 | -0.038393 | 0 | 0 | 0 | 0 | 0 | 0 | 0 | 0 | 0 | 0 | 0 | 0 | 0 | 0 | 0 | 0 | 0 | 0 | 93.0423 | 88.1146 | 67.4993 | 47.5508 | -24.43 | -0.46071 | 0 | 0 | 0 | 0
0.583333333333333494April | Resource 1 | Sublap 1 | 14:00 | 4 | 94 | April | 13000 | 0 | 0 | 0 | 0 | 0 | 0 | 0 | 0 | 0 | 0 | 0 | 0 | 0 | 0 | 7.7535 | 7.3429 | 5.6249 | 3.9626 | -2.0358 | -0.038393 | 0 | 0 | 0 | 0 | 0 | 0 | 0 | 0 | 0 | 0 | 0 | 0 | 0 | 0 | 0 | 0 | 0 | 0 | 100.7958 | 95.4575 | 73.1242 | 51.5134 | -26.4658 | -0.49911 | 0 | 0 | 0 | 0
0.583333333333333494May | Resource 1 | Sublap 1 | 14:00 | 4 | 94 | May | 14000 | 0 | 0 | 0 | 0 | 0 | 0 | 0 | 0 | 0 | 0 | 0 | 0 | 0 | 0 | 7.7535 | 7.3429 | 5.6249 | 3.9626 | -2.0358 | -0.038393 | 0 | 0 | 0 | 0 | 0 | 0 | 0 | 0 | 0 | 0 | 0 | 0 | 0 | 0 | 0 | 0 | 0 | 0 | 108.5493 | 102.8004 | 78.7491 | 55.476 | -28.5017 | -0.5375 | 0 | 0 | 0 | 0
0.583333333333333494June | Resource 1 | Sublap 1 | 14:00 | 4 | 94 | June | 15000 | 0 | 0 | 0 | 0 | 0 | 0 | 0 | 0 | 0 | 0 | 0 | 0 | 0 | 0 | 7.7535 | 7.3429 | 5.6249 | 3.9626 | -2.0358 | -0.038393 | 0 | 0 | 0 | 0 | 0 | 0 | 0 | 0 | 0 | 0 | 0 | 0 | 0 | 0 | 0 | 0 | 0 | 0 | 116.3028 | 110.1433 | 84.3741 | 59.4386 | -30.5375 | -0.57589 | 0 | 0 | 0 | 0
0.583333333333333494July | Resource 1 | Sublap 1 | 14:00 | 4 | 94 | July | 16000 | 0 | 0 | 0 | 0 | 0 | 0 | 0 | 0 | 0 | 0 | 0 | 0 | 0 | 0 | 7.7535 | 7.3429 | 5.6249 | 3.9626 | -2.0358 | -0.038393 | 0 | 0 | 0 | 0 | 0 | 0 | 0 | 0 | 0 | 0 | 0 | 0 | 0 | 0 | 0 | 0 | 0 | 0 | 124.0564 | 117.4862 | 89.999 | 63.4011 | -32.5733 | -0.61429 | 0 | 0 | 0 | 0
0.583333333333333494August | Resource 1 | Sublap 1 | 14:00 | 4 | 94 | August | 17000 | 0 | 0 | 0 | 0 | 0 | 0 | 0 | 0 | 0 | 0 | 0 | 0 | 0 | 0 | 7.7535 | 7.3429 | 5.6249 | 3.9626 | -2.0358 | -0.038393 | 0 | 0 | 0 | 0 | 0 | 0 | 0 | 0 | 0 | 0 | 0 | 0 | 0 | 0 | 0 | 0 | 0 | 0 | 131.8099 | 124.8291 | 95.6239 | 67.3637 | -34.6092 | -0.65268 | 0 | 0 | 0 | 0
0.583333333333333494September | Resource 1 | Sublap 1 | 14:00 | 4 | 94 | September | 18000 | 0 | 0 | 0 | 0 | 0 | 0 | 0 | 0 | 0 | 0 | 0 | 0 | 0 | 0 | 7.7535 | 7.3429 | 5.6249 | 3.9626 | -2.0358 | -0.038393 | 0 | 0 | 0 | 0 | 0 | 0 | 0 | 0 | 0 | 0 | 0 | 0 | 0 | 0 | 0 | 0 | 0 | 0 | 139.5634 | 132.172 | 101.2489 | 71.3263 | -36.645 | -0.69107 | 0 | 0 | 0 | 0
0.583333333333333494October | Resource 1 | Sublap 1 | 14:00 | 4 | 94 | October | 19000 | 0 | 0 | 0 | 0 | 0 | 0 | 0 | 0 | 0 | 0 | 0 | 0 | 0 | 0 | 7.7535 | 7.3429 | 5.6249 | 3.9626 | -2.0358 | -0.038393 | 0 | 0 | 0 | 0 | 0 | 0 | 0 | 0 | 0 | 0 | 0 | 0 | 0 | 0 | 0 | 0 | 0 | 0 | 147.3169 | 139.5148 | 106.8738 | 75.2888 | -38.6808 | -0.72946 | 0 | 0 | 0 | 0
0.583333333333333494November | Resource 1 | Sublap 1 | 14:00 | 4 | 94 | November | 20000 | 0 | 0 | 0 | 0 | 0 | 0 | 0 | 0 | 0 | 0 | 0 | 0 | 0 | 0 | 7.7535 | 7.3429 | 5.6249 | 3.9626 | -2.0358 | -0.038393 | 0 | 0 | 0 | 0 | 0 | 0 | 0 | 0 | 0 | 0 | 0 | 0 | 0 | 0 | 0 | 0 | 0 | 0 | 155.0704 | 146.8577 | 112.4988 | 79.2514 | -40.7167 | -0.76786 | 0 | 0 | 0 | 0
0.583333333333333494December | Resource 1 | Sublap 1 | 14:00 | 4 | 94 | December | 21000 | 0 | 0 | 0 | 0 | 0 | 0 | 0 | 0 | 0 | 0 | 0 | 0 | 0 | 0 | 7.7535 | 7.3429 | 5.6249 | 3.9626 | -2.0358 | -0.038393 | 0 | 0 | 0 | 0 | 0 | 0 | 0 | 0 | 0 | 0 | 0 | 0 | 0 | 0 | 0 | 0 | 0 | 0 | 162.824 | 154.2006 | 118.1237 | 83.214 | -42.7525 | -0.80625 | 0 | 0 | 0 | 0
0.583333333333333495January | Resource 1 | Sublap 1 | 14:00 | 4 | 95 | January | 10000 | 0 | 0 | 0 | 0 | 0 | 0 | 0 | 0 | 0 | 0 | 0 | 0 | 0 | 0 | 10.2552 | 10.9577 | 8.8714 | 6.7165 | -2.661 | -0.050135 | 0 | 0 | 0 | 0 | 0 | 0 | 0 | 0 | 0 | 0 | 0 | 0 | 0 | 0 | 0 | 0 | 0 | 0 | 102.5524 | 109.5769 | 88.7136 | 67.1648 | -26.6098 | -0.50135 | 0 | 0 | 0 | 0
0.583333333333333495February | Resource 1 | Sublap 1 | 14:00 | 4 | 95 | February | 11000 | 0 | 0 | 0 | 0 | 0 | 0 | 0 | 0 | 0 | 0 | 0 | 0 | 0 | 0 | 10.2552 | 10.9577 | 8.8714 | 6.7165 | -2.661 | -0.050135 | 0 | 0 | 0 | 0 | 0 | 0 | 0 | 0 | 0 | 0 | 0 | 0 | 0 | 0 | 0 | 0 | 0 | 0 | 112.8076 | 120.5346 | 97.585 | 73.8813 | -29.2708 | -0.55149 | 0 | 0 | 0 | 0
0.583333333333333495March | Resource 1 | Sublap 1 | 14:00 | 4 | 95 | March | 12000 | 0 | 0 | 0 | 0 | 0 | 0 | 0 | 0 | 0 | 0 | 0 | 0 | 0 | 0 | 10.2552 | 10.9577 | 8.8714 | 6.7165 | -2.661 | -0.050135 | 0 | 0 | 0 | 0 | 0 | 0 | 0 | 0 | 0 | 0 | 0 | 0 | 0 | 0 | 0 | 0 | 0 | 0 | 123.0629 | 131.4923 | 106.4564 | 80.5978 | -31.9318 | -0.60162 | 0 | 0 | 0 | 0
0.583333333333333495April | Resource 1 | Sublap 1 | 14:00 | 4 | 95 | April | 13000 | 0 | 0 | 0 | 0 | 0 | 0 | 0 | 0 | 0 | 0 | 0 | 0 | 0 | 0 | 10.2552 | 10.9577 | 8.8714 | 6.7165 | -2.661 | -0.050135 | 0 | 0 | 0 | 0 | 0 | 0 | 0 | 0 | 0 | 0 | 0 | 0 | 0 | 0 | 0 | 0 | 0 | 0 | 133.3181 | 142.45 | 115.3277 | 87.3143 | -34.5927 | -0.65176 | 0 | 0 | 0 | 0
0.583333333333333495May | Resource 1 | Sublap 1 | 14:00 | 4 | 95 | May | 14000 | 0 | 0 | 0 | 0 | 0 | 0 | 0 | 0 | 0 | 0 | 0 | 0 | 0 | 0 | 10.2552 | 10.9577 | 8.8714 | 6.7165 | -2.661 | -0.050135 | 0 | 0 | 0 | 0 | 0 | 0 | 0 | 0 | 0 | 0 | 0 | 0 | 0 | 0 | 0 | 0 | 0 | 0 | 143.5734 | 153.4077 | 124.1991 | 94.0308 | -37.2537 | -0.70189 | 0 | 0 | 0 | 0
0.583333333333333495June | Resource 1 | Sublap 1 | 14:00 | 4 | 95 | June | 15000 | 0 | 0 | 0 | 0 | 0 | 0 | 0 | 0 | 0 | 0 | 0 | 0 | 0 | 0 | 10.2552 | 10.9577 | 8.8714 | 6.7165 | -2.661 | -0.050135 | 0 | 0 | 0 | 0 | 0 | 0 | 0 | 0 | 0 | 0 | 0 | 0 | 0 | 0 | 0 | 0 | 0 | 0 | 153.8286 | 164.3654 | 133.0704 | 100.7473 | -39.9147 | -0.75203 | 0 | 0 | 0 | 0
0.583333333333333495July | Resource 1 | Sublap 1 | 14:00 | 4 | 95 | July | 16000 | 0 | 0 | 0 | 0 | 0 | 0 | 0 | 0 | 0 | 0 | 0 | 0 | 0 | 0 | 10.2552 | 10.9577 | 8.8714 | 6.7165 | -2.661 | -0.050135 | 0 | 0 | 0 | 0 | 0 | 0 | 0 | 0 | 0 | 0 | 0 | 0 | 0 | 0 | 0 | 0 | 0 | 0 | 164.0838 | 175.323 | 141.9418 | 107.4637 | -42.5757 | -0.80216 | 0 | 0 | 0 | 0
0.583333333333333495August | Resource 1 | Sublap 1 | 14:00 | 4 | 95 | August | 17000 | 0 | 0 | 0 | 0 | 0 | 0 | 0 | 0 | 0 | 0 | 0 | 0 | 0 | 0 | 10.2552 | 10.9577 | 8.8714 | 6.7165 | -2.661 | -0.050135 | 0 | 0 | 0 | 0 | 0 | 0 | 0 | 0 | 0 | 0 | 0 | 0 | 0 | 0 | 0 | 0 | 0 | 0 | 174.3391 | 186.2807 | 150.8132 | 114.1802 | -45.2366 | -0.8523 | 0 | 0 | 0 | 0
0.583333333333333495September | Resource 1 | Sublap 1 | 14:00 | 4 | 95 | September | 18000 | 0 | 0 | 0 | 0 | 0 | 0 | 0 | 0 | 0 | 0 | 0 | 0 | 0 | 0 | 10.2552 | 10.9577 | 8.8714 | 6.7165 | -2.661 | -0.050135 | 0 | 0 | 0 | 0 | 0 | 0 | 0 | 0 | 0 | 0 | 0 | 0 | 0 | 0 | 0 | 0 | 0 | 0 | 184.5943 | 197.2384 | 159.6846 | 120.8967 | -47.8976 | -0.90243 | 0 | 0 | 0 | 0
0.583333333333333495October | Resource 1 | Sublap 1 | 14:00 | 4 | 95 | October | 19000 | 0 | 0 | 0 | 0 | 0 | 0 | 0 | 0 | 0 | 0 | 0 | 0 | 0 | 0 | 10.2552 | 10.9577 | 8.8714 | 6.7165 | -2.661 | -0.050135 | 0 | 0 | 0 | 0 | 0 | 0 | 0 | 0 | 0 | 0 | 0 | 0 | 0 | 0 | 0 | 0 | 0 | 0 | 194.8496 | 208.1961 | 168.5559 | 127.6132 | -50.5586 | -0.95257 | 0 | 0 | 0 | 0
0.583333333333333495November | Resource 1 | Sublap 1 | 14:00 | 4 | 95 | November | 20000 | 0 | 0 | 0 | 0 | 0 | 0 | 0 | 0 | 0 | 0 | 0 | 0 | 0 | 0 | 10.2552 | 10.9577 | 8.8714 | 6.7165 | -2.661 | -0.050135 | 0 | 0 | 0 | 0 | 0 | 0 | 0 | 0 | 0 | 0 | 0 | 0 | 0 | 0 | 0 | 0 | 0 | 0 | 205.1048 | 219.1538 | 177.4273 | 134.3297 | -53.2196 | -1.0027 | 0 | 0 | 0 | 0
0.583333333333333495December | Resource 1 | Sublap 1 | 14:00 | 4 | 95 | December | 21000 | 0 | 0 | 0 | 0 | 0 | 0 | 0 | 0 | 0 | 0 | 0 | 0 | 0 | 0 | 10.2552 | 10.9577 | 8.8714 | 6.7165 | -2.661 | -0.050135 | 0 | 0 | 0 | 0 | 0 | 0 | 0 | 0 | 0 | 0 | 0 | 0 | 0 | 0 | 0 | 0 | 0 | 0 | 215.36 | 230.1115 | 186.2986 | 141.0462 | -55.8806 | -1.0528 | 0 | 0 | 0 | 0
0.583333333333333496January | Resource 1 | Sublap 1 | 14:00 | 4 | 96 | January | 10000 | 0 | 0 | 0 | 0 | 0 | 0 | 0 | 0 | 0 | 0 | 0 | 0 | 0 | 0 | 9.1247 | 9.7578 | 7.8746 | 6.2276 | -2.3686 | -0.044643 | 0 | 0 | 0 | 0 | 0 | 0 | 0 | 0 | 0 | 0 | 0 | 0 | 0 | 0 | 0 | 0 | 0 | 0 | 91.2466 | 97.5783 | 78.7461 | 62.2756 | -23.6857 | -0.44643 | 0 | 0 | 0 | 0
0.583333333333333496February | Resource 1 | Sublap 1 | 14:00 | 4 | 96 | February | 11000 | 0 | 0 | 0 | 0 | 0 | 0 | 0 | 0 | 0 | 0 | 0 | 0 | 0 | 0 | 9.1247 | 9.7578 | 7.8746 | 6.2276 | -2.3686 | -0.044643 | 0 | 0 | 0 | 0 | 0 | 0 | 0 | 0 | 0 | 0 | 0 | 0 | 0 | 0 | 0 | 0 | 0 | 0 | 100.3712 | 107.3361 | 86.6207 | 68.5032 | -26.0543 | -0.49107 | 0 | 0 | 0 | 0
0.583333333333333496March | Resource 1 | Sublap 1 | 14:00 | 4 | 96 | March | 12000 | 0 | 0 | 0 | 0 | 0 | 0 | 0 | 0 | 0 | 0 | 0 | 0 | 0 | 0 | 9.1247 | 9.7578 | 7.8746 | 6.2276 | -2.3686 | -0.044643 | 0 | 0 | 0 | 0 | 0 | 0 | 0 | 0 | 0 | 0 | 0 | 0 | 0 | 0 | 0 | 0 | 0 | 0 | 109.4959 | 117.0939 | 94.4953 | 74.7308 | -28.4228 | -0.53571 | 0 | 0 | 0 | 0
0.583333333333333496April | Resource 1 | Sublap 1 | 14:00 | 4 | 96 | April | 13000 | 0 | 0 | 0 | 0 | 0 | 0 | 0 | 0 | 0 | 0 | 0 | 0 | 0 | 0 | 9.1247 | 9.7578 | 7.8746 | 6.2276 | -2.3686 | -0.044643 | 0 | 0 | 0 | 0 | 0 | 0 | 0 | 0 | 0 | 0 | 0 | 0 | 0 | 0 | 0 | 0 | 0 | 0 | 118.6205 | 126.8517 | 102.3699 | 80.9583 | -30.7914 | -0.58035 | 0 | 0 | 0 | 0
0.583333333333333496May | Resource 1 | Sublap 1 | 14:00 | 4 | 96 | May | 14000 | 0 | 0 | 0 | 0 | 0 | 0 | 0 | 0 | 0 | 0 | 0 | 0 | 0 | 0 | 9.1247 | 9.7578 | 7.8746 | 6.2276 | -2.3686 | -0.044643 | 0 | 0 | 0 | 0 | 0 | 0 | 0 | 0 | 0 | 0 | 0 | 0 | 0 | 0 | 0 | 0 | 0 | 0 | 127.7452 | 136.6096 | 110.2445 | 87.1859 | -33.16 | -0.625 | 0 | 0 | 0 | 0
0.583333333333333496June | Resource 1 | Sublap 1 | 14:00 | 4 | 96 | June | 15000 | 0 | 0 | 0 | 0 | 0 | 0 | 0 | 0 | 0 | 0 | 0 | 0 | 0 | 0 | 9.1247 | 9.7578 | 7.8746 | 6.2276 | -2.3686 | -0.044643 | 0 | 0 | 0 | 0 | 0 | 0 | 0 | 0 | 0 | 0 | 0 | 0 | 0 | 0 | 0 | 0 | 0 | 0 | 136.8698 | 146.3674 | 118.1191 | 93.4135 | -35.5285 | -0.66964 | 0 | 0 | 0 | 0
0.583333333333333496July | Resource 1 | Sublap 1 | 14:00 | 4 | 96 | July | 16000 | 0 | 0 | 0 | 0 | 0 | 0 | 0 | 0 | 0 | 0 | 0 | 0 | 0 | 0 | 9.1247 | 9.7578 | 7.8746 | 6.2276 | -2.3686 | -0.044643 | 0 | 0 | 0 | 0 | 0 | 0 | 0 | 0 | 0 | 0 | 0 | 0 | 0 | 0 | 0 | 0 | 0 | 0 | 145.9945 | 156.1252 | 125.9937 | 99.641 | -37.8971 | -0.71428 | 0 | 0 | 0 | 0
0.583333333333333496August | Resource 1 | Sublap 1 | 14:00 | 4 | 96 | August | 17000 | 0 | 0 | 0 | 0 | 0 | 0 | 0 | 0 | 0 | 0 | 0 | 0 | 0 | 0 | 9.1247 | 9.7578 | 7.8746 | 6.2276 | -2.3686 | -0.044643 | 0 | 0 | 0 | 0 | 0 | 0 | 0 | 0 | 0 | 0 | 0 | 0 | 0 | 0 | 0 | 0 | 0 | 0 | 155.1192 | 165.883 | 133.8683 | 105.8686 | -40.2657 | -0.75893 | 0 | 0 | 0 | 0
0.583333333333333496September | Resource 1 | Sublap 1 | 14:00 | 4 | 96 | September | 18000 | 0 | 0 | 0 | 0 | 0 | 0 | 0 | 0 | 0 | 0 | 0 | 0 | 0 | 0 | 9.1247 | 9.7578 | 7.8746 | 6.2276 | -2.3686 | -0.044643 | 0 | 0 | 0 | 0 | 0 | 0 | 0 | 0 | 0 | 0 | 0 | 0 | 0 | 0 | 0 | 0 | 0 | 0 | 164.2438 | 175.6409 | 141.7429 | 112.0962 | -42.6343 | -0.80357 | 0 | 0 | 0 | 0
0.583333333333333496October | Resource 1 | Sublap 1 | 14:00 | 4 | 96 | October | 19000 | 0 | 0 | 0 | 0 | 0 | 0 | 0 | 0 | 0 | 0 | 0 | 0 | 0 | 0 | 9.1247 | 9.7578 | 7.8746 | 6.2276 | -2.3686 | -0.044643 | 0 | 0 | 0 | 0 | 0 | 0 | 0 | 0 | 0 | 0 | 0 | 0 | 0 | 0 | 0 | 0 | 0 | 0 | 173.3685 | 185.3987 | 149.6175 | 118.3237 | -45.0028 | -0.84821 | 0 | 0 | 0 | 0
0.583333333333333496November | Resource 1 | Sublap 1 | 14:00 | 4 | 96 | November | 20000 | 0 | 0 | 0 | 0 | 0 | 0 | 0 | 0 | 0 | 0 | 0 | 0 | 0 | 0 | 9.1247 | 9.7578 | 7.8746 | 6.2276 | -2.3686 | -0.044643 | 0 | 0 | 0 | 0 | 0 | 0 | 0 | 0 | 0 | 0 | 0 | 0 | 0 | 0 | 0 | 0 | 0 | 0 | 182.4931 | 195.1565 | 157.4921 | 124.5513 | -47.3714 | -0.89285 | 0 | 0 | 0 | 0
0.583333333333333496December | Resource 1 | Sublap 1 | 14:00 | 4 | 96 | December | 21000 | 0 | 0 | 0 | 0 | 0 | 0 | 0 | 0 | 0 | 0 | 0 | 0 | 0 | 0 | 9.1247 | 9.7578 | 7.8746 | 6.2276 | -2.3686 | -0.044643 | 0 | 0 | 0 | 0 | 0 | 0 | 0 | 0 | 0 | 0 | 0 | 0 | 0 | 0 | 0 | 0 | 0 | 0 | 191.6178 | 204.9144 | 165.3667 | 130.7788 | -49.74 | -0.9375 | 0 | 0 | 0 | 0
0.583333333333333497January | Resource 1 | Sublap 1 | 14:00 | 4 | 97 | January | 10000 | 0 | 0 | 0 | 0 | 0 | 0 | 0 | 0 | 0 | 0 | 0 | 0 | 0 | 0 | 8.5023 | 9.0102 | 7.0263 | 4.6764 | -2.1992 | -0.041462 | 0 | 0 | 0 | 0 | 0 | 0 | 0 | 0 | 0 | 0 | 0 | 0 | 0 | 0 | 0 | 0 | 0 | 0 | 85.0231 | 90.1025 | 70.2626 | 46.7643 | -21.9923 | -0.41462 | 0 | 0 | 0 | 0
0.583333333333333497February | Resource 1 | Sublap 1 | 14:00 | 4 | 97 | February | 11000 | 0 | 0 | 0 | 0 | 0 | 0 | 0 | 0 | 0 | 0 | 0 | 0 | 0 | 0 | 8.5023 | 9.0102 | 7.0263 | 4.6764 | -2.1992 | -0.041462 | 0 | 0 | 0 | 0 | 0 | 0 | 0 | 0 | 0 | 0 | 0 | 0 | 0 | 0 | 0 | 0 | 0 | 0 | 93.5254 | 99.1128 | 77.2889 | 51.4407 | -24.1915 | -0.45608 | 0 | 0 | 0 | 0
0.583333333333333497March | Resource 1 | Sublap 1 | 14:00 | 4 | 97 | March | 12000 | 0 | 0 | 0 | 0 | 0 | 0 | 0 | 0 | 0 | 0 | 0 | 0 | 0 | 0 | 8.5023 | 9.0102 | 7.0263 | 4.6764 | -2.1992 | -0.041462 | 0 | 0 | 0 | 0 | 0 | 0 | 0 | 0 | 0 | 0 | 0 | 0 | 0 | 0 | 0 | 0 | 0 | 0 | 102.0277 | 108.123 | 84.3152 | 56.1172 | -26.3908 | -0.49754 | 0 | 0 | 0 | 0
0.583333333333333497April | Resource 1 | Sublap 1 | 14:00 | 4 | 97 | April | 13000 | 0 | 0 | 0 | 0 | 0 | 0 | 0 | 0 | 0 | 0 | 0 | 0 | 0 | 0 | 8.5023 | 9.0102 | 7.0263 | 4.6764 | -2.1992 | -0.041462 | 0 | 0 | 0 | 0 | 0 | 0 | 0 | 0 | 0 | 0 | 0 | 0 | 0 | 0 | 0 | 0 | 0 | 0 | 110.5301 | 117.1333 | 91.3414 | 60.7936 | -28.59 | -0.53901 | 0 | 0 | 0 | 0
0.583333333333333497May | Resource 1 | Sublap 1 | 14:00 | 4 | 97 | May | 14000 | 0 | 0 | 0 | 0 | 0 | 0 | 0 | 0 | 0 | 0 | 0 | 0 | 0 | 0 | 8.5023 | 9.0102 | 7.0263 | 4.6764 | -2.1992 | -0.041462 | 0 | 0 | 0 | 0 | 0 | 0 | 0 | 0 | 0 | 0 | 0 | 0 | 0 | 0 | 0 | 0 | 0 | 0 | 119.0324 | 126.1435 | 98.3677 | 65.47 | -30.7892 | -0.58047 | 0 | 0 | 0 | 0
0.583333333333333497June | Resource 1 | Sublap 1 | 14:00 | 4 | 97 | June | 15000 | 0 | 0 | 0 | 0 | 0 | 0 | 0 | 0 | 0 | 0 | 0 | 0 | 0 | 0 | 8.5023 | 9.0102 | 7.0263 | 4.6764 | -2.1992 | -0.041462 | 0 | 0 | 0 | 0 | 0 | 0 | 0 | 0 | 0 | 0 | 0 | 0 | 0 | 0 | 0 | 0 | 0 | 0 | 127.5347 | 135.1537 | 105.394 | 70.1464 | -32.9885 | -0.62193 | 0 | 0 | 0 | 0
0.583333333333333497July | Resource 1 | Sublap 1 | 14:00 | 4 | 97 | July | 16000 | 0 | 0 | 0 | 0 | 0 | 0 | 0 | 0 | 0 | 0 | 0 | 0 | 0 | 0 | 8.5023 | 9.0102 | 7.0263 | 4.6764 | -2.1992 | -0.041462 | 0 | 0 | 0 | 0 | 0 | 0 | 0 | 0 | 0 | 0 | 0 | 0 | 0 | 0 | 0 | 0 | 0 | 0 | 136.037 | 144.164 | 112.4202 | 74.8229 | -35.1877 | -0.66339 | 0 | 0 | 0 | 0
0.583333333333333497August | Resource 1 | Sublap 1 | 14:00 | 4 | 97 | August | 17000 | 0 | 0 | 0 | 0 | 0 | 0 | 0 | 0 | 0 | 0 | 0 | 0 | 0 | 0 | 8.5023 | 9.0102 | 7.0263 | 4.6764 | -2.1992 | -0.041462 | 0 | 0 | 0 | 0 | 0 | 0 | 0 | 0 | 0 | 0 | 0 | 0 | 0 | 0 | 0 | 0 | 0 | 0 | 144.5393 | 153.1743 | 119.4465 | 79.4993 | -37.3869 | -0.70485 | 0 | 0 | 0 | 0
0.583333333333333497September | Resource 1 | Sublap 1 | 14:00 | 4 | 97 | September | 18000 | 0 | 0 | 0 | 0 | 0 | 0 | 0 | 0 | 0 | 0 | 0 | 0 | 0 | 0 | 8.5023 | 9.0102 | 7.0263 | 4.6764 | -2.1992 | -0.041462 | 0 | 0 | 0 | 0 | 0 | 0 | 0 | 0 | 0 | 0 | 0 | 0 | 0 | 0 | 0 | 0 | 0 | 0 | 153.0416 | 162.1845 | 126.4728 | 84.1757 | -39.5861 | -0.74632 | 0 | 0 | 0 | 0
0.583333333333333497October | Resource 1 | Sublap 1 | 14:00 | 4 | 97 | October | 19000 | 0 | 0 | 0 | 0 | 0 | 0 | 0 | 0 | 0 | 0 | 0 | 0 | 0 | 0 | 8.5023 | 9.0102 | 7.0263 | 4.6764 | -2.1992 | -0.041462 | 0 | 0 | 0 | 0 | 0 | 0 | 0 | 0 | 0 | 0 | 0 | 0 | 0 | 0 | 0 | 0 | 0 | 0 | 161.5439 | 171.1947 | 133.499 | 88.8521 | -41.7854 | -0.78778 | 0 | 0 | 0 | 0
0.583333333333333497November | Resource 1 | Sublap 1 | 14:00 | 4 | 97 | November | 20000 | 0 | 0 | 0 | 0 | 0 | 0 | 0 | 0 | 0 | 0 | 0 | 0 | 0 | 0 | 8.5023 | 9.0102 | 7.0263 | 4.6764 | -2.1992 | -0.041462 | 0 | 0 | 0 | 0 | 0 | 0 | 0 | 0 | 0 | 0 | 0 | 0 | 0 | 0 | 0 | 0 | 0 | 0 | 170.0462 | 180.205 | 140.5253 | 93.5286 | -43.9846 | -0.82924 | 0 | 0 | 0 | 0
0.583333333333333497December | Resource 1 | Sublap 1 | 14:00 | 4 | 97 | December | 21000 | 0 | 0 | 0 | 0 | 0 | 0 | 0 | 0 | 0 | 0 | 0 | 0 | 0 | 0 | 8.5023 | 9.0102 | 7.0263 | 4.6764 | -2.1992 | -0.041462 | 0 | 0 | 0 | 0 | 0 | 0 | 0 | 0 | 0 | 0 | 0 | 0 | 0 | 0 | 0 | 0 | 0 | 0 | 178.5486 | 189.2153 | 147.5515 | 98.205 | -46.1838 | -0.8707 | 0 | 0 | 0 | 0
0.583333333333333498January | Resource 1 | Sublap 1 | 14:00 | 4 | 98 | January | 10000 | 0 | 0 | 0 | 0 | 0 | 0 | 0 | 0 | 0 | 0 | 0 | 0 | 0 | 0 | 9.7109 | 10.4007 | 8.7349 | 6.3484 | -2.5147 | -0.047388 | 0 | 0 | 0 | 0 | 0 | 0 | 0 | 0 | 0 | 0 | 0 | 0 | 0 | 0 | 0 | 0 | 0 | 0 | 97.1095 | 104.0071 | 87.349 | 63.4837 | -25.1473 | -0.47388 | 0 | 0 | 0 | 0
0.583333333333333498February | Resource 1 | Sublap 1 | 14:00 | 4 | 98 | February | 11000 | 0 | 0 | 0 | 0 | 0 | 0 | 0 | 0 | 0 | 0 | 0 | 0 | 0 | 0 | 9.7109 | 10.4007 | 8.7349 | 6.3484 | -2.5147 | -0.047388 | 0 | 0 | 0 | 0 | 0 | 0 | 0 | 0 | 0 | 0 | 0 | 0 | 0 | 0 | 0 | 0 | 0 | 0 | 106.8204 | 114.4078 | 96.0838 | 69.8321 | -27.6621 | -0.52127 | 0 | 0 | 0 | 0
0.583333333333333498March | Resource 1 | Sublap 1 | 14:00 | 4 | 98 | March | 12000 | 0 | 0 | 0 | 0 | 0 | 0 | 0 | 0 | 0 | 0 | 0 | 0 | 0 | 0 | 9.7109 | 10.4007 | 8.7349 | 6.3484 | -2.5147 | -0.047388 | 0 | 0 | 0 | 0 | 0 | 0 | 0 | 0 | 0 | 0 | 0 | 0 | 0 | 0 | 0 | 0 | 0 | 0 | 116.5314 | 124.8085 | 104.8187 | 76.1805 | -30.1768 | -0.56866 | 0 | 0 | 0 | 0
0.583333333333333498April | Resource 1 | Sublap 1 | 14:00 | 4 | 98 | April | 13000 | 0 | 0 | 0 | 0 | 0 | 0 | 0 | 0 | 0 | 0 | 0 | 0 | 0 | 0 | 9.7109 | 10.4007 | 8.7349 | 6.3484 | -2.5147 | -0.047388 | 0 | 0 | 0 | 0 | 0 | 0 | 0 | 0 | 0 | 0 | 0 | 0 | 0 | 0 | 0 | 0 | 0 | 0 | 126.2423 | 135.2092 | 113.5536 | 82.5288 | -32.6915 | -0.61605 | 0 | 0 | 0 | 0
0.583333333333333498May | Resource 1 | Sublap 1 | 14:00 | 4 | 98 | May | 14000 | 0 | 0 | 0 | 0 | 0 | 0 | 0 | 0 | 0 | 0 | 0 | 0 | 0 | 0 | 9.7109 | 10.4007 | 8.7349 | 6.3484 | -2.5147 | -0.047388 | 0 | 0 | 0 | 0 | 0 | 0 | 0 | 0 | 0 | 0 | 0 | 0 | 0 | 0 | 0 | 0 | 0 | 0 | 135.9533 | 145.6099 | 122.2885 | 88.8772 | -35.2063 | -0.66343 | 0 | 0 | 0 | 0
0.583333333333333498June | Resource 1 | Sublap 1 | 14:00 | 4 | 98 | June | 15000 | 0 | 0 | 0 | 0 | 0 | 0 | 0 | 0 | 0 | 0 | 0 | 0 | 0 | 0 | 9.7109 | 10.4007 | 8.7349 | 6.3484 | -2.5147 | -0.047388 | 0 | 0 | 0 | 0 | 0 | 0 | 0 | 0 | 0 | 0 | 0 | 0 | 0 | 0 | 0 | 0 | 0 | 0 | 145.6642 | 156.0106 | 131.0234 | 95.2256 | -37.721 | -0.71082 | 0 | 0 | 0 | 0
0.583333333333333498July | Resource 1 | Sublap 1 | 14:00 | 4 | 98 | July | 16000 | 0 | 0 | 0 | 0 | 0 | 0 | 0 | 0 | 0 | 0 | 0 | 0 | 0 | 0 | 9.7109 | 10.4007 | 8.7349 | 6.3484 | -2.5147 | -0.047388 | 0 | 0 | 0 | 0 | 0 | 0 | 0 | 0 | 0 | 0 | 0 | 0 | 0 | 0 | 0 | 0 | 0 | 0 | 155.3752 | 166.4113 | 139.7583 | 101.5739 | -40.2357 | -0.75821 | 0 | 0 | 0 | 0
0.583333333333333498August | Resource 1 | Sublap 1 | 14:00 | 4 | 98 | August | 17000 | 0 | 0 | 0 | 0 | 0 | 0 | 0 | 0 | 0 | 0 | 0 | 0 | 0 | 0 | 9.7109 | 10.4007 | 8.7349 | 6.3484 | -2.5147 | -0.047388 | 0 | 0 | 0 | 0 | 0 | 0 | 0 | 0 | 0 | 0 | 0 | 0 | 0 | 0 | 0 | 0 | 0 | 0 | 165.0861 | 176.812 | 148.4932 | 107.9223 | -42.7505 | -0.8056 | 0 | 0 | 0 | 0
0.583333333333333498September | Resource 1 | Sublap 1 | 14:00 | 4 | 98 | September | 18000 | 0 | 0 | 0 | 0 | 0 | 0 | 0 | 0 | 0 | 0 | 0 | 0 | 0 | 0 | 9.7109 | 10.4007 | 8.7349 | 6.3484 | -2.5147 | -0.047388 | 0 | 0 | 0 | 0 | 0 | 0 | 0 | 0 | 0 | 0 | 0 | 0 | 0 | 0 | 0 | 0 | 0 | 0 | 174.7971 | 187.2127 | 157.2281 | 114.2707 | -45.2652 | -0.85299 | 0 | 0 | 0 | 0
0.583333333333333498October | Resource 1 | Sublap 1 | 14:00 | 4 | 98 | October | 19000 | 0 | 0 | 0 | 0 | 0 | 0 | 0 | 0 | 0 | 0 | 0 | 0 | 0 | 0 | 9.7109 | 10.4007 | 8.7349 | 6.3484 | -2.5147 | -0.047388 | 0 | 0 | 0 | 0 | 0 | 0 | 0 | 0 | 0 | 0 | 0 | 0 | 0 | 0 | 0 | 0 | 0 | 0 | 184.508 | 197.6134 | 165.963 | 120.6191 | -47.7799 | -0.90037 | 0 | 0 | 0 | 0
0.583333333333333498November | Resource 1 | Sublap 1 | 14:00 | 4 | 98 | November | 20000 | 0 | 0 | 0 | 0 | 0 | 0 | 0 | 0 | 0 | 0 | 0 | 0 | 0 | 0 | 9.7109 | 10.4007 | 8.7349 | 6.3484 | -2.5147 | -0.047388 | 0 | 0 | 0 | 0 | 0 | 0 | 0 | 0 | 0 | 0 | 0 | 0 | 0 | 0 | 0 | 0 | 0 | 0 | 194.219 | 208.0141 | 174.6979 | 126.9674 | -50.2947 | -0.94776 | 0 | 0 | 0 | 0
0.583333333333333498December | Resource 1 | Sublap 1 | 14:00 | 4 | 98 | December | 21000 | 0 | 0 | 0 | 0 | 0 | 0 | 0 | 0 | 0 | 0 | 0 | 0 | 0 | 0 | 9.7109 | 10.4007 | 8.7349 | 6.3484 | -2.5147 | -0.047388 | 0 | 0 | 0 | 0 | 0 | 0 | 0 | 0 | 0 | 0 | 0 | 0 | 0 | 0 | 0 | 0 | 0 | 0 | 203.9299 | 218.4148 | 183.4328 | 133.3158 | -52.8094 | -0.99515 | 0 | 0 | 0 | 0
0.583333333333333499January | Resource 1 | Sublap 1 | 14:00 | 4 | 99 | January | 10000 | 0 | 0 | 0 | 0 | 0 | 0 | 0 | 0 | 0 | 0 | 0 | 0 | 0 | 0 | 9.6132 | 10.2743 | 8.4301 | 6.104 | -2.4872 | -0.046871 | 0 | 0 | 0 | 0 | 0 | 0 | 0 | 0 | 0 | 0 | 0 | 0 | 0 | 0 | 0 | 0 | 0 | 0 | 96.1315 | 102.7426 | 84.3015 | 61.0398 | -24.8721 | -0.46871 | 0 | 0 | 0 | 0
0.583333333333333499February | Resource 1 | Sublap 1 | 14:00 | 4 | 99 | February | 11000 | 0 | 0 | 0 | 0 | 0 | 0 | 0 | 0 | 0 | 0 | 0 | 0 | 0 | 0 | 9.6132 | 10.2743 | 8.4301 | 6.104 | -2.4872 | -0.046871 | 0 | 0 | 0 | 0 | 0 | 0 | 0 | 0 | 0 | 0 | 0 | 0 | 0 | 0 | 0 | 0 | 0 | 0 | 105.7447 | 113.0168 | 92.7316 | 67.1438 | -27.3593 | -0.51558 | 0 | 0 | 0 | 0
0.583333333333333499March | Resource 1 | Sublap 1 | 14:00 | 4 | 99 | March | 12000 | 0 | 0 | 0 | 0 | 0 | 0 | 0 | 0 | 0 | 0 | 0 | 0 | 0 | 0 | 9.6132 | 10.2743 | 8.4301 | 6.104 | -2.4872 | -0.046871 | 0 | 0 | 0 | 0 | 0 | 0 | 0 | 0 | 0 | 0 | 0 | 0 | 0 | 0 | 0 | 0 | 0 | 0 | 115.3578 | 123.2911 | 101.1617 | 73.2478 | -29.8466 | -0.56245 | 0 | 0 | 0 | 0
0.583333333333333499April | Resource 1 | Sublap 1 | 14:00 | 4 | 99 | April | 13000 | 0 | 0 | 0 | 0 | 0 | 0 | 0 | 0 | 0 | 0 | 0 | 0 | 0 | 0 | 9.6132 | 10.2743 | 8.4301 | 6.104 | -2.4872 | -0.046871 | 0 | 0 | 0 | 0 | 0 | 0 | 0 | 0 | 0 | 0 | 0 | 0 | 0 | 0 | 0 | 0 | 0 | 0 | 124.971 | 133.5653 | 109.5919 | 79.3518 | -32.3338 | -0.60932 | 0 | 0 | 0 | 0
0.583333333333333499May | Resource 1 | Sublap 1 | 14:00 | 4 | 99 | May | 14000 | 0 | 0 | 0 | 0 | 0 | 0 | 0 | 0 | 0 | 0 | 0 | 0 | 0 | 0 | 9.6132 | 10.2743 | 8.4301 | 6.104 | -2.4872 | -0.046871 | 0 | 0 | 0 | 0 | 0 | 0 | 0 | 0 | 0 | 0 | 0 | 0 | 0 | 0 | 0 | 0 | 0 | 0 | 134.5841 | 143.8396 | 118.022 | 85.4558 | -34.821 | -0.6562 | 0 | 0 | 0 | 0
0.583333333333333499June | Resource 1 | Sublap 1 | 14:00 | 4 | 99 | June | 15000 | 0 | 0 | 0 | 0 | 0 | 0 | 0 | 0 | 0 | 0 | 0 | 0 | 0 | 0 | 9.6132 | 10.2743 | 8.4301 | 6.104 | -2.4872 | -0.046871 | 0 | 0 | 0 | 0 | 0 | 0 | 0 | 0 | 0 | 0 | 0 | 0 | 0 | 0 | 0 | 0 | 0 | 0 | 144.1973 | 154.1138 | 126.4522 | 91.5597 | -37.3082 | -0.70307 | 0 | 0 | 0 | 0
0.583333333333333499July | Resource 1 | Sublap 1 | 14:00 | 4 | 99 | July | 16000 | 0 | 0 | 0 | 0 | 0 | 0 | 0 | 0 | 0 | 0 | 0 | 0 | 0 | 0 | 9.6132 | 10.2743 | 8.4301 | 6.104 | -2.4872 | -0.046871 | 0 | 0 | 0 | 0 | 0 | 0 | 0 | 0 | 0 | 0 | 0 | 0 | 0 | 0 | 0 | 0 | 0 | 0 | 153.8104 | 164.3881 | 134.8823 | 97.6637 | -39.7954 | -0.74994 | 0 | 0 | 0 | 0
0.583333333333333499August | Resource 1 | Sublap 1 | 14:00 | 4 | 99 | August | 17000 | 0 | 0 | 0 | 0 | 0 | 0 | 0 | 0 | 0 | 0 | 0 | 0 | 0 | 0 | 9.6132 | 10.2743 | 8.4301 | 6.104 | -2.4872 | -0.046871 | 0 | 0 | 0 | 0 | 0 | 0 | 0 | 0 | 0 | 0 | 0 | 0 | 0 | 0 | 0 | 0 | 0 | 0 | 163.4236 | 174.6624 | 143.3125 | 103.7677 | -42.2826 | -0.79681 | 0 | 0 | 0 | 0
0.583333333333333499September | Resource 1 | Sublap 1 | 14:00 | 4 | 99 | September | 18000 | 0 | 0 | 0 | 0 | 0 | 0 | 0 | 0 | 0 | 0 | 0 | 0 | 0 | 0 | 9.6132 | 10.2743 | 8.4301 | 6.104 | -2.4872 | -0.046871 | 0 | 0 | 0 | 0 | 0 | 0 | 0 | 0 | 0 | 0 | 0 | 0 | 0 | 0 | 0 | 0 | 0 | 0 | 173.0367 | 184.9366 | 151.7426 | 109.8717 | -44.7698 | -0.84368 | 0 | 0 | 0 | 0
0.583333333333333499October | Resource 1 | Sublap 1 | 14:00 | 4 | 99 | October | 19000 | 0 | 0 | 0 | 0 | 0 | 0 | 0 | 0 | 0 | 0 | 0 | 0 | 0 | 0 | 9.6132 | 10.2743 | 8.4301 | 6.104 | -2.4872 | -0.046871 | 0 | 0 | 0 | 0 | 0 | 0 | 0 | 0 | 0 | 0 | 0 | 0 | 0 | 0 | 0 | 0 | 0 | 0 | 182.6499 | 195.2109 | 160.1728 | 115.9757 | -47.257 | -0.89055 | 0 | 0 | 0 | 0
0.583333333333333499November | Resource 1 | Sublap 1 | 14:00 | 4 | 99 | November | 20000 | 0 | 0 | 0 | 0 | 0 | 0 | 0 | 0 | 0 | 0 | 0 | 0 | 0 | 0 | 9.6132 | 10.2743 | 8.4301 | 6.104 | -2.4872 | -0.046871 | 0 | 0 | 0 | 0 | 0 | 0 | 0 | 0 | 0 | 0 | 0 | 0 | 0 | 0 | 0 | 0 | 0 | 0 | 192.263 | 205.4851 | 168.6029 | 122.0797 | -49.7442 | -0.93742 | 0 | 0 | 0 | 0
0.583333333333333499December | Resource 1 | Sublap 1 | 14:00 | 4 | 99 | December | 21000 | 0 | 0 | 0 | 0 | 0 | 0 | 0 | 0 | 0 | 0 | 0 | 0 | 0 | 0 | 9.6132 | 10.2743 | 8.4301 | 6.104 | -2.4872 | -0.046871 | 0 | 0 | 0 | 0 | 0 | 0 | 0 | 0 | 0 | 0 | 0 | 0 | 0 | 0 | 0 | 0 | 0 | 0 | 201.8762 | 215.7594 | 177.0331 | 128.1836 | -52.2315 | -0.98429 | 0 | 0 | 0 | 0
0.5833333333333334100January | Resource 1 | Sublap 1 | 14:00 | 4 | 100 | January | 10000 | 0 | 0 | 0 | 0 | 0 | 0 | 0 | 0 | 0 | 0 | 0 | 0 | 0 | 0 | 11.1047 | 11.7904 | 11.0714 | 7.2665 | -2.8795 | -0.054239 | 0 | 0 | 0 | 0 | 0 | 0 | 0 | 0 | 0 | 0 | 0 | 0 | 0 | 0 | 0 | 0 | 0 | 0 | 111.0475 | 117.9042 | 110.7135 | 72.6647 | -28.7948 | -0.54239 | 0 | 0 | 0 | 0
0.5833333333333334100February | Resource 1 | Sublap 1 | 14:00 | 4 | 100 | February | 11000 | 0 | 0 | 0 | 0 | 0 | 0 | 0 | 0 | 0 | 0 | 0 | 0 | 0 | 0 | 11.1047 | 11.7904 | 11.0714 | 7.2665 | -2.8795 | -0.054239 | 0 | 0 | 0 | 0 | 0 | 0 | 0 | 0 | 0 | 0 | 0 | 0 | 0 | 0 | 0 | 0 | 0 | 0 | 122.1522 | 129.6946 | 121.7849 | 79.9312 | -31.6743 | -0.59663 | 0 | 0 | 0 | 0
0.5833333333333334100March | Resource 1 | Sublap 1 | 14:00 | 4 | 100 | March | 12000 | 0 | 0 | 0 | 0 | 0 | 0 | 0 | 0 | 0 | 0 | 0 | 0 | 0 | 0 | 11.1047 | 11.7904 | 11.0714 | 7.2665 | -2.8795 | -0.054239 | 0 | 0 | 0 | 0 | 0 | 0 | 0 | 0 | 0 | 0 | 0 | 0 | 0 | 0 | 0 | 0 | 0 | 0 | 133.257 | 141.485 | 132.8562 | 87.1977 | -34.5538 | -0.65087 | 0 | 0 | 0 | 0
0.5833333333333334100April | Resource 1 | Sublap 1 | 14:00 | 4 | 100 | April | 13000 | 0 | 0 | 0 | 0 | 0 | 0 | 0 | 0 | 0 | 0 | 0 | 0 | 0 | 0 | 11.1047 | 11.7904 | 11.0714 | 7.2665 | -2.8795 | -0.054239 | 0 | 0 | 0 | 0 | 0 | 0 | 0 | 0 | 0 | 0 | 0 | 0 | 0 | 0 | 0 | 0 | 0 | 0 | 144.3617 | 153.2754 | 143.9276 | 94.4641 | -37.4333 | -0.70511 | 0 | 0 | 0 | 0
0.5833333333333334100May | Resource 1 | Sublap 1 | 14:00 | 4 | 100 | May | 14000 | 0 | 0 | 0 | 0 | 0 | 0 | 0 | 0 | 0 | 0 | 0 | 0 | 0 | 0 | 11.1047 | 11.7904 | 11.0714 | 7.2665 | -2.8795 | -0.054239 | 0 | 0 | 0 | 0 | 0 | 0 | 0 | 0 | 0 | 0 | 0 | 0 | 0 | 0 | 0 | 0 | 0 | 0 | 155.4665 | 165.0659 | 154.9989 | 101.7306 | -40.3128 | -0.75935 | 0 | 0 | 0 | 0
0.5833333333333334100June | Resource 1 | Sublap 1 | 14:00 | 4 | 100 | June | 15000 | 0 | 0 | 0 | 0 | 0 | 0 | 0 | 0 | 0 | 0 | 0 | 0 | 0 | 0 | 11.1047 | 11.7904 | 11.0714 | 7.2665 | -2.8795 | -0.054239 | 0 | 0 | 0 | 0 | 0 | 0 | 0 | 0 | 0 | 0 | 0 | 0 | 0 | 0 | 0 | 0 | 0 | 0 | 166.5712 | 176.8563 | 166.0703 | 108.9971 | -43.1923 | -0.81359 | 0 | 0 | 0 | 0
0.5833333333333334100July | Resource 1 | Sublap 1 | 14:00 | 4 | 100 | July | 16000 | 0 | 0 | 0 | 0 | 0 | 0 | 0 | 0 | 0 | 0 | 0 | 0 | 0 | 0 | 11.1047 | 11.7904 | 11.0714 | 7.2665 | -2.8795 | -0.054239 | 0 | 0 | 0 | 0 | 0 | 0 | 0 | 0 | 0 | 0 | 0 | 0 | 0 | 0 | 0 | 0 | 0 | 0 | 177.676 | 188.6467 | 177.1416 | 116.2636 | -46.0717 | -0.86783 | 0 | 0 | 0 | 0
0.5833333333333334100August | Resource 1 | Sublap 1 | 14:00 | 4 | 100 | August | 17000 | 0 | 0 | 0 | 0 | 0 | 0 | 0 | 0 | 0 | 0 | 0 | 0 | 0 | 0 | 11.1047 | 11.7904 | 11.0714 | 7.2665 | -2.8795 | -0.054239 | 0 | 0 | 0 | 0 | 0 | 0 | 0 | 0 | 0 | 0 | 0 | 0 | 0 | 0 | 0 | 0 | 0 | 0 | 188.7807 | 200.4371 | 188.213 | 123.53 | -48.9512 | -0.92207 | 0 | 0 | 0 | 0
0.5833333333333334100September | Resource 1 | Sublap 1 | 14:00 | 4 | 100 | September | 18000 | 0 | 0 | 0 | 0 | 0 | 0 | 0 | 0 | 0 | 0 | 0 | 0 | 0 | 0 | 11.1047 | 11.7904 | 11.0714 | 7.2665 | -2.8795 | -0.054239 | 0 | 0 | 0 | 0 | 0 | 0 | 0 | 0 | 0 | 0 | 0 | 0 | 0 | 0 | 0 | 0 | 0 | 0 | 199.8855 | 212.2275 | 199.2843 | 130.7965 | -51.8307 | -0.97631 | 0 | 0 | 0 | 0
0.5833333333333334100October | Resource 1 | Sublap 1 | 14:00 | 4 | 100 | October | 19000 | 0 | 0 | 0 | 0 | 0 | 0 | 0 | 0 | 0 | 0 | 0 | 0 | 0 | 0 | 11.1047 | 11.7904 | 11.0714 | 7.2665 | -2.8795 | -0.054239 | 0 | 0 | 0 | 0 | 0 | 0 | 0 | 0 | 0 | 0 | 0 | 0 | 0 | 0 | 0 | 0 | 0 | 0 | 210.9902 | 224.0179 | 210.3557 | 138.063 | -54.7102 | -1.0305 | 0 | 0 | 0 | 0
0.5833333333333334100November | Resource 1 | Sublap 1 | 14:00 | 4 | 100 | November | 20000 | 0 | 0 | 0 | 0 | 0 | 0 | 0 | 0 | 0 | 0 | 0 | 0 | 0 | 0 | 11.1047 | 11.7904 | 11.0714 | 7.2665 | -2.8795 | -0.054239 | 0 | 0 | 0 | 0 | 0 | 0 | 0 | 0 | 0 | 0 | 0 | 0 | 0 | 0 | 0 | 0 | 0 | 0 | 222.095 | 235.8084 | 221.4271 | 145.3295 | -57.5897 | -1.0848 | 0 | 0 | 0 | 0
0.5833333333333334100December | Resource 1 | Sublap 1 | 14:00 | 4 | 100 | December | 21000 | 0 | 0 | 0 | 0 | 0 | 0 | 0 | 0 | 0 | 0 | 0 | 0 | 0 | 0 | 11.1047 | 11.7904 | 11.0714 | 7.2665 | -2.8795 | -0.054239 | 0 | 0 | 0 | 0 | 0 | 0 | 0 | 0 | 0 | 0 | 0 | 0 | 0 | 0 | 0 | 0 | 0 | 0 | 233.1997 | 247.5988 | 232.4984 | 152.5959 | -60.4691 | -1.139 | 0 | 0 | 0 | 0
0.5833333333333334101January | Resource 1 | Sublap 1 | 14:00 | 4 | 101 | January | 10000 | 0 | 0 | 0 | 0 | 0 | 0 | 0 | 0 | 0 | 0 | 0 | 0 | 0 | 0 | 9.6731 | 10.3154 | 9.2084 | 6.3747 | -2.4677 | -0.046504 | 0 | 0 | 0 | 0 | 0 | 0 | 0 | 0 | 0 | 0 | 0 | 0 | 0 | 0 | 0 | 0 | 0 | 0 | 96.731 | 103.1537 | 92.0843 | 63.7467 | -24.6766 | -0.46504 | 0 | 0 | 0 | 0
0.5833333333333334101February | Resource 1 | Sublap 1 | 14:00 | 4 | 101 | February | 11000 | 0 | 0 | 0 | 0 | 0 | 0 | 0 | 0 | 0 | 0 | 0 | 0 | 0 | 0 | 9.6731 | 10.3154 | 9.2084 | 6.3747 | -2.4677 | -0.046504 | 0 | 0 | 0 | 0 | 0 | 0 | 0 | 0 | 0 | 0 | 0 | 0 | 0 | 0 | 0 | 0 | 0 | 0 | 106.4041 | 113.4691 | 101.2927 | 70.1214 | -27.1442 | -0.51154 | 0 | 0 | 0 | 0
0.5833333333333334101March | Resource 1 | Sublap 1 | 14:00 | 4 | 101 | March | 12000 | 0 | 0 | 0 | 0 | 0 | 0 | 0 | 0 | 0 | 0 | 0 | 0 | 0 | 0 | 9.6731 | 10.3154 | 9.2084 | 6.3747 | -2.4677 | -0.046504 | 0 | 0 | 0 | 0 | 0 | 0 | 0 | 0 | 0 | 0 | 0 | 0 | 0 | 0 | 0 | 0 | 0 | 0 | 116.0772 | 123.7845 | 110.5011 | 76.496 | -29.6119 | -0.55805 | 0 | 0 | 0 | 0
0.5833333333333334101April | Resource 1 | Sublap 1 | 14:00 | 4 | 101 | April | 13000 | 0 | 0 | 0 | 0 | 0 | 0 | 0 | 0 | 0 | 0 | 0 | 0 | 0 | 0 | 9.6731 | 10.3154 | 9.2084 | 6.3747 | -2.4677 | -0.046504 | 0 | 0 | 0 | 0 | 0 | 0 | 0 | 0 | 0 | 0 | 0 | 0 | 0 | 0 | 0 | 0 | 0 | 0 | 125.7503 | 134.0999 | 119.7095 | 82.8707 | -32.0796 | -0.60455 | 0 | 0 | 0 | 0
0.5833333333333334101May | Resource 1 | Sublap 1 | 14:00 | 4 | 101 | May | 14000 | 0 | 0 | 0 | 0 | 0 | 0 | 0 | 0 | 0 | 0 | 0 | 0 | 0 | 0 | 9.6731 | 10.3154 | 9.2084 | 6.3747 | -2.4677 | -0.046504 | 0 | 0 | 0 | 0 | 0 | 0 | 0 | 0 | 0 | 0 | 0 | 0 | 0 | 0 | 0 | 0 | 0 | 0 | 135.4234 | 144.4152 | 128.918 | 89.2454 | -34.5472 | -0.65105 | 0 | 0 | 0 | 0
0.5833333333333334101June | Resource 1 | Sublap 1 | 14:00 | 4 | 101 | June | 15000 | 0 | 0 | 0 | 0 | 0 | 0 | 0 | 0 | 0 | 0 | 0 | 0 | 0 | 0 | 9.6731 | 10.3154 | 9.2084 | 6.3747 | -2.4677 | -0.046504 | 0 | 0 | 0 | 0 | 0 | 0 | 0 | 0 | 0 | 0 | 0 | 0 | 0 | 0 | 0 | 0 | 0 | 0 | 145.0965 | 154.7306 | 138.1264 | 95.62 | -37.0149 | -0.69756 | 0 | 0 | 0 | 0
0.5833333333333334101July | Resource 1 | Sublap 1 | 14:00 | 4 | 101 | July | 16000 | 0 | 0 | 0 | 0 | 0 | 0 | 0 | 0 | 0 | 0 | 0 | 0 | 0 | 0 | 9.6731 | 10.3154 | 9.2084 | 6.3747 | -2.4677 | -0.046504 | 0 | 0 | 0 | 0 | 0 | 0 | 0 | 0 | 0 | 0 | 0 | 0 | 0 | 0 | 0 | 0 | 0 | 0 | 154.7696 | 165.046 | 147.3348 | 101.9947 | -39.4825 | -0.74406 | 0 | 0 | 0 | 0
0.5833333333333334101August | Resource 1 | Sublap 1 | 14:00 | 4 | 101 | August | 17000 | 0 | 0 | 0 | 0 | 0 | 0 | 0 | 0 | 0 | 0 | 0 | 0 | 0 | 0 | 9.6731 | 10.3154 | 9.2084 | 6.3747 | -2.4677 | -0.046504 | 0 | 0 | 0 | 0 | 0 | 0 | 0 | 0 | 0 | 0 | 0 | 0 | 0 | 0 | 0 | 0 | 0 | 0 | 164.4427 | 175.3613 | 156.5433 | 108.3694 | -41.9502 | -0.79057 | 0 | 0 | 0 | 0
0.5833333333333334101September | Resource 1 | Sublap 1 | 14:00 | 4 | 101 | September | 18000 | 0 | 0 | 0 | 0 | 0 | 0 | 0 | 0 | 0 | 0 | 0 | 0 | 0 | 0 | 9.6731 | 10.3154 | 9.2084 | 6.3747 | -2.4677 | -0.046504 | 0 | 0 | 0 | 0 | 0 | 0 | 0 | 0 | 0 | 0 | 0 | 0 | 0 | 0 | 0 | 0 | 0 | 0 | 174.1158 | 185.6767 | 165.7517 | 114.744 | -44.4179 | -0.83707 | 0 | 0 | 0 | 0
0.5833333333333334101October | Resource 1 | Sublap 1 | 14:00 | 4 | 101 | October | 19000 | 0 | 0 | 0 | 0 | 0 | 0 | 0 | 0 | 0 | 0 | 0 | 0 | 0 | 0 | 9.6731 | 10.3154 | 9.2084 | 6.3747 | -2.4677 | -0.046504 | 0 | 0 | 0 | 0 | 0 | 0 | 0 | 0 | 0 | 0 | 0 | 0 | 0 | 0 | 0 | 0 | 0 | 0 | 183.7889 | 195.9921 | 174.9601 | 121.1187 | -46.8855 | -0.88357 | 0 | 0 | 0 | 0
0.5833333333333334101November | Resource 1 | Sublap 1 | 14:00 | 4 | 101 | November | 20000 | 0 | 0 | 0 | 0 | 0 | 0 | 0 | 0 | 0 | 0 | 0 | 0 | 0 | 0 | 9.6731 | 10.3154 | 9.2084 | 6.3747 | -2.4677 | -0.046504 | 0 | 0 | 0 | 0 | 0 | 0 | 0 | 0 | 0 | 0 | 0 | 0 | 0 | 0 | 0 | 0 | 0 | 0 | 193.462 | 206.3074 | 184.1685 | 127.4934 | -49.3532 | -0.93008 | 0 | 0 | 0 | 0
0.5833333333333334101December | Resource 1 | Sublap 1 | 14:00 | 4 | 101 | December | 21000 | 0 | 0 | 0 | 0 | 0 | 0 | 0 | 0 | 0 | 0 | 0 | 0 | 0 | 0 | 9.6731 | 10.3154 | 9.2084 | 6.3747 | -2.4677 | -0.046504 | 0 | 0 | 0 | 0 | 0 | 0 | 0 | 0 | 0 | 0 | 0 | 0 | 0 | 0 | 0 | 0 | 0 | 0 | 203.1351 | 216.6228 | 193.377 | 133.868 | -51.8208 | -0.97658 | 0 | 0 | 0 | 0
0.5833333333333334102January | Resource 1 | Sublap 1 | 14:00 | 4 | 102 | January | 10000 | 0 | 0 | 0 | 0 | 0 | 0 | 0 | 0 | 0 | 0 | 0 | 0 | 0 | 0 | 12.4503 | 13.4033 | 12.2672 | 10.5202 | -3.1461 | -0.059248 | 0 | 0 | 0 | 0 | 0 | 0 | 0 | 0 | 0 | 0 | 0 | 0 | 0 | 0 | 0 | 0 | 0 | 0 | 124.5031 | 134.0333 | 122.6721 | 105.202 | -31.4613 | -0.59248 | 0 | 0 | 0 | 0
0.5833333333333334102February | Resource 1 | Sublap 1 | 14:00 | 4 | 102 | February | 11000 | 0 | 0 | 0 | 0 | 0 | 0 | 0 | 0 | 0 | 0 | 0 | 0 | 0 | 0 | 12.4503 | 13.4033 | 12.2672 | 10.5202 | -3.1461 | -0.059248 | 0 | 0 | 0 | 0 | 0 | 0 | 0 | 0 | 0 | 0 | 0 | 0 | 0 | 0 | 0 | 0 | 0 | 0 | 136.9534 | 147.4367 | 134.9393 | 115.7222 | -34.6075 | -0.65172 | 0 | 0 | 0 | 0
0.5833333333333334102March | Resource 1 | Sublap 1 | 14:00 | 4 | 102 | March | 12000 | 0 | 0 | 0 | 0 | 0 | 0 | 0 | 0 | 0 | 0 | 0 | 0 | 0 | 0 | 12.4503 | 13.4033 | 12.2672 | 10.5202 | -3.1461 | -0.059248 | 0 | 0 | 0 | 0 | 0 | 0 | 0 | 0 | 0 | 0 | 0 | 0 | 0 | 0 | 0 | 0 | 0 | 0 | 149.4038 | 160.84 | 147.2065 | 126.2424 | -37.7536 | -0.71097 | 0 | 0 | 0 | 0
0.5833333333333334102April | Resource 1 | Sublap 1 | 14:00 | 4 | 102 | April | 13000 | 0 | 0 | 0 | 0 | 0 | 0 | 0 | 0 | 0 | 0 | 0 | 0 | 0 | 0 | 12.4503 | 13.4033 | 12.2672 | 10.5202 | -3.1461 | -0.059248 | 0 | 0 | 0 | 0 | 0 | 0 | 0 | 0 | 0 | 0 | 0 | 0 | 0 | 0 | 0 | 0 | 0 | 0 | 161.8541 | 174.2433 | 159.4737 | 136.7626 | -40.8997 | -0.77022 | 0 | 0 | 0 | 0
0.5833333333333334102May | Resource 1 | Sublap 1 | 14:00 | 4 | 102 | May | 14000 | 0 | 0 | 0 | 0 | 0 | 0 | 0 | 0 | 0 | 0 | 0 | 0 | 0 | 0 | 12.4503 | 13.4033 | 12.2672 | 10.5202 | -3.1461 | -0.059248 | 0 | 0 | 0 | 0 | 0 | 0 | 0 | 0 | 0 | 0 | 0 | 0 | 0 | 0 | 0 | 0 | 0 | 0 | 174.3044 | 187.6467 | 171.7409 | 147.2828 | -44.0459 | -0.82947 | 0 | 0 | 0 | 0
0.5833333333333334102June | Resource 1 | Sublap 1 | 14:00 | 4 | 102 | June | 15000 | 0 | 0 | 0 | 0 | 0 | 0 | 0 | 0 | 0 | 0 | 0 | 0 | 0 | 0 | 12.4503 | 13.4033 | 12.2672 | 10.5202 | -3.1461 | -0.059248 | 0 | 0 | 0 | 0 | 0 | 0 | 0 | 0 | 0 | 0 | 0 | 0 | 0 | 0 | 0 | 0 | 0 | 0 | 186.7547 | 201.05 | 184.0081 | 157.803 | -47.192 | -0.88872 | 0 | 0 | 0 | 0
0.5833333333333334102July | Resource 1 | Sublap 1 | 14:00 | 4 | 102 | July | 16000 | 0 | 0 | 0 | 0 | 0 | 0 | 0 | 0 | 0 | 0 | 0 | 0 | 0 | 0 | 12.4503 | 13.4033 | 12.2672 | 10.5202 | -3.1461 | -0.059248 | 0 | 0 | 0 | 0 | 0 | 0 | 0 | 0 | 0 | 0 | 0 | 0 | 0 | 0 | 0 | 0 | 0 | 0 | 199.205 | 214.4533 | 196.2753 | 168.3232 | -50.3381 | -0.94796 | 0 | 0 | 0 | 0
0.5833333333333334102August | Resource 1 | Sublap 1 | 14:00 | 4 | 102 | August | 17000 | 0 | 0 | 0 | 0 | 0 | 0 | 0 | 0 | 0 | 0 | 0 | 0 | 0 | 0 | 12.4503 | 13.4033 | 12.2672 | 10.5202 | -3.1461 | -0.059248 | 0 | 0 | 0 | 0 | 0 | 0 | 0 | 0 | 0 | 0 | 0 | 0 | 0 | 0 | 0 | 0 | 0 | 0 | 211.6553 | 227.8567 | 208.5425 | 178.8434 | -53.4843 | -1.0072 | 0 | 0 | 0 | 0
0.5833333333333334102September | Resource 1 | Sublap 1 | 14:00 | 4 | 102 | September | 18000 | 0 | 0 | 0 | 0 | 0 | 0 | 0 | 0 | 0 | 0 | 0 | 0 | 0 | 0 | 12.4503 | 13.4033 | 12.2672 | 10.5202 | -3.1461 | -0.059248 | 0 | 0 | 0 | 0 | 0 | 0 | 0 | 0 | 0 | 0 | 0 | 0 | 0 | 0 | 0 | 0 | 0 | 0 | 224.1056 | 241.26 | 220.8097 | 189.3636 | -56.6304 | -1.0665 | 0 | 0 | 0 | 0
0.5833333333333334102October | Resource 1 | Sublap 1 | 14:00 | 4 | 102 | October | 19000 | 0 | 0 | 0 | 0 | 0 | 0 | 0 | 0 | 0 | 0 | 0 | 0 | 0 | 0 | 12.4503 | 13.4033 | 12.2672 | 10.5202 | -3.1461 | -0.059248 | 0 | 0 | 0 | 0 | 0 | 0 | 0 | 0 | 0 | 0 | 0 | 0 | 0 | 0 | 0 | 0 | 0 | 0 | 236.556 | 254.6633 | 233.0769 | 199.8838 | -59.7765 | -1.1257 | 0 | 0 | 0 | 0
0.5833333333333334102November | Resource 1 | Sublap 1 | 14:00 | 4 | 102 | November | 20000 | 0 | 0 | 0 | 0 | 0 | 0 | 0 | 0 | 0 | 0 | 0 | 0 | 0 | 0 | 12.4503 | 13.4033 | 12.2672 | 10.5202 | -3.1461 | -0.059248 | 0 | 0 | 0 | 0 | 0 | 0 | 0 | 0 | 0 | 0 | 0 | 0 | 0 | 0 | 0 | 0 | 0 | 0 | 249.0063 | 268.0667 | 245.3441 | 210.404 | -62.9227 | -1.185 | 0 | 0 | 0 | 0
0.5833333333333334102December | Resource 1 | Sublap 1 | 14:00 | 4 | 102 | December | 21000 | 0 | 0 | 0 | 0 | 0 | 0 | 0 | 0 | 0 | 0 | 0 | 0 | 0 | 0 | 12.4503 | 13.4033 | 12.2672 | 10.5202 | -3.1461 | -0.059248 | 0 | 0 | 0 | 0 | 0 | 0 | 0 | 0 | 0 | 0 | 0 | 0 | 0 | 0 | 0 | 0 | 0 | 0 | 261.4566 | 281.47 | 257.6113 | 220.9242 | -66.0688 | -1.2442 | 0 | 0 | 0 | 0
0.5833333333333334103January | Resource 1 | Sublap 1 | 14:00 | 4 | 103 | January | 10000 | 0 | 0 | 0 | 0 | 0 | 0 | 0 | 0 | 0 | 0 | 0 | 0 | 0 | 0 | 12.9915 | 13.9005 | 12.8667 | 11.808 | -3.3002 | -0.062142 | 0 | 0 | 0 | 0 | 0 | 0 | 0 | 0 | 0 | 0 | 0 | 0 | 0 | 0 | 0 | 0 | 0 | 0 | 129.9146 | 139.0051 | 128.6668 | 118.0805 | -33.002 | -0.62142 | 0 | 0 | 0 | 0
0.5833333333333334103February | Resource 1 | Sublap 1 | 14:00 | 4 | 103 | February | 11000 | 0 | 0 | 0 | 0 | 0 | 0 | 0 | 0 | 0 | 0 | 0 | 0 | 0 | 0 | 12.9915 | 13.9005 | 12.8667 | 11.808 | -3.3002 | -0.062142 | 0 | 0 | 0 | 0 | 0 | 0 | 0 | 0 | 0 | 0 | 0 | 0 | 0 | 0 | 0 | 0 | 0 | 0 | 142.906 | 152.9055 | 141.5334 | 129.8886 | -36.3022 | -0.68356 | 0 | 0 | 0 | 0
0.5833333333333334103March | Resource 1 | Sublap 1 | 14:00 | 4 | 103 | March | 12000 | 0 | 0 | 0 | 0 | 0 | 0 | 0 | 0 | 0 | 0 | 0 | 0 | 0 | 0 | 12.9915 | 13.9005 | 12.8667 | 11.808 | -3.3002 | -0.062142 | 0 | 0 | 0 | 0 | 0 | 0 | 0 | 0 | 0 | 0 | 0 | 0 | 0 | 0 | 0 | 0 | 0 | 0 | 155.8975 | 166.8061 | 154.4001 | 141.6966 | -39.6024 | -0.7457 | 0 | 0 | 0 | 0
0.5833333333333334103April | Resource 1 | Sublap 1 | 14:00 | 4 | 103 | April | 13000 | 0 | 0 | 0 | 0 | 0 | 0 | 0 | 0 | 0 | 0 | 0 | 0 | 0 | 0 | 12.9915 | 13.9005 | 12.8667 | 11.808 | -3.3002 | -0.062142 | 0 | 0 | 0 | 0 | 0 | 0 | 0 | 0 | 0 | 0 | 0 | 0 | 0 | 0 | 0 | 0 | 0 | 0 | 168.8889 | 180.7066 | 167.2668 | 153.5047 | -42.9026 | -0.80784 | 0 | 0 | 0 | 0
0.5833333333333334103May | Resource 1 | Sublap 1 | 14:00 | 4 | 103 | May | 14000 | 0 | 0 | 0 | 0 | 0 | 0 | 0 | 0 | 0 | 0 | 0 | 0 | 0 | 0 | 12.9915 | 13.9005 | 12.8667 | 11.808 | -3.3002 | -0.062142 | 0 | 0 | 0 | 0 | 0 | 0 | 0 | 0 | 0 | 0 | 0 | 0 | 0 | 0 | 0 | 0 | 0 | 0 | 181.8804 | 194.6071 | 180.1335 | 165.3127 | -46.2028 | -0.86998 | 0 | 0 | 0 | 0
0.5833333333333334103June | Resource 1 | Sublap 1 | 14:00 | 4 | 103 | June | 15000 | 0 | 0 | 0 | 0 | 0 | 0 | 0 | 0 | 0 | 0 | 0 | 0 | 0 | 0 | 12.9915 | 13.9005 | 12.8667 | 11.808 | -3.3002 | -0.062142 | 0 | 0 | 0 | 0 | 0 | 0 | 0 | 0 | 0 | 0 | 0 | 0 | 0 | 0 | 0 | 0 | 0 | 0 | 194.8718 | 208.5076 | 193.0002 | 177.1208 | -49.503 | -0.93212 | 0 | 0 | 0 | 0
0.5833333333333334103July | Resource 1 | Sublap 1 | 14:00 | 4 | 103 | July | 16000 | 0 | 0 | 0 | 0 | 0 | 0 | 0 | 0 | 0 | 0 | 0 | 0 | 0 | 0 | 12.9915 | 13.9005 | 12.8667 | 11.808 | -3.3002 | -0.062142 | 0 | 0 | 0 | 0 | 0 | 0 | 0 | 0 | 0 | 0 | 0 | 0 | 0 | 0 | 0 | 0 | 0 | 0 | 207.8633 | 222.4081 | 205.8668 | 188.9288 | -52.8032 | -0.99426 | 0 | 0 | 0 | 0
0.5833333333333334103August | Resource 1 | Sublap 1 | 14:00 | 4 | 103 | August | 17000 | 0 | 0 | 0 | 0 | 0 | 0 | 0 | 0 | 0 | 0 | 0 | 0 | 0 | 0 | 12.9915 | 13.9005 | 12.8667 | 11.808 | -3.3002 | -0.062142 | 0 | 0 | 0 | 0 | 0 | 0 | 0 | 0 | 0 | 0 | 0 | 0 | 0 | 0 | 0 | 0 | 0 | 0 | 220.8548 | 236.3086 | 218.7335 | 200.7369 | -56.1034 | -1.0564 | 0 | 0 | 0 | 0
0.5833333333333334103September | Resource 1 | Sublap 1 | 14:00 | 4 | 103 | September | 18000 | 0 | 0 | 0 | 0 | 0 | 0 | 0 | 0 | 0 | 0 | 0 | 0 | 0 | 0 | 12.9915 | 13.9005 | 12.8667 | 11.808 | -3.3002 | -0.062142 | 0 | 0 | 0 | 0 | 0 | 0 | 0 | 0 | 0 | 0 | 0 | 0 | 0 | 0 | 0 | 0 | 0 | 0 | 233.8462 | 250.2091 | 231.6002 | 212.545 | -59.4036 | -1.1185 | 0 | 0 | 0 | 0
0.5833333333333334103October | Resource 1 | Sublap 1 | 14:00 | 4 | 103 | October | 19000 | 0 | 0 | 0 | 0 | 0 | 0 | 0 | 0 | 0 | 0 | 0 | 0 | 0 | 0 | 12.9915 | 13.9005 | 12.8667 | 11.808 | -3.3002 | -0.062142 | 0 | 0 | 0 | 0 | 0 | 0 | 0 | 0 | 0 | 0 | 0 | 0 | 0 | 0 | 0 | 0 | 0 | 0 | 246.8377 | 264.1096 | 244.4669 | 224.353 | -62.7038 | -1.1807 | 0 | 0 | 0 | 0
0.5833333333333334103November | Resource 1 | Sublap 1 | 14:00 | 4 | 103 | November | 20000 | 0 | 0 | 0 | 0 | 0 | 0 | 0 | 0 | 0 | 0 | 0 | 0 | 0 | 0 | 12.9915 | 13.9005 | 12.8667 | 11.808 | -3.3002 | -0.062142 | 0 | 0 | 0 | 0 | 0 | 0 | 0 | 0 | 0 | 0 | 0 | 0 | 0 | 0 | 0 | 0 | 0 | 0 | 259.8291 | 278.0101 | 257.3336 | 236.1611 | -66.004 | -1.2428 | 0 | 0 | 0 | 0
0.5833333333333334103December | Resource 1 | Sublap 1 | 14:00 | 4 | 103 | December | 21000 | 0 | 0 | 0 | 0 | 0 | 0 | 0 | 0 | 0 | 0 | 0 | 0 | 0 | 0 | 12.9915 | 13.9005 | 12.8667 | 11.808 | -3.3002 | -0.062142 | 0 | 0 | 0 | 0 | 0 | 0 | 0 | 0 | 0 | 0 | 0 | 0 | 0 | 0 | 0 | 0 | 0 | 0 | 272.8206 | 291.9106 | 270.2002 | 247.9691 | -69.3042 | -1.305 | 0 | 0 | 0 | 0
0.5833333333333334104January | Resource 1 | Sublap 1 | 14:00 | 4 | 104 | January | 10000 | 0 | 0 | 0 | 0 | 0 | 0 | 0 | 0 | 0 | 0 | 0 | 0 | 0 | 0 | 13.9382 | 14.9843 | 13.8452 | 11.6854 | -3.558 | -0.066983 | 0 | 0 | 0 | 0 | 0 | 0 | 0 | 0 | 0 | 0 | 0 | 0 | 0 | 0 | 0 | 0 | 0 | 0 | 139.3815 | 149.8432 | 138.4522 | 116.8544 | -35.5796 | -0.66983 | 0 | 0 | 0 | 0
0.5833333333333334104February | Resource 1 | Sublap 1 | 14:00 | 4 | 104 | February | 11000 | 0 | 0 | 0 | 0 | 0 | 0 | 0 | 0 | 0 | 0 | 0 | 0 | 0 | 0 | 13.9382 | 14.9843 | 13.8452 | 11.6854 | -3.558 | -0.066983 | 0 | 0 | 0 | 0 | 0 | 0 | 0 | 0 | 0 | 0 | 0 | 0 | 0 | 0 | 0 | 0 | 0 | 0 | 153.3197 | 164.8276 | 152.2974 | 128.5399 | -39.1376 | -0.73681 | 0 | 0 | 0 | 0
0.5833333333333334104March | Resource 1 | Sublap 1 | 14:00 | 4 | 104 | March | 12000 | 0 | 0 | 0 | 0 | 0 | 0 | 0 | 0 | 0 | 0 | 0 | 0 | 0 | 0 | 13.9382 | 14.9843 | 13.8452 | 11.6854 | -3.558 | -0.066983 | 0 | 0 | 0 | 0 | 0 | 0 | 0 | 0 | 0 | 0 | 0 | 0 | 0 | 0 | 0 | 0 | 0 | 0 | 167.2579 | 179.8119 | 166.1427 | 140.2253 | -42.6955 | -0.8038 | 0 | 0 | 0 | 0
0.5833333333333334104April | Resource 1 | Sublap 1 | 14:00 | 4 | 104 | April | 13000 | 0 | 0 | 0 | 0 | 0 | 0 | 0 | 0 | 0 | 0 | 0 | 0 | 0 | 0 | 13.9382 | 14.9843 | 13.8452 | 11.6854 | -3.558 | -0.066983 | 0 | 0 | 0 | 0 | 0 | 0 | 0 | 0 | 0 | 0 | 0 | 0 | 0 | 0 | 0 | 0 | 0 | 0 | 181.196 | 194.7962 | 179.9879 | 151.9108 | -46.2535 | -0.87078 | 0 | 0 | 0 | 0
0.5833333333333334104May | Resource 1 | Sublap 1 | 14:00 | 4 | 104 | May | 14000 | 0 | 0 | 0 | 0 | 0 | 0 | 0 | 0 | 0 | 0 | 0 | 0 | 0 | 0 | 13.9382 | 14.9843 | 13.8452 | 11.6854 | -3.558 | -0.066983 | 0 | 0 | 0 | 0 | 0 | 0 | 0 | 0 | 0 | 0 | 0 | 0 | 0 | 0 | 0 | 0 | 0 | 0 | 195.1342 | 209.7805 | 193.8331 | 163.5962 | -49.8114 | -0.93776 | 0 | 0 | 0 | 0
0.5833333333333334104June | Resource 1 | Sublap 1 | 14:00 | 4 | 104 | June | 15000 | 0 | 0 | 0 | 0 | 0 | 0 | 0 | 0 | 0 | 0 | 0 | 0 | 0 | 0 | 13.9382 | 14.9843 | 13.8452 | 11.6854 | -3.558 | -0.066983 | 0 | 0 | 0 | 0 | 0 | 0 | 0 | 0 | 0 | 0 | 0 | 0 | 0 | 0 | 0 | 0 | 0 | 0 | 209.0723 | 224.7648 | 207.6783 | 175.2816 | -53.3694 | -1.0047 | 0 | 0 | 0 | 0
0.5833333333333334104July | Resource 1 | Sublap 1 | 14:00 | 4 | 104 | July | 16000 | 0 | 0 | 0 | 0 | 0 | 0 | 0 | 0 | 0 | 0 | 0 | 0 | 0 | 0 | 13.9382 | 14.9843 | 13.8452 | 11.6854 | -3.558 | -0.066983 | 0 | 0 | 0 | 0 | 0 | 0 | 0 | 0 | 0 | 0 | 0 | 0 | 0 | 0 | 0 | 0 | 0 | 0 | 223.0105 | 239.7492 | 221.5235 | 186.9671 | -56.9274 | -1.0717 | 0 | 0 | 0 | 0
0.5833333333333334104August | Resource 1 | Sublap 1 | 14:00 | 4 | 104 | August | 17000 | 0 | 0 | 0 | 0 | 0 | 0 | 0 | 0 | 0 | 0 | 0 | 0 | 0 | 0 | 13.9382 | 14.9843 | 13.8452 | 11.6854 | -3.558 | -0.066983 | 0 | 0 | 0 | 0 | 0 | 0 | 0 | 0 | 0 | 0 | 0 | 0 | 0 | 0 | 0 | 0 | 0 | 0 | 236.9486 | 254.7335 | 235.3688 | 198.6525 | -60.4853 | -1.1387 | 0 | 0 | 0 | 0
0.5833333333333334104September | Resource 1 | Sublap 1 | 14:00 | 4 | 104 | September | 18000 | 0 | 0 | 0 | 0 | 0 | 0 | 0 | 0 | 0 | 0 | 0 | 0 | 0 | 0 | 13.9382 | 14.9843 | 13.8452 | 11.6854 | -3.558 | -0.066983 | 0 | 0 | 0 | 0 | 0 | 0 | 0 | 0 | 0 | 0 | 0 | 0 | 0 | 0 | 0 | 0 | 0 | 0 | 250.8868 | 269.7178 | 249.214 | 210.338 | -64.0433 | -1.2057 | 0 | 0 | 0 | 0
0.5833333333333334104October | Resource 1 | Sublap 1 | 14:00 | 4 | 104 | October | 19000 | 0 | 0 | 0 | 0 | 0 | 0 | 0 | 0 | 0 | 0 | 0 | 0 | 0 | 0 | 13.9382 | 14.9843 | 13.8452 | 11.6854 | -3.558 | -0.066983 | 0 | 0 | 0 | 0 | 0 | 0 | 0 | 0 | 0 | 0 | 0 | 0 | 0 | 0 | 0 | 0 | 0 | 0 | 264.825 | 284.7021 | 263.0592 | 222.0234 | -67.6012 | -1.2727 | 0 | 0 | 0 | 0
0.5833333333333334104November | Resource 1 | Sublap 1 | 14:00 | 4 | 104 | November | 20000 | 0 | 0 | 0 | 0 | 0 | 0 | 0 | 0 | 0 | 0 | 0 | 0 | 0 | 0 | 13.9382 | 14.9843 | 13.8452 | 11.6854 | -3.558 | -0.066983 | 0 | 0 | 0 | 0 | 0 | 0 | 0 | 0 | 0 | 0 | 0 | 0 | 0 | 0 | 0 | 0 | 0 | 0 | 278.7631 | 299.6865 | 276.9044 | 233.7088 | -71.1592 | -1.3397 | 0 | 0 | 0 | 0
0.5833333333333334104December | Resource 1 | Sublap 1 | 14:00 | 4 | 104 | December | 21000 | 0 | 0 | 0 | 0 | 0 | 0 | 0 | 0 | 0 | 0 | 0 | 0 | 0 | 0 | 13.9382 | 14.9843 | 13.8452 | 11.6854 | -3.558 | -0.066983 | 0 | 0 | 0 | 0 | 0 | 0 | 0 | 0 | 0 | 0 | 0 | 0 | 0 | 0 | 0 | 0 | 0 | 0 | 292.7013 | 314.6708 | 290.7496 | 245.3943 | -74.7172 | -1.4066 | 0 | 0 | 0 | 0
0.5833333333333334105January | Resource 1 | Sublap 1 | 14:00 | 4 | 105 | January | 10000 | 0 | 0 | 0 | 0 | 0 | 0 | 0 | 0 | 0 | 0 | 0 | 0 | 0 | 0 | 11.9156 | 12.7501 | 11.7415 | 9.042 | -3.0217 | -0.05691 | 0 | 0 | 0 | 0 | 0 | 0 | 0 | 0 | 0 | 0 | 0 | 0 | 0 | 0 | 0 | 0 | 0 | 0 | 119.1565 | 127.5015 | 117.415 | 90.4196 | -30.217 | -0.5691 | 0 | 0 | 0 | 0
0.5833333333333334105February | Resource 1 | Sublap 1 | 14:00 | 4 | 105 | February | 11000 | 0 | 0 | 0 | 0 | 0 | 0 | 0 | 0 | 0 | 0 | 0 | 0 | 0 | 0 | 11.9156 | 12.7501 | 11.7415 | 9.042 | -3.0217 | -0.05691 | 0 | 0 | 0 | 0 | 0 | 0 | 0 | 0 | 0 | 0 | 0 | 0 | 0 | 0 | 0 | 0 | 0 | 0 | 131.0722 | 140.2517 | 129.1565 | 99.4615 | -33.2387 | -0.62601 | 0 | 0 | 0 | 0
0.5833333333333334105March | Resource 1 | Sublap 1 | 14:00 | 4 | 105 | March | 12000 | 0 | 0 | 0 | 0 | 0 | 0 | 0 | 0 | 0 | 0 | 0 | 0 | 0 | 0 | 11.9156 | 12.7501 | 11.7415 | 9.042 | -3.0217 | -0.05691 | 0 | 0 | 0 | 0 | 0 | 0 | 0 | 0 | 0 | 0 | 0 | 0 | 0 | 0 | 0 | 0 | 0 | 0 | 142.9878 | 153.0018 | 140.898 | 108.5035 | -36.2604 | -0.68292 | 0 | 0 | 0 | 0
0.5833333333333334105April | Resource 1 | Sublap 1 | 14:00 | 4 | 105 | April | 13000 | 0 | 0 | 0 | 0 | 0 | 0 | 0 | 0 | 0 | 0 | 0 | 0 | 0 | 0 | 11.9156 | 12.7501 | 11.7415 | 9.042 | -3.0217 | -0.05691 | 0 | 0 | 0 | 0 | 0 | 0 | 0 | 0 | 0 | 0 | 0 | 0 | 0 | 0 | 0 | 0 | 0 | 0 | 154.9035 | 165.752 | 152.6395 | 117.5454 | -39.2821 | -0.73984 | 0 | 0 | 0 | 0
0.5833333333333334105May | Resource 1 | Sublap 1 | 14:00 | 4 | 105 | May | 14000 | 0 | 0 | 0 | 0 | 0 | 0 | 0 | 0 | 0 | 0 | 0 | 0 | 0 | 0 | 11.9156 | 12.7501 | 11.7415 | 9.042 | -3.0217 | -0.05691 | 0 | 0 | 0 | 0 | 0 | 0 | 0 | 0 | 0 | 0 | 0 | 0 | 0 | 0 | 0 | 0 | 0 | 0 | 166.8191 | 178.5021 | 164.381 | 126.5874 | -42.3038 | -0.79675 | 0 | 0 | 0 | 0
0.5833333333333334105June | Resource 1 | Sublap 1 | 14:00 | 4 | 105 | June | 15000 | 0 | 0 | 0 | 0 | 0 | 0 | 0 | 0 | 0 | 0 | 0 | 0 | 0 | 0 | 11.9156 | 12.7501 | 11.7415 | 9.042 | -3.0217 | -0.05691 | 0 | 0 | 0 | 0 | 0 | 0 | 0 | 0 | 0 | 0 | 0 | 0 | 0 | 0 | 0 | 0 | 0 | 0 | 178.7348 | 191.2523 | 176.1225 | 135.6293 | -45.3254 | -0.85366 | 0 | 0 | 0 | 0
0.5833333333333334105July | Resource 1 | Sublap 1 | 14:00 | 4 | 105 | July | 16000 | 0 | 0 | 0 | 0 | 0 | 0 | 0 | 0 | 0 | 0 | 0 | 0 | 0 | 0 | 11.9156 | 12.7501 | 11.7415 | 9.042 | -3.0217 | -0.05691 | 0 | 0 | 0 | 0 | 0 | 0 | 0 | 0 | 0 | 0 | 0 | 0 | 0 | 0 | 0 | 0 | 0 | 0 | 190.6504 | 204.0024 | 187.864 | 144.6713 | -48.3471 | -0.91057 | 0 | 0 | 0 | 0
0.5833333333333334105August | Resource 1 | Sublap 1 | 14:00 | 4 | 105 | August | 17000 | 0 | 0 | 0 | 0 | 0 | 0 | 0 | 0 | 0 | 0 | 0 | 0 | 0 | 0 | 11.9156 | 12.7501 | 11.7415 | 9.042 | -3.0217 | -0.05691 | 0 | 0 | 0 | 0 | 0 | 0 | 0 | 0 | 0 | 0 | 0 | 0 | 0 | 0 | 0 | 0 | 0 | 0 | 202.5661 | 216.7526 | 199.6055 | 153.7132 | -51.3689 | -0.96748 | 0 | 0 | 0 | 0
0.5833333333333334105September | Resource 1 | Sublap 1 | 14:00 | 4 | 105 | September | 18000 | 0 | 0 | 0 | 0 | 0 | 0 | 0 | 0 | 0 | 0 | 0 | 0 | 0 | 0 | 11.9156 | 12.7501 | 11.7415 | 9.042 | -3.0217 | -0.05691 | 0 | 0 | 0 | 0 | 0 | 0 | 0 | 0 | 0 | 0 | 0 | 0 | 0 | 0 | 0 | 0 | 0 | 0 | 214.4817 | 229.5027 | 211.347 | 162.7552 | -54.3905 | -1.0244 | 0 | 0 | 0 | 0
0.5833333333333334105October | Resource 1 | Sublap 1 | 14:00 | 4 | 105 | October | 19000 | 0 | 0 | 0 | 0 | 0 | 0 | 0 | 0 | 0 | 0 | 0 | 0 | 0 | 0 | 11.9156 | 12.7501 | 11.7415 | 9.042 | -3.0217 | -0.05691 | 0 | 0 | 0 | 0 | 0 | 0 | 0 | 0 | 0 | 0 | 0 | 0 | 0 | 0 | 0 | 0 | 0 | 0 | 226.3974 | 242.2529 | 223.0885 | 171.7971 | -57.4122 | -1.0813 | 0 | 0 | 0 | 0
0.5833333333333334105November | Resource 1 | Sublap 1 | 14:00 | 4 | 105 | November | 20000 | 0 | 0 | 0 | 0 | 0 | 0 | 0 | 0 | 0 | 0 | 0 | 0 | 0 | 0 | 11.9156 | 12.7501 | 11.7415 | 9.042 | -3.0217 | -0.05691 | 0 | 0 | 0 | 0 | 0 | 0 | 0 | 0 | 0 | 0 | 0 | 0 | 0 | 0 | 0 | 0 | 0 | 0 | 238.313 | 255.0031 | 234.83 | 180.8391 | -60.4339 | -1.1382 | 0 | 0 | 0 | 0
0.5833333333333334105December | Resource 1 | Sublap 1 | 14:00 | 4 | 105 | December | 21000 | 0 | 0 | 0 | 0 | 0 | 0 | 0 | 0 | 0 | 0 | 0 | 0 | 0 | 0 | 11.9156 | 12.7501 | 11.7415 | 9.042 | -3.0217 | -0.05691 | 0 | 0 | 0 | 0 | 0 | 0 | 0 | 0 | 0 | 0 | 0 | 0 | 0 | 0 | 0 | 0 | 0 | 0 | 250.2287 | 267.7532 | 246.5715 | 189.8811 | -63.4556 | -1.1951 | 0 | 0 | 0 | 0
0.5833333333333334106January | Resource 1 | Sublap 1 | 14:00 | 4 | 106 | January | 10000 | 0 | 0 | 0 | 0 | 0 | 0 | 0 | 0 | 0 | 0 | 0 | 0 | 0 | 0 | 11.5083 | 12.4173 | 11.4649 | 10.7059 | -2.9091 | -0.054796 | 0 | 0 | 0 | 0 | 0 | 0 | 0 | 0 | 0 | 0 | 0 | 0 | 0 | 0 | 0 | 0 | 0 | 0 | 115.0825 | 124.1727 | 114.6489 | 107.0591 | -29.0911 | -0.54796 | 0 | 0 | 0 | 0
0.5833333333333334106February | Resource 1 | Sublap 1 | 14:00 | 4 | 106 | February | 11000 | 0 | 0 | 0 | 0 | 0 | 0 | 0 | 0 | 0 | 0 | 0 | 0 | 0 | 0 | 11.5083 | 12.4173 | 11.4649 | 10.7059 | -2.9091 | -0.054796 | 0 | 0 | 0 | 0 | 0 | 0 | 0 | 0 | 0 | 0 | 0 | 0 | 0 | 0 | 0 | 0 | 0 | 0 | 126.5907 | 136.59 | 126.1138 | 117.765 | -32.0002 | -0.60275 | 0 | 0 | 0 | 0
0.5833333333333334106March | Resource 1 | Sublap 1 | 14:00 | 4 | 106 | March | 12000 | 0 | 0 | 0 | 0 | 0 | 0 | 0 | 0 | 0 | 0 | 0 | 0 | 0 | 0 | 11.5083 | 12.4173 | 11.4649 | 10.7059 | -2.9091 | -0.054796 | 0 | 0 | 0 | 0 | 0 | 0 | 0 | 0 | 0 | 0 | 0 | 0 | 0 | 0 | 0 | 0 | 0 | 0 | 138.099 | 149.0073 | 137.5787 | 128.4709 | -34.9093 | -0.65755 | 0 | 0 | 0 | 0
0.5833333333333334106April | Resource 1 | Sublap 1 | 14:00 | 4 | 106 | April | 13000 | 0 | 0 | 0 | 0 | 0 | 0 | 0 | 0 | 0 | 0 | 0 | 0 | 0 | 0 | 11.5083 | 12.4173 | 11.4649 | 10.7059 | -2.9091 | -0.054796 | 0 | 0 | 0 | 0 | 0 | 0 | 0 | 0 | 0 | 0 | 0 | 0 | 0 | 0 | 0 | 0 | 0 | 0 | 149.6072 | 161.4246 | 149.0435 | 139.1768 | -37.8184 | -0.71234 | 0 | 0 | 0 | 0
0.5833333333333334106May | Resource 1 | Sublap 1 | 14:00 | 4 | 106 | May | 14000 | 0 | 0 | 0 | 0 | 0 | 0 | 0 | 0 | 0 | 0 | 0 | 0 | 0 | 0 | 11.5083 | 12.4173 | 11.4649 | 10.7059 | -2.9091 | -0.054796 | 0 | 0 | 0 | 0 | 0 | 0 | 0 | 0 | 0 | 0 | 0 | 0 | 0 | 0 | 0 | 0 | 0 | 0 | 161.1155 | 173.8418 | 160.5084 | 149.8827 | -40.7276 | -0.76714 | 0 | 0 | 0 | 0
0.5833333333333334106June | Resource 1 | Sublap 1 | 14:00 | 4 | 106 | June | 15000 | 0 | 0 | 0 | 0 | 0 | 0 | 0 | 0 | 0 | 0 | 0 | 0 | 0 | 0 | 11.5083 | 12.4173 | 11.4649 | 10.7059 | -2.9091 | -0.054796 | 0 | 0 | 0 | 0 | 0 | 0 | 0 | 0 | 0 | 0 | 0 | 0 | 0 | 0 | 0 | 0 | 0 | 0 | 172.6237 | 186.2591 | 171.9733 | 160.5886 | -43.6367 | -0.82194 | 0 | 0 | 0 | 0
0.5833333333333334106July | Resource 1 | Sublap 1 | 14:00 | 4 | 106 | July | 16000 | 0 | 0 | 0 | 0 | 0 | 0 | 0 | 0 | 0 | 0 | 0 | 0 | 0 | 0 | 11.5083 | 12.4173 | 11.4649 | 10.7059 | -2.9091 | -0.054796 | 0 | 0 | 0 | 0 | 0 | 0 | 0 | 0 | 0 | 0 | 0 | 0 | 0 | 0 | 0 | 0 | 0 | 0 | 184.132 | 198.6764 | 183.4382 | 171.2945 | -46.5458 | -0.87673 | 0 | 0 | 0 | 0
0.5833333333333334106August | Resource 1 | Sublap 1 | 14:00 | 4 | 106 | August | 17000 | 0 | 0 | 0 | 0 | 0 | 0 | 0 | 0 | 0 | 0 | 0 | 0 | 0 | 0 | 11.5083 | 12.4173 | 11.4649 | 10.7059 | -2.9091 | -0.054796 | 0 | 0 | 0 | 0 | 0 | 0 | 0 | 0 | 0 | 0 | 0 | 0 | 0 | 0 | 0 | 0 | 0 | 0 | 195.6402 | 211.0936 | 194.9031 | 182.0004 | -49.4549 | -0.93153 | 0 | 0 | 0 | 0
0.5833333333333334106September | Resource 1 | Sublap 1 | 14:00 | 4 | 106 | September | 18000 | 0 | 0 | 0 | 0 | 0 | 0 | 0 | 0 | 0 | 0 | 0 | 0 | 0 | 0 | 11.5083 | 12.4173 | 11.4649 | 10.7059 | -2.9091 | -0.054796 | 0 | 0 | 0 | 0 | 0 | 0 | 0 | 0 | 0 | 0 | 0 | 0 | 0 | 0 | 0 | 0 | 0 | 0 | 207.1485 | 223.5109 | 206.368 | 192.7063 | -52.364 | -0.98632 | 0 | 0 | 0 | 0
0.5833333333333334106October | Resource 1 | Sublap 1 | 14:00 | 4 | 106 | October | 19000 | 0 | 0 | 0 | 0 | 0 | 0 | 0 | 0 | 0 | 0 | 0 | 0 | 0 | 0 | 11.5083 | 12.4173 | 11.4649 | 10.7059 | -2.9091 | -0.054796 | 0 | 0 | 0 | 0 | 0 | 0 | 0 | 0 | 0 | 0 | 0 | 0 | 0 | 0 | 0 | 0 | 0 | 0 | 218.6567 | 235.9282 | 217.8329 | 203.4122 | -55.2731 | -1.0411 | 0 | 0 | 0 | 0
0.5833333333333334106November | Resource 1 | Sublap 1 | 14:00 | 4 | 106 | November | 20000 | 0 | 0 | 0 | 0 | 0 | 0 | 0 | 0 | 0 | 0 | 0 | 0 | 0 | 0 | 11.5083 | 12.4173 | 11.4649 | 10.7059 | -2.9091 | -0.054796 | 0 | 0 | 0 | 0 | 0 | 0 | 0 | 0 | 0 | 0 | 0 | 0 | 0 | 0 | 0 | 0 | 0 | 0 | 230.165 | 248.3455 | 229.2978 | 214.1181 | -58.1822 | -1.0959 | 0 | 0 | 0 | 0
0.5833333333333334106December | Resource 1 | Sublap 1 | 14:00 | 4 | 106 | December | 21000 | 0 | 0 | 0 | 0 | 0 | 0 | 0 | 0 | 0 | 0 | 0 | 0 | 0 | 0 | 11.5083 | 12.4173 | 11.4649 | 10.7059 | -2.9091 | -0.054796 | 0 | 0 | 0 | 0 | 0 | 0 | 0 | 0 | 0 | 0 | 0 | 0 | 0 | 0 | 0 | 0 | 0 | 0 | 241.6732 | 260.7628 | 240.7627 | 224.824 | -61.0913 | -1.1507 | 0 | 0 | 0 | 0
0.5833333333333334107January | Resource 1 | Sublap 1 | 14:00 | 4 | 107 | January | 10000 | 0 | 0 | 0 | 0 | 0 | 0 | 0 | 0 | 0 | 0 | 0 | 0 | 0 | 0 | 13.477 | 14.4654 | 13.4688 | 12.1888 | -3.4069 | -0.064145 | 0 | 0 | 0 | 0 | 0 | 0 | 0 | 0 | 0 | 0 | 0 | 0 | 0 | 0 | 0 | 0 | 0 | 0 | 134.7703 | 144.6544 | 134.6878 | 121.8881 | -34.0686 | -0.64145 | 0 | 0 | 0 | 0
0.5833333333333334107February | Resource 1 | Sublap 1 | 14:00 | 4 | 107 | February | 11000 | 0 | 0 | 0 | 0 | 0 | 0 | 0 | 0 | 0 | 0 | 0 | 0 | 0 | 0 | 13.477 | 14.4654 | 13.4688 | 12.1888 | -3.4069 | -0.064145 | 0 | 0 | 0 | 0 | 0 | 0 | 0 | 0 | 0 | 0 | 0 | 0 | 0 | 0 | 0 | 0 | 0 | 0 | 148.2473 | 159.1198 | 148.1566 | 134.0769 | -37.4754 | -0.70559 | 0 | 0 | 0 | 0
0.5833333333333334107March | Resource 1 | Sublap 1 | 14:00 | 4 | 107 | March | 12000 | 0 | 0 | 0 | 0 | 0 | 0 | 0 | 0 | 0 | 0 | 0 | 0 | 0 | 0 | 13.477 | 14.4654 | 13.4688 | 12.1888 | -3.4069 | -0.064145 | 0 | 0 | 0 | 0 | 0 | 0 | 0 | 0 | 0 | 0 | 0 | 0 | 0 | 0 | 0 | 0 | 0 | 0 | 161.7243 | 173.5853 | 161.6254 | 146.2657 | -40.8823 | -0.76974 | 0 | 0 | 0 | 0
0.5833333333333334107April | Resource 1 | Sublap 1 | 14:00 | 4 | 107 | April | 13000 | 0 | 0 | 0 | 0 | 0 | 0 | 0 | 0 | 0 | 0 | 0 | 0 | 0 | 0 | 13.477 | 14.4654 | 13.4688 | 12.1888 | -3.4069 | -0.064145 | 0 | 0 | 0 | 0 | 0 | 0 | 0 | 0 | 0 | 0 | 0 | 0 | 0 | 0 | 0 | 0 | 0 | 0 | 175.2014 | 188.0507 | 175.0942 | 158.4545 | -44.2892 | -0.83388 | 0 | 0 | 0 | 0
0.5833333333333334107May | Resource 1 | Sublap 1 | 14:00 | 4 | 107 | May | 14000 | 0 | 0 | 0 | 0 | 0 | 0 | 0 | 0 | 0 | 0 | 0 | 0 | 0 | 0 | 13.477 | 14.4654 | 13.4688 | 12.1888 | -3.4069 | -0.064145 | 0 | 0 | 0 | 0 | 0 | 0 | 0 | 0 | 0 | 0 | 0 | 0 | 0 | 0 | 0 | 0 | 0 | 0 | 188.6784 | 202.5161 | 188.563 | 170.6433 | -47.696 | -0.89803 | 0 | 0 | 0 | 0
0.5833333333333334107June | Resource 1 | Sublap 1 | 14:00 | 4 | 107 | June | 15000 | 0 | 0 | 0 | 0 | 0 | 0 | 0 | 0 | 0 | 0 | 0 | 0 | 0 | 0 | 13.477 | 14.4654 | 13.4688 | 12.1888 | -3.4069 | -0.064145 | 0 | 0 | 0 | 0 | 0 | 0 | 0 | 0 | 0 | 0 | 0 | 0 | 0 | 0 | 0 | 0 | 0 | 0 | 202.1554 | 216.9816 | 202.0318 | 182.8321 | -51.1029 | -0.96217 | 0 | 0 | 0 | 0
0.5833333333333334107July | Resource 1 | Sublap 1 | 14:00 | 4 | 107 | July | 16000 | 0 | 0 | 0 | 0 | 0 | 0 | 0 | 0 | 0 | 0 | 0 | 0 | 0 | 0 | 13.477 | 14.4654 | 13.4688 | 12.1888 | -3.4069 | -0.064145 | 0 | 0 | 0 | 0 | 0 | 0 | 0 | 0 | 0 | 0 | 0 | 0 | 0 | 0 | 0 | 0 | 0 | 0 | 215.6324 | 231.447 | 215.5005 | 195.0209 | -54.5097 | -1.0263 | 0 | 0 | 0 | 0
0.5833333333333334107August | Resource 1 | Sublap 1 | 14:00 | 4 | 107 | August | 17000 | 0 | 0 | 0 | 0 | 0 | 0 | 0 | 0 | 0 | 0 | 0 | 0 | 0 | 0 | 13.477 | 14.4654 | 13.4688 | 12.1888 | -3.4069 | -0.064145 | 0 | 0 | 0 | 0 | 0 | 0 | 0 | 0 | 0 | 0 | 0 | 0 | 0 | 0 | 0 | 0 | 0 | 0 | 229.1095 | 245.9125 | 228.9693 | 207.2097 | -57.9166 | -1.0905 | 0 | 0 | 0 | 0
0.5833333333333334107September | Resource 1 | Sublap 1 | 14:00 | 4 | 107 | September | 18000 | 0 | 0 | 0 | 0 | 0 | 0 | 0 | 0 | 0 | 0 | 0 | 0 | 0 | 0 | 13.477 | 14.4654 | 13.4688 | 12.1888 | -3.4069 | -0.064145 | 0 | 0 | 0 | 0 | 0 | 0 | 0 | 0 | 0 | 0 | 0 | 0 | 0 | 0 | 0 | 0 | 0 | 0 | 242.5865 | 260.3779 | 242.4381 | 219.3985 | -61.3235 | -1.1546 | 0 | 0 | 0 | 0
0.5833333333333334107October | Resource 1 | Sublap 1 | 14:00 | 4 | 107 | October | 19000 | 0 | 0 | 0 | 0 | 0 | 0 | 0 | 0 | 0 | 0 | 0 | 0 | 0 | 0 | 13.477 | 14.4654 | 13.4688 | 12.1888 | -3.4069 | -0.064145 | 0 | 0 | 0 | 0 | 0 | 0 | 0 | 0 | 0 | 0 | 0 | 0 | 0 | 0 | 0 | 0 | 0 | 0 | 256.0635 | 274.8433 | 255.9069 | 231.5873 | -64.7303 | -1.2188 | 0 | 0 | 0 | 0
0.5833333333333334107November | Resource 1 | Sublap 1 | 14:00 | 4 | 107 | November | 20000 | 0 | 0 | 0 | 0 | 0 | 0 | 0 | 0 | 0 | 0 | 0 | 0 | 0 | 0 | 13.477 | 14.4654 | 13.4688 | 12.1888 | -3.4069 | -0.064145 | 0 | 0 | 0 | 0 | 0 | 0 | 0 | 0 | 0 | 0 | 0 | 0 | 0 | 0 | 0 | 0 | 0 | 0 | 269.5406 | 289.3088 | 269.3757 | 243.7762 | -68.1372 | -1.2829 | 0 | 0 | 0 | 0
0.5833333333333334107December | Resource 1 | Sublap 1 | 14:00 | 4 | 107 | December | 21000 | 0 | 0 | 0 | 0 | 0 | 0 | 0 | 0 | 0 | 0 | 0 | 0 | 0 | 0 | 13.477 | 14.4654 | 13.4688 | 12.1888 | -3.4069 | -0.064145 | 0 | 0 | 0 | 0 | 0 | 0 | 0 | 0 | 0 | 0 | 0 | 0 | 0 | 0 | 0 | 0 | 0 | 0 | 283.0176 | 303.7742 | 282.8445 | 255.965 | -71.544 | -1.347 | 0 | 0 | 0 | 0
0.583333333333333571January | Resource 1 | Sublap 1 | 14:00 | 5 | 71 | January | 10000 | 0 | 0 | 0 | 0 | 0 | 0 | 0 | 0 | 0 | 0 | 0 | 0 | 0 | 0 | 0 | 0 | 0 | 0 | 0 | 0 | 0 | 0 | 0 | 0 | 0 | 0 | 0 | 0 | 0 | 0 | 0 | 0 | 0 | 0 | 0 | 0 | 0 | 0 | 0 | 0 | 0 | 0 | 0 | 0 | 0 | 0 | 0 | 0
0.583333333333333571February | Resource 1 | Sublap 1 | 14:00 | 5 | 71 | February | 11000 | 0 | 0 | 0 | 0 | 0 | 0 | 0 | 0 | 0 | 0 | 0 | 0 | 0 | 0 | 0 | 0 | 0 | 0 | 0 | 0 | 0 | 0 | 0 | 0 | 0 | 0 | 0 | 0 | 0 | 0 | 0 | 0 | 0 | 0 | 0 | 0 | 0 | 0 | 0 | 0 | 0 | 0 | 0 | 0 | 0 | 0 | 0 | 0
0.583333333333333571March | Resource 1 | Sublap 1 | 14:00 | 5 | 71 | March | 12000 | 0 | 0 | 0 | 0 | 0 | 0 | 0 | 0 | 0 | 0 | 0 | 0 | 0 | 0 | 0 | 0 | 0 | 0 | 0 | 0 | 0 | 0 | 0 | 0 | 0 | 0 | 0 | 0 | 0 | 0 | 0 | 0 | 0 | 0 | 0 | 0 | 0 | 0 | 0 | 0 | 0 | 0 | 0 | 0 | 0 | 0 | 0 | 0
0.583333333333333571April | Resource 1 | Sublap 1 | 14:00 | 5 | 71 | April | 13000 | 0 | 0 | 0 | 0 | 0 | 0 | 0 | 0 | 0 | 0 | 0 | 0 | 0 | 0 | 0 | 0 | 0 | 0 | 0 | 0 | 0 | 0 | 0 | 0 | 0 | 0 | 0 | 0 | 0 | 0 | 0 | 0 | 0 | 0 | 0 | 0 | 0 | 0 | 0 | 0 | 0 | 0 | 0 | 0 | 0 | 0 | 0 | 0
0.583333333333333571May | Resource 1 | Sublap 1 | 14:00 | 5 | 71 | May | 14000 | 0 | 0 | 0 | 0 | 0 | 0 | 0 | 0 | 0 | 0 | 0 | 0 | 0 | 0 | 0 | 0 | 0 | 0 | 0 | 0 | 0 | 0 | 0 | 0 | 0 | 0 | 0 | 0 | 0 | 0 | 0 | 0 | 0 | 0 | 0 | 0 | 0 | 0 | 0 | 0 | 0 | 0 | 0 | 0 | 0 | 0 | 0 | 0
0.583333333333333571June | Resource 1 | Sublap 1 | 14:00 | 5 | 71 | June | 15000 | 0 | 0 | 0 | 0 | 0 | 0 | 0 | 0 | 0 | 0 | 0 | 0 | 0 | 0 | 0 | 0 | 0 | 0 | 0 | 0 | 0 | 0 | 0 | 0 | 0 | 0 | 0 | 0 | 0 | 0 | 0 | 0 | 0 | 0 | 0 | 0 | 0 | 0 | 0 | 0 | 0 | 0 | 0 | 0 | 0 | 0 | 0 | 0
0.583333333333333571July | Resource 1 | Sublap 1 | 14:00 | 5 | 71 | July | 16000 | 0 | 0 | 0 | 0 | 0 | 0 | 0 | 0 | 0 | 0 | 0 | 0 | 0 | 0 | 0 | 0 | 0 | 0 | 0 | 0 | 0 | 0 | 0 | 0 | 0 | 0 | 0 | 0 | 0 | 0 | 0 | 0 | 0 | 0 | 0 | 0 | 0 | 0 | 0 | 0 | 0 | 0 | 0 | 0 | 0 | 0 | 0 | 0
0.583333333333333571August | Resource 1 | Sublap 1 | 14:00 | 5 | 71 | August | 17000 | 0 | 0 | 0 | 0 | 0 | 0 | 0 | 0 | 0 | 0 | 0 | 0 | 0 | 0 | 0 | 0 | 0 | 0 | 0 | 0 | 0 | 0 | 0 | 0 | 0 | 0 | 0 | 0 | 0 | 0 | 0 | 0 | 0 | 0 | 0 | 0 | 0 | 0 | 0 | 0 | 0 | 0 | 0 | 0 | 0 | 0 | 0 | 0
0.583333333333333571September | Resource 1 | Sublap 1 | 14:00 | 5 | 71 | September | 18000 | 0 | 0 | 0 | 0 | 0 | 0 | 0 | 0 | 0 | 0 | 0 | 0 | 0 | 0 | 0 | 0 | 0 | 0 | 0 | 0 | 0 | 0 | 0 | 0 | 0 | 0 | 0 | 0 | 0 | 0 | 0 | 0 | 0 | 0 | 0 | 0 | 0 | 0 | 0 | 0 | 0 | 0 | 0 | 0 | 0 | 0 | 0 | 0
0.583333333333333571October | Resource 1 | Sublap 1 | 14:00 | 5 | 71 | October | 19000 | 0 | 0 | 0 | 0 | 0 | 0 | 0 | 0 | 0 | 0 | 0 | 0 | 0 | 0 | 0 | 0 | 0 | 0 | 0 | 0 | 0 | 0 | 0 | 0 | 0 | 0 | 0 | 0 | 0 | 0 | 0 | 0 | 0 | 0 | 0 | 0 | 0 | 0 | 0 | 0 | 0 | 0 | 0 | 0 | 0 | 0 | 0 | 0
0.583333333333333571November | Resource 1 | Sublap 1 | 14:00 | 5 | 71 | November | 20000 | 0 | 0 | 0 | 0 | 0 | 0 | 0 | 0 | 0 | 0 | 0 | 0 | 0 | 0 | 0 | 0 | 0 | 0 | 0 | 0 | 0 | 0 | 0 | 0 | 0 | 0 | 0 | 0 | 0 | 0 | 0 | 0 | 0 | 0 | 0 | 0 | 0 | 0 | 0 | 0 | 0 | 0 | 0 | 0 | 0 | 0 | 0 | 0
0.583333333333333571December | Resource 1 | Sublap 1 | 14:00 | 5 | 71 | December | 21000 | 0 | 0 | 0 | 0 | 0 | 0 | 0 | 0 | 0 | 0 | 0 | 0 | 0 | 0 | 0 | 0 | 0 | 0 | 0 | 0 | 0 | 0 | 0 | 0 | 0 | 0 | 0 | 0 | 0 | 0 | 0 | 0 | 0 | 0 | 0 | 0 | 0 | 0 | 0 | 0 | 0 | 0 | 0 | 0 | 0 | 0 | 0 | 0
0.583333333333333572January | Resource 1 | Sublap 1 | 14:00 | 5 | 72 | January | 10000 | 0 | 0 | 0 | 0 | 0 | 0 | 0 | 0 | 0 | 0 | 0 | 0 | 0 | 0 | 0 | 0 | 0 | 0 | 0 | 0 | 0 | 0 | 0 | 0 | 0 | 0 | 0 | 0 | 0 | 0 | 0 | 0 | 0 | 0 | 0 | 0 | 0 | 0 | 0 | 0 | 0 | 0 | 0 | 0 | 0 | 0 | 0 | 0
0.583333333333333572February | Resource 1 | Sublap 1 | 14:00 | 5 | 72 | February | 11000 | 0 | 0 | 0 | 0 | 0 | 0 | 0 | 0 | 0 | 0 | 0 | 0 | 0 | 0 | 0 | 0 | 0 | 0 | 0 | 0 | 0 | 0 | 0 | 0 | 0 | 0 | 0 | 0 | 0 | 0 | 0 | 0 | 0 | 0 | 0 | 0 | 0 | 0 | 0 | 0 | 0 | 0 | 0 | 0 | 0 | 0 | 0 | 0
0.583333333333333572March | Resource 1 | Sublap 1 | 14:00 | 5 | 72 | March | 12000 | 0 | 0 | 0 | 0 | 0 | 0 | 0 | 0 | 0 | 0 | 0 | 0 | 0 | 0 | 0 | 0 | 0 | 0 | 0 | 0 | 0 | 0 | 0 | 0 | 0 | 0 | 0 | 0 | 0 | 0 | 0 | 0 | 0 | 0 | 0 | 0 | 0 | 0 | 0 | 0 | 0 | 0 | 0 | 0 | 0 | 0 | 0 | 0
0.583333333333333572April | Resource 1 | Sublap 1 | 14:00 | 5 | 72 | April | 13000 | 0 | 0 | 0 | 0 | 0 | 0 | 0 | 0 | 0 | 0 | 0 | 0 | 0 | 0 | 0 | 0 | 0 | 0 | 0 | 0 | 0 | 0 | 0 | 0 | 0 | 0 | 0 | 0 | 0 | 0 | 0 | 0 | 0 | 0 | 0 | 0 | 0 | 0 | 0 | 0 | 0 | 0 | 0 | 0 | 0 | 0 | 0 | 0
0.583333333333333572May | Resource 1 | Sublap 1 | 14:00 | 5 | 72 | May | 14000 | 0 | 0 | 0 | 0 | 0 | 0 | 0 | 0 | 0 | 0 | 0 | 0 | 0 | 0 | 0 | 0 | 0 | 0 | 0 | 0 | 0 | 0 | 0 | 0 | 0 | 0 | 0 | 0 | 0 | 0 | 0 | 0 | 0 | 0 | 0 | 0 | 0 | 0 | 0 | 0 | 0 | 0 | 0 | 0 | 0 | 0 | 0 | 0
0.583333333333333572June | Resource 1 | Sublap 1 | 14:00 | 5 | 72 | June | 15000 | 0 | 0 | 0 | 0 | 0 | 0 | 0 | 0 | 0 | 0 | 0 | 0 | 0 | 0 | 0 | 0 | 0 | 0 | 0 | 0 | 0 | 0 | 0 | 0 | 0 | 0 | 0 | 0 | 0 | 0 | 0 | 0 | 0 | 0 | 0 | 0 | 0 | 0 | 0 | 0 | 0 | 0 | 0 | 0 | 0 | 0 | 0 | 0
0.583333333333333572July | Resource 1 | Sublap 1 | 14:00 | 5 | 72 | July | 16000 | 0 | 0 | 0 | 0 | 0 | 0 | 0 | 0 | 0 | 0 | 0 | 0 | 0 | 0 | 0 | 0 | 0 | 0 | 0 | 0 | 0 | 0 | 0 | 0 | 0 | 0 | 0 | 0 | 0 | 0 | 0 | 0 | 0 | 0 | 0 | 0 | 0 | 0 | 0 | 0 | 0 | 0 | 0 | 0 | 0 | 0 | 0 | 0
0.583333333333333572August | Resource 1 | Sublap 1 | 14:00 | 5 | 72 | August | 17000 | 0 | 0 | 0 | 0 | 0 | 0 | 0 | 0 | 0 | 0 | 0 | 0 | 0 | 0 | 0 | 0 | 0 | 0 | 0 | 0 | 0 | 0 | 0 | 0 | 0 | 0 | 0 | 0 | 0 | 0 | 0 | 0 | 0 | 0 | 0 | 0 | 0 | 0 | 0 | 0 | 0 | 0 | 0 | 0 | 0 | 0 | 0 | 0
0.583333333333333572September | Resource 1 | Sublap 1 | 14:00 | 5 | 72 | September | 18000 | 0 | 0 | 0 | 0 | 0 | 0 | 0 | 0 | 0 | 0 | 0 | 0 | 0 | 0 | 0 | 0 | 0 | 0 | 0 | 0 | 0 | 0 | 0 | 0 | 0 | 0 | 0 | 0 | 0 | 0 | 0 | 0 | 0 | 0 | 0 | 0 | 0 | 0 | 0 | 0 | 0 | 0 | 0 | 0 | 0 | 0 | 0 | 0
0.583333333333333572October | Resource 1 | Sublap 1 | 14:00 | 5 | 72 | October | 19000 | 0 | 0 | 0 | 0 | 0 | 0 | 0 | 0 | 0 | 0 | 0 | 0 | 0 | 0 | 0 | 0 | 0 | 0 | 0 | 0 | 0 | 0 | 0 | 0 | 0 | 0 | 0 | 0 | 0 | 0 | 0 | 0 | 0 | 0 | 0 | 0 | 0 | 0 | 0 | 0 | 0 | 0 | 0 | 0 | 0 | 0 | 0 | 0
0.583333333333333572November | Resource 1 | Sublap 1 | 14:00 | 5 | 72 | November | 20000 | 0 | 0 | 0 | 0 | 0 | 0 | 0 | 0 | 0 | 0 | 0 | 0 | 0 | 0 | 0 | 0 | 0 | 0 | 0 | 0 | 0 | 0 | 0 | 0 | 0 | 0 | 0 | 0 | 0 | 0 | 0 | 0 | 0 | 0 | 0 | 0 | 0 | 0 | 0 | 0 | 0 | 0 | 0 | 0 | 0 | 0 | 0 | 0
0.583333333333333572December | Resource 1 | Sublap 1 | 14:00 | 5 | 72 | December | 21000 | 0 | 0 | 0 | 0 | 0 | 0 | 0 | 0 | 0 | 0 | 0 | 0 | 0 | 0 | 0 | 0 | 0 | 0 | 0 | 0 | 0 | 0 | 0 | 0 | 0 | 0 | 0 | 0 | 0 | 0 | 0 | 0 | 0 | 0 | 0 | 0 | 0 | 0 | 0 | 0 | 0 | 0 | 0 | 0 | 0 | 0 | 0 | 0
0.583333333333333573January | Resource 1 | Sublap 1 | 14:00 | 5 | 73 | January | 10000 | 0 | 0 | 0 | 0 | 0 | 0 | 0 | 0 | 0 | 0 | 0 | 0 | 0 | 0 | 0 | 0 | 0 | 0 | 0 | 0 | 0 | 0 | 0 | 0 | 0 | 0 | 0 | 0 | 0 | 0 | 0 | 0 | 0 | 0 | 0 | 0 | 0 | 0 | 0 | 0 | 0 | 0 | 0 | 0 | 0 | 0 | 0 | 0
0.583333333333333573February | Resource 1 | Sublap 1 | 14:00 | 5 | 73 | February | 11000 | 0 | 0 | 0 | 0 | 0 | 0 | 0 | 0 | 0 | 0 | 0 | 0 | 0 | 0 | 0 | 0 | 0 | 0 | 0 | 0 | 0 | 0 | 0 | 0 | 0 | 0 | 0 | 0 | 0 | 0 | 0 | 0 | 0 | 0 | 0 | 0 | 0 | 0 | 0 | 0 | 0 | 0 | 0 | 0 | 0 | 0 | 0 | 0
0.583333333333333573March | Resource 1 | Sublap 1 | 14:00 | 5 | 73 | March | 12000 | 0 | 0 | 0 | 0 | 0 | 0 | 0 | 0 | 0 | 0 | 0 | 0 | 0 | 0 | 0 | 0 | 0 | 0 | 0 | 0 | 0 | 0 | 0 | 0 | 0 | 0 | 0 | 0 | 0 | 0 | 0 | 0 | 0 | 0 | 0 | 0 | 0 | 0 | 0 | 0 | 0 | 0 | 0 | 0 | 0 | 0 | 0 | 0
0.583333333333333573April | Resource 1 | Sublap 1 | 14:00 | 5 | 73 | April | 13000 | 0 | 0 | 0 | 0 | 0 | 0 | 0 | 0 | 0 | 0 | 0 | 0 | 0 | 0 | 0 | 0 | 0 | 0 | 0 | 0 | 0 | 0 | 0 | 0 | 0 | 0 | 0 | 0 | 0 | 0 | 0 | 0 | 0 | 0 | 0 | 0 | 0 | 0 | 0 | 0 | 0 | 0 | 0 | 0 | 0 | 0 | 0 | 0
0.583333333333333573May | Resource 1 | Sublap 1 | 14:00 | 5 | 73 | May | 14000 | 0 | 0 | 0 | 0 | 0 | 0 | 0 | 0 | 0 | 0 | 0 | 0 | 0 | 0 | 0 | 0 | 0 | 0 | 0 | 0 | 0 | 0 | 0 | 0 | 0 | 0 | 0 | 0 | 0 | 0 | 0 | 0 | 0 | 0 | 0 | 0 | 0 | 0 | 0 | 0 | 0 | 0 | 0 | 0 | 0 | 0 | 0 | 0
0.583333333333333573June | Resource 1 | Sublap 1 | 14:00 | 5 | 73 | June | 15000 | 0 | 0 | 0 | 0 | 0 | 0 | 0 | 0 | 0 | 0 | 0 | 0 | 0 | 0 | 0 | 0 | 0 | 0 | 0 | 0 | 0 | 0 | 0 | 0 | 0 | 0 | 0 | 0 | 0 | 0 | 0 | 0 | 0 | 0 | 0 | 0 | 0 | 0 | 0 | 0 | 0 | 0 | 0 | 0 | 0 | 0 | 0 | 0
0.583333333333333573July | Resource 1 | Sublap 1 | 14:00 | 5 | 73 | July | 16000 | 0 | 0 | 0 | 0 | 0 | 0 | 0 | 0 | 0 | 0 | 0 | 0 | 0 | 0 | 0 | 0 | 0 | 0 | 0 | 0 | 0 | 0 | 0 | 0 | 0 | 0 | 0 | 0 | 0 | 0 | 0 | 0 | 0 | 0 | 0 | 0 | 0 | 0 | 0 | 0 | 0 | 0 | 0 | 0 | 0 | 0 | 0 | 0
0.583333333333333573August | Resource 1 | Sublap 1 | 14:00 | 5 | 73 | August | 17000 | 0 | 0 | 0 | 0 | 0 | 0 | 0 | 0 | 0 | 0 | 0 | 0 | 0 | 0 | 0 | 0 | 0 | 0 | 0 | 0 | 0 | 0 | 0 | 0 | 0 | 0 | 0 | 0 | 0 | 0 | 0 | 0 | 0 | 0 | 0 | 0 | 0 | 0 | 0 | 0 | 0 | 0 | 0 | 0 | 0 | 0 | 0 | 0
0.583333333333333573September | Resource 1 | Sublap 1 | 14:00 | 5 | 73 | September | 18000 | 0 | 0 | 0 | 0 | 0 | 0 | 0 | 0 | 0 | 0 | 0 | 0 | 0 | 0 | 0 | 0 | 0 | 0 | 0 | 0 | 0 | 0 | 0 | 0 | 0 | 0 | 0 | 0 | 0 | 0 | 0 | 0 | 0 | 0 | 0 | 0 | 0 | 0 | 0 | 0 | 0 | 0 | 0 | 0 | 0 | 0 | 0 | 0
0.583333333333333573October | Resource 1 | Sublap 1 | 14:00 | 5 | 73 | October | 19000 | 0 | 0 | 0 | 0 | 0 | 0 | 0 | 0 | 0 | 0 | 0 | 0 | 0 | 0 | 0 | 0 | 0 | 0 | 0 | 0 | 0 | 0 | 0 | 0 | 0 | 0 | 0 | 0 | 0 | 0 | 0 | 0 | 0 | 0 | 0 | 0 | 0 | 0 | 0 | 0 | 0 | 0 | 0 | 0 | 0 | 0 | 0 | 0
0.583333333333333573November | Resource 1 | Sublap 1 | 14:00 | 5 | 73 | November | 20000 | 0 | 0 | 0 | 0 | 0 | 0 | 0 | 0 | 0 | 0 | 0 | 0 | 0 | 0 | 0 | 0 | 0 | 0 | 0 | 0 | 0 | 0 | 0 | 0 | 0 | 0 | 0 | 0 | 0 | 0 | 0 | 0 | 0 | 0 | 0 | 0 | 0 | 0 | 0 | 0 | 0 | 0 | 0 | 0 | 0 | 0 | 0 | 0
0.583333333333333573December | Resource 1 | Sublap 1 | 14:00 | 5 | 73 | December | 21000 | 0 | 0 | 0 | 0 | 0 | 0 | 0 | 0 | 0 | 0 | 0 | 0 | 0 | 0 | 0 | 0 | 0 | 0 | 0 | 0 | 0 | 0 | 0 | 0 | 0 | 0 | 0 | 0 | 0 | 0 | 0 | 0 | 0 | 0 | 0 | 0 | 0 | 0 | 0 | 0 | 0 | 0 | 0 | 0 | 0 | 0 | 0 | 0
0.583333333333333574January | Resource 1 | Sublap 1 | 14:00 | 5 | 74 | January | 10000 | 0 | 0 | 0 | 0 | 0 | 0 | 0 | 0 | 0 | 0 | 0 | 0 | 0 | 0 | 0.32837 | 0.27993 | 0.21557 | 0.1643 | 0.10167 | -0.15013 | -0.0032893 | 0 | 0 | 0 | 0 | 0 | 0 | 0 | 0 | 0 | 0 | 0 | 0 | 0 | 0 | 0 | 0 | 0 | 3.2837 | 2.7993 | 2.1557 | 1.643 | 1.0167 | -1.5013 | -0.032893 | 0 | 0 | 0
0.583333333333333574February | Resource 1 | Sublap 1 | 14:00 | 5 | 74 | February | 11000 | 0 | 0 | 0 | 0 | 0 | 0 | 0 | 0 | 0 | 0 | 0 | 0 | 0 | 0 | 0.32837 | 0.27993 | 0.21557 | 0.1643 | 0.10167 | -0.15013 | -0.0032893 | 0 | 0 | 0 | 0 | 0 | 0 | 0 | 0 | 0 | 0 | 0 | 0 | 0 | 0 | 0 | 0 | 0 | 3.6121 | 3.0792 | 2.3712 | 1.8072 | 1.1183 | -1.6514 | -0.036183 | 0 | 0 | 0
0.583333333333333574March | Resource 1 | Sublap 1 | 14:00 | 5 | 74 | March | 12000 | 0 | 0 | 0 | 0 | 0 | 0 | 0 | 0 | 0 | 0 | 0 | 0 | 0 | 0 | 0.32837 | 0.27993 | 0.21557 | 0.1643 | 0.10167 | -0.15013 | -0.0032893 | 0 | 0 | 0 | 0 | 0 | 0 | 0 | 0 | 0 | 0 | 0 | 0 | 0 | 0 | 0 | 0 | 0 | 3.9405 | 3.3592 | 2.5868 | 1.9715 | 1.22 | -1.8016 | -0.039472 | 0 | 0 | 0
0.583333333333333574April | Resource 1 | Sublap 1 | 14:00 | 5 | 74 | April | 13000 | 0 | 0 | 0 | 0 | 0 | 0 | 0 | 0 | 0 | 0 | 0 | 0 | 0 | 0 | 0.32837 | 0.27993 | 0.21557 | 0.1643 | 0.10167 | -0.15013 | -0.0032893 | 0 | 0 | 0 | 0 | 0 | 0 | 0 | 0 | 0 | 0 | 0 | 0 | 0 | 0 | 0 | 0 | 0 | 4.2689 | 3.6391 | 2.8024 | 2.1358 | 1.3217 | -1.9517 | -0.042761 | 0 | 0 | 0
0.583333333333333574May | Resource 1 | Sublap 1 | 14:00 | 5 | 74 | May | 14000 | 0 | 0 | 0 | 0 | 0 | 0 | 0 | 0 | 0 | 0 | 0 | 0 | 0 | 0 | 0.32837 | 0.27993 | 0.21557 | 0.1643 | 0.10167 | -0.15013 | -0.0032893 | 0 | 0 | 0 | 0 | 0 | 0 | 0 | 0 | 0 | 0 | 0 | 0 | 0 | 0 | 0 | 0 | 0 | 4.5972 | 3.919 | 3.0179 | 2.3001 | 1.4233 | -2.1018 | -0.046051 | 0 | 0 | 0
0.583333333333333574June | Resource 1 | Sublap 1 | 14:00 | 5 | 74 | June | 15000 | 0 | 0 | 0 | 0 | 0 | 0 | 0 | 0 | 0 | 0 | 0 | 0 | 0 | 0 | 0.32837 | 0.27993 | 0.21557 | 0.1643 | 0.10167 | -0.15013 | -0.0032893 | 0 | 0 | 0 | 0 | 0 | 0 | 0 | 0 | 0 | 0 | 0 | 0 | 0 | 0 | 0 | 0 | 0 | 4.9256 | 4.199 | 3.2335 | 2.4644 | 1.525 | -2.252 | -0.04934 | 0 | 0 | 0
0.583333333333333574July | Resource 1 | Sublap 1 | 14:00 | 5 | 74 | July | 16000 | 0 | 0 | 0 | 0 | 0 | 0 | 0 | 0 | 0 | 0 | 0 | 0 | 0 | 0 | 0.32837 | 0.27993 | 0.21557 | 0.1643 | 0.10167 | -0.15013 | -0.0032893 | 0 | 0 | 0 | 0 | 0 | 0 | 0 | 0 | 0 | 0 | 0 | 0 | 0 | 0 | 0 | 0 | 0 | 5.254 | 4.4789 | 3.449 | 2.6287 | 1.6267 | -2.4021 | -0.052629 | 0 | 0 | 0
0.583333333333333574August | Resource 1 | Sublap 1 | 14:00 | 5 | 74 | August | 17000 | 0 | 0 | 0 | 0 | 0 | 0 | 0 | 0 | 0 | 0 | 0 | 0 | 0 | 0 | 0.32837 | 0.27993 | 0.21557 | 0.1643 | 0.10167 | -0.15013 | -0.0032893 | 0 | 0 | 0 | 0 | 0 | 0 | 0 | 0 | 0 | 0 | 0 | 0 | 0 | 0 | 0 | 0 | 0 | 5.5824 | 4.7588 | 3.6646 | 2.793 | 1.7283 | -2.5522 | -0.055919 | 0 | 0 | 0
0.583333333333333574September | Resource 1 | Sublap 1 | 14:00 | 5 | 74 | September | 18000 | 0 | 0 | 0 | 0 | 0 | 0 | 0 | 0 | 0 | 0 | 0 | 0 | 0 | 0 | 0.32837 | 0.27993 | 0.21557 | 0.1643 | 0.10167 | -0.15013 | -0.0032893 | 0 | 0 | 0 | 0 | 0 | 0 | 0 | 0 | 0 | 0 | 0 | 0 | 0 | 0 | 0 | 0 | 0 | 5.9107 | 5.0388 | 3.8802 | 2.9573 | 1.83 | -2.7024 | -0.059208 | 0 | 0 | 0
0.583333333333333574October | Resource 1 | Sublap 1 | 14:00 | 5 | 74 | October | 19000 | 0 | 0 | 0 | 0 | 0 | 0 | 0 | 0 | 0 | 0 | 0 | 0 | 0 | 0 | 0.32837 | 0.27993 | 0.21557 | 0.1643 | 0.10167 | -0.15013 | -0.0032893 | 0 | 0 | 0 | 0 | 0 | 0 | 0 | 0 | 0 | 0 | 0 | 0 | 0 | 0 | 0 | 0 | 0 | 6.2391 | 5.3187 | 4.0957 | 3.1216 | 1.9317 | -2.8525 | -0.062497 | 0 | 0 | 0
0.583333333333333574November | Resource 1 | Sublap 1 | 14:00 | 5 | 74 | November | 20000 | 0 | 0 | 0 | 0 | 0 | 0 | 0 | 0 | 0 | 0 | 0 | 0 | 0 | 0 | 0.32837 | 0.27993 | 0.21557 | 0.1643 | 0.10167 | -0.15013 | -0.0032893 | 0 | 0 | 0 | 0 | 0 | 0 | 0 | 0 | 0 | 0 | 0 | 0 | 0 | 0 | 0 | 0 | 0 | 6.5675 | 5.5986 | 4.3113 | 3.2859 | 2.0333 | -3.0026 | -0.065786 | 0 | 0 | 0
0.583333333333333574December | Resource 1 | Sublap 1 | 14:00 | 5 | 74 | December | 21000 | 0 | 0 | 0 | 0 | 0 | 0 | 0 | 0 | 0 | 0 | 0 | 0 | 0 | 0 | 0.32837 | 0.27993 | 0.21557 | 0.1643 | 0.10167 | -0.15013 | -0.0032893 | 0 | 0 | 0 | 0 | 0 | 0 | 0 | 0 | 0 | 0 | 0 | 0 | 0 | 0 | 0 | 0 | 0 | 6.8959 | 5.8786 | 4.5269 | 3.4502 | 2.135 | -3.1528 | -0.069076 | 0 | 0 | 0
0.583333333333333575January | Resource 1 | Sublap 1 | 14:00 | 5 | 75 | January | 10000 | 0 | 0 | 0 | 0 | 0 | 0 | 0 | 0 | 0 | 0 | 0 | 0 | 0 | 0 | 0.1944 | 0.16686 | 0.12162 | 0.09269 | 0.057357 | -0.084699 | -0.0018557 | 0 | 0 | 0 | 0 | 0 | 0 | 0 | 0 | 0 | 0 | 0 | 0 | 0 | 0 | 0 | 0 | 0 | 1.944 | 1.6686 | 1.2162 | 0.9269 | 0.57357 | -0.84699 | -0.018557 | 0 | 0 | 0
0.583333333333333575February | Resource 1 | Sublap 1 | 14:00 | 5 | 75 | February | 11000 | 0 | 0 | 0 | 0 | 0 | 0 | 0 | 0 | 0 | 0 | 0 | 0 | 0 | 0 | 0.1944 | 0.16686 | 0.12162 | 0.09269 | 0.057357 | -0.084699 | -0.0018557 | 0 | 0 | 0 | 0 | 0 | 0 | 0 | 0 | 0 | 0 | 0 | 0 | 0 | 0 | 0 | 0 | 0 | 2.1384 | 1.8354 | 1.3378 | 1.0196 | 0.63093 | -0.93169 | -0.020413 | 0 | 0 | 0
0.583333333333333575March | Resource 1 | Sublap 1 | 14:00 | 5 | 75 | March | 12000 | 0 | 0 | 0 | 0 | 0 | 0 | 0 | 0 | 0 | 0 | 0 | 0 | 0 | 0 | 0.1944 | 0.16686 | 0.12162 | 0.09269 | 0.057357 | -0.084699 | -0.0018557 | 0 | 0 | 0 | 0 | 0 | 0 | 0 | 0 | 0 | 0 | 0 | 0 | 0 | 0 | 0 | 0 | 0 | 2.3328 | 2.0023 | 1.4594 | 1.1123 | 0.68829 | -1.0164 | -0.022269 | 0 | 0 | 0
0.583333333333333575April | Resource 1 | Sublap 1 | 14:00 | 5 | 75 | April | 13000 | 0 | 0 | 0 | 0 | 0 | 0 | 0 | 0 | 0 | 0 | 0 | 0 | 0 | 0 | 0.1944 | 0.16686 | 0.12162 | 0.09269 | 0.057357 | -0.084699 | -0.0018557 | 0 | 0 | 0 | 0 | 0 | 0 | 0 | 0 | 0 | 0 | 0 | 0 | 0 | 0 | 0 | 0 | 0 | 2.5272 | 2.1691 | 1.581 | 1.205 | 0.74564 | -1.1011 | -0.024125 | 0 | 0 | 0
0.583333333333333575May | Resource 1 | Sublap 1 | 14:00 | 5 | 75 | May | 14000 | 0 | 0 | 0 | 0 | 0 | 0 | 0 | 0 | 0 | 0 | 0 | 0 | 0 | 0 | 0.1944 | 0.16686 | 0.12162 | 0.09269 | 0.057357 | -0.084699 | -0.0018557 | 0 | 0 | 0 | 0 | 0 | 0 | 0 | 0 | 0 | 0 | 0 | 0 | 0 | 0 | 0 | 0 | 0 | 2.7216 | 2.336 | 1.7026 | 1.2977 | 0.803 | -1.1858 | -0.02598 | 0 | 0 | 0
0.583333333333333575June | Resource 1 | Sublap 1 | 14:00 | 5 | 75 | June | 15000 | 0 | 0 | 0 | 0 | 0 | 0 | 0 | 0 | 0 | 0 | 0 | 0 | 0 | 0 | 0.1944 | 0.16686 | 0.12162 | 0.09269 | 0.057357 | -0.084699 | -0.0018557 | 0 | 0 | 0 | 0 | 0 | 0 | 0 | 0 | 0 | 0 | 0 | 0 | 0 | 0 | 0 | 0 | 0 | 2.916 | 2.5028 | 1.8242 | 1.3904 | 0.86036 | -1.2705 | -0.027836 | 0 | 0 | 0
0.583333333333333575July | Resource 1 | Sublap 1 | 14:00 | 5 | 75 | July | 16000 | 0 | 0 | 0 | 0 | 0 | 0 | 0 | 0 | 0 | 0 | 0 | 0 | 0 | 0 | 0.1944 | 0.16686 | 0.12162 | 0.09269 | 0.057357 | -0.084699 | -0.0018557 | 0 | 0 | 0 | 0 | 0 | 0 | 0 | 0 | 0 | 0 | 0 | 0 | 0 | 0 | 0 | 0 | 0 | 3.1104 | 2.6697 | 1.9458 | 1.483 | 0.91771 | -1.3552 | -0.029692 | 0 | 0 | 0
0.583333333333333575August | Resource 1 | Sublap 1 | 14:00 | 5 | 75 | August | 17000 | 0 | 0 | 0 | 0 | 0 | 0 | 0 | 0 | 0 | 0 | 0 | 0 | 0 | 0 | 0.1944 | 0.16686 | 0.12162 | 0.09269 | 0.057357 | -0.084699 | -0.0018557 | 0 | 0 | 0 | 0 | 0 | 0 | 0 | 0 | 0 | 0 | 0 | 0 | 0 | 0 | 0 | 0 | 0 | 3.3048 | 2.8365 | 2.0675 | 1.5757 | 0.97507 | -1.4399 | -0.031547 | 0 | 0 | 0
0.583333333333333575September | Resource 1 | Sublap 1 | 14:00 | 5 | 75 | September | 18000 | 0 | 0 | 0 | 0 | 0 | 0 | 0 | 0 | 0 | 0 | 0 | 0 | 0 | 0 | 0.1944 | 0.16686 | 0.12162 | 0.09269 | 0.057357 | -0.084699 | -0.0018557 | 0 | 0 | 0 | 0 | 0 | 0 | 0 | 0 | 0 | 0 | 0 | 0 | 0 | 0 | 0 | 0 | 0 | 3.4992 | 3.0034 | 2.1891 | 1.6684 | 1.0324 | -1.5246 | -0.033403 | 0 | 0 | 0
0.583333333333333575October | Resource 1 | Sublap 1 | 14:00 | 5 | 75 | October | 19000 | 0 | 0 | 0 | 0 | 0 | 0 | 0 | 0 | 0 | 0 | 0 | 0 | 0 | 0 | 0.1944 | 0.16686 | 0.12162 | 0.09269 | 0.057357 | -0.084699 | -0.0018557 | 0 | 0 | 0 | 0 | 0 | 0 | 0 | 0 | 0 | 0 | 0 | 0 | 0 | 0 | 0 | 0 | 0 | 3.6936 | 3.1702 | 2.3107 | 1.7611 | 1.0898 | -1.6093 | -0.035259 | 0 | 0 | 0
0.583333333333333575November | Resource 1 | Sublap 1 | 14:00 | 5 | 75 | November | 20000 | 0 | 0 | 0 | 0 | 0 | 0 | 0 | 0 | 0 | 0 | 0 | 0 | 0 | 0 | 0.1944 | 0.16686 | 0.12162 | 0.09269 | 0.057357 | -0.084699 | -0.0018557 | 0 | 0 | 0 | 0 | 0 | 0 | 0 | 0 | 0 | 0 | 0 | 0 | 0 | 0 | 0 | 0 | 0 | 3.8881 | 3.3371 | 2.4323 | 1.8538 | 1.1471 | -1.694 | -0.037115 | 0 | 0 | 0
0.583333333333333575December | Resource 1 | Sublap 1 | 14:00 | 5 | 75 | December | 21000 | 0 | 0 | 0 | 0 | 0 | 0 | 0 | 0 | 0 | 0 | 0 | 0 | 0 | 0 | 0.1944 | 0.16686 | 0.12162 | 0.09269 | 0.057357 | -0.084699 | -0.0018557 | 0 | 0 | 0 | 0 | 0 | 0 | 0 | 0 | 0 | 0 | 0 | 0 | 0 | 0 | 0 | 0 | 0 | 4.0825 | 3.504 | 2.5539 | 1.9465 | 1.2045 | -1.7787 | -0.03897 | 0 | 0 | 0
0.583333333333333576January | Resource 1 | Sublap 1 | 14:00 | 5 | 76 | January | 10000 | 0 | 0 | 0 | 0 | 0 | 0 | 0 | 0 | 0 | 0 | 0 | 0 | 0 | 0 | 0.69491 | 0.59912 | 0.40307 | 0.3072 | 0.1901 | -0.28072 | -0.0061505 | 0 | 0 | 0 | 0 | 0 | 0 | 0 | 0 | 0 | 0 | 0 | 0 | 0 | 0 | 0 | 0 | 0 | 6.9491 | 5.9912 | 4.0307 | 3.072 | 1.901 | -2.8072 | -0.061504 | 0 | 0 | 0
0.583333333333333576February | Resource 1 | Sublap 1 | 14:00 | 5 | 76 | February | 11000 | 0 | 0 | 0 | 0 | 0 | 0 | 0 | 0 | 0 | 0 | 0 | 0 | 0 | 0 | 0.69491 | 0.59912 | 0.40307 | 0.3072 | 0.1901 | -0.28072 | -0.0061505 | 0 | 0 | 0 | 0 | 0 | 0 | 0 | 0 | 0 | 0 | 0 | 0 | 0 | 0 | 0 | 0 | 0 | 7.644 | 6.5903 | 4.4338 | 3.3792 | 2.0911 | -3.0879 | -0.067655 | 0 | 0 | 0
0.583333333333333576March | Resource 1 | Sublap 1 | 14:00 | 5 | 76 | March | 12000 | 0 | 0 | 0 | 0 | 0 | 0 | 0 | 0 | 0 | 0 | 0 | 0 | 0 | 0 | 0.69491 | 0.59912 | 0.40307 | 0.3072 | 0.1901 | -0.28072 | -0.0061505 | 0 | 0 | 0 | 0 | 0 | 0 | 0 | 0 | 0 | 0 | 0 | 0 | 0 | 0 | 0 | 0 | 0 | 8.3389 | 7.1894 | 4.8368 | 3.6864 | 2.2812 | -3.3686 | -0.073805 | 0 | 0 | 0
0.583333333333333576April | Resource 1 | Sublap 1 | 14:00 | 5 | 76 | April | 13000 | 0 | 0 | 0 | 0 | 0 | 0 | 0 | 0 | 0 | 0 | 0 | 0 | 0 | 0 | 0.69491 | 0.59912 | 0.40307 | 0.3072 | 0.1901 | -0.28072 | -0.0061505 | 0 | 0 | 0 | 0 | 0 | 0 | 0 | 0 | 0 | 0 | 0 | 0 | 0 | 0 | 0 | 0 | 0 | 9.0338 | 7.7885 | 5.2399 | 3.9936 | 2.4713 | -3.6493 | -0.079956 | 0 | 0 | 0
0.583333333333333576May | Resource 1 | Sublap 1 | 14:00 | 5 | 76 | May | 14000 | 0 | 0 | 0 | 0 | 0 | 0 | 0 | 0 | 0 | 0 | 0 | 0 | 0 | 0 | 0.69491 | 0.59912 | 0.40307 | 0.3072 | 0.1901 | -0.28072 | -0.0061505 | 0 | 0 | 0 | 0 | 0 | 0 | 0 | 0 | 0 | 0 | 0 | 0 | 0 | 0 | 0 | 0 | 0 | 9.7287 | 8.3876 | 5.643 | 4.3008 | 2.6614 | -3.9301 | -0.086106 | 0 | 0 | 0
0.583333333333333576June | Resource 1 | Sublap 1 | 14:00 | 5 | 76 | June | 15000 | 0 | 0 | 0 | 0 | 0 | 0 | 0 | 0 | 0 | 0 | 0 | 0 | 0 | 0 | 0.69491 | 0.59912 | 0.40307 | 0.3072 | 0.1901 | -0.28072 | -0.0061505 | 0 | 0 | 0 | 0 | 0 | 0 | 0 | 0 | 0 | 0 | 0 | 0 | 0 | 0 | 0 | 0 | 0 | 10.4236 | 8.9868 | 6.046 | 4.608 | 2.8515 | -4.2108 | -0.092257 | 0 | 0 | 0
0.583333333333333576July | Resource 1 | Sublap 1 | 14:00 | 5 | 76 | July | 16000 | 0 | 0 | 0 | 0 | 0 | 0 | 0 | 0 | 0 | 0 | 0 | 0 | 0 | 0 | 0.69491 | 0.59912 | 0.40307 | 0.3072 | 0.1901 | -0.28072 | -0.0061505 | 0 | 0 | 0 | 0 | 0 | 0 | 0 | 0 | 0 | 0 | 0 | 0 | 0 | 0 | 0 | 0 | 0 | 11.1185 | 9.5859 | 6.4491 | 4.9152 | 3.0416 | -4.4915 | -0.098407 | 0 | 0 | 0
0.583333333333333576August | Resource 1 | Sublap 1 | 14:00 | 5 | 76 | August | 17000 | 0 | 0 | 0 | 0 | 0 | 0 | 0 | 0 | 0 | 0 | 0 | 0 | 0 | 0 | 0.69491 | 0.59912 | 0.40307 | 0.3072 | 0.1901 | -0.28072 | -0.0061505 | 0 | 0 | 0 | 0 | 0 | 0 | 0 | 0 | 0 | 0 | 0 | 0 | 0 | 0 | 0 | 0 | 0 | 11.8134 | 10.185 | 6.8522 | 5.2224 | 3.2317 | -4.7722 | -0.10456 | 0 | 0 | 0
0.583333333333333576September | Resource 1 | Sublap 1 | 14:00 | 5 | 76 | September | 18000 | 0 | 0 | 0 | 0 | 0 | 0 | 0 | 0 | 0 | 0 | 0 | 0 | 0 | 0 | 0.69491 | 0.59912 | 0.40307 | 0.3072 | 0.1901 | -0.28072 | -0.0061505 | 0 | 0 | 0 | 0 | 0 | 0 | 0 | 0 | 0 | 0 | 0 | 0 | 0 | 0 | 0 | 0 | 0 | 12.5083 | 10.7841 | 7.2552 | 5.5297 | 3.4218 | -5.0529 | -0.11071 | 0 | 0 | 0
0.583333333333333576October | Resource 1 | Sublap 1 | 14:00 | 5 | 76 | October | 19000 | 0 | 0 | 0 | 0 | 0 | 0 | 0 | 0 | 0 | 0 | 0 | 0 | 0 | 0 | 0.69491 | 0.59912 | 0.40307 | 0.3072 | 0.1901 | -0.28072 | -0.0061505 | 0 | 0 | 0 | 0 | 0 | 0 | 0 | 0 | 0 | 0 | 0 | 0 | 0 | 0 | 0 | 0 | 0 | 13.2032 | 11.3832 | 7.6583 | 5.8369 | 3.6119 | -5.3337 | -0.11686 | 0 | 0 | 0
0.583333333333333576November | Resource 1 | Sublap 1 | 14:00 | 5 | 76 | November | 20000 | 0 | 0 | 0 | 0 | 0 | 0 | 0 | 0 | 0 | 0 | 0 | 0 | 0 | 0 | 0.69491 | 0.59912 | 0.40307 | 0.3072 | 0.1901 | -0.28072 | -0.0061505 | 0 | 0 | 0 | 0 | 0 | 0 | 0 | 0 | 0 | 0 | 0 | 0 | 0 | 0 | 0 | 0 | 0 | 13.8981 | 11.9823 | 8.0614 | 6.1441 | 3.802 | -5.6144 | -0.12301 | 0 | 0 | 0
0.583333333333333576December | Resource 1 | Sublap 1 | 14:00 | 5 | 76 | December | 21000 | 0 | 0 | 0 | 0 | 0 | 0 | 0 | 0 | 0 | 0 | 0 | 0 | 0 | 0 | 0.69491 | 0.59912 | 0.40307 | 0.3072 | 0.1901 | -0.28072 | -0.0061505 | 0 | 0 | 0 | 0 | 0 | 0 | 0 | 0 | 0 | 0 | 0 | 0 | 0 | 0 | 0 | 0 | 0 | 14.593 | 12.5815 | 8.4644 | 6.4513 | 3.9921 | -5.8951 | -0.12916 | 0 | 0 | 0
0.583333333333333577January | Resource 1 | Sublap 1 | 14:00 | 5 | 77 | January | 10000 | 0 | 0 | 0 | 0 | 0 | 0 | 0 | 0 | 0 | 0 | 0 | 0 | 0 | 0 | 1.1735 | 1.0238 | 0.68339 | 0.47474 | 0.2925 | -0.43531 | -0.0094961 | 0 | 0 | 0 | 0 | 0 | 0 | 0 | 0 | 0 | 0 | 0 | 0 | 0 | 0 | 0 | 0 | 0 | 11.7347 | 10.2381 | 6.8339 | 4.7474 | 2.925 | -4.3531 | -0.094961 | 0 | 0 | 0
0.583333333333333577February | Resource 1 | Sublap 1 | 14:00 | 5 | 77 | February | 11000 | 0 | 0 | 0 | 0 | 0 | 0 | 0 | 0 | 0 | 0 | 0 | 0 | 0 | 0 | 1.1735 | 1.0238 | 0.68339 | 0.47474 | 0.2925 | -0.43531 | -0.0094961 | 0 | 0 | 0 | 0 | 0 | 0 | 0 | 0 | 0 | 0 | 0 | 0 | 0 | 0 | 0 | 0 | 0 | 12.9081 | 11.262 | 7.5173 | 5.2222 | 3.2175 | -4.7884 | -0.10446 | 0 | 0 | 0
0.583333333333333577March | Resource 1 | Sublap 1 | 14:00 | 5 | 77 | March | 12000 | 0 | 0 | 0 | 0 | 0 | 0 | 0 | 0 | 0 | 0 | 0 | 0 | 0 | 0 | 1.1735 | 1.0238 | 0.68339 | 0.47474 | 0.2925 | -0.43531 | -0.0094961 | 0 | 0 | 0 | 0 | 0 | 0 | 0 | 0 | 0 | 0 | 0 | 0 | 0 | 0 | 0 | 0 | 0 | 14.0816 | 12.2858 | 8.2007 | 5.6969 | 3.51 | -5.2237 | -0.11395 | 0 | 0 | 0
0.583333333333333577April | Resource 1 | Sublap 1 | 14:00 | 5 | 77 | April | 13000 | 0 | 0 | 0 | 0 | 0 | 0 | 0 | 0 | 0 | 0 | 0 | 0 | 0 | 0 | 1.1735 | 1.0238 | 0.68339 | 0.47474 | 0.2925 | -0.43531 | -0.0094961 | 0 | 0 | 0 | 0 | 0 | 0 | 0 | 0 | 0 | 0 | 0 | 0 | 0 | 0 | 0 | 0 | 0 | 15.2551 | 13.3096 | 8.8841 | 6.1717 | 3.8025 | -5.659 | -0.12345 | 0 | 0 | 0
0.583333333333333577May | Resource 1 | Sublap 1 | 14:00 | 5 | 77 | May | 14000 | 0 | 0 | 0 | 0 | 0 | 0 | 0 | 0 | 0 | 0 | 0 | 0 | 0 | 0 | 1.1735 | 1.0238 | 0.68339 | 0.47474 | 0.2925 | -0.43531 | -0.0094961 | 0 | 0 | 0 | 0 | 0 | 0 | 0 | 0 | 0 | 0 | 0 | 0 | 0 | 0 | 0 | 0 | 0 | 16.4285 | 14.3334 | 9.5675 | 6.6464 | 4.095 | -6.0943 | -0.13295 | 0 | 0 | 0
0.583333333333333577June | Resource 1 | Sublap 1 | 14:00 | 5 | 77 | June | 15000 | 0 | 0 | 0 | 0 | 0 | 0 | 0 | 0 | 0 | 0 | 0 | 0 | 0 | 0 | 1.1735 | 1.0238 | 0.68339 | 0.47474 | 0.2925 | -0.43531 | -0.0094961 | 0 | 0 | 0 | 0 | 0 | 0 | 0 | 0 | 0 | 0 | 0 | 0 | 0 | 0 | 0 | 0 | 0 | 17.602 | 15.3572 | 10.2509 | 7.1212 | 4.3875 | -6.5296 | -0.14244 | 0 | 0 | 0
0.583333333333333577July | Resource 1 | Sublap 1 | 14:00 | 5 | 77 | July | 16000 | 0 | 0 | 0 | 0 | 0 | 0 | 0 | 0 | 0 | 0 | 0 | 0 | 0 | 0 | 1.1735 | 1.0238 | 0.68339 | 0.47474 | 0.2925 | -0.43531 | -0.0094961 | 0 | 0 | 0 | 0 | 0 | 0 | 0 | 0 | 0 | 0 | 0 | 0 | 0 | 0 | 0 | 0 | 0 | 18.7755 | 16.381 | 10.9343 | 7.5959 | 4.68 | -6.9649 | -0.15194 | 0 | 0 | 0
0.583333333333333577August | Resource 1 | Sublap 1 | 14:00 | 5 | 77 | August | 17000 | 0 | 0 | 0 | 0 | 0 | 0 | 0 | 0 | 0 | 0 | 0 | 0 | 0 | 0 | 1.1735 | 1.0238 | 0.68339 | 0.47474 | 0.2925 | -0.43531 | -0.0094961 | 0 | 0 | 0 | 0 | 0 | 0 | 0 | 0 | 0 | 0 | 0 | 0 | 0 | 0 | 0 | 0 | 0 | 19.9489 | 17.4048 | 11.6176 | 8.0707 | 4.9725 | -7.4002 | -0.16143 | 0 | 0 | 0
0.583333333333333577September | Resource 1 | Sublap 1 | 14:00 | 5 | 77 | September | 18000 | 0 | 0 | 0 | 0 | 0 | 0 | 0 | 0 | 0 | 0 | 0 | 0 | 0 | 0 | 1.1735 | 1.0238 | 0.68339 | 0.47474 | 0.2925 | -0.43531 | -0.0094961 | 0 | 0 | 0 | 0 | 0 | 0 | 0 | 0 | 0 | 0 | 0 | 0 | 0 | 0 | 0 | 0 | 0 | 21.1224 | 18.4287 | 12.301 | 8.5454 | 5.265 | -7.8355 | -0.17093 | 0 | 0 | 0
0.583333333333333577October | Resource 1 | Sublap 1 | 14:00 | 5 | 77 | October | 19000 | 0 | 0 | 0 | 0 | 0 | 0 | 0 | 0 | 0 | 0 | 0 | 0 | 0 | 0 | 1.1735 | 1.0238 | 0.68339 | 0.47474 | 0.2925 | -0.43531 | -0.0094961 | 0 | 0 | 0 | 0 | 0 | 0 | 0 | 0 | 0 | 0 | 0 | 0 | 0 | 0 | 0 | 0 | 0 | 22.2959 | 19.4525 | 12.9844 | 9.0202 | 5.5575 | -8.2709 | -0.18043 | 0 | 0 | 0
0.583333333333333577November | Resource 1 | Sublap 1 | 14:00 | 5 | 77 | November | 20000 | 0 | 0 | 0 | 0 | 0 | 0 | 0 | 0 | 0 | 0 | 0 | 0 | 0 | 0 | 1.1735 | 1.0238 | 0.68339 | 0.47474 | 0.2925 | -0.43531 | -0.0094961 | 0 | 0 | 0 | 0 | 0 | 0 | 0 | 0 | 0 | 0 | 0 | 0 | 0 | 0 | 0 | 0 | 0 | 23.4693 | 20.4763 | 13.6678 | 9.4949 | 5.85 | -8.7062 | -0.18992 | 0 | 0 | 0
0.583333333333333577December | Resource 1 | Sublap 1 | 14:00 | 5 | 77 | December | 21000 | 0 | 0 | 0 | 0 | 0 | 0 | 0 | 0 | 0 | 0 | 0 | 0 | 0 | 0 | 1.1735 | 1.0238 | 0.68339 | 0.47474 | 0.2925 | -0.43531 | -0.0094961 | 0 | 0 | 0 | 0 | 0 | 0 | 0 | 0 | 0 | 0 | 0 | 0 | 0 | 0 | 0 | 0 | 0 | 24.6428 | 21.5001 | 14.3512 | 9.9696 | 6.1425 | -9.1415 | -0.19942 | 0 | 0 | 0
0.583333333333333578January | Resource 1 | Sublap 1 | 14:00 | 5 | 78 | January | 10000 | 0 | 0 | 0 | 0 | 0 | 0 | 0 | 0 | 0 | 0 | 0 | 0 | 0 | 0 | 1.2322 | 1.0914 | 0.72754 | 0.4879 | 0.30048 | -0.44753 | -0.0097584 | 0 | 0 | 0 | 0 | 0 | 0 | 0 | 0 | 0 | 0 | 0 | 0 | 0 | 0 | 0 | 0 | 0 | 12.3222 | 10.9137 | 7.2754 | 4.879 | 3.0048 | -4.4753 | -0.097584 | 0 | 0 | 0
0.583333333333333578February | Resource 1 | Sublap 1 | 14:00 | 5 | 78 | February | 11000 | 0 | 0 | 0 | 0 | 0 | 0 | 0 | 0 | 0 | 0 | 0 | 0 | 0 | 0 | 1.2322 | 1.0914 | 0.72754 | 0.4879 | 0.30048 | -0.44753 | -0.0097584 | 0 | 0 | 0 | 0 | 0 | 0 | 0 | 0 | 0 | 0 | 0 | 0 | 0 | 0 | 0 | 0 | 0 | 13.5544 | 12.0051 | 8.0029 | 5.3669 | 3.3052 | -4.9228 | -0.10734 | 0 | 0 | 0
0.583333333333333578March | Resource 1 | Sublap 1 | 14:00 | 5 | 78 | March | 12000 | 0 | 0 | 0 | 0 | 0 | 0 | 0 | 0 | 0 | 0 | 0 | 0 | 0 | 0 | 1.2322 | 1.0914 | 0.72754 | 0.4879 | 0.30048 | -0.44753 | -0.0097584 | 0 | 0 | 0 | 0 | 0 | 0 | 0 | 0 | 0 | 0 | 0 | 0 | 0 | 0 | 0 | 0 | 0 | 14.7866 | 13.0965 | 8.7305 | 5.8548 | 3.6057 | -5.3703 | -0.1171 | 0 | 0 | 0
0.583333333333333578April | Resource 1 | Sublap 1 | 14:00 | 5 | 78 | April | 13000 | 0 | 0 | 0 | 0 | 0 | 0 | 0 | 0 | 0 | 0 | 0 | 0 | 0 | 0 | 1.2322 | 1.0914 | 0.72754 | 0.4879 | 0.30048 | -0.44753 | -0.0097584 | 0 | 0 | 0 | 0 | 0 | 0 | 0 | 0 | 0 | 0 | 0 | 0 | 0 | 0 | 0 | 0 | 0 | 16.0188 | 14.1878 | 9.458 | 6.3427 | 3.9062 | -5.8179 | -0.12686 | 0 | 0 | 0
0.583333333333333578May | Resource 1 | Sublap 1 | 14:00 | 5 | 78 | May | 14000 | 0 | 0 | 0 | 0 | 0 | 0 | 0 | 0 | 0 | 0 | 0 | 0 | 0 | 0 | 1.2322 | 1.0914 | 0.72754 | 0.4879 | 0.30048 | -0.44753 | -0.0097584 | 0 | 0 | 0 | 0 | 0 | 0 | 0 | 0 | 0 | 0 | 0 | 0 | 0 | 0 | 0 | 0 | 0 | 17.251 | 15.2792 | 10.1856 | 6.8306 | 4.2067 | -6.2654 | -0.13662 | 0 | 0 | 0
0.583333333333333578June | Resource 1 | Sublap 1 | 14:00 | 5 | 78 | June | 15000 | 0 | 0 | 0 | 0 | 0 | 0 | 0 | 0 | 0 | 0 | 0 | 0 | 0 | 0 | 1.2322 | 1.0914 | 0.72754 | 0.4879 | 0.30048 | -0.44753 | -0.0097584 | 0 | 0 | 0 | 0 | 0 | 0 | 0 | 0 | 0 | 0 | 0 | 0 | 0 | 0 | 0 | 0 | 0 | 18.4832 | 16.3706 | 10.9131 | 7.3185 | 4.5071 | -6.7129 | -0.14638 | 0 | 0 | 0
0.583333333333333578July | Resource 1 | Sublap 1 | 14:00 | 5 | 78 | July | 16000 | 0 | 0 | 0 | 0 | 0 | 0 | 0 | 0 | 0 | 0 | 0 | 0 | 0 | 0 | 1.2322 | 1.0914 | 0.72754 | 0.4879 | 0.30048 | -0.44753 | -0.0097584 | 0 | 0 | 0 | 0 | 0 | 0 | 0 | 0 | 0 | 0 | 0 | 0 | 0 | 0 | 0 | 0 | 0 | 19.7154 | 17.4619 | 11.6407 | 7.8064 | 4.8076 | -7.1605 | -0.15613 | 0 | 0 | 0
0.583333333333333578August | Resource 1 | Sublap 1 | 14:00 | 5 | 78 | August | 17000 | 0 | 0 | 0 | 0 | 0 | 0 | 0 | 0 | 0 | 0 | 0 | 0 | 0 | 0 | 1.2322 | 1.0914 | 0.72754 | 0.4879 | 0.30048 | -0.44753 | -0.0097584 | 0 | 0 | 0 | 0 | 0 | 0 | 0 | 0 | 0 | 0 | 0 | 0 | 0 | 0 | 0 | 0 | 0 | 20.9476 | 18.5533 | 12.3682 | 8.2943 | 5.1081 | -7.608 | -0.16589 | 0 | 0 | 0
0.583333333333333578September | Resource 1 | Sublap 1 | 14:00 | 5 | 78 | September | 18000 | 0 | 0 | 0 | 0 | 0 | 0 | 0 | 0 | 0 | 0 | 0 | 0 | 0 | 0 | 1.2322 | 1.0914 | 0.72754 | 0.4879 | 0.30048 | -0.44753 | -0.0097584 | 0 | 0 | 0 | 0 | 0 | 0 | 0 | 0 | 0 | 0 | 0 | 0 | 0 | 0 | 0 | 0 | 0 | 22.1799 | 19.6447 | 13.0957 | 8.7823 | 5.4086 | -8.0555 | -0.17565 | 0 | 0 | 0
0.583333333333333578October | Resource 1 | Sublap 1 | 14:00 | 5 | 78 | October | 19000 | 0 | 0 | 0 | 0 | 0 | 0 | 0 | 0 | 0 | 0 | 0 | 0 | 0 | 0 | 1.2322 | 1.0914 | 0.72754 | 0.4879 | 0.30048 | -0.44753 | -0.0097584 | 0 | 0 | 0 | 0 | 0 | 0 | 0 | 0 | 0 | 0 | 0 | 0 | 0 | 0 | 0 | 0 | 0 | 23.4121 | 20.736 | 13.8233 | 9.2702 | 5.7091 | -8.5031 | -0.18541 | 0 | 0 | 0
0.583333333333333578November | Resource 1 | Sublap 1 | 14:00 | 5 | 78 | November | 20000 | 0 | 0 | 0 | 0 | 0 | 0 | 0 | 0 | 0 | 0 | 0 | 0 | 0 | 0 | 1.2322 | 1.0914 | 0.72754 | 0.4879 | 0.30048 | -0.44753 | -0.0097584 | 0 | 0 | 0 | 0 | 0 | 0 | 0 | 0 | 0 | 0 | 0 | 0 | 0 | 0 | 0 | 0 | 0 | 24.6443 | 21.8274 | 14.5508 | 9.7581 | 6.0095 | -8.9506 | -0.19517 | 0 | 0 | 0
0.583333333333333578December | Resource 1 | Sublap 1 | 14:00 | 5 | 78 | December | 21000 | 0 | 0 | 0 | 0 | 0 | 0 | 0 | 0 | 0 | 0 | 0 | 0 | 0 | 0 | 1.2322 | 1.0914 | 0.72754 | 0.4879 | 0.30048 | -0.44753 | -0.0097584 | 0 | 0 | 0 | 0 | 0 | 0 | 0 | 0 | 0 | 0 | 0 | 0 | 0 | 0 | 0 | 0 | 0 | 25.8765 | 22.9188 | 15.2784 | 10.246 | 6.31 | -9.3981 | -0.20493 | 0 | 0 | 0
0.583333333333333579January | Resource 1 | Sublap 1 | 14:00 | 5 | 79 | January | 10000 | 0 | 0 | 0 | 0 | 0 | 0 | 0 | 0 | 0 | 0 | 0 | 0 | 0 | 0 | 1.4705 | 1.3024 | 0.88079 | 0.54143 | 0.33292 | -0.49725 | -0.010825 | 0 | 0 | 0 | 0 | 0 | 0 | 0 | 0 | 0 | 0 | 0 | 0 | 0 | 0 | 0 | 0 | 0 | 14.7052 | 13.024 | 8.8079 | 5.4143 | 3.3292 | -4.9725 | -0.10825 | 0 | 0 | 0
0.583333333333333579February | Resource 1 | Sublap 1 | 14:00 | 5 | 79 | February | 11000 | 0 | 0 | 0 | 0 | 0 | 0 | 0 | 0 | 0 | 0 | 0 | 0 | 0 | 0 | 1.4705 | 1.3024 | 0.88079 | 0.54143 | 0.33292 | -0.49725 | -0.010825 | 0 | 0 | 0 | 0 | 0 | 0 | 0 | 0 | 0 | 0 | 0 | 0 | 0 | 0 | 0 | 0 | 0 | 16.1758 | 14.3264 | 9.6887 | 5.9558 | 3.6621 | -5.4697 | -0.11908 | 0 | 0 | 0
0.583333333333333579March | Resource 1 | Sublap 1 | 14:00 | 5 | 79 | March | 12000 | 0 | 0 | 0 | 0 | 0 | 0 | 0 | 0 | 0 | 0 | 0 | 0 | 0 | 0 | 1.4705 | 1.3024 | 0.88079 | 0.54143 | 0.33292 | -0.49725 | -0.010825 | 0 | 0 | 0 | 0 | 0 | 0 | 0 | 0 | 0 | 0 | 0 | 0 | 0 | 0 | 0 | 0 | 0 | 17.6463 | 15.6288 | 10.5695 | 6.4972 | 3.995 | -5.9669 | -0.1299 | 0 | 0 | 0
0.583333333333333579April | Resource 1 | Sublap 1 | 14:00 | 5 | 79 | April | 13000 | 0 | 0 | 0 | 0 | 0 | 0 | 0 | 0 | 0 | 0 | 0 | 0 | 0 | 0 | 1.4705 | 1.3024 | 0.88079 | 0.54143 | 0.33292 | -0.49725 | -0.010825 | 0 | 0 | 0 | 0 | 0 | 0 | 0 | 0 | 0 | 0 | 0 | 0 | 0 | 0 | 0 | 0 | 0 | 19.1168 | 16.9312 | 11.4503 | 7.0386 | 4.3279 | -6.4642 | -0.14073 | 0 | 0 | 0
0.583333333333333579May | Resource 1 | Sublap 1 | 14:00 | 5 | 79 | May | 14000 | 0 | 0 | 0 | 0 | 0 | 0 | 0 | 0 | 0 | 0 | 0 | 0 | 0 | 0 | 1.4705 | 1.3024 | 0.88079 | 0.54143 | 0.33292 | -0.49725 | -0.010825 | 0 | 0 | 0 | 0 | 0 | 0 | 0 | 0 | 0 | 0 | 0 | 0 | 0 | 0 | 0 | 0 | 0 | 20.5873 | 18.2336 | 12.3311 | 7.58 | 4.6608 | -6.9614 | -0.15156 | 0 | 0 | 0
0.583333333333333579June | Resource 1 | Sublap 1 | 14:00 | 5 | 79 | June | 15000 | 0 | 0 | 0 | 0 | 0 | 0 | 0 | 0 | 0 | 0 | 0 | 0 | 0 | 0 | 1.4705 | 1.3024 | 0.88079 | 0.54143 | 0.33292 | -0.49725 | -0.010825 | 0 | 0 | 0 | 0 | 0 | 0 | 0 | 0 | 0 | 0 | 0 | 0 | 0 | 0 | 0 | 0 | 0 | 22.0579 | 19.536 | 13.2119 | 8.1215 | 4.9937 | -7.4587 | -0.16238 | 0 | 0 | 0
0.583333333333333579July | Resource 1 | Sublap 1 | 14:00 | 5 | 79 | July | 16000 | 0 | 0 | 0 | 0 | 0 | 0 | 0 | 0 | 0 | 0 | 0 | 0 | 0 | 0 | 1.4705 | 1.3024 | 0.88079 | 0.54143 | 0.33292 | -0.49725 | -0.010825 | 0 | 0 | 0 | 0 | 0 | 0 | 0 | 0 | 0 | 0 | 0 | 0 | 0 | 0 | 0 | 0 | 0 | 23.5284 | 20.8384 | 14.0927 | 8.6629 | 5.3267 | -7.9559 | -0.17321 | 0 | 0 | 0
0.583333333333333579August | Resource 1 | Sublap 1 | 14:00 | 5 | 79 | August | 17000 | 0 | 0 | 0 | 0 | 0 | 0 | 0 | 0 | 0 | 0 | 0 | 0 | 0 | 0 | 1.4705 | 1.3024 | 0.88079 | 0.54143 | 0.33292 | -0.49725 | -0.010825 | 0 | 0 | 0 | 0 | 0 | 0 | 0 | 0 | 0 | 0 | 0 | 0 | 0 | 0 | 0 | 0 | 0 | 24.9989 | 22.1408 | 14.9734 | 9.2043 | 5.6596 | -8.4532 | -0.18403 | 0 | 0 | 0
0.583333333333333579September | Resource 1 | Sublap 1 | 14:00 | 5 | 79 | September | 18000 | 0 | 0 | 0 | 0 | 0 | 0 | 0 | 0 | 0 | 0 | 0 | 0 | 0 | 0 | 1.4705 | 1.3024 | 0.88079 | 0.54143 | 0.33292 | -0.49725 | -0.010825 | 0 | 0 | 0 | 0 | 0 | 0 | 0 | 0 | 0 | 0 | 0 | 0 | 0 | 0 | 0 | 0 | 0 | 26.4694 | 23.4431 | 15.8542 | 9.7458 | 5.9925 | -8.9504 | -0.19486 | 0 | 0 | 0
0.583333333333333579October | Resource 1 | Sublap 1 | 14:00 | 5 | 79 | October | 19000 | 0 | 0 | 0 | 0 | 0 | 0 | 0 | 0 | 0 | 0 | 0 | 0 | 0 | 0 | 1.4705 | 1.3024 | 0.88079 | 0.54143 | 0.33292 | -0.49725 | -0.010825 | 0 | 0 | 0 | 0 | 0 | 0 | 0 | 0 | 0 | 0 | 0 | 0 | 0 | 0 | 0 | 0 | 0 | 27.94 | 24.7456 | 16.735 | 10.2872 | 6.3254 | -9.4477 | -0.20568 | 0 | 0 | 0
0.583333333333333579November | Resource 1 | Sublap 1 | 14:00 | 5 | 79 | November | 20000 | 0 | 0 | 0 | 0 | 0 | 0 | 0 | 0 | 0 | 0 | 0 | 0 | 0 | 0 | 1.4705 | 1.3024 | 0.88079 | 0.54143 | 0.33292 | -0.49725 | -0.010825 | 0 | 0 | 0 | 0 | 0 | 0 | 0 | 0 | 0 | 0 | 0 | 0 | 0 | 0 | 0 | 0 | 0 | 29.4105 | 26.048 | 17.6158 | 10.8286 | 6.6583 | -9.9449 | -0.21651 | 0 | 0 | 0
0.583333333333333579December | Resource 1 | Sublap 1 | 14:00 | 5 | 79 | December | 21000 | 0 | 0 | 0 | 0 | 0 | 0 | 0 | 0 | 0 | 0 | 0 | 0 | 0 | 0 | 1.4705 | 1.3024 | 0.88079 | 0.54143 | 0.33292 | -0.49725 | -0.010825 | 0 | 0 | 0 | 0 | 0 | 0 | 0 | 0 | 0 | 0 | 0 | 0 | 0 | 0 | 0 | 0 | 0 | 30.881 | 27.3503 | 18.4966 | 11.3701 | 6.9912 | -10.4422 | -0.22733 | 0 | 0 | 0
0.583333333333333580January | Resource 1 | Sublap 1 | 14:00 | 5 | 80 | January | 10000 | 0 | 0 | 0 | 0 | 0 | 0 | 0 | 0 | 0 | 0 | 0 | 0 | 0 | 0 | 1.8325 | 1.6523 | 1.1434 | 0.6649 | 0.40774 | -0.61192 | -0.013287 | 0 | 0 | 0 | 0 | 0 | 0 | 0 | 0 | 0 | 0 | 0 | 0 | 0 | 0 | 0 | 0 | 0 | 18.3251 | 16.5234 | 11.4335 | 6.649 | 4.0774 | -6.1192 | -0.13287 | 0 | 0 | 0
0.583333333333333580February | Resource 1 | Sublap 1 | 14:00 | 5 | 80 | February | 11000 | 0 | 0 | 0 | 0 | 0 | 0 | 0 | 0 | 0 | 0 | 0 | 0 | 0 | 0 | 1.8325 | 1.6523 | 1.1434 | 0.6649 | 0.40774 | -0.61192 | -0.013287 | 0 | 0 | 0 | 0 | 0 | 0 | 0 | 0 | 0 | 0 | 0 | 0 | 0 | 0 | 0 | 0 | 0 | 20.1576 | 18.1757 | 12.5769 | 7.3139 | 4.4851 | -6.7311 | -0.14615 | 0 | 0 | 0
0.583333333333333580March | Resource 1 | Sublap 1 | 14:00 | 5 | 80 | March | 12000 | 0 | 0 | 0 | 0 | 0 | 0 | 0 | 0 | 0 | 0 | 0 | 0 | 0 | 0 | 1.8325 | 1.6523 | 1.1434 | 0.6649 | 0.40774 | -0.61192 | -0.013287 | 0 | 0 | 0 | 0 | 0 | 0 | 0 | 0 | 0 | 0 | 0 | 0 | 0 | 0 | 0 | 0 | 0 | 21.9901 | 19.8281 | 13.7202 | 7.9788 | 4.8929 | -7.343 | -0.15944 | 0 | 0 | 0
0.583333333333333580April | Resource 1 | Sublap 1 | 14:00 | 5 | 80 | April | 13000 | 0 | 0 | 0 | 0 | 0 | 0 | 0 | 0 | 0 | 0 | 0 | 0 | 0 | 0 | 1.8325 | 1.6523 | 1.1434 | 0.6649 | 0.40774 | -0.61192 | -0.013287 | 0 | 0 | 0 | 0 | 0 | 0 | 0 | 0 | 0 | 0 | 0 | 0 | 0 | 0 | 0 | 0 | 0 | 23.8226 | 21.4804 | 14.8636 | 8.6437 | 5.3006 | -7.955 | -0.17273 | 0 | 0 | 0
0.583333333333333580May | Resource 1 | Sublap 1 | 14:00 | 5 | 80 | May | 14000 | 0 | 0 | 0 | 0 | 0 | 0 | 0 | 0 | 0 | 0 | 0 | 0 | 0 | 0 | 1.8325 | 1.6523 | 1.1434 | 0.6649 | 0.40774 | -0.61192 | -0.013287 | 0 | 0 | 0 | 0 | 0 | 0 | 0 | 0 | 0 | 0 | 0 | 0 | 0 | 0 | 0 | 0 | 0 | 25.6552 | 23.1327 | 16.0069 | 9.3086 | 5.7083 | -8.5669 | -0.18601 | 0 | 0 | 0
0.583333333333333580June | Resource 1 | Sublap 1 | 14:00 | 5 | 80 | June | 15000 | 0 | 0 | 0 | 0 | 0 | 0 | 0 | 0 | 0 | 0 | 0 | 0 | 0 | 0 | 1.8325 | 1.6523 | 1.1434 | 0.6649 | 0.40774 | -0.61192 | -0.013287 | 0 | 0 | 0 | 0 | 0 | 0 | 0 | 0 | 0 | 0 | 0 | 0 | 0 | 0 | 0 | 0 | 0 | 27.4877 | 24.7851 | 17.1502 | 9.9735 | 6.1161 | -9.1788 | -0.1993 | 0 | 0 | 0
0.583333333333333580July | Resource 1 | Sublap 1 | 14:00 | 5 | 80 | July | 16000 | 0 | 0 | 0 | 0 | 0 | 0 | 0 | 0 | 0 | 0 | 0 | 0 | 0 | 0 | 1.8325 | 1.6523 | 1.1434 | 0.6649 | 0.40774 | -0.61192 | -0.013287 | 0 | 0 | 0 | 0 | 0 | 0 | 0 | 0 | 0 | 0 | 0 | 0 | 0 | 0 | 0 | 0 | 0 | 29.3202 | 26.4374 | 18.2936 | 10.6384 | 6.5238 | -9.7907 | -0.21259 | 0 | 0 | 0
0.583333333333333580August | Resource 1 | Sublap 1 | 14:00 | 5 | 80 | August | 17000 | 0 | 0 | 0 | 0 | 0 | 0 | 0 | 0 | 0 | 0 | 0 | 0 | 0 | 0 | 1.8325 | 1.6523 | 1.1434 | 0.6649 | 0.40774 | -0.61192 | -0.013287 | 0 | 0 | 0 | 0 | 0 | 0 | 0 | 0 | 0 | 0 | 0 | 0 | 0 | 0 | 0 | 0 | 0 | 31.1527 | 28.0897 | 19.4369 | 11.3033 | 6.9316 | -10.4026 | -0.22587 | 0 | 0 | 0
0.583333333333333580September | Resource 1 | Sublap 1 | 14:00 | 5 | 80 | September | 18000 | 0 | 0 | 0 | 0 | 0 | 0 | 0 | 0 | 0 | 0 | 0 | 0 | 0 | 0 | 1.8325 | 1.6523 | 1.1434 | 0.6649 | 0.40774 | -0.61192 | -0.013287 | 0 | 0 | 0 | 0 | 0 | 0 | 0 | 0 | 0 | 0 | 0 | 0 | 0 | 0 | 0 | 0 | 0 | 32.9852 | 29.7421 | 20.5803 | 11.9682 | 7.3393 | -11.0146 | -0.23916 | 0 | 0 | 0
0.583333333333333580October | Resource 1 | Sublap 1 | 14:00 | 5 | 80 | October | 19000 | 0 | 0 | 0 | 0 | 0 | 0 | 0 | 0 | 0 | 0 | 0 | 0 | 0 | 0 | 1.8325 | 1.6523 | 1.1434 | 0.6649 | 0.40774 | -0.61192 | -0.013287 | 0 | 0 | 0 | 0 | 0 | 0 | 0 | 0 | 0 | 0 | 0 | 0 | 0 | 0 | 0 | 0 | 0 | 34.8177 | 31.3944 | 21.7236 | 12.6331 | 7.747 | -11.6265 | -0.25244 | 0 | 0 | 0
0.583333333333333580November | Resource 1 | Sublap 1 | 14:00 | 5 | 80 | November | 20000 | 0 | 0 | 0 | 0 | 0 | 0 | 0 | 0 | 0 | 0 | 0 | 0 | 0 | 0 | 1.8325 | 1.6523 | 1.1434 | 0.6649 | 0.40774 | -0.61192 | -0.013287 | 0 | 0 | 0 | 0 | 0 | 0 | 0 | 0 | 0 | 0 | 0 | 0 | 0 | 0 | 0 | 0 | 0 | 36.6502 | 33.0468 | 22.867 | 13.298 | 8.1548 | -12.2384 | -0.26573 | 0 | 0 | 0
0.583333333333333580December | Resource 1 | Sublap 1 | 14:00 | 5 | 80 | December | 21000 | 0 | 0 | 0 | 0 | 0 | 0 | 0 | 0 | 0 | 0 | 0 | 0 | 0 | 0 | 1.8325 | 1.6523 | 1.1434 | 0.6649 | 0.40774 | -0.61192 | -0.013287 | 0 | 0 | 0 | 0 | 0 | 0 | 0 | 0 | 0 | 0 | 0 | 0 | 0 | 0 | 0 | 0 | 0 | 38.4827 | 34.6991 | 24.0103 | 13.9629 | 8.5625 | -12.8503 | -0.27902 | 0 | 0 | 0
0.583333333333333581January | Resource 1 | Sublap 1 | 14:00 | 5 | 81 | January | 10000 | 0 | 0 | 0 | 0 | 0 | 0 | 0 | 0 | 0 | 0 | 0 | 0 | 0 | 0 | 2.4118 | 2.2171 | 1.5828 | 0.95491 | 0.50301 | -0.75793 | -0.01642 | 0 | 0 | 0 | 0 | 0 | 0 | 0 | 0 | 0 | 0 | 0 | 0 | 0 | 0 | 0 | 0 | 0 | 24.1179 | 22.1712 | 15.8281 | 9.5491 | 5.0301 | -7.5793 | -0.1642 | 0 | 0 | 0
0.583333333333333581February | Resource 1 | Sublap 1 | 14:00 | 5 | 81 | February | 11000 | 0 | 0 | 0 | 0 | 0 | 0 | 0 | 0 | 0 | 0 | 0 | 0 | 0 | 0 | 2.4118 | 2.2171 | 1.5828 | 0.95491 | 0.50301 | -0.75793 | -0.01642 | 0 | 0 | 0 | 0 | 0 | 0 | 0 | 0 | 0 | 0 | 0 | 0 | 0 | 0 | 0 | 0 | 0 | 26.5296 | 24.3883 | 17.4109 | 10.504 | 5.5331 | -8.3373 | -0.18062 | 0 | 0 | 0
0.583333333333333581March | Resource 1 | Sublap 1 | 14:00 | 5 | 81 | March | 12000 | 0 | 0 | 0 | 0 | 0 | 0 | 0 | 0 | 0 | 0 | 0 | 0 | 0 | 0 | 2.4118 | 2.2171 | 1.5828 | 0.95491 | 0.50301 | -0.75793 | -0.01642 | 0 | 0 | 0 | 0 | 0 | 0 | 0 | 0 | 0 | 0 | 0 | 0 | 0 | 0 | 0 | 0 | 0 | 28.9414 | 26.6054 | 18.9937 | 11.4589 | 6.0361 | -9.0952 | -0.19704 | 0 | 0 | 0
0.583333333333333581April | Resource 1 | Sublap 1 | 14:00 | 5 | 81 | April | 13000 | 0 | 0 | 0 | 0 | 0 | 0 | 0 | 0 | 0 | 0 | 0 | 0 | 0 | 0 | 2.4118 | 2.2171 | 1.5828 | 0.95491 | 0.50301 | -0.75793 | -0.01642 | 0 | 0 | 0 | 0 | 0 | 0 | 0 | 0 | 0 | 0 | 0 | 0 | 0 | 0 | 0 | 0 | 0 | 31.3532 | 28.8225 | 20.5765 | 12.4139 | 6.5391 | -9.8531 | -0.21346 | 0 | 0 | 0
0.583333333333333581May | Resource 1 | Sublap 1 | 14:00 | 5 | 81 | May | 14000 | 0 | 0 | 0 | 0 | 0 | 0 | 0 | 0 | 0 | 0 | 0 | 0 | 0 | 0 | 2.4118 | 2.2171 | 1.5828 | 0.95491 | 0.50301 | -0.75793 | -0.01642 | 0 | 0 | 0 | 0 | 0 | 0 | 0 | 0 | 0 | 0 | 0 | 0 | 0 | 0 | 0 | 0 | 0 | 33.765 | 31.0396 | 22.1593 | 13.3688 | 7.0421 | -10.6111 | -0.22988 | 0 | 0 | 0
0.583333333333333581June | Resource 1 | Sublap 1 | 14:00 | 5 | 81 | June | 15000 | 0 | 0 | 0 | 0 | 0 | 0 | 0 | 0 | 0 | 0 | 0 | 0 | 0 | 0 | 2.4118 | 2.2171 | 1.5828 | 0.95491 | 0.50301 | -0.75793 | -0.01642 | 0 | 0 | 0 | 0 | 0 | 0 | 0 | 0 | 0 | 0 | 0 | 0 | 0 | 0 | 0 | 0 | 0 | 36.1768 | 33.2567 | 23.7422 | 14.3237 | 7.5451 | -11.369 | -0.2463 | 0 | 0 | 0
0.583333333333333581July | Resource 1 | Sublap 1 | 14:00 | 5 | 81 | July | 16000 | 0 | 0 | 0 | 0 | 0 | 0 | 0 | 0 | 0 | 0 | 0 | 0 | 0 | 0 | 2.4118 | 2.2171 | 1.5828 | 0.95491 | 0.50301 | -0.75793 | -0.01642 | 0 | 0 | 0 | 0 | 0 | 0 | 0 | 0 | 0 | 0 | 0 | 0 | 0 | 0 | 0 | 0 | 0 | 38.5886 | 35.4738 | 25.325 | 15.2786 | 8.0482 | -12.1269 | -0.26272 | 0 | 0 | 0
0.583333333333333581August | Resource 1 | Sublap 1 | 14:00 | 5 | 81 | August | 17000 | 0 | 0 | 0 | 0 | 0 | 0 | 0 | 0 | 0 | 0 | 0 | 0 | 0 | 0 | 2.4118 | 2.2171 | 1.5828 | 0.95491 | 0.50301 | -0.75793 | -0.01642 | 0 | 0 | 0 | 0 | 0 | 0 | 0 | 0 | 0 | 0 | 0 | 0 | 0 | 0 | 0 | 0 | 0 | 41.0004 | 37.691 | 26.9078 | 16.2335 | 8.5512 | -12.8848 | -0.27914 | 0 | 0 | 0
0.583333333333333581September | Resource 1 | Sublap 1 | 14:00 | 5 | 81 | September | 18000 | 0 | 0 | 0 | 0 | 0 | 0 | 0 | 0 | 0 | 0 | 0 | 0 | 0 | 0 | 2.4118 | 2.2171 | 1.5828 | 0.95491 | 0.50301 | -0.75793 | -0.01642 | 0 | 0 | 0 | 0 | 0 | 0 | 0 | 0 | 0 | 0 | 0 | 0 | 0 | 0 | 0 | 0 | 0 | 43.4121 | 39.9081 | 28.4906 | 17.1884 | 9.0542 | -13.6428 | -0.29557 | 0 | 0 | 0
0.583333333333333581October | Resource 1 | Sublap 1 | 14:00 | 5 | 81 | October | 19000 | 0 | 0 | 0 | 0 | 0 | 0 | 0 | 0 | 0 | 0 | 0 | 0 | 0 | 0 | 2.4118 | 2.2171 | 1.5828 | 0.95491 | 0.50301 | -0.75793 | -0.01642 | 0 | 0 | 0 | 0 | 0 | 0 | 0 | 0 | 0 | 0 | 0 | 0 | 0 | 0 | 0 | 0 | 0 | 45.8239 | 42.1252 | 30.0734 | 18.1433 | 9.5572 | -14.4007 | -0.31199 | 0 | 0 | 0
0.583333333333333581November | Resource 1 | Sublap 1 | 14:00 | 5 | 81 | November | 20000 | 0 | 0 | 0 | 0 | 0 | 0 | 0 | 0 | 0 | 0 | 0 | 0 | 0 | 0 | 2.4118 | 2.2171 | 1.5828 | 0.95491 | 0.50301 | -0.75793 | -0.01642 | 0 | 0 | 0 | 0 | 0 | 0 | 0 | 0 | 0 | 0 | 0 | 0 | 0 | 0 | 0 | 0 | 0 | 48.2357 | 44.3423 | 31.6562 | 19.0982 | 10.0602 | -15.1586 | -0.32841 | 0 | 0 | 0
0.583333333333333581December | Resource 1 | Sublap 1 | 14:00 | 5 | 81 | December | 21000 | 0 | 0 | 0 | 0 | 0 | 0 | 0 | 0 | 0 | 0 | 0 | 0 | 0 | 0 | 2.4118 | 2.2171 | 1.5828 | 0.95491 | 0.50301 | -0.75793 | -0.01642 | 0 | 0 | 0 | 0 | 0 | 0 | 0 | 0 | 0 | 0 | 0 | 0 | 0 | 0 | 0 | 0 | 0 | 50.6475 | 46.5594 | 33.239 | 20.0532 | 10.5632 | -15.9166 | -0.34483 | 0 | 0 | 0
0.583333333333333582January | Resource 1 | Sublap 1 | 14:00 | 5 | 82 | January | 10000 | 0 | 0 | 0 | 0 | 0 | 0 | 0 | 0 | 0 | 0 | 0 | 0 | 0 | 0 | 2.6724 | 2.435 | 1.758 | 1.0695 | 0.52367 | -0.78959 | -0.0171 | 0 | 0 | 0 | 0 | 0 | 0 | 0 | 0 | 0 | 0 | 0 | 0 | 0 | 0 | 0 | 0 | 0 | 26.724 | 24.3501 | 17.5801 | 10.6953 | 5.2367 | -7.8959 | -0.171 | 0 | 0 | 0
0.583333333333333582February | Resource 1 | Sublap 1 | 14:00 | 5 | 82 | February | 11000 | 0 | 0 | 0 | 0 | 0 | 0 | 0 | 0 | 0 | 0 | 0 | 0 | 0 | 0 | 2.6724 | 2.435 | 1.758 | 1.0695 | 0.52367 | -0.78959 | -0.0171 | 0 | 0 | 0 | 0 | 0 | 0 | 0 | 0 | 0 | 0 | 0 | 0 | 0 | 0 | 0 | 0 | 0 | 29.3964 | 26.7851 | 19.3381 | 11.7648 | 5.7603 | -8.6855 | -0.1881 | 0 | 0 | 0
0.583333333333333582March | Resource 1 | Sublap 1 | 14:00 | 5 | 82 | March | 12000 | 0 | 0 | 0 | 0 | 0 | 0 | 0 | 0 | 0 | 0 | 0 | 0 | 0 | 0 | 2.6724 | 2.435 | 1.758 | 1.0695 | 0.52367 | -0.78959 | -0.0171 | 0 | 0 | 0 | 0 | 0 | 0 | 0 | 0 | 0 | 0 | 0 | 0 | 0 | 0 | 0 | 0 | 0 | 32.0688 | 29.2201 | 21.0962 | 12.8344 | 6.284 | -9.4751 | -0.2052 | 0 | 0 | 0
0.583333333333333582April | Resource 1 | Sublap 1 | 14:00 | 5 | 82 | April | 13000 | 0 | 0 | 0 | 0 | 0 | 0 | 0 | 0 | 0 | 0 | 0 | 0 | 0 | 0 | 2.6724 | 2.435 | 1.758 | 1.0695 | 0.52367 | -0.78959 | -0.0171 | 0 | 0 | 0 | 0 | 0 | 0 | 0 | 0 | 0 | 0 | 0 | 0 | 0 | 0 | 0 | 0 | 0 | 34.7412 | 31.6551 | 22.8542 | 13.9039 | 6.8076 | -10.2647 | -0.2223 | 0 | 0 | 0
0.583333333333333582May | Resource 1 | Sublap 1 | 14:00 | 5 | 82 | May | 14000 | 0 | 0 | 0 | 0 | 0 | 0 | 0 | 0 | 0 | 0 | 0 | 0 | 0 | 0 | 2.6724 | 2.435 | 1.758 | 1.0695 | 0.52367 | -0.78959 | -0.0171 | 0 | 0 | 0 | 0 | 0 | 0 | 0 | 0 | 0 | 0 | 0 | 0 | 0 | 0 | 0 | 0 | 0 | 37.4136 | 34.0902 | 24.6122 | 14.9734 | 7.3313 | -11.0542 | -0.2394 | 0 | 0 | 0
0.583333333333333582June | Resource 1 | Sublap 1 | 14:00 | 5 | 82 | June | 15000 | 0 | 0 | 0 | 0 | 0 | 0 | 0 | 0 | 0 | 0 | 0 | 0 | 0 | 0 | 2.6724 | 2.435 | 1.758 | 1.0695 | 0.52367 | -0.78959 | -0.0171 | 0 | 0 | 0 | 0 | 0 | 0 | 0 | 0 | 0 | 0 | 0 | 0 | 0 | 0 | 0 | 0 | 0 | 40.0859 | 36.5252 | 26.3702 | 16.043 | 7.855 | -11.8438 | -0.2565 | 0 | 0 | 0
0.583333333333333582July | Resource 1 | Sublap 1 | 14:00 | 5 | 82 | July | 16000 | 0 | 0 | 0 | 0 | 0 | 0 | 0 | 0 | 0 | 0 | 0 | 0 | 0 | 0 | 2.6724 | 2.435 | 1.758 | 1.0695 | 0.52367 | -0.78959 | -0.0171 | 0 | 0 | 0 | 0 | 0 | 0 | 0 | 0 | 0 | 0 | 0 | 0 | 0 | 0 | 0 | 0 | 0 | 42.7584 | 38.9602 | 28.1282 | 17.1125 | 8.3786 | -12.6334 | -0.2736 | 0 | 0 | 0
0.583333333333333582August | Resource 1 | Sublap 1 | 14:00 | 5 | 82 | August | 17000 | 0 | 0 | 0 | 0 | 0 | 0 | 0 | 0 | 0 | 0 | 0 | 0 | 0 | 0 | 2.6724 | 2.435 | 1.758 | 1.0695 | 0.52367 | -0.78959 | -0.0171 | 0 | 0 | 0 | 0 | 0 | 0 | 0 | 0 | 0 | 0 | 0 | 0 | 0 | 0 | 0 | 0 | 0 | 45.4307 | 41.3952 | 29.8862 | 18.182 | 8.9023 | -13.423 | -0.2907 | 0 | 0 | 0
0.583333333333333582September | Resource 1 | Sublap 1 | 14:00 | 5 | 82 | September | 18000 | 0 | 0 | 0 | 0 | 0 | 0 | 0 | 0 | 0 | 0 | 0 | 0 | 0 | 0 | 2.6724 | 2.435 | 1.758 | 1.0695 | 0.52367 | -0.78959 | -0.0171 | 0 | 0 | 0 | 0 | 0 | 0 | 0 | 0 | 0 | 0 | 0 | 0 | 0 | 0 | 0 | 0 | 0 | 48.1031 | 43.8302 | 31.6442 | 19.2516 | 9.426 | -14.2126 | -0.30779 | 0 | 0 | 0
0.583333333333333582October | Resource 1 | Sublap 1 | 14:00 | 5 | 82 | October | 19000 | 0 | 0 | 0 | 0 | 0 | 0 | 0 | 0 | 0 | 0 | 0 | 0 | 0 | 0 | 2.6724 | 2.435 | 1.758 | 1.0695 | 0.52367 | -0.78959 | -0.0171 | 0 | 0 | 0 | 0 | 0 | 0 | 0 | 0 | 0 | 0 | 0 | 0 | 0 | 0 | 0 | 0 | 0 | 50.7755 | 46.2652 | 33.4023 | 20.3211 | 9.9496 | -15.0022 | -0.32489 | 0 | 0 | 0
0.583333333333333582November | Resource 1 | Sublap 1 | 14:00 | 5 | 82 | November | 20000 | 0 | 0 | 0 | 0 | 0 | 0 | 0 | 0 | 0 | 0 | 0 | 0 | 0 | 0 | 2.6724 | 2.435 | 1.758 | 1.0695 | 0.52367 | -0.78959 | -0.0171 | 0 | 0 | 0 | 0 | 0 | 0 | 0 | 0 | 0 | 0 | 0 | 0 | 0 | 0 | 0 | 0 | 0 | 53.4479 | 48.7002 | 35.1603 | 21.3906 | 10.4733 | -15.7918 | -0.34199 | 0 | 0 | 0
0.583333333333333582December | Resource 1 | Sublap 1 | 14:00 | 5 | 82 | December | 21000 | 0 | 0 | 0 | 0 | 0 | 0 | 0 | 0 | 0 | 0 | 0 | 0 | 0 | 0 | 2.6724 | 2.435 | 1.758 | 1.0695 | 0.52367 | -0.78959 | -0.0171 | 0 | 0 | 0 | 0 | 0 | 0 | 0 | 0 | 0 | 0 | 0 | 0 | 0 | 0 | 0 | 0 | 0 | 56.1203 | 51.1352 | 36.9183 | 22.4601 | 10.997 | -16.5814 | -0.35909 | 0 | 0 | 0
0.583333333333333583January | Resource 1 | Sublap 1 | 14:00 | 5 | 83 | January | 10000 | 0 | 0 | 0 | 0 | 0 | 0 | 0 | 0 | 0 | 0 | 0 | 0 | 0 | 0 | 3.0564 | 2.819 | 2.1457 | 1.4039 | 0.59135 | -0.89332 | -0.019326 | 0 | 0 | 0 | 0 | 0 | 0 | 0 | 0 | 0 | 0 | 0 | 0 | 0 | 0 | 0 | 0 | 0 | 30.5639 | 28.19 | 21.4571 | 14.0385 | 5.9135 | -8.9332 | -0.19326 | 0 | 0 | 0
0.583333333333333583February | Resource 1 | Sublap 1 | 14:00 | 5 | 83 | February | 11000 | 0 | 0 | 0 | 0 | 0 | 0 | 0 | 0 | 0 | 0 | 0 | 0 | 0 | 0 | 3.0564 | 2.819 | 2.1457 | 1.4039 | 0.59135 | -0.89332 | -0.019326 | 0 | 0 | 0 | 0 | 0 | 0 | 0 | 0 | 0 | 0 | 0 | 0 | 0 | 0 | 0 | 0 | 0 | 33.6203 | 31.009 | 23.6028 | 15.4424 | 6.5048 | -9.8265 | -0.21259 | 0 | 0 | 0
0.583333333333333583March | Resource 1 | Sublap 1 | 14:00 | 5 | 83 | March | 12000 | 0 | 0 | 0 | 0 | 0 | 0 | 0 | 0 | 0 | 0 | 0 | 0 | 0 | 0 | 3.0564 | 2.819 | 2.1457 | 1.4039 | 0.59135 | -0.89332 | -0.019326 | 0 | 0 | 0 | 0 | 0 | 0 | 0 | 0 | 0 | 0 | 0 | 0 | 0 | 0 | 0 | 0 | 0 | 36.6767 | 33.828 | 25.7485 | 16.8462 | 7.0962 | -10.7199 | -0.23191 | 0 | 0 | 0
0.583333333333333583April | Resource 1 | Sublap 1 | 14:00 | 5 | 83 | April | 13000 | 0 | 0 | 0 | 0 | 0 | 0 | 0 | 0 | 0 | 0 | 0 | 0 | 0 | 0 | 3.0564 | 2.819 | 2.1457 | 1.4039 | 0.59135 | -0.89332 | -0.019326 | 0 | 0 | 0 | 0 | 0 | 0 | 0 | 0 | 0 | 0 | 0 | 0 | 0 | 0 | 0 | 0 | 0 | 39.7331 | 36.6471 | 27.8942 | 18.2501 | 7.6875 | -11.6132 | -0.25124 | 0 | 0 | 0
0.583333333333333583May | Resource 1 | Sublap 1 | 14:00 | 5 | 83 | May | 14000 | 0 | 0 | 0 | 0 | 0 | 0 | 0 | 0 | 0 | 0 | 0 | 0 | 0 | 0 | 3.0564 | 2.819 | 2.1457 | 1.4039 | 0.59135 | -0.89332 | -0.019326 | 0 | 0 | 0 | 0 | 0 | 0 | 0 | 0 | 0 | 0 | 0 | 0 | 0 | 0 | 0 | 0 | 0 | 42.7894 | 39.4661 | 30.0399 | 19.6539 | 8.2789 | -12.5065 | -0.27056 | 0 | 0 | 0
0.583333333333333583June | Resource 1 | Sublap 1 | 14:00 | 5 | 83 | June | 15000 | 0 | 0 | 0 | 0 | 0 | 0 | 0 | 0 | 0 | 0 | 0 | 0 | 0 | 0 | 3.0564 | 2.819 | 2.1457 | 1.4039 | 0.59135 | -0.89332 | -0.019326 | 0 | 0 | 0 | 0 | 0 | 0 | 0 | 0 | 0 | 0 | 0 | 0 | 0 | 0 | 0 | 0 | 0 | 45.8458 | 42.2851 | 32.1856 | 21.0578 | 8.8702 | -13.3998 | -0.28989 | 0 | 0 | 0
0.583333333333333583July | Resource 1 | Sublap 1 | 14:00 | 5 | 83 | July | 16000 | 0 | 0 | 0 | 0 | 0 | 0 | 0 | 0 | 0 | 0 | 0 | 0 | 0 | 0 | 3.0564 | 2.819 | 2.1457 | 1.4039 | 0.59135 | -0.89332 | -0.019326 | 0 | 0 | 0 | 0 | 0 | 0 | 0 | 0 | 0 | 0 | 0 | 0 | 0 | 0 | 0 | 0 | 0 | 48.9022 | 45.1041 | 34.3313 | 22.4616 | 9.4616 | -14.2931 | -0.30922 | 0 | 0 | 0
0.583333333333333583August | Resource 1 | Sublap 1 | 14:00 | 5 | 83 | August | 17000 | 0 | 0 | 0 | 0 | 0 | 0 | 0 | 0 | 0 | 0 | 0 | 0 | 0 | 0 | 3.0564 | 2.819 | 2.1457 | 1.4039 | 0.59135 | -0.89332 | -0.019326 | 0 | 0 | 0 | 0 | 0 | 0 | 0 | 0 | 0 | 0 | 0 | 0 | 0 | 0 | 0 | 0 | 0 | 51.9586 | 47.9231 | 36.477 | 23.8655 | 10.0529 | -15.1865 | -0.32854 | 0 | 0 | 0
0.583333333333333583September | Resource 1 | Sublap 1 | 14:00 | 5 | 83 | September | 18000 | 0 | 0 | 0 | 0 | 0 | 0 | 0 | 0 | 0 | 0 | 0 | 0 | 0 | 0 | 3.0564 | 2.819 | 2.1457 | 1.4039 | 0.59135 | -0.89332 | -0.019326 | 0 | 0 | 0 | 0 | 0 | 0 | 0 | 0 | 0 | 0 | 0 | 0 | 0 | 0 | 0 | 0 | 0 | 55.015 | 50.7421 | 38.6228 | 25.2693 | 10.6443 | -16.0798 | -0.34787 | 0 | 0 | 0
0.583333333333333583October | Resource 1 | Sublap 1 | 14:00 | 5 | 83 | October | 19000 | 0 | 0 | 0 | 0 | 0 | 0 | 0 | 0 | 0 | 0 | 0 | 0 | 0 | 0 | 3.0564 | 2.819 | 2.1457 | 1.4039 | 0.59135 | -0.89332 | -0.019326 | 0 | 0 | 0 | 0 | 0 | 0 | 0 | 0 | 0 | 0 | 0 | 0 | 0 | 0 | 0 | 0 | 0 | 58.0714 | 53.5611 | 40.7685 | 26.6732 | 11.2356 | -16.9731 | -0.36719 | 0 | 0 | 0
0.583333333333333583November | Resource 1 | Sublap 1 | 14:00 | 5 | 83 | November | 20000 | 0 | 0 | 0 | 0 | 0 | 0 | 0 | 0 | 0 | 0 | 0 | 0 | 0 | 0 | 3.0564 | 2.819 | 2.1457 | 1.4039 | 0.59135 | -0.89332 | -0.019326 | 0 | 0 | 0 | 0 | 0 | 0 | 0 | 0 | 0 | 0 | 0 | 0 | 0 | 0 | 0 | 0 | 0 | 61.1278 | 56.3801 | 42.9142 | 28.077 | 11.827 | -17.8664 | -0.38652 | 0 | 0 | 0
0.583333333333333583December | Resource 1 | Sublap 1 | 14:00 | 5 | 83 | December | 21000 | 0 | 0 | 0 | 0 | 0 | 0 | 0 | 0 | 0 | 0 | 0 | 0 | 0 | 0 | 3.0564 | 2.819 | 2.1457 | 1.4039 | 0.59135 | -0.89332 | -0.019326 | 0 | 0 | 0 | 0 | 0 | 0 | 0 | 0 | 0 | 0 | 0 | 0 | 0 | 0 | 0 | 0 | 0 | 64.1842 | 59.1991 | 45.0599 | 29.4809 | 12.4183 | -18.7598 | -0.40585 | 0 | 0 | 0
0.583333333333333584January | Resource 1 | Sublap 1 | 14:00 | 5 | 84 | January | 10000 | 0 | 0 | 0 | 0 | 0 | 0 | 0 | 0 | 0 | 0 | 0 | 0 | 0 | 0 | 3.3241 | 3.1243 | 2.2872 | 1.3955 | 0.61694 | -0.93255 | -0.020168 | 0 | 0 | 0 | 0 | 0 | 0 | 0 | 0 | 0 | 0 | 0 | 0 | 0 | 0 | 0 | 0 | 0 | 33.2414 | 31.2431 | 22.8723 | 13.9548 | 6.1694 | -9.3255 | -0.20168 | 0 | 0 | 0
0.583333333333333584February | Resource 1 | Sublap 1 | 14:00 | 5 | 84 | February | 11000 | 0 | 0 | 0 | 0 | 0 | 0 | 0 | 0 | 0 | 0 | 0 | 0 | 0 | 0 | 3.3241 | 3.1243 | 2.2872 | 1.3955 | 0.61694 | -0.93255 | -0.020168 | 0 | 0 | 0 | 0 | 0 | 0 | 0 | 0 | 0 | 0 | 0 | 0 | 0 | 0 | 0 | 0 | 0 | 36.5655 | 34.3675 | 25.1595 | 15.3502 | 6.7864 | -10.258 | -0.22185 | 0 | 0 | 0
0.583333333333333584March | Resource 1 | Sublap 1 | 14:00 | 5 | 84 | March | 12000 | 0 | 0 | 0 | 0 | 0 | 0 | 0 | 0 | 0 | 0 | 0 | 0 | 0 | 0 | 3.3241 | 3.1243 | 2.2872 | 1.3955 | 0.61694 | -0.93255 | -0.020168 | 0 | 0 | 0 | 0 | 0 | 0 | 0 | 0 | 0 | 0 | 0 | 0 | 0 | 0 | 0 | 0 | 0 | 39.8897 | 37.4918 | 27.4467 | 16.7457 | 7.4033 | -11.1906 | -0.24202 | 0 | 0 | 0
0.583333333333333584April | Resource 1 | Sublap 1 | 14:00 | 5 | 84 | April | 13000 | 0 | 0 | 0 | 0 | 0 | 0 | 0 | 0 | 0 | 0 | 0 | 0 | 0 | 0 | 3.3241 | 3.1243 | 2.2872 | 1.3955 | 0.61694 | -0.93255 | -0.020168 | 0 | 0 | 0 | 0 | 0 | 0 | 0 | 0 | 0 | 0 | 0 | 0 | 0 | 0 | 0 | 0 | 0 | 43.2138 | 40.6161 | 29.7339 | 18.1412 | 8.0203 | -12.1231 | -0.26218 | 0 | 0 | 0
0.583333333333333584May | Resource 1 | Sublap 1 | 14:00 | 5 | 84 | May | 14000 | 0 | 0 | 0 | 0 | 0 | 0 | 0 | 0 | 0 | 0 | 0 | 0 | 0 | 0 | 3.3241 | 3.1243 | 2.2872 | 1.3955 | 0.61694 | -0.93255 | -0.020168 | 0 | 0 | 0 | 0 | 0 | 0 | 0 | 0 | 0 | 0 | 0 | 0 | 0 | 0 | 0 | 0 | 0 | 46.5379 | 43.7404 | 32.0212 | 19.5367 | 8.6372 | -13.0557 | -0.28235 | 0 | 0 | 0
0.583333333333333584June | Resource 1 | Sublap 1 | 14:00 | 5 | 84 | June | 15000 | 0 | 0 | 0 | 0 | 0 | 0 | 0 | 0 | 0 | 0 | 0 | 0 | 0 | 0 | 3.3241 | 3.1243 | 2.2872 | 1.3955 | 0.61694 | -0.93255 | -0.020168 | 0 | 0 | 0 | 0 | 0 | 0 | 0 | 0 | 0 | 0 | 0 | 0 | 0 | 0 | 0 | 0 | 0 | 49.8621 | 46.8647 | 34.3084 | 20.9321 | 9.2542 | -13.9882 | -0.30252 | 0 | 0 | 0
0.583333333333333584July | Resource 1 | Sublap 1 | 14:00 | 5 | 84 | July | 16000 | 0 | 0 | 0 | 0 | 0 | 0 | 0 | 0 | 0 | 0 | 0 | 0 | 0 | 0 | 3.3241 | 3.1243 | 2.2872 | 1.3955 | 0.61694 | -0.93255 | -0.020168 | 0 | 0 | 0 | 0 | 0 | 0 | 0 | 0 | 0 | 0 | 0 | 0 | 0 | 0 | 0 | 0 | 0 | 53.1862 | 49.989 | 36.5956 | 22.3276 | 9.8711 | -14.9208 | -0.32269 | 0 | 0 | 0
0.583333333333333584August | Resource 1 | Sublap 1 | 14:00 | 5 | 84 | August | 17000 | 0 | 0 | 0 | 0 | 0 | 0 | 0 | 0 | 0 | 0 | 0 | 0 | 0 | 0 | 3.3241 | 3.1243 | 2.2872 | 1.3955 | 0.61694 | -0.93255 | -0.020168 | 0 | 0 | 0 | 0 | 0 | 0 | 0 | 0 | 0 | 0 | 0 | 0 | 0 | 0 | 0 | 0 | 0 | 56.5103 | 53.1133 | 38.8828 | 23.7231 | 10.4881 | -15.8533 | -0.34286 | 0 | 0 | 0
0.583333333333333584September | Resource 1 | Sublap 1 | 14:00 | 5 | 84 | September | 18000 | 0 | 0 | 0 | 0 | 0 | 0 | 0 | 0 | 0 | 0 | 0 | 0 | 0 | 0 | 3.3241 | 3.1243 | 2.2872 | 1.3955 | 0.61694 | -0.93255 | -0.020168 | 0 | 0 | 0 | 0 | 0 | 0 | 0 | 0 | 0 | 0 | 0 | 0 | 0 | 0 | 0 | 0 | 0 | 59.8345 | 56.2377 | 41.1701 | 25.1186 | 11.105 | -16.7859 | -0.36302 | 0 | 0 | 0
0.583333333333333584October | Resource 1 | Sublap 1 | 14:00 | 5 | 84 | October | 19000 | 0 | 0 | 0 | 0 | 0 | 0 | 0 | 0 | 0 | 0 | 0 | 0 | 0 | 0 | 3.3241 | 3.1243 | 2.2872 | 1.3955 | 0.61694 | -0.93255 | -0.020168 | 0 | 0 | 0 | 0 | 0 | 0 | 0 | 0 | 0 | 0 | 0 | 0 | 0 | 0 | 0 | 0 | 0 | 63.1586 | 59.362 | 43.4573 | 26.514 | 11.7219 | -17.7184 | -0.38319 | 0 | 0 | 0
0.583333333333333584November | Resource 1 | Sublap 1 | 14:00 | 5 | 84 | November | 20000 | 0 | 0 | 0 | 0 | 0 | 0 | 0 | 0 | 0 | 0 | 0 | 0 | 0 | 0 | 3.3241 | 3.1243 | 2.2872 | 1.3955 | 0.61694 | -0.93255 | -0.020168 | 0 | 0 | 0 | 0 | 0 | 0 | 0 | 0 | 0 | 0 | 0 | 0 | 0 | 0 | 0 | 0 | 0 | 66.4827 | 62.4863 | 45.7445 | 27.9095 | 12.3389 | -18.651 | -0.40336 | 0 | 0 | 0
0.583333333333333584December | Resource 1 | Sublap 1 | 14:00 | 5 | 84 | December | 21000 | 0 | 0 | 0 | 0 | 0 | 0 | 0 | 0 | 0 | 0 | 0 | 0 | 0 | 0 | 3.3241 | 3.1243 | 2.2872 | 1.3955 | 0.61694 | -0.93255 | -0.020168 | 0 | 0 | 0 | 0 | 0 | 0 | 0 | 0 | 0 | 0 | 0 | 0 | 0 | 0 | 0 | 0 | 0 | 69.8069 | 65.6106 | 48.0318 | 29.305 | 12.9558 | -19.5835 | -0.42353 | 0 | 0 | 0
0.583333333333333585January | Resource 1 | Sublap 1 | 14:00 | 5 | 85 | January | 10000 | 0 | 0 | 0 | 0 | 0 | 0 | 0 | 0 | 0 | 0 | 0 | 0 | 0 | 0 | 4.3954 | 4.1621 | 3.2039 | 2.1913 | 1.1446 | -1.1655 | -0.025169 | 0 | 0 | 0 | 0 | 0 | 0 | 0 | 0 | 0 | 0 | 0 | 0 | 0 | 0 | 0 | 0 | 0 | 43.9535 | 41.6206 | 32.0391 | 21.913 | 11.4458 | -11.6555 | -0.25169 | 0 | 0 | 0
0.583333333333333585February | Resource 1 | Sublap 1 | 14:00 | 5 | 85 | February | 11000 | 0 | 0 | 0 | 0 | 0 | 0 | 0 | 0 | 0 | 0 | 0 | 0 | 0 | 0 | 4.3954 | 4.1621 | 3.2039 | 2.1913 | 1.1446 | -1.1655 | -0.025169 | 0 | 0 | 0 | 0 | 0 | 0 | 0 | 0 | 0 | 0 | 0 | 0 | 0 | 0 | 0 | 0 | 0 | 48.3489 | 45.7827 | 35.243 | 24.1043 | 12.5903 | -12.821 | -0.27685 | 0 | 0 | 0
0.583333333333333585March | Resource 1 | Sublap 1 | 14:00 | 5 | 85 | March | 12000 | 0 | 0 | 0 | 0 | 0 | 0 | 0 | 0 | 0 | 0 | 0 | 0 | 0 | 0 | 4.3954 | 4.1621 | 3.2039 | 2.1913 | 1.1446 | -1.1655 | -0.025169 | 0 | 0 | 0 | 0 | 0 | 0 | 0 | 0 | 0 | 0 | 0 | 0 | 0 | 0 | 0 | 0 | 0 | 52.7443 | 49.9447 | 38.4469 | 26.2956 | 13.7349 | -13.9865 | -0.30202 | 0 | 0 | 0
0.583333333333333585April | Resource 1 | Sublap 1 | 14:00 | 5 | 85 | April | 13000 | 0 | 0 | 0 | 0 | 0 | 0 | 0 | 0 | 0 | 0 | 0 | 0 | 0 | 0 | 4.3954 | 4.1621 | 3.2039 | 2.1913 | 1.1446 | -1.1655 | -0.025169 | 0 | 0 | 0 | 0 | 0 | 0 | 0 | 0 | 0 | 0 | 0 | 0 | 0 | 0 | 0 | 0 | 0 | 57.1396 | 54.1068 | 41.6508 | 28.4869 | 14.8795 | -15.1521 | -0.32719 | 0 | 0 | 0
0.583333333333333585May | Resource 1 | Sublap 1 | 14:00 | 5 | 85 | May | 14000 | 0 | 0 | 0 | 0 | 0 | 0 | 0 | 0 | 0 | 0 | 0 | 0 | 0 | 0 | 4.3954 | 4.1621 | 3.2039 | 2.1913 | 1.1446 | -1.1655 | -0.025169 | 0 | 0 | 0 | 0 | 0 | 0 | 0 | 0 | 0 | 0 | 0 | 0 | 0 | 0 | 0 | 0 | 0 | 61.535 | 58.2688 | 44.8547 | 30.6782 | 16.0241 | -16.3176 | -0.35236 | 0 | 0 | 0
0.583333333333333585June | Resource 1 | Sublap 1 | 14:00 | 5 | 85 | June | 15000 | 0 | 0 | 0 | 0 | 0 | 0 | 0 | 0 | 0 | 0 | 0 | 0 | 0 | 0 | 4.3954 | 4.1621 | 3.2039 | 2.1913 | 1.1446 | -1.1655 | -0.025169 | 0 | 0 | 0 | 0 | 0 | 0 | 0 | 0 | 0 | 0 | 0 | 0 | 0 | 0 | 0 | 0 | 0 | 65.9303 | 62.4309 | 48.0586 | 32.8695 | 17.1686 | -17.4832 | -0.37753 | 0 | 0 | 0
0.583333333333333585July | Resource 1 | Sublap 1 | 14:00 | 5 | 85 | July | 16000 | 0 | 0 | 0 | 0 | 0 | 0 | 0 | 0 | 0 | 0 | 0 | 0 | 0 | 0 | 4.3954 | 4.1621 | 3.2039 | 2.1913 | 1.1446 | -1.1655 | -0.025169 | 0 | 0 | 0 | 0 | 0 | 0 | 0 | 0 | 0 | 0 | 0 | 0 | 0 | 0 | 0 | 0 | 0 | 70.3257 | 66.593 | 51.2625 | 35.0608 | 18.3132 | -18.6487 | -0.4027 | 0 | 0 | 0
0.583333333333333585August | Resource 1 | Sublap 1 | 14:00 | 5 | 85 | August | 17000 | 0 | 0 | 0 | 0 | 0 | 0 | 0 | 0 | 0 | 0 | 0 | 0 | 0 | 0 | 4.3954 | 4.1621 | 3.2039 | 2.1913 | 1.1446 | -1.1655 | -0.025169 | 0 | 0 | 0 | 0 | 0 | 0 | 0 | 0 | 0 | 0 | 0 | 0 | 0 | 0 | 0 | 0 | 0 | 74.721 | 70.755 | 54.4664 | 37.2522 | 19.4578 | -19.8143 | -0.42787 | 0 | 0 | 0
0.583333333333333585September | Resource 1 | Sublap 1 | 14:00 | 5 | 85 | September | 18000 | 0 | 0 | 0 | 0 | 0 | 0 | 0 | 0 | 0 | 0 | 0 | 0 | 0 | 0 | 4.3954 | 4.1621 | 3.2039 | 2.1913 | 1.1446 | -1.1655 | -0.025169 | 0 | 0 | 0 | 0 | 0 | 0 | 0 | 0 | 0 | 0 | 0 | 0 | 0 | 0 | 0 | 0 | 0 | 79.1164 | 74.9171 | 57.6703 | 39.4434 | 20.6024 | -20.9798 | -0.45303 | 0 | 0 | 0
0.583333333333333585October | Resource 1 | Sublap 1 | 14:00 | 5 | 85 | October | 19000 | 0 | 0 | 0 | 0 | 0 | 0 | 0 | 0 | 0 | 0 | 0 | 0 | 0 | 0 | 4.3954 | 4.1621 | 3.2039 | 2.1913 | 1.1446 | -1.1655 | -0.025169 | 0 | 0 | 0 | 0 | 0 | 0 | 0 | 0 | 0 | 0 | 0 | 0 | 0 | 0 | 0 | 0 | 0 | 83.5117 | 79.0791 | 60.8743 | 41.6347 | 21.7469 | -22.1454 | -0.4782 | 0 | 0 | 0
0.583333333333333585November | Resource 1 | Sublap 1 | 14:00 | 5 | 85 | November | 20000 | 0 | 0 | 0 | 0 | 0 | 0 | 0 | 0 | 0 | 0 | 0 | 0 | 0 | 0 | 4.3954 | 4.1621 | 3.2039 | 2.1913 | 1.1446 | -1.1655 | -0.025169 | 0 | 0 | 0 | 0 | 0 | 0 | 0 | 0 | 0 | 0 | 0 | 0 | 0 | 0 | 0 | 0 | 0 | 87.9071 | 83.2412 | 64.0782 | 43.8261 | 22.8915 | -23.3109 | -0.50337 | 0 | 0 | 0
0.583333333333333585December | Resource 1 | Sublap 1 | 14:00 | 5 | 85 | December | 21000 | 0 | 0 | 0 | 0 | 0 | 0 | 0 | 0 | 0 | 0 | 0 | 0 | 0 | 0 | 4.3954 | 4.1621 | 3.2039 | 2.1913 | 1.1446 | -1.1655 | -0.025169 | 0 | 0 | 0 | 0 | 0 | 0 | 0 | 0 | 0 | 0 | 0 | 0 | 0 | 0 | 0 | 0 | 0 | 92.3024 | 87.4033 | 67.2821 | 46.0174 | 24.0361 | -24.4765 | -0.52854 | 0 | 0 | 0
0.583333333333333586January | Resource 1 | Sublap 1 | 14:00 | 5 | 86 | January | 10000 | 0 | 0 | 0 | 0 | 0 | 0 | 0 | 0 | 0 | 0 | 0 | 0 | 0 | 0 | 3.9777 | 3.6884 | 2.7786 | 1.8026 | 0.81482 | -1.0539 | -0.022772 | 0 | 0 | 0 | 0 | 0 | 0 | 0 | 0 | 0 | 0 | 0 | 0 | 0 | 0 | 0 | 0 | 0 | 39.7766 | 36.8839 | 27.7864 | 18.0264 | 8.1482 | -10.5388 | -0.22772 | 0 | 0 | 0
0.583333333333333586February | Resource 1 | Sublap 1 | 14:00 | 5 | 86 | February | 11000 | 0 | 0 | 0 | 0 | 0 | 0 | 0 | 0 | 0 | 0 | 0 | 0 | 0 | 0 | 3.9777 | 3.6884 | 2.7786 | 1.8026 | 0.81482 | -1.0539 | -0.022772 | 0 | 0 | 0 | 0 | 0 | 0 | 0 | 0 | 0 | 0 | 0 | 0 | 0 | 0 | 0 | 0 | 0 | 43.7543 | 40.5723 | 30.5651 | 19.829 | 8.9631 | -11.5927 | -0.25049 | 0 | 0 | 0
0.583333333333333586March | Resource 1 | Sublap 1 | 14:00 | 5 | 86 | March | 12000 | 0 | 0 | 0 | 0 | 0 | 0 | 0 | 0 | 0 | 0 | 0 | 0 | 0 | 0 | 3.9777 | 3.6884 | 2.7786 | 1.8026 | 0.81482 | -1.0539 | -0.022772 | 0 | 0 | 0 | 0 | 0 | 0 | 0 | 0 | 0 | 0 | 0 | 0 | 0 | 0 | 0 | 0 | 0 | 47.7319 | 44.2607 | 33.3437 | 21.6317 | 9.7779 | -12.6466 | -0.27326 | 0 | 0 | 0
0.583333333333333586April | Resource 1 | Sublap 1 | 14:00 | 5 | 86 | April | 13000 | 0 | 0 | 0 | 0 | 0 | 0 | 0 | 0 | 0 | 0 | 0 | 0 | 0 | 0 | 3.9777 | 3.6884 | 2.7786 | 1.8026 | 0.81482 | -1.0539 | -0.022772 | 0 | 0 | 0 | 0 | 0 | 0 | 0 | 0 | 0 | 0 | 0 | 0 | 0 | 0 | 0 | 0 | 0 | 51.7096 | 47.949 | 36.1224 | 23.4343 | 10.5927 | -13.7005 | -0.29604 | 0 | 0 | 0
0.583333333333333586May | Resource 1 | Sublap 1 | 14:00 | 5 | 86 | May | 14000 | 0 | 0 | 0 | 0 | 0 | 0 | 0 | 0 | 0 | 0 | 0 | 0 | 0 | 0 | 3.9777 | 3.6884 | 2.7786 | 1.8026 | 0.81482 | -1.0539 | -0.022772 | 0 | 0 | 0 | 0 | 0 | 0 | 0 | 0 | 0 | 0 | 0 | 0 | 0 | 0 | 0 | 0 | 0 | 55.6873 | 51.6374 | 38.901 | 25.237 | 11.4075 | -14.7544 | -0.31881 | 0 | 0 | 0
0.583333333333333586June | Resource 1 | Sublap 1 | 14:00 | 5 | 86 | June | 15000 | 0 | 0 | 0 | 0 | 0 | 0 | 0 | 0 | 0 | 0 | 0 | 0 | 0 | 0 | 3.9777 | 3.6884 | 2.7786 | 1.8026 | 0.81482 | -1.0539 | -0.022772 | 0 | 0 | 0 | 0 | 0 | 0 | 0 | 0 | 0 | 0 | 0 | 0 | 0 | 0 | 0 | 0 | 0 | 59.6649 | 55.3258 | 41.6797 | 27.0396 | 12.2224 | -15.8082 | -0.34158 | 0 | 0 | 0
0.583333333333333586July | Resource 1 | Sublap 1 | 14:00 | 5 | 86 | July | 16000 | 0 | 0 | 0 | 0 | 0 | 0 | 0 | 0 | 0 | 0 | 0 | 0 | 0 | 0 | 3.9777 | 3.6884 | 2.7786 | 1.8026 | 0.81482 | -1.0539 | -0.022772 | 0 | 0 | 0 | 0 | 0 | 0 | 0 | 0 | 0 | 0 | 0 | 0 | 0 | 0 | 0 | 0 | 0 | 63.6426 | 59.0142 | 44.4583 | 28.8422 | 13.0372 | -16.8621 | -0.36435 | 0 | 0 | 0
0.583333333333333586August | Resource 1 | Sublap 1 | 14:00 | 5 | 86 | August | 17000 | 0 | 0 | 0 | 0 | 0 | 0 | 0 | 0 | 0 | 0 | 0 | 0 | 0 | 0 | 3.9777 | 3.6884 | 2.7786 | 1.8026 | 0.81482 | -1.0539 | -0.022772 | 0 | 0 | 0 | 0 | 0 | 0 | 0 | 0 | 0 | 0 | 0 | 0 | 0 | 0 | 0 | 0 | 0 | 67.6202 | 62.7026 | 47.237 | 30.6449 | 13.852 | -17.916 | -0.38712 | 0 | 0 | 0
0.583333333333333586September | Resource 1 | Sublap 1 | 14:00 | 5 | 86 | September | 18000 | 0 | 0 | 0 | 0 | 0 | 0 | 0 | 0 | 0 | 0 | 0 | 0 | 0 | 0 | 3.9777 | 3.6884 | 2.7786 | 1.8026 | 0.81482 | -1.0539 | -0.022772 | 0 | 0 | 0 | 0 | 0 | 0 | 0 | 0 | 0 | 0 | 0 | 0 | 0 | 0 | 0 | 0 | 0 | 71.5979 | 66.391 | 50.0156 | 32.4475 | 14.6668 | -18.9699 | -0.4099 | 0 | 0 | 0
0.583333333333333586October | Resource 1 | Sublap 1 | 14:00 | 5 | 86 | October | 19000 | 0 | 0 | 0 | 0 | 0 | 0 | 0 | 0 | 0 | 0 | 0 | 0 | 0 | 0 | 3.9777 | 3.6884 | 2.7786 | 1.8026 | 0.81482 | -1.0539 | -0.022772 | 0 | 0 | 0 | 0 | 0 | 0 | 0 | 0 | 0 | 0 | 0 | 0 | 0 | 0 | 0 | 0 | 0 | 75.5756 | 70.0794 | 52.7942 | 34.2501 | 15.4816 | -20.0238 | -0.43267 | 0 | 0 | 0
0.583333333333333586November | Resource 1 | Sublap 1 | 14:00 | 5 | 86 | November | 20000 | 0 | 0 | 0 | 0 | 0 | 0 | 0 | 0 | 0 | 0 | 0 | 0 | 0 | 0 | 3.9777 | 3.6884 | 2.7786 | 1.8026 | 0.81482 | -1.0539 | -0.022772 | 0 | 0 | 0 | 0 | 0 | 0 | 0 | 0 | 0 | 0 | 0 | 0 | 0 | 0 | 0 | 0 | 0 | 79.5532 | 73.7678 | 55.5729 | 36.0528 | 16.2965 | -21.0776 | -0.45544 | 0 | 0 | 0
0.583333333333333586December | Resource 1 | Sublap 1 | 14:00 | 5 | 86 | December | 21000 | 0 | 0 | 0 | 0 | 0 | 0 | 0 | 0 | 0 | 0 | 0 | 0 | 0 | 0 | 3.9777 | 3.6884 | 2.7786 | 1.8026 | 0.81482 | -1.0539 | -0.022772 | 0 | 0 | 0 | 0 | 0 | 0 | 0 | 0 | 0 | 0 | 0 | 0 | 0 | 0 | 0 | 0 | 0 | 83.5309 | 77.4562 | 58.3515 | 37.8554 | 17.1113 | -22.1315 | -0.47821 | 0 | 0 | 0
0.583333333333333587January | Resource 1 | Sublap 1 | 14:00 | 5 | 87 | January | 10000 | 0 | 0 | 0 | 0 | 0 | 0 | 0 | 0 | 0 | 0 | 0 | 0 | 0 | 0 | 4.4154 | 4.1897 | 3.2068 | 2.1397 | 1.0487 | -1.1049 | -0.023868 | 0 | 0 | 0 | 0 | 0 | 0 | 0 | 0 | 0 | 0 | 0 | 0 | 0 | 0 | 0 | 0 | 0 | 44.1541 | 41.8969 | 32.0679 | 21.3966 | 10.4866 | -11.0494 | -0.23868 | 0 | 0 | 0
0.583333333333333587February | Resource 1 | Sublap 1 | 14:00 | 5 | 87 | February | 11000 | 0 | 0 | 0 | 0 | 0 | 0 | 0 | 0 | 0 | 0 | 0 | 0 | 0 | 0 | 4.4154 | 4.1897 | 3.2068 | 2.1397 | 1.0487 | -1.1049 | -0.023868 | 0 | 0 | 0 | 0 | 0 | 0 | 0 | 0 | 0 | 0 | 0 | 0 | 0 | 0 | 0 | 0 | 0 | 48.5695 | 46.0866 | 35.2747 | 23.5363 | 11.5353 | -12.1543 | -0.26254 | 0 | 0 | 0
0.583333333333333587March | Resource 1 | Sublap 1 | 14:00 | 5 | 87 | March | 12000 | 0 | 0 | 0 | 0 | 0 | 0 | 0 | 0 | 0 | 0 | 0 | 0 | 0 | 0 | 4.4154 | 4.1897 | 3.2068 | 2.1397 | 1.0487 | -1.1049 | -0.023868 | 0 | 0 | 0 | 0 | 0 | 0 | 0 | 0 | 0 | 0 | 0 | 0 | 0 | 0 | 0 | 0 | 0 | 52.9849 | 50.2762 | 38.4815 | 25.676 | 12.5839 | -13.2592 | -0.28641 | 0 | 0 | 0
0.583333333333333587April | Resource 1 | Sublap 1 | 14:00 | 5 | 87 | April | 13000 | 0 | 0 | 0 | 0 | 0 | 0 | 0 | 0 | 0 | 0 | 0 | 0 | 0 | 0 | 4.4154 | 4.1897 | 3.2068 | 2.1397 | 1.0487 | -1.1049 | -0.023868 | 0 | 0 | 0 | 0 | 0 | 0 | 0 | 0 | 0 | 0 | 0 | 0 | 0 | 0 | 0 | 0 | 0 | 57.4003 | 54.4659 | 41.6882 | 27.8156 | 13.6326 | -14.3642 | -0.31028 | 0 | 0 | 0
0.583333333333333587May | Resource 1 | Sublap 1 | 14:00 | 5 | 87 | May | 14000 | 0 | 0 | 0 | 0 | 0 | 0 | 0 | 0 | 0 | 0 | 0 | 0 | 0 | 0 | 4.4154 | 4.1897 | 3.2068 | 2.1397 | 1.0487 | -1.1049 | -0.023868 | 0 | 0 | 0 | 0 | 0 | 0 | 0 | 0 | 0 | 0 | 0 | 0 | 0 | 0 | 0 | 0 | 0 | 61.8157 | 58.6556 | 44.895 | 29.9553 | 14.6813 | -15.4691 | -0.33415 | 0 | 0 | 0
0.583333333333333587June | Resource 1 | Sublap 1 | 14:00 | 5 | 87 | June | 15000 | 0 | 0 | 0 | 0 | 0 | 0 | 0 | 0 | 0 | 0 | 0 | 0 | 0 | 0 | 4.4154 | 4.1897 | 3.2068 | 2.1397 | 1.0487 | -1.1049 | -0.023868 | 0 | 0 | 0 | 0 | 0 | 0 | 0 | 0 | 0 | 0 | 0 | 0 | 0 | 0 | 0 | 0 | 0 | 66.2311 | 62.8453 | 48.1018 | 32.095 | 15.7299 | -16.574 | -0.35802 | 0 | 0 | 0
0.583333333333333587July | Resource 1 | Sublap 1 | 14:00 | 5 | 87 | July | 16000 | 0 | 0 | 0 | 0 | 0 | 0 | 0 | 0 | 0 | 0 | 0 | 0 | 0 | 0 | 4.4154 | 4.1897 | 3.2068 | 2.1397 | 1.0487 | -1.1049 | -0.023868 | 0 | 0 | 0 | 0 | 0 | 0 | 0 | 0 | 0 | 0 | 0 | 0 | 0 | 0 | 0 | 0 | 0 | 70.6465 | 67.035 | 51.3086 | 34.2346 | 16.7786 | -17.679 | -0.38188 | 0 | 0 | 0
0.583333333333333587August | Resource 1 | Sublap 1 | 14:00 | 5 | 87 | August | 17000 | 0 | 0 | 0 | 0 | 0 | 0 | 0 | 0 | 0 | 0 | 0 | 0 | 0 | 0 | 4.4154 | 4.1897 | 3.2068 | 2.1397 | 1.0487 | -1.1049 | -0.023868 | 0 | 0 | 0 | 0 | 0 | 0 | 0 | 0 | 0 | 0 | 0 | 0 | 0 | 0 | 0 | 0 | 0 | 75.0619 | 71.2247 | 54.5154 | 36.3743 | 17.8273 | -18.7839 | -0.40575 | 0 | 0 | 0
0.583333333333333587September | Resource 1 | Sublap 1 | 14:00 | 5 | 87 | September | 18000 | 0 | 0 | 0 | 0 | 0 | 0 | 0 | 0 | 0 | 0 | 0 | 0 | 0 | 0 | 4.4154 | 4.1897 | 3.2068 | 2.1397 | 1.0487 | -1.1049 | -0.023868 | 0 | 0 | 0 | 0 | 0 | 0 | 0 | 0 | 0 | 0 | 0 | 0 | 0 | 0 | 0 | 0 | 0 | 79.4773 | 75.4144 | 57.7222 | 38.514 | 18.8759 | -19.8888 | -0.42962 | 0 | 0 | 0
0.583333333333333587October | Resource 1 | Sublap 1 | 14:00 | 5 | 87 | October | 19000 | 0 | 0 | 0 | 0 | 0 | 0 | 0 | 0 | 0 | 0 | 0 | 0 | 0 | 0 | 4.4154 | 4.1897 | 3.2068 | 2.1397 | 1.0487 | -1.1049 | -0.023868 | 0 | 0 | 0 | 0 | 0 | 0 | 0 | 0 | 0 | 0 | 0 | 0 | 0 | 0 | 0 | 0 | 0 | 83.8927 | 79.6041 | 60.929 | 40.6536 | 19.9246 | -20.9938 | -0.45349 | 0 | 0 | 0
0.583333333333333587November | Resource 1 | Sublap 1 | 14:00 | 5 | 87 | November | 20000 | 0 | 0 | 0 | 0 | 0 | 0 | 0 | 0 | 0 | 0 | 0 | 0 | 0 | 0 | 4.4154 | 4.1897 | 3.2068 | 2.1397 | 1.0487 | -1.1049 | -0.023868 | 0 | 0 | 0 | 0 | 0 | 0 | 0 | 0 | 0 | 0 | 0 | 0 | 0 | 0 | 0 | 0 | 0 | 88.3081 | 83.7937 | 64.1358 | 42.7933 | 20.9733 | -22.0987 | -0.47735 | 0 | 0 | 0
0.583333333333333587December | Resource 1 | Sublap 1 | 14:00 | 5 | 87 | December | 21000 | 0 | 0 | 0 | 0 | 0 | 0 | 0 | 0 | 0 | 0 | 0 | 0 | 0 | 0 | 4.4154 | 4.1897 | 3.2068 | 2.1397 | 1.0487 | -1.1049 | -0.023868 | 0 | 0 | 0 | 0 | 0 | 0 | 0 | 0 | 0 | 0 | 0 | 0 | 0 | 0 | 0 | 0 | 0 | 92.7235 | 87.9834 | 67.3425 | 44.9329 | 22.0219 | -23.2036 | -0.50122 | 0 | 0 | 0
0.583333333333333588January | Resource 1 | Sublap 1 | 14:00 | 5 | 88 | January | 10000 | 0 | 0 | 0 | 0 | 0 | 0 | 0 | 0 | 0 | 0 | 0 | 0 | 0 | 0 | 4.9951 | 4.7034 | 3.6991 | 2.484 | 1.2274 | -1.2153 | -0.026236 | 0 | 0 | 0 | 0 | 0 | 0 | 0 | 0 | 0 | 0 | 0 | 0 | 0 | 0 | 0 | 0 | 0 | 49.9513 | 47.0343 | 36.9906 | 24.8399 | 12.2743 | -12.1529 | -0.26236 | 0 | 0 | 0
0.583333333333333588February | Resource 1 | Sublap 1 | 14:00 | 5 | 88 | February | 11000 | 0 | 0 | 0 | 0 | 0 | 0 | 0 | 0 | 0 | 0 | 0 | 0 | 0 | 0 | 4.9951 | 4.7034 | 3.6991 | 2.484 | 1.2274 | -1.2153 | -0.026236 | 0 | 0 | 0 | 0 | 0 | 0 | 0 | 0 | 0 | 0 | 0 | 0 | 0 | 0 | 0 | 0 | 0 | 54.9464 | 51.7377 | 40.6897 | 27.3239 | 13.5017 | -13.3681 | -0.2886 | 0 | 0 | 0
0.583333333333333588March | Resource 1 | Sublap 1 | 14:00 | 5 | 88 | March | 12000 | 0 | 0 | 0 | 0 | 0 | 0 | 0 | 0 | 0 | 0 | 0 | 0 | 0 | 0 | 4.9951 | 4.7034 | 3.6991 | 2.484 | 1.2274 | -1.2153 | -0.026236 | 0 | 0 | 0 | 0 | 0 | 0 | 0 | 0 | 0 | 0 | 0 | 0 | 0 | 0 | 0 | 0 | 0 | 59.9416 | 56.4411 | 44.3888 | 29.8079 | 14.7291 | -14.5834 | -0.31483 | 0 | 0 | 0
0.583333333333333588April | Resource 1 | Sublap 1 | 14:00 | 5 | 88 | April | 13000 | 0 | 0 | 0 | 0 | 0 | 0 | 0 | 0 | 0 | 0 | 0 | 0 | 0 | 0 | 4.9951 | 4.7034 | 3.6991 | 2.484 | 1.2274 | -1.2153 | -0.026236 | 0 | 0 | 0 | 0 | 0 | 0 | 0 | 0 | 0 | 0 | 0 | 0 | 0 | 0 | 0 | 0 | 0 | 64.9367 | 61.1445 | 48.0878 | 32.2919 | 15.9565 | -15.7987 | -0.34107 | 0 | 0 | 0
0.583333333333333588May | Resource 1 | Sublap 1 | 14:00 | 5 | 88 | May | 14000 | 0 | 0 | 0 | 0 | 0 | 0 | 0 | 0 | 0 | 0 | 0 | 0 | 0 | 0 | 4.9951 | 4.7034 | 3.6991 | 2.484 | 1.2274 | -1.2153 | -0.026236 | 0 | 0 | 0 | 0 | 0 | 0 | 0 | 0 | 0 | 0 | 0 | 0 | 0 | 0 | 0 | 0 | 0 | 69.9318 | 65.848 | 51.7869 | 34.7759 | 17.184 | -17.014 | -0.36731 | 0 | 0 | 0
0.583333333333333588June | Resource 1 | Sublap 1 | 14:00 | 5 | 88 | June | 15000 | 0 | 0 | 0 | 0 | 0 | 0 | 0 | 0 | 0 | 0 | 0 | 0 | 0 | 0 | 4.9951 | 4.7034 | 3.6991 | 2.484 | 1.2274 | -1.2153 | -0.026236 | 0 | 0 | 0 | 0 | 0 | 0 | 0 | 0 | 0 | 0 | 0 | 0 | 0 | 0 | 0 | 0 | 0 | 74.927 | 70.5514 | 55.4859 | 37.2599 | 18.4114 | -18.2293 | -0.39354 | 0 | 0 | 0
0.583333333333333588July | Resource 1 | Sublap 1 | 14:00 | 5 | 88 | July | 16000 | 0 | 0 | 0 | 0 | 0 | 0 | 0 | 0 | 0 | 0 | 0 | 0 | 0 | 0 | 4.9951 | 4.7034 | 3.6991 | 2.484 | 1.2274 | -1.2153 | -0.026236 | 0 | 0 | 0 | 0 | 0 | 0 | 0 | 0 | 0 | 0 | 0 | 0 | 0 | 0 | 0 | 0 | 0 | 79.9221 | 75.2548 | 59.185 | 39.7439 | 19.6388 | -19.4446 | -0.41978 | 0 | 0 | 0
0.583333333333333588August | Resource 1 | Sublap 1 | 14:00 | 5 | 88 | August | 17000 | 0 | 0 | 0 | 0 | 0 | 0 | 0 | 0 | 0 | 0 | 0 | 0 | 0 | 0 | 4.9951 | 4.7034 | 3.6991 | 2.484 | 1.2274 | -1.2153 | -0.026236 | 0 | 0 | 0 | 0 | 0 | 0 | 0 | 0 | 0 | 0 | 0 | 0 | 0 | 0 | 0 | 0 | 0 | 84.9172 | 79.9582 | 62.8841 | 42.2279 | 20.8663 | -20.6599 | -0.44601 | 0 | 0 | 0
0.583333333333333588September | Resource 1 | Sublap 1 | 14:00 | 5 | 88 | September | 18000 | 0 | 0 | 0 | 0 | 0 | 0 | 0 | 0 | 0 | 0 | 0 | 0 | 0 | 0 | 4.9951 | 4.7034 | 3.6991 | 2.484 | 1.2274 | -1.2153 | -0.026236 | 0 | 0 | 0 | 0 | 0 | 0 | 0 | 0 | 0 | 0 | 0 | 0 | 0 | 0 | 0 | 0 | 0 | 89.9124 | 84.6617 | 66.5831 | 44.7119 | 22.0937 | -21.8752 | -0.47225 | 0 | 0 | 0
0.583333333333333588October | Resource 1 | Sublap 1 | 14:00 | 5 | 88 | October | 19000 | 0 | 0 | 0 | 0 | 0 | 0 | 0 | 0 | 0 | 0 | 0 | 0 | 0 | 0 | 4.9951 | 4.7034 | 3.6991 | 2.484 | 1.2274 | -1.2153 | -0.026236 | 0 | 0 | 0 | 0 | 0 | 0 | 0 | 0 | 0 | 0 | 0 | 0 | 0 | 0 | 0 | 0 | 0 | 94.9075 | 89.3651 | 70.2822 | 47.1959 | 23.3211 | -23.0905 | -0.49849 | 0 | 0 | 0
0.583333333333333588November | Resource 1 | Sublap 1 | 14:00 | 5 | 88 | November | 20000 | 0 | 0 | 0 | 0 | 0 | 0 | 0 | 0 | 0 | 0 | 0 | 0 | 0 | 0 | 4.9951 | 4.7034 | 3.6991 | 2.484 | 1.2274 | -1.2153 | -0.026236 | 0 | 0 | 0 | 0 | 0 | 0 | 0 | 0 | 0 | 0 | 0 | 0 | 0 | 0 | 0 | 0 | 0 | 99.9026 | 94.0685 | 73.9813 | 49.6799 | 24.5485 | -24.3057 | -0.52472 | 0 | 0 | 0
0.583333333333333588December | Resource 1 | Sublap 1 | 14:00 | 5 | 88 | December | 21000 | 0 | 0 | 0 | 0 | 0 | 0 | 0 | 0 | 0 | 0 | 0 | 0 | 0 | 0 | 4.9951 | 4.7034 | 3.6991 | 2.484 | 1.2274 | -1.2153 | -0.026236 | 0 | 0 | 0 | 0 | 0 | 0 | 0 | 0 | 0 | 0 | 0 | 0 | 0 | 0 | 0 | 0 | 0 | 104.8977 | 98.7719 | 77.6803 | 52.1639 | 25.776 | -25.521 | -0.55096 | 0 | 0 | 0
0.583333333333333589January | Resource 1 | Sublap 1 | 14:00 | 5 | 89 | January | 10000 | 0 | 0 | 0 | 0 | 0 | 0 | 0 | 0 | 0 | 0 | 0 | 0 | 0 | 0 | 4.9157 | 4.7159 | 3.6843 | 2.5055 | 1.2728 | -1.1825 | -0.025532 | 0 | 0 | 0 | 0 | 0 | 0 | 0 | 0 | 0 | 0 | 0 | 0 | 0 | 0 | 0 | 0 | 0 | 49.1572 | 47.1589 | 36.8427 | 25.0555 | 12.7283 | -11.8248 | -0.25532 | 0 | 0 | 0
0.583333333333333589February | Resource 1 | Sublap 1 | 14:00 | 5 | 89 | February | 11000 | 0 | 0 | 0 | 0 | 0 | 0 | 0 | 0 | 0 | 0 | 0 | 0 | 0 | 0 | 4.9157 | 4.7159 | 3.6843 | 2.5055 | 1.2728 | -1.1825 | -0.025532 | 0 | 0 | 0 | 0 | 0 | 0 | 0 | 0 | 0 | 0 | 0 | 0 | 0 | 0 | 0 | 0 | 0 | 54.0729 | 51.8748 | 40.527 | 27.561 | 14.0011 | -13.0073 | -0.28085 | 0 | 0 | 0
0.583333333333333589March | Resource 1 | Sublap 1 | 14:00 | 5 | 89 | March | 12000 | 0 | 0 | 0 | 0 | 0 | 0 | 0 | 0 | 0 | 0 | 0 | 0 | 0 | 0 | 4.9157 | 4.7159 | 3.6843 | 2.5055 | 1.2728 | -1.1825 | -0.025532 | 0 | 0 | 0 | 0 | 0 | 0 | 0 | 0 | 0 | 0 | 0 | 0 | 0 | 0 | 0 | 0 | 0 | 58.9886 | 56.5906 | 44.2113 | 30.0666 | 15.2739 | -14.1898 | -0.30638 | 0 | 0 | 0
0.583333333333333589April | Resource 1 | Sublap 1 | 14:00 | 5 | 89 | April | 13000 | 0 | 0 | 0 | 0 | 0 | 0 | 0 | 0 | 0 | 0 | 0 | 0 | 0 | 0 | 4.9157 | 4.7159 | 3.6843 | 2.5055 | 1.2728 | -1.1825 | -0.025532 | 0 | 0 | 0 | 0 | 0 | 0 | 0 | 0 | 0 | 0 | 0 | 0 | 0 | 0 | 0 | 0 | 0 | 63.9044 | 61.3065 | 47.8956 | 32.5721 | 16.5467 | -15.3723 | -0.33192 | 0 | 0 | 0
0.583333333333333589May | Resource 1 | Sublap 1 | 14:00 | 5 | 89 | May | 14000 | 0 | 0 | 0 | 0 | 0 | 0 | 0 | 0 | 0 | 0 | 0 | 0 | 0 | 0 | 4.9157 | 4.7159 | 3.6843 | 2.5055 | 1.2728 | -1.1825 | -0.025532 | 0 | 0 | 0 | 0 | 0 | 0 | 0 | 0 | 0 | 0 | 0 | 0 | 0 | 0 | 0 | 0 | 0 | 68.8201 | 66.0224 | 51.5798 | 35.0777 | 17.8196 | -16.5548 | -0.35745 | 0 | 0 | 0
0.583333333333333589June | Resource 1 | Sublap 1 | 14:00 | 5 | 89 | June | 15000 | 0 | 0 | 0 | 0 | 0 | 0 | 0 | 0 | 0 | 0 | 0 | 0 | 0 | 0 | 4.9157 | 4.7159 | 3.6843 | 2.5055 | 1.2728 | -1.1825 | -0.025532 | 0 | 0 | 0 | 0 | 0 | 0 | 0 | 0 | 0 | 0 | 0 | 0 | 0 | 0 | 0 | 0 | 0 | 73.7358 | 70.7383 | 55.2641 | 37.5832 | 19.0924 | -17.7372 | -0.38298 | 0 | 0 | 0
0.583333333333333589July | Resource 1 | Sublap 1 | 14:00 | 5 | 89 | July | 16000 | 0 | 0 | 0 | 0 | 0 | 0 | 0 | 0 | 0 | 0 | 0 | 0 | 0 | 0 | 4.9157 | 4.7159 | 3.6843 | 2.5055 | 1.2728 | -1.1825 | -0.025532 | 0 | 0 | 0 | 0 | 0 | 0 | 0 | 0 | 0 | 0 | 0 | 0 | 0 | 0 | 0 | 0 | 0 | 78.6515 | 75.4542 | 58.9484 | 40.0887 | 20.3652 | -18.9197 | -0.40851 | 0 | 0 | 0
0.583333333333333589August | Resource 1 | Sublap 1 | 14:00 | 5 | 89 | August | 17000 | 0 | 0 | 0 | 0 | 0 | 0 | 0 | 0 | 0 | 0 | 0 | 0 | 0 | 0 | 4.9157 | 4.7159 | 3.6843 | 2.5055 | 1.2728 | -1.1825 | -0.025532 | 0 | 0 | 0 | 0 | 0 | 0 | 0 | 0 | 0 | 0 | 0 | 0 | 0 | 0 | 0 | 0 | 0 | 83.5672 | 80.1701 | 62.6326 | 42.5943 | 21.638 | -20.1022 | -0.43405 | 0 | 0 | 0
0.583333333333333589September | Resource 1 | Sublap 1 | 14:00 | 5 | 89 | September | 18000 | 0 | 0 | 0 | 0 | 0 | 0 | 0 | 0 | 0 | 0 | 0 | 0 | 0 | 0 | 4.9157 | 4.7159 | 3.6843 | 2.5055 | 1.2728 | -1.1825 | -0.025532 | 0 | 0 | 0 | 0 | 0 | 0 | 0 | 0 | 0 | 0 | 0 | 0 | 0 | 0 | 0 | 0 | 0 | 88.4829 | 84.886 | 66.3169 | 45.0998 | 22.9109 | -21.2847 | -0.45958 | 0 | 0 | 0
0.583333333333333589October | Resource 1 | Sublap 1 | 14:00 | 5 | 89 | October | 19000 | 0 | 0 | 0 | 0 | 0 | 0 | 0 | 0 | 0 | 0 | 0 | 0 | 0 | 0 | 4.9157 | 4.7159 | 3.6843 | 2.5055 | 1.2728 | -1.1825 | -0.025532 | 0 | 0 | 0 | 0 | 0 | 0 | 0 | 0 | 0 | 0 | 0 | 0 | 0 | 0 | 0 | 0 | 0 | 93.3987 | 89.6018 | 70.0012 | 47.6054 | 24.1837 | -22.4672 | -0.48511 | 0 | 0 | 0
0.583333333333333589November | Resource 1 | Sublap 1 | 14:00 | 5 | 89 | November | 20000 | 0 | 0 | 0 | 0 | 0 | 0 | 0 | 0 | 0 | 0 | 0 | 0 | 0 | 0 | 4.9157 | 4.7159 | 3.6843 | 2.5055 | 1.2728 | -1.1825 | -0.025532 | 0 | 0 | 0 | 0 | 0 | 0 | 0 | 0 | 0 | 0 | 0 | 0 | 0 | 0 | 0 | 0 | 0 | 98.3144 | 94.3177 | 73.6855 | 50.1109 | 25.4565 | -23.6497 | -0.51064 | 0 | 0 | 0
0.583333333333333589December | Resource 1 | Sublap 1 | 14:00 | 5 | 89 | December | 21000 | 0 | 0 | 0 | 0 | 0 | 0 | 0 | 0 | 0 | 0 | 0 | 0 | 0 | 0 | 4.9157 | 4.7159 | 3.6843 | 2.5055 | 1.2728 | -1.1825 | -0.025532 | 0 | 0 | 0 | 0 | 0 | 0 | 0 | 0 | 0 | 0 | 0 | 0 | 0 | 0 | 0 | 0 | 0 | 103.2301 | 99.0336 | 77.3697 | 52.6165 | 26.7294 | -24.8321 | -0.53617 | 0 | 0 | 0
0.583333333333333590January | Resource 1 | Sublap 1 | 14:00 | 5 | 90 | January | 10000 | 0 | 0 | 0 | 0 | 0 | 0 | 0 | 0 | 0 | 0 | 0 | 0 | 0 | 0 | 5.8078 | 5.4736 | 4.1987 | 2.9071 | 1.4662 | -1.3377 | -0.028863 | 0 | 0 | 0 | 0 | 0 | 0 | 0 | 0 | 0 | 0 | 0 | 0 | 0 | 0 | 0 | 0 | 0 | 58.0779 | 54.7362 | 41.9871 | 29.0706 | 14.662 | -13.377 | -0.28863 | 0 | 0 | 0
0.583333333333333590February | Resource 1 | Sublap 1 | 14:00 | 5 | 90 | February | 11000 | 0 | 0 | 0 | 0 | 0 | 0 | 0 | 0 | 0 | 0 | 0 | 0 | 0 | 0 | 5.8078 | 5.4736 | 4.1987 | 2.9071 | 1.4662 | -1.3377 | -0.028863 | 0 | 0 | 0 | 0 | 0 | 0 | 0 | 0 | 0 | 0 | 0 | 0 | 0 | 0 | 0 | 0 | 0 | 63.8857 | 60.2098 | 46.1858 | 31.9776 | 16.1282 | -14.7147 | -0.3175 | 0 | 0 | 0
0.583333333333333590March | Resource 1 | Sublap 1 | 14:00 | 5 | 90 | March | 12000 | 0 | 0 | 0 | 0 | 0 | 0 | 0 | 0 | 0 | 0 | 0 | 0 | 0 | 0 | 5.8078 | 5.4736 | 4.1987 | 2.9071 | 1.4662 | -1.3377 | -0.028863 | 0 | 0 | 0 | 0 | 0 | 0 | 0 | 0 | 0 | 0 | 0 | 0 | 0 | 0 | 0 | 0 | 0 | 69.6935 | 65.6834 | 50.3845 | 34.8847 | 17.5943 | -16.0524 | -0.34636 | 0 | 0 | 0
0.583333333333333590April | Resource 1 | Sublap 1 | 14:00 | 5 | 90 | April | 13000 | 0 | 0 | 0 | 0 | 0 | 0 | 0 | 0 | 0 | 0 | 0 | 0 | 0 | 0 | 5.8078 | 5.4736 | 4.1987 | 2.9071 | 1.4662 | -1.3377 | -0.028863 | 0 | 0 | 0 | 0 | 0 | 0 | 0 | 0 | 0 | 0 | 0 | 0 | 0 | 0 | 0 | 0 | 0 | 75.5013 | 71.157 | 54.5832 | 37.7917 | 19.0605 | -17.3901 | -0.37522 | 0 | 0 | 0
0.583333333333333590May | Resource 1 | Sublap 1 | 14:00 | 5 | 90 | May | 14000 | 0 | 0 | 0 | 0 | 0 | 0 | 0 | 0 | 0 | 0 | 0 | 0 | 0 | 0 | 5.8078 | 5.4736 | 4.1987 | 2.9071 | 1.4662 | -1.3377 | -0.028863 | 0 | 0 | 0 | 0 | 0 | 0 | 0 | 0 | 0 | 0 | 0 | 0 | 0 | 0 | 0 | 0 | 0 | 81.3091 | 76.6306 | 58.7819 | 40.6988 | 20.5267 | -18.7278 | -0.40409 | 0 | 0 | 0
0.583333333333333590June | Resource 1 | Sublap 1 | 14:00 | 5 | 90 | June | 15000 | 0 | 0 | 0 | 0 | 0 | 0 | 0 | 0 | 0 | 0 | 0 | 0 | 0 | 0 | 5.8078 | 5.4736 | 4.1987 | 2.9071 | 1.4662 | -1.3377 | -0.028863 | 0 | 0 | 0 | 0 | 0 | 0 | 0 | 0 | 0 | 0 | 0 | 0 | 0 | 0 | 0 | 0 | 0 | 87.1169 | 82.1043 | 62.9806 | 43.6058 | 21.9929 | -20.0654 | -0.43295 | 0 | 0 | 0
0.583333333333333590July | Resource 1 | Sublap 1 | 14:00 | 5 | 90 | July | 16000 | 0 | 0 | 0 | 0 | 0 | 0 | 0 | 0 | 0 | 0 | 0 | 0 | 0 | 0 | 5.8078 | 5.4736 | 4.1987 | 2.9071 | 1.4662 | -1.3377 | -0.028863 | 0 | 0 | 0 | 0 | 0 | 0 | 0 | 0 | 0 | 0 | 0 | 0 | 0 | 0 | 0 | 0 | 0 | 92.9247 | 87.5779 | 67.1793 | 46.5129 | 23.4591 | -21.4032 | -0.46181 | 0 | 0 | 0
0.583333333333333590August | Resource 1 | Sublap 1 | 14:00 | 5 | 90 | August | 17000 | 0 | 0 | 0 | 0 | 0 | 0 | 0 | 0 | 0 | 0 | 0 | 0 | 0 | 0 | 5.8078 | 5.4736 | 4.1987 | 2.9071 | 1.4662 | -1.3377 | -0.028863 | 0 | 0 | 0 | 0 | 0 | 0 | 0 | 0 | 0 | 0 | 0 | 0 | 0 | 0 | 0 | 0 | 0 | 98.7325 | 93.0515 | 71.378 | 49.42 | 24.9253 | -22.7408 | -0.49068 | 0 | 0 | 0
0.583333333333333590September | Resource 1 | Sublap 1 | 14:00 | 5 | 90 | September | 18000 | 0 | 0 | 0 | 0 | 0 | 0 | 0 | 0 | 0 | 0 | 0 | 0 | 0 | 0 | 5.8078 | 5.4736 | 4.1987 | 2.9071 | 1.4662 | -1.3377 | -0.028863 | 0 | 0 | 0 | 0 | 0 | 0 | 0 | 0 | 0 | 0 | 0 | 0 | 0 | 0 | 0 | 0 | 0 | 104.5402 | 98.5251 | 75.5767 | 52.327 | 26.3915 | -24.0785 | -0.51954 | 0 | 0 | 0
0.583333333333333590October | Resource 1 | Sublap 1 | 14:00 | 5 | 90 | October | 19000 | 0 | 0 | 0 | 0 | 0 | 0 | 0 | 0 | 0 | 0 | 0 | 0 | 0 | 0 | 5.8078 | 5.4736 | 4.1987 | 2.9071 | 1.4662 | -1.3377 | -0.028863 | 0 | 0 | 0 | 0 | 0 | 0 | 0 | 0 | 0 | 0 | 0 | 0 | 0 | 0 | 0 | 0 | 0 | 110.348 | 103.9987 | 79.7754 | 55.2341 | 27.8577 | -25.4162 | -0.5484 | 0 | 0 | 0
0.583333333333333590November | Resource 1 | Sublap 1 | 14:00 | 5 | 90 | November | 20000 | 0 | 0 | 0 | 0 | 0 | 0 | 0 | 0 | 0 | 0 | 0 | 0 | 0 | 0 | 5.8078 | 5.4736 | 4.1987 | 2.9071 | 1.4662 | -1.3377 | -0.028863 | 0 | 0 | 0 | 0 | 0 | 0 | 0 | 0 | 0 | 0 | 0 | 0 | 0 | 0 | 0 | 0 | 0 | 116.1558 | 109.4723 | 83.9741 | 58.1411 | 29.3239 | -26.7539 | -0.57727 | 0 | 0 | 0
0.583333333333333590December | Resource 1 | Sublap 1 | 14:00 | 5 | 90 | December | 21000 | 0 | 0 | 0 | 0 | 0 | 0 | 0 | 0 | 0 | 0 | 0 | 0 | 0 | 0 | 5.8078 | 5.4736 | 4.1987 | 2.9071 | 1.4662 | -1.3377 | -0.028863 | 0 | 0 | 0 | 0 | 0 | 0 | 0 | 0 | 0 | 0 | 0 | 0 | 0 | 0 | 0 | 0 | 0 | 121.9636 | 114.946 | 88.1728 | 61.0482 | 30.7901 | -28.0916 | -0.60613 | 0 | 0 | 0
0.583333333333333591January | Resource 1 | Sublap 1 | 14:00 | 5 | 91 | January | 10000 | 0 | 0 | 0 | 0 | 0 | 0 | 0 | 0 | 0 | 0 | 0 | 0 | 0 | 0 | 6.8118 | 6.5895 | 5.1194 | 3.6504 | 2.0394 | -1.5077 | -0.032511 | 0 | 0 | 0 | 0 | 0 | 0 | 0 | 0 | 0 | 0 | 0 | 0 | 0 | 0 | 0 | 0 | 0 | 68.1184 | 65.8948 | 51.1936 | 36.5039 | 20.3944 | -15.0768 | -0.32512 | 0 | 0 | 0
0.583333333333333591February | Resource 1 | Sublap 1 | 14:00 | 5 | 91 | February | 11000 | 0 | 0 | 0 | 0 | 0 | 0 | 0 | 0 | 0 | 0 | 0 | 0 | 0 | 0 | 6.8118 | 6.5895 | 5.1194 | 3.6504 | 2.0394 | -1.5077 | -0.032511 | 0 | 0 | 0 | 0 | 0 | 0 | 0 | 0 | 0 | 0 | 0 | 0 | 0 | 0 | 0 | 0 | 0 | 74.9303 | 72.4842 | 56.313 | 40.1543 | 22.4339 | -16.5845 | -0.35763 | 0 | 0 | 0
0.583333333333333591March | Resource 1 | Sublap 1 | 14:00 | 5 | 91 | March | 12000 | 0 | 0 | 0 | 0 | 0 | 0 | 0 | 0 | 0 | 0 | 0 | 0 | 0 | 0 | 6.8118 | 6.5895 | 5.1194 | 3.6504 | 2.0394 | -1.5077 | -0.032511 | 0 | 0 | 0 | 0 | 0 | 0 | 0 | 0 | 0 | 0 | 0 | 0 | 0 | 0 | 0 | 0 | 0 | 81.7421 | 79.0737 | 61.4323 | 43.8047 | 24.4733 | -18.0922 | -0.39014 | 0 | 0 | 0
0.583333333333333591April | Resource 1 | Sublap 1 | 14:00 | 5 | 91 | April | 13000 | 0 | 0 | 0 | 0 | 0 | 0 | 0 | 0 | 0 | 0 | 0 | 0 | 0 | 0 | 6.8118 | 6.5895 | 5.1194 | 3.6504 | 2.0394 | -1.5077 | -0.032511 | 0 | 0 | 0 | 0 | 0 | 0 | 0 | 0 | 0 | 0 | 0 | 0 | 0 | 0 | 0 | 0 | 0 | 88.554 | 85.6632 | 66.5517 | 47.455 | 26.5128 | -19.5999 | -0.42265 | 0 | 0 | 0
0.583333333333333591May | Resource 1 | Sublap 1 | 14:00 | 5 | 91 | May | 14000 | 0 | 0 | 0 | 0 | 0 | 0 | 0 | 0 | 0 | 0 | 0 | 0 | 0 | 0 | 6.8118 | 6.5895 | 5.1194 | 3.6504 | 2.0394 | -1.5077 | -0.032511 | 0 | 0 | 0 | 0 | 0 | 0 | 0 | 0 | 0 | 0 | 0 | 0 | 0 | 0 | 0 | 0 | 0 | 95.3658 | 92.2527 | 71.6711 | 51.1054 | 28.5522 | -21.1075 | -0.45516 | 0 | 0 | 0
0.583333333333333591June | Resource 1 | Sublap 1 | 14:00 | 5 | 91 | June | 15000 | 0 | 0 | 0 | 0 | 0 | 0 | 0 | 0 | 0 | 0 | 0 | 0 | 0 | 0 | 6.8118 | 6.5895 | 5.1194 | 3.6504 | 2.0394 | -1.5077 | -0.032511 | 0 | 0 | 0 | 0 | 0 | 0 | 0 | 0 | 0 | 0 | 0 | 0 | 0 | 0 | 0 | 0 | 0 | 102.1777 | 98.8422 | 76.7904 | 54.7558 | 30.5917 | -22.6152 | -0.48767 | 0 | 0 | 0
0.583333333333333591July | Resource 1 | Sublap 1 | 14:00 | 5 | 91 | July | 16000 | 0 | 0 | 0 | 0 | 0 | 0 | 0 | 0 | 0 | 0 | 0 | 0 | 0 | 0 | 6.8118 | 6.5895 | 5.1194 | 3.6504 | 2.0394 | -1.5077 | -0.032511 | 0 | 0 | 0 | 0 | 0 | 0 | 0 | 0 | 0 | 0 | 0 | 0 | 0 | 0 | 0 | 0 | 0 | 108.9895 | 105.4316 | 81.9098 | 58.4062 | 32.6311 | -24.1229 | -0.52018 | 0 | 0 | 0
0.583333333333333591August | Resource 1 | Sublap 1 | 14:00 | 5 | 91 | August | 17000 | 0 | 0 | 0 | 0 | 0 | 0 | 0 | 0 | 0 | 0 | 0 | 0 | 0 | 0 | 6.8118 | 6.5895 | 5.1194 | 3.6504 | 2.0394 | -1.5077 | -0.032511 | 0 | 0 | 0 | 0 | 0 | 0 | 0 | 0 | 0 | 0 | 0 | 0 | 0 | 0 | 0 | 0 | 0 | 115.8013 | 112.0211 | 87.0292 | 62.0566 | 34.6705 | -25.6306 | -0.5527 | 0 | 0 | 0
0.583333333333333591September | Resource 1 | Sublap 1 | 14:00 | 5 | 91 | September | 18000 | 0 | 0 | 0 | 0 | 0 | 0 | 0 | 0 | 0 | 0 | 0 | 0 | 0 | 0 | 6.8118 | 6.5895 | 5.1194 | 3.6504 | 2.0394 | -1.5077 | -0.032511 | 0 | 0 | 0 | 0 | 0 | 0 | 0 | 0 | 0 | 0 | 0 | 0 | 0 | 0 | 0 | 0 | 0 | 122.6132 | 118.6106 | 92.1485 | 65.707 | 36.71 | -27.1383 | -0.58521 | 0 | 0 | 0
0.583333333333333591October | Resource 1 | Sublap 1 | 14:00 | 5 | 91 | October | 19000 | 0 | 0 | 0 | 0 | 0 | 0 | 0 | 0 | 0 | 0 | 0 | 0 | 0 | 0 | 6.8118 | 6.5895 | 5.1194 | 3.6504 | 2.0394 | -1.5077 | -0.032511 | 0 | 0 | 0 | 0 | 0 | 0 | 0 | 0 | 0 | 0 | 0 | 0 | 0 | 0 | 0 | 0 | 0 | 129.425 | 125.2001 | 97.2679 | 69.3574 | 38.7494 | -28.646 | -0.61772 | 0 | 0 | 0
0.583333333333333591November | Resource 1 | Sublap 1 | 14:00 | 5 | 91 | November | 20000 | 0 | 0 | 0 | 0 | 0 | 0 | 0 | 0 | 0 | 0 | 0 | 0 | 0 | 0 | 6.8118 | 6.5895 | 5.1194 | 3.6504 | 2.0394 | -1.5077 | -0.032511 | 0 | 0 | 0 | 0 | 0 | 0 | 0 | 0 | 0 | 0 | 0 | 0 | 0 | 0 | 0 | 0 | 0 | 136.2369 | 131.7895 | 102.3873 | 73.0078 | 40.7889 | -30.1536 | -0.65023 | 0 | 0 | 0
0.583333333333333591December | Resource 1 | Sublap 1 | 14:00 | 5 | 91 | December | 21000 | 0 | 0 | 0 | 0 | 0 | 0 | 0 | 0 | 0 | 0 | 0 | 0 | 0 | 0 | 6.8118 | 6.5895 | 5.1194 | 3.6504 | 2.0394 | -1.5077 | -0.032511 | 0 | 0 | 0 | 0 | 0 | 0 | 0 | 0 | 0 | 0 | 0 | 0 | 0 | 0 | 0 | 0 | 0 | 143.0487 | 138.379 | 107.5066 | 76.6582 | 42.8283 | -31.6613 | -0.68274 | 0 | 0 | 0
0.583333333333333592January | Resource 1 | Sublap 1 | 14:00 | 5 | 92 | January | 10000 | 0 | 0 | 0 | 0 | 0 | 0 | 0 | 0 | 0 | 0 | 0 | 0 | 0 | 0 | 7.2305 | 7.1306 | 5.502 | 3.9417 | 2.111 | -1.55 | -0.033421 | 0 | 0 | 0 | 0 | 0 | 0 | 0 | 0 | 0 | 0 | 0 | 0 | 0 | 0 | 0 | 0 | 0 | 72.3054 | 71.3064 | 55.0196 | 39.4171 | 21.1095 | -15.5005 | -0.33421 | 0 | 0 | 0
0.583333333333333592February | Resource 1 | Sublap 1 | 14:00 | 5 | 92 | February | 11000 | 0 | 0 | 0 | 0 | 0 | 0 | 0 | 0 | 0 | 0 | 0 | 0 | 0 | 0 | 7.2305 | 7.1306 | 5.502 | 3.9417 | 2.111 | -1.55 | -0.033421 | 0 | 0 | 0 | 0 | 0 | 0 | 0 | 0 | 0 | 0 | 0 | 0 | 0 | 0 | 0 | 0 | 0 | 79.5359 | 78.437 | 60.5215 | 43.3588 | 23.2205 | -17.0505 | -0.36763 | 0 | 0 | 0
0.583333333333333592March | Resource 1 | Sublap 1 | 14:00 | 5 | 92 | March | 12000 | 0 | 0 | 0 | 0 | 0 | 0 | 0 | 0 | 0 | 0 | 0 | 0 | 0 | 0 | 7.2305 | 7.1306 | 5.502 | 3.9417 | 2.111 | -1.55 | -0.033421 | 0 | 0 | 0 | 0 | 0 | 0 | 0 | 0 | 0 | 0 | 0 | 0 | 0 | 0 | 0 | 0 | 0 | 86.7664 | 85.5676 | 66.0235 | 47.3005 | 25.3315 | -18.6006 | -0.40105 | 0 | 0 | 0
0.583333333333333592April | Resource 1 | Sublap 1 | 14:00 | 5 | 92 | April | 13000 | 0 | 0 | 0 | 0 | 0 | 0 | 0 | 0 | 0 | 0 | 0 | 0 | 0 | 0 | 7.2305 | 7.1306 | 5.502 | 3.9417 | 2.111 | -1.55 | -0.033421 | 0 | 0 | 0 | 0 | 0 | 0 | 0 | 0 | 0 | 0 | 0 | 0 | 0 | 0 | 0 | 0 | 0 | 93.997 | 92.6983 | 71.5254 | 51.2422 | 27.4424 | -20.1506 | -0.43447 | 0 | 0 | 0
0.583333333333333592May | Resource 1 | Sublap 1 | 14:00 | 5 | 92 | May | 14000 | 0 | 0 | 0 | 0 | 0 | 0 | 0 | 0 | 0 | 0 | 0 | 0 | 0 | 0 | 7.2305 | 7.1306 | 5.502 | 3.9417 | 2.111 | -1.55 | -0.033421 | 0 | 0 | 0 | 0 | 0 | 0 | 0 | 0 | 0 | 0 | 0 | 0 | 0 | 0 | 0 | 0 | 0 | 101.2275 | 99.8289 | 77.0274 | 55.1839 | 29.5534 | -21.7007 | -0.46789 | 0 | 0 | 0
0.583333333333333592June | Resource 1 | Sublap 1 | 14:00 | 5 | 92 | June | 15000 | 0 | 0 | 0 | 0 | 0 | 0 | 0 | 0 | 0 | 0 | 0 | 0 | 0 | 0 | 7.2305 | 7.1306 | 5.502 | 3.9417 | 2.111 | -1.55 | -0.033421 | 0 | 0 | 0 | 0 | 0 | 0 | 0 | 0 | 0 | 0 | 0 | 0 | 0 | 0 | 0 | 0 | 0 | 108.4581 | 106.9595 | 82.5293 | 59.1256 | 31.6643 | -23.2507 | -0.50131 | 0 | 0 | 0
0.583333333333333592July | Resource 1 | Sublap 1 | 14:00 | 5 | 92 | July | 16000 | 0 | 0 | 0 | 0 | 0 | 0 | 0 | 0 | 0 | 0 | 0 | 0 | 0 | 0 | 7.2305 | 7.1306 | 5.502 | 3.9417 | 2.111 | -1.55 | -0.033421 | 0 | 0 | 0 | 0 | 0 | 0 | 0 | 0 | 0 | 0 | 0 | 0 | 0 | 0 | 0 | 0 | 0 | 115.6886 | 114.0902 | 88.0313 | 63.0673 | 33.7753 | -24.8008 | -0.53473 | 0 | 0 | 0
0.583333333333333592August | Resource 1 | Sublap 1 | 14:00 | 5 | 92 | August | 17000 | 0 | 0 | 0 | 0 | 0 | 0 | 0 | 0 | 0 | 0 | 0 | 0 | 0 | 0 | 7.2305 | 7.1306 | 5.502 | 3.9417 | 2.111 | -1.55 | -0.033421 | 0 | 0 | 0 | 0 | 0 | 0 | 0 | 0 | 0 | 0 | 0 | 0 | 0 | 0 | 0 | 0 | 0 | 122.9191 | 121.2208 | 93.5333 | 67.009 | 35.8862 | -26.3508 | -0.56815 | 0 | 0 | 0
0.583333333333333592September | Resource 1 | Sublap 1 | 14:00 | 5 | 92 | September | 18000 | 0 | 0 | 0 | 0 | 0 | 0 | 0 | 0 | 0 | 0 | 0 | 0 | 0 | 0 | 7.2305 | 7.1306 | 5.502 | 3.9417 | 2.111 | -1.55 | -0.033421 | 0 | 0 | 0 | 0 | 0 | 0 | 0 | 0 | 0 | 0 | 0 | 0 | 0 | 0 | 0 | 0 | 0 | 130.1497 | 128.3515 | 99.0352 | 70.9507 | 37.9972 | -27.9008 | -0.60157 | 0 | 0 | 0
0.583333333333333592October | Resource 1 | Sublap 1 | 14:00 | 5 | 92 | October | 19000 | 0 | 0 | 0 | 0 | 0 | 0 | 0 | 0 | 0 | 0 | 0 | 0 | 0 | 0 | 7.2305 | 7.1306 | 5.502 | 3.9417 | 2.111 | -1.55 | -0.033421 | 0 | 0 | 0 | 0 | 0 | 0 | 0 | 0 | 0 | 0 | 0 | 0 | 0 | 0 | 0 | 0 | 0 | 137.3802 | 135.4821 | 104.5372 | 74.8924 | 40.1082 | -29.4509 | -0.63499 | 0 | 0 | 0
0.583333333333333592November | Resource 1 | Sublap 1 | 14:00 | 5 | 92 | November | 20000 | 0 | 0 | 0 | 0 | 0 | 0 | 0 | 0 | 0 | 0 | 0 | 0 | 0 | 0 | 7.2305 | 7.1306 | 5.502 | 3.9417 | 2.111 | -1.55 | -0.033421 | 0 | 0 | 0 | 0 | 0 | 0 | 0 | 0 | 0 | 0 | 0 | 0 | 0 | 0 | 0 | 0 | 0 | 144.6107 | 142.6127 | 110.0391 | 78.8341 | 42.2191 | -31.0009 | -0.66842 | 0 | 0 | 0
0.583333333333333592December | Resource 1 | Sublap 1 | 14:00 | 5 | 92 | December | 21000 | 0 | 0 | 0 | 0 | 0 | 0 | 0 | 0 | 0 | 0 | 0 | 0 | 0 | 0 | 7.2305 | 7.1306 | 5.502 | 3.9417 | 2.111 | -1.55 | -0.033421 | 0 | 0 | 0 | 0 | 0 | 0 | 0 | 0 | 0 | 0 | 0 | 0 | 0 | 0 | 0 | 0 | 0 | 151.8413 | 149.7434 | 115.5411 | 82.7759 | 44.3301 | -32.551 | -0.70184 | 0 | 0 | 0
0.583333333333333593January | Resource 1 | Sublap 1 | 14:00 | 5 | 93 | January | 10000 | 0 | 0 | 0 | 0 | 0 | 0 | 0 | 0 | 0 | 0 | 0 | 0 | 0 | 0 | 7.7472 | 7.3205 | 5.8345 | 4.2134 | 2.4528 | -1.6605 | -0.03579 | 0 | 0 | 0 | 0 | 0 | 0 | 0 | 0 | 0 | 0 | 0 | 0 | 0 | 0 | 0 | 0 | 0 | 77.4723 | 73.2051 | 58.3454 | 42.1337 | 24.528 | -16.6046 | -0.3579 | 0 | 0 | 0
0.583333333333333593February | Resource 1 | Sublap 1 | 14:00 | 5 | 93 | February | 11000 | 0 | 0 | 0 | 0 | 0 | 0 | 0 | 0 | 0 | 0 | 0 | 0 | 0 | 0 | 7.7472 | 7.3205 | 5.8345 | 4.2134 | 2.4528 | -1.6605 | -0.03579 | 0 | 0 | 0 | 0 | 0 | 0 | 0 | 0 | 0 | 0 | 0 | 0 | 0 | 0 | 0 | 0 | 0 | 85.2196 | 80.5256 | 64.18 | 46.3471 | 26.9808 | -18.265 | -0.39369 | 0 | 0 | 0
0.583333333333333593March | Resource 1 | Sublap 1 | 14:00 | 5 | 93 | March | 12000 | 0 | 0 | 0 | 0 | 0 | 0 | 0 | 0 | 0 | 0 | 0 | 0 | 0 | 0 | 7.7472 | 7.3205 | 5.8345 | 4.2134 | 2.4528 | -1.6605 | -0.03579 | 0 | 0 | 0 | 0 | 0 | 0 | 0 | 0 | 0 | 0 | 0 | 0 | 0 | 0 | 0 | 0 | 0 | 92.9668 | 87.8462 | 70.0145 | 50.5604 | 29.4336 | -19.9255 | -0.42949 | 0 | 0 | 0
0.583333333333333593April | Resource 1 | Sublap 1 | 14:00 | 5 | 93 | April | 13000 | 0 | 0 | 0 | 0 | 0 | 0 | 0 | 0 | 0 | 0 | 0 | 0 | 0 | 0 | 7.7472 | 7.3205 | 5.8345 | 4.2134 | 2.4528 | -1.6605 | -0.03579 | 0 | 0 | 0 | 0 | 0 | 0 | 0 | 0 | 0 | 0 | 0 | 0 | 0 | 0 | 0 | 0 | 0 | 100.714 | 95.1667 | 75.849 | 54.7738 | 31.8864 | -21.586 | -0.46528 | 0 | 0 | 0
0.583333333333333593May | Resource 1 | Sublap 1 | 14:00 | 5 | 93 | May | 14000 | 0 | 0 | 0 | 0 | 0 | 0 | 0 | 0 | 0 | 0 | 0 | 0 | 0 | 0 | 7.7472 | 7.3205 | 5.8345 | 4.2134 | 2.4528 | -1.6605 | -0.03579 | 0 | 0 | 0 | 0 | 0 | 0 | 0 | 0 | 0 | 0 | 0 | 0 | 0 | 0 | 0 | 0 | 0 | 108.4613 | 102.4872 | 81.6836 | 58.9871 | 34.3392 | -23.2464 | -0.50107 | 0 | 0 | 0
0.583333333333333593June | Resource 1 | Sublap 1 | 14:00 | 5 | 93 | June | 15000 | 0 | 0 | 0 | 0 | 0 | 0 | 0 | 0 | 0 | 0 | 0 | 0 | 0 | 0 | 7.7472 | 7.3205 | 5.8345 | 4.2134 | 2.4528 | -1.6605 | -0.03579 | 0 | 0 | 0 | 0 | 0 | 0 | 0 | 0 | 0 | 0 | 0 | 0 | 0 | 0 | 0 | 0 | 0 | 116.2085 | 109.8077 | 87.5181 | 63.2005 | 36.792 | -24.9069 | -0.53686 | 0 | 0 | 0
0.583333333333333593July | Resource 1 | Sublap 1 | 14:00 | 5 | 93 | July | 16000 | 0 | 0 | 0 | 0 | 0 | 0 | 0 | 0 | 0 | 0 | 0 | 0 | 0 | 0 | 7.7472 | 7.3205 | 5.8345 | 4.2134 | 2.4528 | -1.6605 | -0.03579 | 0 | 0 | 0 | 0 | 0 | 0 | 0 | 0 | 0 | 0 | 0 | 0 | 0 | 0 | 0 | 0 | 0 | 123.9557 | 117.1282 | 93.3526 | 67.4139 | 39.2448 | -26.5673 | -0.57265 | 0 | 0 | 0
0.583333333333333593August | Resource 1 | Sublap 1 | 14:00 | 5 | 93 | August | 17000 | 0 | 0 | 0 | 0 | 0 | 0 | 0 | 0 | 0 | 0 | 0 | 0 | 0 | 0 | 7.7472 | 7.3205 | 5.8345 | 4.2134 | 2.4528 | -1.6605 | -0.03579 | 0 | 0 | 0 | 0 | 0 | 0 | 0 | 0 | 0 | 0 | 0 | 0 | 0 | 0 | 0 | 0 | 0 | 131.703 | 124.4487 | 99.1872 | 71.6273 | 41.6976 | -28.2278 | -0.60844 | 0 | 0 | 0
0.583333333333333593September | Resource 1 | Sublap 1 | 14:00 | 5 | 93 | September | 18000 | 0 | 0 | 0 | 0 | 0 | 0 | 0 | 0 | 0 | 0 | 0 | 0 | 0 | 0 | 7.7472 | 7.3205 | 5.8345 | 4.2134 | 2.4528 | -1.6605 | -0.03579 | 0 | 0 | 0 | 0 | 0 | 0 | 0 | 0 | 0 | 0 | 0 | 0 | 0 | 0 | 0 | 0 | 0 | 139.4502 | 131.7692 | 105.0217 | 75.8406 | 44.1504 | -29.8883 | -0.64423 | 0 | 0 | 0
0.583333333333333593October | Resource 1 | Sublap 1 | 14:00 | 5 | 93 | October | 19000 | 0 | 0 | 0 | 0 | 0 | 0 | 0 | 0 | 0 | 0 | 0 | 0 | 0 | 0 | 7.7472 | 7.3205 | 5.8345 | 4.2134 | 2.4528 | -1.6605 | -0.03579 | 0 | 0 | 0 | 0 | 0 | 0 | 0 | 0 | 0 | 0 | 0 | 0 | 0 | 0 | 0 | 0 | 0 | 147.1974 | 139.0898 | 110.8563 | 80.054 | 46.6032 | -31.5487 | -0.68002 | 0 | 0 | 0
0.583333333333333593November | Resource 1 | Sublap 1 | 14:00 | 5 | 93 | November | 20000 | 0 | 0 | 0 | 0 | 0 | 0 | 0 | 0 | 0 | 0 | 0 | 0 | 0 | 0 | 7.7472 | 7.3205 | 5.8345 | 4.2134 | 2.4528 | -1.6605 | -0.03579 | 0 | 0 | 0 | 0 | 0 | 0 | 0 | 0 | 0 | 0 | 0 | 0 | 0 | 0 | 0 | 0 | 0 | 154.9447 | 146.4103 | 116.6908 | 84.2674 | 49.056 | -33.2092 | -0.71581 | 0 | 0 | 0
0.583333333333333593December | Resource 1 | Sublap 1 | 14:00 | 5 | 93 | December | 21000 | 0 | 0 | 0 | 0 | 0 | 0 | 0 | 0 | 0 | 0 | 0 | 0 | 0 | 0 | 7.7472 | 7.3205 | 5.8345 | 4.2134 | 2.4528 | -1.6605 | -0.03579 | 0 | 0 | 0 | 0 | 0 | 0 | 0 | 0 | 0 | 0 | 0 | 0 | 0 | 0 | 0 | 0 | 0 | 162.6919 | 153.7308 | 122.5254 | 88.4807 | 51.5088 | -34.8696 | -0.7516 | 0 | 0 | 0
0.583333333333333594January | Resource 1 | Sublap 1 | 14:00 | 5 | 94 | January | 10000 | 0 | 0 | 0 | 0 | 0 | 0 | 0 | 0 | 0 | 0 | 0 | 0 | 0 | 0 | 7.7535 | 7.3429 | 5.6249 | 3.9626 | 2.3707 | -1.6625 | -0.035835 | 0 | 0 | 0 | 0 | 0 | 0 | 0 | 0 | 0 | 0 | 0 | 0 | 0 | 0 | 0 | 0 | 0 | 77.5352 | 73.4289 | 56.2494 | 39.6257 | 23.7066 | -16.6252 | -0.35835 | 0 | 0 | 0
0.583333333333333594February | Resource 1 | Sublap 1 | 14:00 | 5 | 94 | February | 11000 | 0 | 0 | 0 | 0 | 0 | 0 | 0 | 0 | 0 | 0 | 0 | 0 | 0 | 0 | 7.7535 | 7.3429 | 5.6249 | 3.9626 | 2.3707 | -1.6625 | -0.035835 | 0 | 0 | 0 | 0 | 0 | 0 | 0 | 0 | 0 | 0 | 0 | 0 | 0 | 0 | 0 | 0 | 0 | 85.2887 | 80.7717 | 61.8743 | 43.5883 | 26.0772 | -18.2877 | -0.39418 | 0 | 0 | 0
0.583333333333333594March | Resource 1 | Sublap 1 | 14:00 | 5 | 94 | March | 12000 | 0 | 0 | 0 | 0 | 0 | 0 | 0 | 0 | 0 | 0 | 0 | 0 | 0 | 0 | 7.7535 | 7.3429 | 5.6249 | 3.9626 | 2.3707 | -1.6625 | -0.035835 | 0 | 0 | 0 | 0 | 0 | 0 | 0 | 0 | 0 | 0 | 0 | 0 | 0 | 0 | 0 | 0 | 0 | 93.0423 | 88.1146 | 67.4993 | 47.5508 | 28.4479 | -19.9502 | -0.43002 | 0 | 0 | 0
0.583333333333333594April | Resource 1 | Sublap 1 | 14:00 | 5 | 94 | April | 13000 | 0 | 0 | 0 | 0 | 0 | 0 | 0 | 0 | 0 | 0 | 0 | 0 | 0 | 0 | 7.7535 | 7.3429 | 5.6249 | 3.9626 | 2.3707 | -1.6625 | -0.035835 | 0 | 0 | 0 | 0 | 0 | 0 | 0 | 0 | 0 | 0 | 0 | 0 | 0 | 0 | 0 | 0 | 0 | 100.7958 | 95.4575 | 73.1242 | 51.5134 | 30.8186 | -21.6127 | -0.46585 | 0 | 0 | 0
0.583333333333333594May | Resource 1 | Sublap 1 | 14:00 | 5 | 94 | May | 14000 | 0 | 0 | 0 | 0 | 0 | 0 | 0 | 0 | 0 | 0 | 0 | 0 | 0 | 0 | 7.7535 | 7.3429 | 5.6249 | 3.9626 | 2.3707 | -1.6625 | -0.035835 | 0 | 0 | 0 | 0 | 0 | 0 | 0 | 0 | 0 | 0 | 0 | 0 | 0 | 0 | 0 | 0 | 0 | 108.5493 | 102.8004 | 78.7491 | 55.476 | 33.1892 | -23.2752 | -0.50168 | 0 | 0 | 0
0.583333333333333594June | Resource 1 | Sublap 1 | 14:00 | 5 | 94 | June | 15000 | 0 | 0 | 0 | 0 | 0 | 0 | 0 | 0 | 0 | 0 | 0 | 0 | 0 | 0 | 7.7535 | 7.3429 | 5.6249 | 3.9626 | 2.3707 | -1.6625 | -0.035835 | 0 | 0 | 0 | 0 | 0 | 0 | 0 | 0 | 0 | 0 | 0 | 0 | 0 | 0 | 0 | 0 | 0 | 116.3028 | 110.1433 | 84.3741 | 59.4386 | 35.5599 | -24.9377 | -0.53752 | 0 | 0 | 0
0.583333333333333594July | Resource 1 | Sublap 1 | 14:00 | 5 | 94 | July | 16000 | 0 | 0 | 0 | 0 | 0 | 0 | 0 | 0 | 0 | 0 | 0 | 0 | 0 | 0 | 7.7535 | 7.3429 | 5.6249 | 3.9626 | 2.3707 | -1.6625 | -0.035835 | 0 | 0 | 0 | 0 | 0 | 0 | 0 | 0 | 0 | 0 | 0 | 0 | 0 | 0 | 0 | 0 | 0 | 124.0564 | 117.4862 | 89.999 | 63.4011 | 37.9305 | -26.6002 | -0.57335 | 0 | 0 | 0
0.583333333333333594August | Resource 1 | Sublap 1 | 14:00 | 5 | 94 | August | 17000 | 0 | 0 | 0 | 0 | 0 | 0 | 0 | 0 | 0 | 0 | 0 | 0 | 0 | 0 | 7.7535 | 7.3429 | 5.6249 | 3.9626 | 2.3707 | -1.6625 | -0.035835 | 0 | 0 | 0 | 0 | 0 | 0 | 0 | 0 | 0 | 0 | 0 | 0 | 0 | 0 | 0 | 0 | 0 | 131.8099 | 124.8291 | 95.6239 | 67.3637 | 40.3012 | -28.2628 | -0.60919 | 0 | 0 | 0
0.583333333333333594September | Resource 1 | Sublap 1 | 14:00 | 5 | 94 | September | 18000 | 0 | 0 | 0 | 0 | 0 | 0 | 0 | 0 | 0 | 0 | 0 | 0 | 0 | 0 | 7.7535 | 7.3429 | 5.6249 | 3.9626 | 2.3707 | -1.6625 | -0.035835 | 0 | 0 | 0 | 0 | 0 | 0 | 0 | 0 | 0 | 0 | 0 | 0 | 0 | 0 | 0 | 0 | 0 | 139.5634 | 132.172 | 101.2489 | 71.3263 | 42.6719 | -29.9253 | -0.64502 | 0 | 0 | 0
0.583333333333333594October | Resource 1 | Sublap 1 | 14:00 | 5 | 94 | October | 19000 | 0 | 0 | 0 | 0 | 0 | 0 | 0 | 0 | 0 | 0 | 0 | 0 | 0 | 0 | 7.7535 | 7.3429 | 5.6249 | 3.9626 | 2.3707 | -1.6625 | -0.035835 | 0 | 0 | 0 | 0 | 0 | 0 | 0 | 0 | 0 | 0 | 0 | 0 | 0 | 0 | 0 | 0 | 0 | 147.3169 | 139.5148 | 106.8738 | 75.2888 | 45.0425 | -31.5878 | -0.68086 | 0 | 0 | 0
0.583333333333333594November | Resource 1 | Sublap 1 | 14:00 | 5 | 94 | November | 20000 | 0 | 0 | 0 | 0 | 0 | 0 | 0 | 0 | 0 | 0 | 0 | 0 | 0 | 0 | 7.7535 | 7.3429 | 5.6249 | 3.9626 | 2.3707 | -1.6625 | -0.035835 | 0 | 0 | 0 | 0 | 0 | 0 | 0 | 0 | 0 | 0 | 0 | 0 | 0 | 0 | 0 | 0 | 0 | 155.0704 | 146.8577 | 112.4988 | 79.2514 | 47.4132 | -33.2503 | -0.71669 | 0 | 0 | 0
0.583333333333333594December | Resource 1 | Sublap 1 | 14:00 | 5 | 94 | December | 21000 | 0 | 0 | 0 | 0 | 0 | 0 | 0 | 0 | 0 | 0 | 0 | 0 | 0 | 0 | 7.7535 | 7.3429 | 5.6249 | 3.9626 | 2.3707 | -1.6625 | -0.035835 | 0 | 0 | 0 | 0 | 0 | 0 | 0 | 0 | 0 | 0 | 0 | 0 | 0 | 0 | 0 | 0 | 0 | 162.824 | 154.2006 | 118.1237 | 83.214 | 49.7838 | -34.9128 | -0.75253 | 0 | 0 | 0
0.583333333333333595January | Resource 1 | Sublap 1 | 14:00 | 5 | 95 | January | 10000 | 0 | 0 | 0 | 0 | 0 | 0 | 0 | 0 | 0 | 0 | 0 | 0 | 0 | 0 | 10.2552 | 10.9577 | 8.8714 | 6.7165 | 4.5266 | -2.1732 | -0.046794 | 0 | 0 | 0 | 0 | 0 | 0 | 0 | 0 | 0 | 0 | 0 | 0 | 0 | 0 | 0 | 0 | 0 | 102.5524 | 109.5769 | 88.7136 | 67.1648 | 45.2664 | -21.7316 | -0.46794 | 0 | 0 | 0
0.583333333333333595February | Resource 1 | Sublap 1 | 14:00 | 5 | 95 | February | 11000 | 0 | 0 | 0 | 0 | 0 | 0 | 0 | 0 | 0 | 0 | 0 | 0 | 0 | 0 | 10.2552 | 10.9577 | 8.8714 | 6.7165 | 4.5266 | -2.1732 | -0.046794 | 0 | 0 | 0 | 0 | 0 | 0 | 0 | 0 | 0 | 0 | 0 | 0 | 0 | 0 | 0 | 0 | 0 | 112.8076 | 120.5346 | 97.585 | 73.8813 | 49.793 | -23.9048 | -0.51474 | 0 | 0 | 0
0.583333333333333595March | Resource 1 | Sublap 1 | 14:00 | 5 | 95 | March | 12000 | 0 | 0 | 0 | 0 | 0 | 0 | 0 | 0 | 0 | 0 | 0 | 0 | 0 | 0 | 10.2552 | 10.9577 | 8.8714 | 6.7165 | 4.5266 | -2.1732 | -0.046794 | 0 | 0 | 0 | 0 | 0 | 0 | 0 | 0 | 0 | 0 | 0 | 0 | 0 | 0 | 0 | 0 | 0 | 123.0629 | 131.4923 | 106.4564 | 80.5978 | 54.3196 | -26.078 | -0.56153 | 0 | 0 | 0
0.583333333333333595April | Resource 1 | Sublap 1 | 14:00 | 5 | 95 | April | 13000 | 0 | 0 | 0 | 0 | 0 | 0 | 0 | 0 | 0 | 0 | 0 | 0 | 0 | 0 | 10.2552 | 10.9577 | 8.8714 | 6.7165 | 4.5266 | -2.1732 | -0.046794 | 0 | 0 | 0 | 0 | 0 | 0 | 0 | 0 | 0 | 0 | 0 | 0 | 0 | 0 | 0 | 0 | 0 | 133.3181 | 142.45 | 115.3277 | 87.3143 | 58.8463 | -28.2511 | -0.60832 | 0 | 0 | 0
0.583333333333333595May | Resource 1 | Sublap 1 | 14:00 | 5 | 95 | May | 14000 | 0 | 0 | 0 | 0 | 0 | 0 | 0 | 0 | 0 | 0 | 0 | 0 | 0 | 0 | 10.2552 | 10.9577 | 8.8714 | 6.7165 | 4.5266 | -2.1732 | -0.046794 | 0 | 0 | 0 | 0 | 0 | 0 | 0 | 0 | 0 | 0 | 0 | 0 | 0 | 0 | 0 | 0 | 0 | 143.5734 | 153.4077 | 124.1991 | 94.0308 | 63.3729 | -30.4243 | -0.65512 | 0 | 0 | 0
0.583333333333333595June | Resource 1 | Sublap 1 | 14:00 | 5 | 95 | June | 15000 | 0 | 0 | 0 | 0 | 0 | 0 | 0 | 0 | 0 | 0 | 0 | 0 | 0 | 0 | 10.2552 | 10.9577 | 8.8714 | 6.7165 | 4.5266 | -2.1732 | -0.046794 | 0 | 0 | 0 | 0 | 0 | 0 | 0 | 0 | 0 | 0 | 0 | 0 | 0 | 0 | 0 | 0 | 0 | 153.8286 | 164.3654 | 133.0704 | 100.7473 | 67.8996 | -32.5975 | -0.70191 | 0 | 0 | 0
0.583333333333333595July | Resource 1 | Sublap 1 | 14:00 | 5 | 95 | July | 16000 | 0 | 0 | 0 | 0 | 0 | 0 | 0 | 0 | 0 | 0 | 0 | 0 | 0 | 0 | 10.2552 | 10.9577 | 8.8714 | 6.7165 | 4.5266 | -2.1732 | -0.046794 | 0 | 0 | 0 | 0 | 0 | 0 | 0 | 0 | 0 | 0 | 0 | 0 | 0 | 0 | 0 | 0 | 0 | 164.0838 | 175.323 | 141.9418 | 107.4637 | 72.4262 | -34.7706 | -0.74871 | 0 | 0 | 0
0.583333333333333595August | Resource 1 | Sublap 1 | 14:00 | 5 | 95 | August | 17000 | 0 | 0 | 0 | 0 | 0 | 0 | 0 | 0 | 0 | 0 | 0 | 0 | 0 | 0 | 10.2552 | 10.9577 | 8.8714 | 6.7165 | 4.5266 | -2.1732 | -0.046794 | 0 | 0 | 0 | 0 | 0 | 0 | 0 | 0 | 0 | 0 | 0 | 0 | 0 | 0 | 0 | 0 | 0 | 174.3391 | 186.2807 | 150.8132 | 114.1802 | 76.9528 | -36.9438 | -0.7955 | 0 | 0 | 0
0.583333333333333595September | Resource 1 | Sublap 1 | 14:00 | 5 | 95 | September | 18000 | 0 | 0 | 0 | 0 | 0 | 0 | 0 | 0 | 0 | 0 | 0 | 0 | 0 | 0 | 10.2552 | 10.9577 | 8.8714 | 6.7165 | 4.5266 | -2.1732 | -0.046794 | 0 | 0 | 0 | 0 | 0 | 0 | 0 | 0 | 0 | 0 | 0 | 0 | 0 | 0 | 0 | 0 | 0 | 184.5943 | 197.2384 | 159.6846 | 120.8967 | 81.4795 | -39.1169 | -0.8423 | 0 | 0 | 0
0.583333333333333595October | Resource 1 | Sublap 1 | 14:00 | 5 | 95 | October | 19000 | 0 | 0 | 0 | 0 | 0 | 0 | 0 | 0 | 0 | 0 | 0 | 0 | 0 | 0 | 10.2552 | 10.9577 | 8.8714 | 6.7165 | 4.5266 | -2.1732 | -0.046794 | 0 | 0 | 0 | 0 | 0 | 0 | 0 | 0 | 0 | 0 | 0 | 0 | 0 | 0 | 0 | 0 | 0 | 194.8496 | 208.1961 | 168.5559 | 127.6132 | 86.0061 | -41.2901 | -0.88909 | 0 | 0 | 0
0.583333333333333595November | Resource 1 | Sublap 1 | 14:00 | 5 | 95 | November | 20000 | 0 | 0 | 0 | 0 | 0 | 0 | 0 | 0 | 0 | 0 | 0 | 0 | 0 | 0 | 10.2552 | 10.9577 | 8.8714 | 6.7165 | 4.5266 | -2.1732 | -0.046794 | 0 | 0 | 0 | 0 | 0 | 0 | 0 | 0 | 0 | 0 | 0 | 0 | 0 | 0 | 0 | 0 | 0 | 205.1048 | 219.1538 | 177.4273 | 134.3297 | 90.5327 | -43.4633 | -0.93588 | 0 | 0 | 0
0.583333333333333595December | Resource 1 | Sublap 1 | 14:00 | 5 | 95 | December | 21000 | 0 | 0 | 0 | 0 | 0 | 0 | 0 | 0 | 0 | 0 | 0 | 0 | 0 | 0 | 10.2552 | 10.9577 | 8.8714 | 6.7165 | 4.5266 | -2.1732 | -0.046794 | 0 | 0 | 0 | 0 | 0 | 0 | 0 | 0 | 0 | 0 | 0 | 0 | 0 | 0 | 0 | 0 | 0 | 215.36 | 230.1115 | 186.2986 | 141.0462 | 95.0594 | -45.6364 | -0.98268 | 0 | 0 | 0
0.583333333333333596January | Resource 1 | Sublap 1 | 14:00 | 5 | 96 | January | 10000 | 0 | 0 | 0 | 0 | 0 | 0 | 0 | 0 | 0 | 0 | 0 | 0 | 0 | 0 | 9.1247 | 9.7578 | 7.8746 | 6.2276 | 4.1779 | -1.9343 | -0.041668 | 0 | 0 | 0 | 0 | 0 | 0 | 0 | 0 | 0 | 0 | 0 | 0 | 0 | 0 | 0 | 0 | 0 | 91.2466 | 97.5783 | 78.7461 | 62.2756 | 41.779 | -19.3431 | -0.41668 | 0 | 0 | 0
0.583333333333333596February | Resource 1 | Sublap 1 | 14:00 | 5 | 96 | February | 11000 | 0 | 0 | 0 | 0 | 0 | 0 | 0 | 0 | 0 | 0 | 0 | 0 | 0 | 0 | 9.1247 | 9.7578 | 7.8746 | 6.2276 | 4.1779 | -1.9343 | -0.041668 | 0 | 0 | 0 | 0 | 0 | 0 | 0 | 0 | 0 | 0 | 0 | 0 | 0 | 0 | 0 | 0 | 0 | 100.3712 | 107.3361 | 86.6207 | 68.5032 | 45.9569 | -21.2774 | -0.45835 | 0 | 0 | 0
0.583333333333333596March | Resource 1 | Sublap 1 | 14:00 | 5 | 96 | March | 12000 | 0 | 0 | 0 | 0 | 0 | 0 | 0 | 0 | 0 | 0 | 0 | 0 | 0 | 0 | 9.1247 | 9.7578 | 7.8746 | 6.2276 | 4.1779 | -1.9343 | -0.041668 | 0 | 0 | 0 | 0 | 0 | 0 | 0 | 0 | 0 | 0 | 0 | 0 | 0 | 0 | 0 | 0 | 0 | 109.4959 | 117.0939 | 94.4953 | 74.7308 | 50.1348 | -23.2117 | -0.50001 | 0 | 0 | 0
0.583333333333333596April | Resource 1 | Sublap 1 | 14:00 | 5 | 96 | April | 13000 | 0 | 0 | 0 | 0 | 0 | 0 | 0 | 0 | 0 | 0 | 0 | 0 | 0 | 0 | 9.1247 | 9.7578 | 7.8746 | 6.2276 | 4.1779 | -1.9343 | -0.041668 | 0 | 0 | 0 | 0 | 0 | 0 | 0 | 0 | 0 | 0 | 0 | 0 | 0 | 0 | 0 | 0 | 0 | 118.6205 | 126.8517 | 102.3699 | 80.9583 | 54.3127 | -25.146 | -0.54168 | 0 | 0 | 0
0.583333333333333596May | Resource 1 | Sublap 1 | 14:00 | 5 | 96 | May | 14000 | 0 | 0 | 0 | 0 | 0 | 0 | 0 | 0 | 0 | 0 | 0 | 0 | 0 | 0 | 9.1247 | 9.7578 | 7.8746 | 6.2276 | 4.1779 | -1.9343 | -0.041668 | 0 | 0 | 0 | 0 | 0 | 0 | 0 | 0 | 0 | 0 | 0 | 0 | 0 | 0 | 0 | 0 | 0 | 127.7452 | 136.6096 | 110.2445 | 87.1859 | 58.4906 | -27.0803 | -0.58335 | 0 | 0 | 0
0.583333333333333596June | Resource 1 | Sublap 1 | 14:00 | 5 | 96 | June | 15000 | 0 | 0 | 0 | 0 | 0 | 0 | 0 | 0 | 0 | 0 | 0 | 0 | 0 | 0 | 9.1247 | 9.7578 | 7.8746 | 6.2276 | 4.1779 | -1.9343 | -0.041668 | 0 | 0 | 0 | 0 | 0 | 0 | 0 | 0 | 0 | 0 | 0 | 0 | 0 | 0 | 0 | 0 | 0 | 136.8698 | 146.3674 | 118.1191 | 93.4135 | 62.6685 | -29.0146 | -0.62502 | 0 | 0 | 0
0.583333333333333596July | Resource 1 | Sublap 1 | 14:00 | 5 | 96 | July | 16000 | 0 | 0 | 0 | 0 | 0 | 0 | 0 | 0 | 0 | 0 | 0 | 0 | 0 | 0 | 9.1247 | 9.7578 | 7.8746 | 6.2276 | 4.1779 | -1.9343 | -0.041668 | 0 | 0 | 0 | 0 | 0 | 0 | 0 | 0 | 0 | 0 | 0 | 0 | 0 | 0 | 0 | 0 | 0 | 145.9945 | 156.1252 | 125.9937 | 99.641 | 66.8464 | -30.9489 | -0.66669 | 0 | 0 | 0
0.583333333333333596August | Resource 1 | Sublap 1 | 14:00 | 5 | 96 | August | 17000 | 0 | 0 | 0 | 0 | 0 | 0 | 0 | 0 | 0 | 0 | 0 | 0 | 0 | 0 | 9.1247 | 9.7578 | 7.8746 | 6.2276 | 4.1779 | -1.9343 | -0.041668 | 0 | 0 | 0 | 0 | 0 | 0 | 0 | 0 | 0 | 0 | 0 | 0 | 0 | 0 | 0 | 0 | 0 | 155.1192 | 165.883 | 133.8683 | 105.8686 | 71.0243 | -32.8833 | -0.70835 | 0 | 0 | 0
0.583333333333333596September | Resource 1 | Sublap 1 | 14:00 | 5 | 96 | September | 18000 | 0 | 0 | 0 | 0 | 0 | 0 | 0 | 0 | 0 | 0 | 0 | 0 | 0 | 0 | 9.1247 | 9.7578 | 7.8746 | 6.2276 | 4.1779 | -1.9343 | -0.041668 | 0 | 0 | 0 | 0 | 0 | 0 | 0 | 0 | 0 | 0 | 0 | 0 | 0 | 0 | 0 | 0 | 0 | 164.2438 | 175.6409 | 141.7429 | 112.0962 | 75.2022 | -34.8176 | -0.75002 | 0 | 0 | 0
0.583333333333333596October | Resource 1 | Sublap 1 | 14:00 | 5 | 96 | October | 19000 | 0 | 0 | 0 | 0 | 0 | 0 | 0 | 0 | 0 | 0 | 0 | 0 | 0 | 0 | 9.1247 | 9.7578 | 7.8746 | 6.2276 | 4.1779 | -1.9343 | -0.041668 | 0 | 0 | 0 | 0 | 0 | 0 | 0 | 0 | 0 | 0 | 0 | 0 | 0 | 0 | 0 | 0 | 0 | 173.3685 | 185.3987 | 149.6175 | 118.3237 | 79.3801 | -36.7519 | -0.79169 | 0 | 0 | 0
0.583333333333333596November | Resource 1 | Sublap 1 | 14:00 | 5 | 96 | November | 20000 | 0 | 0 | 0 | 0 | 0 | 0 | 0 | 0 | 0 | 0 | 0 | 0 | 0 | 0 | 9.1247 | 9.7578 | 7.8746 | 6.2276 | 4.1779 | -1.9343 | -0.041668 | 0 | 0 | 0 | 0 | 0 | 0 | 0 | 0 | 0 | 0 | 0 | 0 | 0 | 0 | 0 | 0 | 0 | 182.4931 | 195.1565 | 157.4921 | 124.5513 | 83.558 | -38.6862 | -0.83336 | 0 | 0 | 0
0.583333333333333596December | Resource 1 | Sublap 1 | 14:00 | 5 | 96 | December | 21000 | 0 | 0 | 0 | 0 | 0 | 0 | 0 | 0 | 0 | 0 | 0 | 0 | 0 | 0 | 9.1247 | 9.7578 | 7.8746 | 6.2276 | 4.1779 | -1.9343 | -0.041668 | 0 | 0 | 0 | 0 | 0 | 0 | 0 | 0 | 0 | 0 | 0 | 0 | 0 | 0 | 0 | 0 | 0 | 191.6178 | 204.9144 | 165.3667 | 130.7788 | 87.7359 | -40.6205 | -0.87503 | 0 | 0 | 0
0.583333333333333597January | Resource 1 | Sublap 1 | 14:00 | 5 | 97 | January | 10000 | 0 | 0 | 0 | 0 | 0 | 0 | 0 | 0 | 0 | 0 | 0 | 0 | 0 | 0 | 8.5023 | 9.0102 | 7.0263 | 4.6764 | 2.3397 | -1.796 | -0.038699 | 0 | 0 | 0 | 0 | 0 | 0 | 0 | 0 | 0 | 0 | 0 | 0 | 0 | 0 | 0 | 0 | 0 | 85.0231 | 90.1025 | 70.2626 | 46.7643 | 23.3968 | -17.9599 | -0.38699 | 0 | 0 | 0
0.583333333333333597February | Resource 1 | Sublap 1 | 14:00 | 5 | 97 | February | 11000 | 0 | 0 | 0 | 0 | 0 | 0 | 0 | 0 | 0 | 0 | 0 | 0 | 0 | 0 | 8.5023 | 9.0102 | 7.0263 | 4.6764 | 2.3397 | -1.796 | -0.038699 | 0 | 0 | 0 | 0 | 0 | 0 | 0 | 0 | 0 | 0 | 0 | 0 | 0 | 0 | 0 | 0 | 0 | 93.5254 | 99.1128 | 77.2889 | 51.4407 | 25.7365 | -19.7558 | -0.42569 | 0 | 0 | 0
0.583333333333333597March | Resource 1 | Sublap 1 | 14:00 | 5 | 97 | March | 12000 | 0 | 0 | 0 | 0 | 0 | 0 | 0 | 0 | 0 | 0 | 0 | 0 | 0 | 0 | 8.5023 | 9.0102 | 7.0263 | 4.6764 | 2.3397 | -1.796 | -0.038699 | 0 | 0 | 0 | 0 | 0 | 0 | 0 | 0 | 0 | 0 | 0 | 0 | 0 | 0 | 0 | 0 | 0 | 102.0277 | 108.123 | 84.3152 | 56.1172 | 28.0761 | -21.5518 | -0.46439 | 0 | 0 | 0
0.583333333333333597April | Resource 1 | Sublap 1 | 14:00 | 5 | 97 | April | 13000 | 0 | 0 | 0 | 0 | 0 | 0 | 0 | 0 | 0 | 0 | 0 | 0 | 0 | 0 | 8.5023 | 9.0102 | 7.0263 | 4.6764 | 2.3397 | -1.796 | -0.038699 | 0 | 0 | 0 | 0 | 0 | 0 | 0 | 0 | 0 | 0 | 0 | 0 | 0 | 0 | 0 | 0 | 0 | 110.5301 | 117.1333 | 91.3414 | 60.7936 | 30.4158 | -23.3478 | -0.50309 | 0 | 0 | 0
0.583333333333333597May | Resource 1 | Sublap 1 | 14:00 | 5 | 97 | May | 14000 | 0 | 0 | 0 | 0 | 0 | 0 | 0 | 0 | 0 | 0 | 0 | 0 | 0 | 0 | 8.5023 | 9.0102 | 7.0263 | 4.6764 | 2.3397 | -1.796 | -0.038699 | 0 | 0 | 0 | 0 | 0 | 0 | 0 | 0 | 0 | 0 | 0 | 0 | 0 | 0 | 0 | 0 | 0 | 119.0324 | 126.1435 | 98.3677 | 65.47 | 32.7555 | -25.1438 | -0.54179 | 0 | 0 | 0
0.583333333333333597June | Resource 1 | Sublap 1 | 14:00 | 5 | 97 | June | 15000 | 0 | 0 | 0 | 0 | 0 | 0 | 0 | 0 | 0 | 0 | 0 | 0 | 0 | 0 | 8.5023 | 9.0102 | 7.0263 | 4.6764 | 2.3397 | -1.796 | -0.038699 | 0 | 0 | 0 | 0 | 0 | 0 | 0 | 0 | 0 | 0 | 0 | 0 | 0 | 0 | 0 | 0 | 0 | 127.5347 | 135.1537 | 105.394 | 70.1464 | 35.0952 | -26.9398 | -0.58049 | 0 | 0 | 0
0.583333333333333597July | Resource 1 | Sublap 1 | 14:00 | 5 | 97 | July | 16000 | 0 | 0 | 0 | 0 | 0 | 0 | 0 | 0 | 0 | 0 | 0 | 0 | 0 | 0 | 8.5023 | 9.0102 | 7.0263 | 4.6764 | 2.3397 | -1.796 | -0.038699 | 0 | 0 | 0 | 0 | 0 | 0 | 0 | 0 | 0 | 0 | 0 | 0 | 0 | 0 | 0 | 0 | 0 | 136.037 | 144.164 | 112.4202 | 74.8229 | 37.4349 | -28.7358 | -0.61919 | 0 | 0 | 0
0.583333333333333597August | Resource 1 | Sublap 1 | 14:00 | 5 | 97 | August | 17000 | 0 | 0 | 0 | 0 | 0 | 0 | 0 | 0 | 0 | 0 | 0 | 0 | 0 | 0 | 8.5023 | 9.0102 | 7.0263 | 4.6764 | 2.3397 | -1.796 | -0.038699 | 0 | 0 | 0 | 0 | 0 | 0 | 0 | 0 | 0 | 0 | 0 | 0 | 0 | 0 | 0 | 0 | 0 | 144.5393 | 153.1743 | 119.4465 | 79.4993 | 39.7745 | -30.5317 | -0.65789 | 0 | 0 | 0
0.583333333333333597September | Resource 1 | Sublap 1 | 14:00 | 5 | 97 | September | 18000 | 0 | 0 | 0 | 0 | 0 | 0 | 0 | 0 | 0 | 0 | 0 | 0 | 0 | 0 | 8.5023 | 9.0102 | 7.0263 | 4.6764 | 2.3397 | -1.796 | -0.038699 | 0 | 0 | 0 | 0 | 0 | 0 | 0 | 0 | 0 | 0 | 0 | 0 | 0 | 0 | 0 | 0 | 0 | 153.0416 | 162.1845 | 126.4728 | 84.1757 | 42.1142 | -32.3277 | -0.69658 | 0 | 0 | 0
0.583333333333333597October | Resource 1 | Sublap 1 | 14:00 | 5 | 97 | October | 19000 | 0 | 0 | 0 | 0 | 0 | 0 | 0 | 0 | 0 | 0 | 0 | 0 | 0 | 0 | 8.5023 | 9.0102 | 7.0263 | 4.6764 | 2.3397 | -1.796 | -0.038699 | 0 | 0 | 0 | 0 | 0 | 0 | 0 | 0 | 0 | 0 | 0 | 0 | 0 | 0 | 0 | 0 | 0 | 161.5439 | 171.1947 | 133.499 | 88.8521 | 44.4539 | -34.1237 | -0.73528 | 0 | 0 | 0
0.583333333333333597November | Resource 1 | Sublap 1 | 14:00 | 5 | 97 | November | 20000 | 0 | 0 | 0 | 0 | 0 | 0 | 0 | 0 | 0 | 0 | 0 | 0 | 0 | 0 | 8.5023 | 9.0102 | 7.0263 | 4.6764 | 2.3397 | -1.796 | -0.038699 | 0 | 0 | 0 | 0 | 0 | 0 | 0 | 0 | 0 | 0 | 0 | 0 | 0 | 0 | 0 | 0 | 0 | 170.0462 | 180.205 | 140.5253 | 93.5286 | 46.7936 | -35.9197 | -0.77398 | 0 | 0 | 0
0.583333333333333597December | Resource 1 | Sublap 1 | 14:00 | 5 | 97 | December | 21000 | 0 | 0 | 0 | 0 | 0 | 0 | 0 | 0 | 0 | 0 | 0 | 0 | 0 | 0 | 8.5023 | 9.0102 | 7.0263 | 4.6764 | 2.3397 | -1.796 | -0.038699 | 0 | 0 | 0 | 0 | 0 | 0 | 0 | 0 | 0 | 0 | 0 | 0 | 0 | 0 | 0 | 0 | 0 | 178.5486 | 189.2153 | 147.5515 | 98.205 | 49.1333 | -37.7157 | -0.81268 | 0 | 0 | 0
0.583333333333333598January | Resource 1 | Sublap 1 | 14:00 | 5 | 98 | January | 10000 | 0 | 0 | 0 | 0 | 0 | 0 | 0 | 0 | 0 | 0 | 0 | 0 | 0 | 0 | 9.7109 | 10.4007 | 8.7349 | 6.3484 | 3.84 | -2.0537 | -0.04423 | 0 | 0 | 0 | 0 | 0 | 0 | 0 | 0 | 0 | 0 | 0 | 0 | 0 | 0 | 0 | 0 | 0 | 97.1095 | 104.0071 | 87.349 | 63.4837 | 38.4 | -20.537 | -0.4423 | 0 | 0 | 0
0.583333333333333598February | Resource 1 | Sublap 1 | 14:00 | 5 | 98 | February | 11000 | 0 | 0 | 0 | 0 | 0 | 0 | 0 | 0 | 0 | 0 | 0 | 0 | 0 | 0 | 9.7109 | 10.4007 | 8.7349 | 6.3484 | 3.84 | -2.0537 | -0.04423 | 0 | 0 | 0 | 0 | 0 | 0 | 0 | 0 | 0 | 0 | 0 | 0 | 0 | 0 | 0 | 0 | 0 | 106.8204 | 114.4078 | 96.0838 | 69.8321 | 42.24 | -22.5907 | -0.48653 | 0 | 0 | 0
0.583333333333333598March | Resource 1 | Sublap 1 | 14:00 | 5 | 98 | March | 12000 | 0 | 0 | 0 | 0 | 0 | 0 | 0 | 0 | 0 | 0 | 0 | 0 | 0 | 0 | 9.7109 | 10.4007 | 8.7349 | 6.3484 | 3.84 | -2.0537 | -0.04423 | 0 | 0 | 0 | 0 | 0 | 0 | 0 | 0 | 0 | 0 | 0 | 0 | 0 | 0 | 0 | 0 | 0 | 116.5314 | 124.8085 | 104.8187 | 76.1805 | 46.08 | -24.6444 | -0.53076 | 0 | 0 | 0
0.583333333333333598April | Resource 1 | Sublap 1 | 14:00 | 5 | 98 | April | 13000 | 0 | 0 | 0 | 0 | 0 | 0 | 0 | 0 | 0 | 0 | 0 | 0 | 0 | 0 | 9.7109 | 10.4007 | 8.7349 | 6.3484 | 3.84 | -2.0537 | -0.04423 | 0 | 0 | 0 | 0 | 0 | 0 | 0 | 0 | 0 | 0 | 0 | 0 | 0 | 0 | 0 | 0 | 0 | 126.2423 | 135.2092 | 113.5536 | 82.5288 | 49.92 | -26.6981 | -0.57499 | 0 | 0 | 0
0.583333333333333598May | Resource 1 | Sublap 1 | 14:00 | 5 | 98 | May | 14000 | 0 | 0 | 0 | 0 | 0 | 0 | 0 | 0 | 0 | 0 | 0 | 0 | 0 | 0 | 9.7109 | 10.4007 | 8.7349 | 6.3484 | 3.84 | -2.0537 | -0.04423 | 0 | 0 | 0 | 0 | 0 | 0 | 0 | 0 | 0 | 0 | 0 | 0 | 0 | 0 | 0 | 0 | 0 | 135.9533 | 145.6099 | 122.2885 | 88.8772 | 53.76 | -28.7518 | -0.61922 | 0 | 0 | 0
0.583333333333333598June | Resource 1 | Sublap 1 | 14:00 | 5 | 98 | June | 15000 | 0 | 0 | 0 | 0 | 0 | 0 | 0 | 0 | 0 | 0 | 0 | 0 | 0 | 0 | 9.7109 | 10.4007 | 8.7349 | 6.3484 | 3.84 | -2.0537 | -0.04423 | 0 | 0 | 0 | 0 | 0 | 0 | 0 | 0 | 0 | 0 | 0 | 0 | 0 | 0 | 0 | 0 | 0 | 145.6642 | 156.0106 | 131.0234 | 95.2256 | 57.6 | -30.8055 | -0.66345 | 0 | 0 | 0
0.583333333333333598July | Resource 1 | Sublap 1 | 14:00 | 5 | 98 | July | 16000 | 0 | 0 | 0 | 0 | 0 | 0 | 0 | 0 | 0 | 0 | 0 | 0 | 0 | 0 | 9.7109 | 10.4007 | 8.7349 | 6.3484 | 3.84 | -2.0537 | -0.04423 | 0 | 0 | 0 | 0 | 0 | 0 | 0 | 0 | 0 | 0 | 0 | 0 | 0 | 0 | 0 | 0 | 0 | 155.3752 | 166.4113 | 139.7583 | 101.5739 | 61.44 | -32.8593 | -0.70768 | 0 | 0 | 0
0.583333333333333598August | Resource 1 | Sublap 1 | 14:00 | 5 | 98 | August | 17000 | 0 | 0 | 0 | 0 | 0 | 0 | 0 | 0 | 0 | 0 | 0 | 0 | 0 | 0 | 9.7109 | 10.4007 | 8.7349 | 6.3484 | 3.84 | -2.0537 | -0.04423 | 0 | 0 | 0 | 0 | 0 | 0 | 0 | 0 | 0 | 0 | 0 | 0 | 0 | 0 | 0 | 0 | 0 | 165.0861 | 176.812 | 148.4932 | 107.9223 | 65.28 | -34.913 | -0.75191 | 0 | 0 | 0
0.583333333333333598September | Resource 1 | Sublap 1 | 14:00 | 5 | 98 | September | 18000 | 0 | 0 | 0 | 0 | 0 | 0 | 0 | 0 | 0 | 0 | 0 | 0 | 0 | 0 | 9.7109 | 10.4007 | 8.7349 | 6.3484 | 3.84 | -2.0537 | -0.04423 | 0 | 0 | 0 | 0 | 0 | 0 | 0 | 0 | 0 | 0 | 0 | 0 | 0 | 0 | 0 | 0 | 0 | 174.7971 | 187.2127 | 157.2281 | 114.2707 | 69.12 | -36.9667 | -0.79615 | 0 | 0 | 0
0.583333333333333598October | Resource 1 | Sublap 1 | 14:00 | 5 | 98 | October | 19000 | 0 | 0 | 0 | 0 | 0 | 0 | 0 | 0 | 0 | 0 | 0 | 0 | 0 | 0 | 9.7109 | 10.4007 | 8.7349 | 6.3484 | 3.84 | -2.0537 | -0.04423 | 0 | 0 | 0 | 0 | 0 | 0 | 0 | 0 | 0 | 0 | 0 | 0 | 0 | 0 | 0 | 0 | 0 | 184.508 | 197.6134 | 165.963 | 120.6191 | 72.96 | -39.0204 | -0.84038 | 0 | 0 | 0
0.583333333333333598November | Resource 1 | Sublap 1 | 14:00 | 5 | 98 | November | 20000 | 0 | 0 | 0 | 0 | 0 | 0 | 0 | 0 | 0 | 0 | 0 | 0 | 0 | 0 | 9.7109 | 10.4007 | 8.7349 | 6.3484 | 3.84 | -2.0537 | -0.04423 | 0 | 0 | 0 | 0 | 0 | 0 | 0 | 0 | 0 | 0 | 0 | 0 | 0 | 0 | 0 | 0 | 0 | 194.219 | 208.0141 | 174.6979 | 126.9674 | 76.8 | -41.074 | -0.88461 | 0 | 0 | 0
0.583333333333333598December | Resource 1 | Sublap 1 | 14:00 | 5 | 98 | December | 21000 | 0 | 0 | 0 | 0 | 0 | 0 | 0 | 0 | 0 | 0 | 0 | 0 | 0 | 0 | 9.7109 | 10.4007 | 8.7349 | 6.3484 | 3.84 | -2.0537 | -0.04423 | 0 | 0 | 0 | 0 | 0 | 0 | 0 | 0 | 0 | 0 | 0 | 0 | 0 | 0 | 0 | 0 | 0 | 203.9299 | 218.4148 | 183.4328 | 133.3158 | 80.64 | -43.1278 | -0.92884 | 0 | 0 | 0
0.583333333333333599January | Resource 1 | Sublap 1 | 14:00 | 5 | 99 | January | 10000 | 0 | 0 | 0 | 0 | 0 | 0 | 0 | 0 | 0 | 0 | 0 | 0 | 0 | 0 | 9.6132 | 10.2743 | 8.4301 | 6.104 | 3.1485 | -2.0312 | -0.043748 | 0 | 0 | 0 | 0 | 0 | 0 | 0 | 0 | 0 | 0 | 0 | 0 | 0 | 0 | 0 | 0 | 0 | 96.1315 | 102.7426 | 84.3015 | 61.0398 | 31.4847 | -20.3122 | -0.43748 | 0 | 0 | 0
0.583333333333333599February | Resource 1 | Sublap 1 | 14:00 | 5 | 99 | February | 11000 | 0 | 0 | 0 | 0 | 0 | 0 | 0 | 0 | 0 | 0 | 0 | 0 | 0 | 0 | 9.6132 | 10.2743 | 8.4301 | 6.104 | 3.1485 | -2.0312 | -0.043748 | 0 | 0 | 0 | 0 | 0 | 0 | 0 | 0 | 0 | 0 | 0 | 0 | 0 | 0 | 0 | 0 | 0 | 105.7447 | 113.0168 | 92.7316 | 67.1438 | 34.6331 | -22.3434 | -0.48123 | 0 | 0 | 0
0.583333333333333599March | Resource 1 | Sublap 1 | 14:00 | 5 | 99 | March | 12000 | 0 | 0 | 0 | 0 | 0 | 0 | 0 | 0 | 0 | 0 | 0 | 0 | 0 | 0 | 9.6132 | 10.2743 | 8.4301 | 6.104 | 3.1485 | -2.0312 | -0.043748 | 0 | 0 | 0 | 0 | 0 | 0 | 0 | 0 | 0 | 0 | 0 | 0 | 0 | 0 | 0 | 0 | 0 | 115.3578 | 123.2911 | 101.1617 | 73.2478 | 37.7816 | -24.3747 | -0.52497 | 0 | 0 | 0
0.583333333333333599April | Resource 1 | Sublap 1 | 14:00 | 5 | 99 | April | 13000 | 0 | 0 | 0 | 0 | 0 | 0 | 0 | 0 | 0 | 0 | 0 | 0 | 0 | 0 | 9.6132 | 10.2743 | 8.4301 | 6.104 | 3.1485 | -2.0312 | -0.043748 | 0 | 0 | 0 | 0 | 0 | 0 | 0 | 0 | 0 | 0 | 0 | 0 | 0 | 0 | 0 | 0 | 0 | 124.971 | 133.5653 | 109.5919 | 79.3518 | 40.9301 | -26.4059 | -0.56872 | 0 | 0 | 0
0.583333333333333599May | Resource 1 | Sublap 1 | 14:00 | 5 | 99 | May | 14000 | 0 | 0 | 0 | 0 | 0 | 0 | 0 | 0 | 0 | 0 | 0 | 0 | 0 | 0 | 9.6132 | 10.2743 | 8.4301 | 6.104 | 3.1485 | -2.0312 | -0.043748 | 0 | 0 | 0 | 0 | 0 | 0 | 0 | 0 | 0 | 0 | 0 | 0 | 0 | 0 | 0 | 0 | 0 | 134.5841 | 143.8396 | 118.022 | 85.4558 | 44.0785 | -28.4371 | -0.61247 | 0 | 0 | 0
0.583333333333333599June | Resource 1 | Sublap 1 | 14:00 | 5 | 99 | June | 15000 | 0 | 0 | 0 | 0 | 0 | 0 | 0 | 0 | 0 | 0 | 0 | 0 | 0 | 0 | 9.6132 | 10.2743 | 8.4301 | 6.104 | 3.1485 | -2.0312 | -0.043748 | 0 | 0 | 0 | 0 | 0 | 0 | 0 | 0 | 0 | 0 | 0 | 0 | 0 | 0 | 0 | 0 | 0 | 144.1973 | 154.1138 | 126.4522 | 91.5597 | 47.227 | -30.4683 | -0.65622 | 0 | 0 | 0
0.583333333333333599July | Resource 1 | Sublap 1 | 14:00 | 5 | 99 | July | 16000 | 0 | 0 | 0 | 0 | 0 | 0 | 0 | 0 | 0 | 0 | 0 | 0 | 0 | 0 | 9.6132 | 10.2743 | 8.4301 | 6.104 | 3.1485 | -2.0312 | -0.043748 | 0 | 0 | 0 | 0 | 0 | 0 | 0 | 0 | 0 | 0 | 0 | 0 | 0 | 0 | 0 | 0 | 0 | 153.8104 | 164.3881 | 134.8823 | 97.6637 | 50.3755 | -32.4996 | -0.69996 | 0 | 0 | 0
0.583333333333333599August | Resource 1 | Sublap 1 | 14:00 | 5 | 99 | August | 17000 | 0 | 0 | 0 | 0 | 0 | 0 | 0 | 0 | 0 | 0 | 0 | 0 | 0 | 0 | 9.6132 | 10.2743 | 8.4301 | 6.104 | 3.1485 | -2.0312 | -0.043748 | 0 | 0 | 0 | 0 | 0 | 0 | 0 | 0 | 0 | 0 | 0 | 0 | 0 | 0 | 0 | 0 | 0 | 163.4236 | 174.6624 | 143.3125 | 103.7677 | 53.5239 | -34.5308 | -0.74371 | 0 | 0 | 0
0.583333333333333599September | Resource 1 | Sublap 1 | 14:00 | 5 | 99 | September | 18000 | 0 | 0 | 0 | 0 | 0 | 0 | 0 | 0 | 0 | 0 | 0 | 0 | 0 | 0 | 9.6132 | 10.2743 | 8.4301 | 6.104 | 3.1485 | -2.0312 | -0.043748 | 0 | 0 | 0 | 0 | 0 | 0 | 0 | 0 | 0 | 0 | 0 | 0 | 0 | 0 | 0 | 0 | 0 | 173.0367 | 184.9366 | 151.7426 | 109.8717 | 56.6724 | -36.562 | -0.78746 | 0 | 0 | 0
0.583333333333333599October | Resource 1 | Sublap 1 | 14:00 | 5 | 99 | October | 19000 | 0 | 0 | 0 | 0 | 0 | 0 | 0 | 0 | 0 | 0 | 0 | 0 | 0 | 0 | 9.6132 | 10.2743 | 8.4301 | 6.104 | 3.1485 | -2.0312 | -0.043748 | 0 | 0 | 0 | 0 | 0 | 0 | 0 | 0 | 0 | 0 | 0 | 0 | 0 | 0 | 0 | 0 | 0 | 182.6499 | 195.2109 | 160.1728 | 115.9757 | 59.8209 | -38.5932 | -0.83121 | 0 | 0 | 0
0.583333333333333599November | Resource 1 | Sublap 1 | 14:00 | 5 | 99 | November | 20000 | 0 | 0 | 0 | 0 | 0 | 0 | 0 | 0 | 0 | 0 | 0 | 0 | 0 | 0 | 9.6132 | 10.2743 | 8.4301 | 6.104 | 3.1485 | -2.0312 | -0.043748 | 0 | 0 | 0 | 0 | 0 | 0 | 0 | 0 | 0 | 0 | 0 | 0 | 0 | 0 | 0 | 0 | 0 | 192.263 | 205.4851 | 168.6029 | 122.0797 | 62.9693 | -40.6245 | -0.87496 | 0 | 0 | 0
0.583333333333333599December | Resource 1 | Sublap 1 | 14:00 | 5 | 99 | December | 21000 | 0 | 0 | 0 | 0 | 0 | 0 | 0 | 0 | 0 | 0 | 0 | 0 | 0 | 0 | 9.6132 | 10.2743 | 8.4301 | 6.104 | 3.1485 | -2.0312 | -0.043748 | 0 | 0 | 0 | 0 | 0 | 0 | 0 | 0 | 0 | 0 | 0 | 0 | 0 | 0 | 0 | 0 | 0 | 201.8762 | 215.7594 | 177.0331 | 128.1836 | 66.1178 | -42.6557 | -0.9187 | 0 | 0 | 0
0.5833333333333335100January | Resource 1 | Sublap 1 | 14:00 | 5 | 100 | January | 10000 | 0 | 0 | 0 | 0 | 0 | 0 | 0 | 0 | 0 | 0 | 0 | 0 | 0 | 0 | 11.1047 | 11.7904 | 11.0714 | 7.2665 | 4.1677 | -2.3516 | -0.050625 | 0 | 0 | 0 | 0 | 0 | 0 | 0 | 0 | 0 | 0 | 0 | 0 | 0 | 0 | 0 | 0 | 0 | 111.0475 | 117.9042 | 110.7135 | 72.6647 | 41.6773 | -23.5165 | -0.50625 | 0 | 0 | 0
0.5833333333333335100February | Resource 1 | Sublap 1 | 14:00 | 5 | 100 | February | 11000 | 0 | 0 | 0 | 0 | 0 | 0 | 0 | 0 | 0 | 0 | 0 | 0 | 0 | 0 | 11.1047 | 11.7904 | 11.0714 | 7.2665 | 4.1677 | -2.3516 | -0.050625 | 0 | 0 | 0 | 0 | 0 | 0 | 0 | 0 | 0 | 0 | 0 | 0 | 0 | 0 | 0 | 0 | 0 | 122.1522 | 129.6946 | 121.7849 | 79.9312 | 45.845 | -25.8681 | -0.55687 | 0 | 0 | 0
0.5833333333333335100March | Resource 1 | Sublap 1 | 14:00 | 5 | 100 | March | 12000 | 0 | 0 | 0 | 0 | 0 | 0 | 0 | 0 | 0 | 0 | 0 | 0 | 0 | 0 | 11.1047 | 11.7904 | 11.0714 | 7.2665 | 4.1677 | -2.3516 | -0.050625 | 0 | 0 | 0 | 0 | 0 | 0 | 0 | 0 | 0 | 0 | 0 | 0 | 0 | 0 | 0 | 0 | 0 | 133.257 | 141.485 | 132.8562 | 87.1977 | 50.0128 | -28.2198 | -0.6075 | 0 | 0 | 0
0.5833333333333335100April | Resource 1 | Sublap 1 | 14:00 | 5 | 100 | April | 13000 | 0 | 0 | 0 | 0 | 0 | 0 | 0 | 0 | 0 | 0 | 0 | 0 | 0 | 0 | 11.1047 | 11.7904 | 11.0714 | 7.2665 | 4.1677 | -2.3516 | -0.050625 | 0 | 0 | 0 | 0 | 0 | 0 | 0 | 0 | 0 | 0 | 0 | 0 | 0 | 0 | 0 | 0 | 0 | 144.3617 | 153.2754 | 143.9276 | 94.4641 | 54.1805 | -30.5714 | -0.65812 | 0 | 0 | 0
0.5833333333333335100May | Resource 1 | Sublap 1 | 14:00 | 5 | 100 | May | 14000 | 0 | 0 | 0 | 0 | 0 | 0 | 0 | 0 | 0 | 0 | 0 | 0 | 0 | 0 | 11.1047 | 11.7904 | 11.0714 | 7.2665 | 4.1677 | -2.3516 | -0.050625 | 0 | 0 | 0 | 0 | 0 | 0 | 0 | 0 | 0 | 0 | 0 | 0 | 0 | 0 | 0 | 0 | 0 | 155.4665 | 165.0659 | 154.9989 | 101.7306 | 58.3482 | -32.9231 | -0.70875 | 0 | 0 | 0
0.5833333333333335100June | Resource 1 | Sublap 1 | 14:00 | 5 | 100 | June | 15000 | 0 | 0 | 0 | 0 | 0 | 0 | 0 | 0 | 0 | 0 | 0 | 0 | 0 | 0 | 11.1047 | 11.7904 | 11.0714 | 7.2665 | 4.1677 | -2.3516 | -0.050625 | 0 | 0 | 0 | 0 | 0 | 0 | 0 | 0 | 0 | 0 | 0 | 0 | 0 | 0 | 0 | 0 | 0 | 166.5712 | 176.8563 | 166.0703 | 108.9971 | 62.5159 | -35.2747 | -0.75937 | 0 | 0 | 0
0.5833333333333335100July | Resource 1 | Sublap 1 | 14:00 | 5 | 100 | July | 16000 | 0 | 0 | 0 | 0 | 0 | 0 | 0 | 0 | 0 | 0 | 0 | 0 | 0 | 0 | 11.1047 | 11.7904 | 11.0714 | 7.2665 | 4.1677 | -2.3516 | -0.050625 | 0 | 0 | 0 | 0 | 0 | 0 | 0 | 0 | 0 | 0 | 0 | 0 | 0 | 0 | 0 | 0 | 0 | 177.676 | 188.6467 | 177.1416 | 116.2636 | 66.6837 | -37.6264 | -0.81 | 0 | 0 | 0
0.5833333333333335100August | Resource 1 | Sublap 1 | 14:00 | 5 | 100 | August | 17000 | 0 | 0 | 0 | 0 | 0 | 0 | 0 | 0 | 0 | 0 | 0 | 0 | 0 | 0 | 11.1047 | 11.7904 | 11.0714 | 7.2665 | 4.1677 | -2.3516 | -0.050625 | 0 | 0 | 0 | 0 | 0 | 0 | 0 | 0 | 0 | 0 | 0 | 0 | 0 | 0 | 0 | 0 | 0 | 188.7807 | 200.4371 | 188.213 | 123.53 | 70.8514 | -39.978 | -0.86062 | 0 | 0 | 0
0.5833333333333335100September | Resource 1 | Sublap 1 | 14:00 | 5 | 100 | September | 18000 | 0 | 0 | 0 | 0 | 0 | 0 | 0 | 0 | 0 | 0 | 0 | 0 | 0 | 0 | 11.1047 | 11.7904 | 11.0714 | 7.2665 | 4.1677 | -2.3516 | -0.050625 | 0 | 0 | 0 | 0 | 0 | 0 | 0 | 0 | 0 | 0 | 0 | 0 | 0 | 0 | 0 | 0 | 0 | 199.8855 | 212.2275 | 199.2843 | 130.7965 | 75.0191 | -42.3297 | -0.91125 | 0 | 0 | 0
0.5833333333333335100October | Resource 1 | Sublap 1 | 14:00 | 5 | 100 | October | 19000 | 0 | 0 | 0 | 0 | 0 | 0 | 0 | 0 | 0 | 0 | 0 | 0 | 0 | 0 | 11.1047 | 11.7904 | 11.0714 | 7.2665 | 4.1677 | -2.3516 | -0.050625 | 0 | 0 | 0 | 0 | 0 | 0 | 0 | 0 | 0 | 0 | 0 | 0 | 0 | 0 | 0 | 0 | 0 | 210.9902 | 224.0179 | 210.3557 | 138.063 | 79.1869 | -44.6813 | -0.96187 | 0 | 0 | 0
0.5833333333333335100November | Resource 1 | Sublap 1 | 14:00 | 5 | 100 | November | 20000 | 0 | 0 | 0 | 0 | 0 | 0 | 0 | 0 | 0 | 0 | 0 | 0 | 0 | 0 | 11.1047 | 11.7904 | 11.0714 | 7.2665 | 4.1677 | -2.3516 | -0.050625 | 0 | 0 | 0 | 0 | 0 | 0 | 0 | 0 | 0 | 0 | 0 | 0 | 0 | 0 | 0 | 0 | 0 | 222.095 | 235.8084 | 221.4271 | 145.3295 | 83.3546 | -47.0329 | -1.0125 | 0 | 0 | 0
0.5833333333333335100December | Resource 1 | Sublap 1 | 14:00 | 5 | 100 | December | 21000 | 0 | 0 | 0 | 0 | 0 | 0 | 0 | 0 | 0 | 0 | 0 | 0 | 0 | 0 | 11.1047 | 11.7904 | 11.0714 | 7.2665 | 4.1677 | -2.3516 | -0.050625 | 0 | 0 | 0 | 0 | 0 | 0 | 0 | 0 | 0 | 0 | 0 | 0 | 0 | 0 | 0 | 0 | 0 | 233.1997 | 247.5988 | 232.4984 | 152.5959 | 87.5223 | -49.3846 | -1.0631 | 0 | 0 | 0
0.5833333333333335101January | Resource 1 | Sublap 1 | 14:00 | 5 | 101 | January | 10000 | 0 | 0 | 0 | 0 | 0 | 0 | 0 | 0 | 0 | 0 | 0 | 0 | 0 | 0 | 9.6731 | 10.3154 | 9.2084 | 6.3747 | 3.4489 | -2.0152 | -0.043405 | 0 | 0 | 0 | 0 | 0 | 0 | 0 | 0 | 0 | 0 | 0 | 0 | 0 | 0 | 0 | 0 | 0 | 96.731 | 103.1537 | 92.0843 | 63.7467 | 34.4891 | -20.1525 | -0.43405 | 0 | 0 | 0
0.5833333333333335101February | Resource 1 | Sublap 1 | 14:00 | 5 | 101 | February | 11000 | 0 | 0 | 0 | 0 | 0 | 0 | 0 | 0 | 0 | 0 | 0 | 0 | 0 | 0 | 9.6731 | 10.3154 | 9.2084 | 6.3747 | 3.4489 | -2.0152 | -0.043405 | 0 | 0 | 0 | 0 | 0 | 0 | 0 | 0 | 0 | 0 | 0 | 0 | 0 | 0 | 0 | 0 | 0 | 106.4041 | 113.4691 | 101.2927 | 70.1214 | 37.938 | -22.1678 | -0.47746 | 0 | 0 | 0
0.5833333333333335101March | Resource 1 | Sublap 1 | 14:00 | 5 | 101 | March | 12000 | 0 | 0 | 0 | 0 | 0 | 0 | 0 | 0 | 0 | 0 | 0 | 0 | 0 | 0 | 9.6731 | 10.3154 | 9.2084 | 6.3747 | 3.4489 | -2.0152 | -0.043405 | 0 | 0 | 0 | 0 | 0 | 0 | 0 | 0 | 0 | 0 | 0 | 0 | 0 | 0 | 0 | 0 | 0 | 116.0772 | 123.7845 | 110.5011 | 76.496 | 41.3869 | -24.183 | -0.52086 | 0 | 0 | 0
0.5833333333333335101April | Resource 1 | Sublap 1 | 14:00 | 5 | 101 | April | 13000 | 0 | 0 | 0 | 0 | 0 | 0 | 0 | 0 | 0 | 0 | 0 | 0 | 0 | 0 | 9.6731 | 10.3154 | 9.2084 | 6.3747 | 3.4489 | -2.0152 | -0.043405 | 0 | 0 | 0 | 0 | 0 | 0 | 0 | 0 | 0 | 0 | 0 | 0 | 0 | 0 | 0 | 0 | 0 | 125.7503 | 134.0999 | 119.7095 | 82.8707 | 44.8358 | -26.1983 | -0.56427 | 0 | 0 | 0
0.5833333333333335101May | Resource 1 | Sublap 1 | 14:00 | 5 | 101 | May | 14000 | 0 | 0 | 0 | 0 | 0 | 0 | 0 | 0 | 0 | 0 | 0 | 0 | 0 | 0 | 9.6731 | 10.3154 | 9.2084 | 6.3747 | 3.4489 | -2.0152 | -0.043405 | 0 | 0 | 0 | 0 | 0 | 0 | 0 | 0 | 0 | 0 | 0 | 0 | 0 | 0 | 0 | 0 | 0 | 135.4234 | 144.4152 | 128.918 | 89.2454 | 48.2847 | -28.2135 | -0.60767 | 0 | 0 | 0
0.5833333333333335101June | Resource 1 | Sublap 1 | 14:00 | 5 | 101 | June | 15000 | 0 | 0 | 0 | 0 | 0 | 0 | 0 | 0 | 0 | 0 | 0 | 0 | 0 | 0 | 9.6731 | 10.3154 | 9.2084 | 6.3747 | 3.4489 | -2.0152 | -0.043405 | 0 | 0 | 0 | 0 | 0 | 0 | 0 | 0 | 0 | 0 | 0 | 0 | 0 | 0 | 0 | 0 | 0 | 145.0965 | 154.7306 | 138.1264 | 95.62 | 51.7336 | -30.2288 | -0.65108 | 0 | 0 | 0
0.5833333333333335101July | Resource 1 | Sublap 1 | 14:00 | 5 | 101 | July | 16000 | 0 | 0 | 0 | 0 | 0 | 0 | 0 | 0 | 0 | 0 | 0 | 0 | 0 | 0 | 9.6731 | 10.3154 | 9.2084 | 6.3747 | 3.4489 | -2.0152 | -0.043405 | 0 | 0 | 0 | 0 | 0 | 0 | 0 | 0 | 0 | 0 | 0 | 0 | 0 | 0 | 0 | 0 | 0 | 154.7696 | 165.046 | 147.3348 | 101.9947 | 55.1825 | -32.244 | -0.69448 | 0 | 0 | 0
0.5833333333333335101August | Resource 1 | Sublap 1 | 14:00 | 5 | 101 | August | 17000 | 0 | 0 | 0 | 0 | 0 | 0 | 0 | 0 | 0 | 0 | 0 | 0 | 0 | 0 | 9.6731 | 10.3154 | 9.2084 | 6.3747 | 3.4489 | -2.0152 | -0.043405 | 0 | 0 | 0 | 0 | 0 | 0 | 0 | 0 | 0 | 0 | 0 | 0 | 0 | 0 | 0 | 0 | 0 | 164.4427 | 175.3613 | 156.5433 | 108.3694 | 58.6314 | -34.2593 | -0.73789 | 0 | 0 | 0
0.5833333333333335101September | Resource 1 | Sublap 1 | 14:00 | 5 | 101 | September | 18000 | 0 | 0 | 0 | 0 | 0 | 0 | 0 | 0 | 0 | 0 | 0 | 0 | 0 | 0 | 9.6731 | 10.3154 | 9.2084 | 6.3747 | 3.4489 | -2.0152 | -0.043405 | 0 | 0 | 0 | 0 | 0 | 0 | 0 | 0 | 0 | 0 | 0 | 0 | 0 | 0 | 0 | 0 | 0 | 174.1158 | 185.6767 | 165.7517 | 114.744 | 62.0803 | -36.2745 | -0.78129 | 0 | 0 | 0
0.5833333333333335101October | Resource 1 | Sublap 1 | 14:00 | 5 | 101 | October | 19000 | 0 | 0 | 0 | 0 | 0 | 0 | 0 | 0 | 0 | 0 | 0 | 0 | 0 | 0 | 9.6731 | 10.3154 | 9.2084 | 6.3747 | 3.4489 | -2.0152 | -0.043405 | 0 | 0 | 0 | 0 | 0 | 0 | 0 | 0 | 0 | 0 | 0 | 0 | 0 | 0 | 0 | 0 | 0 | 183.7889 | 195.9921 | 174.9601 | 121.1187 | 65.5292 | -38.2897 | -0.8247 | 0 | 0 | 0
0.5833333333333335101November | Resource 1 | Sublap 1 | 14:00 | 5 | 101 | November | 20000 | 0 | 0 | 0 | 0 | 0 | 0 | 0 | 0 | 0 | 0 | 0 | 0 | 0 | 0 | 9.6731 | 10.3154 | 9.2084 | 6.3747 | 3.4489 | -2.0152 | -0.043405 | 0 | 0 | 0 | 0 | 0 | 0 | 0 | 0 | 0 | 0 | 0 | 0 | 0 | 0 | 0 | 0 | 0 | 193.462 | 206.3074 | 184.1685 | 127.4934 | 68.9781 | -40.305 | -0.8681 | 0 | 0 | 0
0.5833333333333335101December | Resource 1 | Sublap 1 | 14:00 | 5 | 101 | December | 21000 | 0 | 0 | 0 | 0 | 0 | 0 | 0 | 0 | 0 | 0 | 0 | 0 | 0 | 0 | 9.6731 | 10.3154 | 9.2084 | 6.3747 | 3.4489 | -2.0152 | -0.043405 | 0 | 0 | 0 | 0 | 0 | 0 | 0 | 0 | 0 | 0 | 0 | 0 | 0 | 0 | 0 | 0 | 0 | 203.1351 | 216.6228 | 193.377 | 133.868 | 72.427 | -42.3202 | -0.91151 | 0 | 0 | 0
0.5833333333333335102January | Resource 1 | Sublap 1 | 14:00 | 5 | 102 | January | 10000 | 0 | 0 | 0 | 0 | 0 | 0 | 0 | 0 | 0 | 0 | 0 | 0 | 0 | 0 | 12.4503 | 13.4033 | 12.2672 | 10.5202 | 8.6937 | -2.5695 | -0.0553 | 0 | 0 | 0 | 0 | 0 | 0 | 0 | 0 | 0 | 0 | 0 | 0 | 0 | 0 | 0 | 0 | 0 | 124.5031 | 134.0333 | 122.6721 | 105.202 | 86.9371 | -25.6946 | -0.553 | 0 | 0 | 0
0.5833333333333335102February | Resource 1 | Sublap 1 | 14:00 | 5 | 102 | February | 11000 | 0 | 0 | 0 | 0 | 0 | 0 | 0 | 0 | 0 | 0 | 0 | 0 | 0 | 0 | 12.4503 | 13.4033 | 12.2672 | 10.5202 | 8.6937 | -2.5695 | -0.0553 | 0 | 0 | 0 | 0 | 0 | 0 | 0 | 0 | 0 | 0 | 0 | 0 | 0 | 0 | 0 | 0 | 0 | 136.9534 | 147.4367 | 134.9393 | 115.7222 | 95.6308 | -28.2641 | -0.60829 | 0 | 0 | 0
0.5833333333333335102March | Resource 1 | Sublap 1 | 14:00 | 5 | 102 | March | 12000 | 0 | 0 | 0 | 0 | 0 | 0 | 0 | 0 | 0 | 0 | 0 | 0 | 0 | 0 | 12.4503 | 13.4033 | 12.2672 | 10.5202 | 8.6937 | -2.5695 | -0.0553 | 0 | 0 | 0 | 0 | 0 | 0 | 0 | 0 | 0 | 0 | 0 | 0 | 0 | 0 | 0 | 0 | 0 | 149.4038 | 160.84 | 147.2065 | 126.2424 | 104.3245 | -30.8335 | -0.66359 | 0 | 0 | 0
0.5833333333333335102April | Resource 1 | Sublap 1 | 14:00 | 5 | 102 | April | 13000 | 0 | 0 | 0 | 0 | 0 | 0 | 0 | 0 | 0 | 0 | 0 | 0 | 0 | 0 | 12.4503 | 13.4033 | 12.2672 | 10.5202 | 8.6937 | -2.5695 | -0.0553 | 0 | 0 | 0 | 0 | 0 | 0 | 0 | 0 | 0 | 0 | 0 | 0 | 0 | 0 | 0 | 0 | 0 | 161.8541 | 174.2433 | 159.4737 | 136.7626 | 113.0182 | -33.403 | -0.71889 | 0 | 0 | 0
0.5833333333333335102May | Resource 1 | Sublap 1 | 14:00 | 5 | 102 | May | 14000 | 0 | 0 | 0 | 0 | 0 | 0 | 0 | 0 | 0 | 0 | 0 | 0 | 0 | 0 | 12.4503 | 13.4033 | 12.2672 | 10.5202 | 8.6937 | -2.5695 | -0.0553 | 0 | 0 | 0 | 0 | 0 | 0 | 0 | 0 | 0 | 0 | 0 | 0 | 0 | 0 | 0 | 0 | 0 | 174.3044 | 187.6467 | 171.7409 | 147.2828 | 121.7119 | -35.9724 | -0.77419 | 0 | 0 | 0
0.5833333333333335102June | Resource 1 | Sublap 1 | 14:00 | 5 | 102 | June | 15000 | 0 | 0 | 0 | 0 | 0 | 0 | 0 | 0 | 0 | 0 | 0 | 0 | 0 | 0 | 12.4503 | 13.4033 | 12.2672 | 10.5202 | 8.6937 | -2.5695 | -0.0553 | 0 | 0 | 0 | 0 | 0 | 0 | 0 | 0 | 0 | 0 | 0 | 0 | 0 | 0 | 0 | 0 | 0 | 186.7547 | 201.05 | 184.0081 | 157.803 | 130.4057 | -38.5419 | -0.82949 | 0 | 0 | 0
0.5833333333333335102July | Resource 1 | Sublap 1 | 14:00 | 5 | 102 | July | 16000 | 0 | 0 | 0 | 0 | 0 | 0 | 0 | 0 | 0 | 0 | 0 | 0 | 0 | 0 | 12.4503 | 13.4033 | 12.2672 | 10.5202 | 8.6937 | -2.5695 | -0.0553 | 0 | 0 | 0 | 0 | 0 | 0 | 0 | 0 | 0 | 0 | 0 | 0 | 0 | 0 | 0 | 0 | 0 | 199.205 | 214.4533 | 196.2753 | 168.3232 | 139.0994 | -41.1113 | -0.88479 | 0 | 0 | 0
0.5833333333333335102August | Resource 1 | Sublap 1 | 14:00 | 5 | 102 | August | 17000 | 0 | 0 | 0 | 0 | 0 | 0 | 0 | 0 | 0 | 0 | 0 | 0 | 0 | 0 | 12.4503 | 13.4033 | 12.2672 | 10.5202 | 8.6937 | -2.5695 | -0.0553 | 0 | 0 | 0 | 0 | 0 | 0 | 0 | 0 | 0 | 0 | 0 | 0 | 0 | 0 | 0 | 0 | 0 | 211.6553 | 227.8567 | 208.5425 | 178.8434 | 147.7931 | -43.6808 | -0.94009 | 0 | 0 | 0
0.5833333333333335102September | Resource 1 | Sublap 1 | 14:00 | 5 | 102 | September | 18000 | 0 | 0 | 0 | 0 | 0 | 0 | 0 | 0 | 0 | 0 | 0 | 0 | 0 | 0 | 12.4503 | 13.4033 | 12.2672 | 10.5202 | 8.6937 | -2.5695 | -0.0553 | 0 | 0 | 0 | 0 | 0 | 0 | 0 | 0 | 0 | 0 | 0 | 0 | 0 | 0 | 0 | 0 | 0 | 224.1056 | 241.26 | 220.8097 | 189.3636 | 156.4868 | -46.2503 | -0.99539 | 0 | 0 | 0
0.5833333333333335102October | Resource 1 | Sublap 1 | 14:00 | 5 | 102 | October | 19000 | 0 | 0 | 0 | 0 | 0 | 0 | 0 | 0 | 0 | 0 | 0 | 0 | 0 | 0 | 12.4503 | 13.4033 | 12.2672 | 10.5202 | 8.6937 | -2.5695 | -0.0553 | 0 | 0 | 0 | 0 | 0 | 0 | 0 | 0 | 0 | 0 | 0 | 0 | 0 | 0 | 0 | 0 | 0 | 236.556 | 254.6633 | 233.0769 | 199.8838 | 165.1805 | -48.8197 | -1.0507 | 0 | 0 | 0
0.5833333333333335102November | Resource 1 | Sublap 1 | 14:00 | 5 | 102 | November | 20000 | 0 | 0 | 0 | 0 | 0 | 0 | 0 | 0 | 0 | 0 | 0 | 0 | 0 | 0 | 12.4503 | 13.4033 | 12.2672 | 10.5202 | 8.6937 | -2.5695 | -0.0553 | 0 | 0 | 0 | 0 | 0 | 0 | 0 | 0 | 0 | 0 | 0 | 0 | 0 | 0 | 0 | 0 | 0 | 249.0063 | 268.0667 | 245.3441 | 210.404 | 173.8742 | -51.3892 | -1.106 | 0 | 0 | 0
0.5833333333333335102December | Resource 1 | Sublap 1 | 14:00 | 5 | 102 | December | 21000 | 0 | 0 | 0 | 0 | 0 | 0 | 0 | 0 | 0 | 0 | 0 | 0 | 0 | 0 | 12.4503 | 13.4033 | 12.2672 | 10.5202 | 8.6937 | -2.5695 | -0.0553 | 0 | 0 | 0 | 0 | 0 | 0 | 0 | 0 | 0 | 0 | 0 | 0 | 0 | 0 | 0 | 0 | 0 | 261.4566 | 281.47 | 257.6113 | 220.9242 | 182.5679 | -53.9586 | -1.1613 | 0 | 0 | 0
0.5833333333333335103January | Resource 1 | Sublap 1 | 14:00 | 5 | 103 | January | 10000 | 0 | 0 | 0 | 0 | 0 | 0 | 0 | 0 | 0 | 0 | 0 | 0 | 0 | 0 | 12.9915 | 13.9005 | 12.8667 | 11.808 | 8.4498 | -2.6953 | -0.058001 | 0 | 0 | 0 | 0 | 0 | 0 | 0 | 0 | 0 | 0 | 0 | 0 | 0 | 0 | 0 | 0 | 0 | 129.9146 | 139.0051 | 128.6668 | 118.0805 | 84.4984 | -26.9531 | -0.58 | 0 | 0 | 0
0.5833333333333335103February | Resource 1 | Sublap 1 | 14:00 | 5 | 103 | February | 11000 | 0 | 0 | 0 | 0 | 0 | 0 | 0 | 0 | 0 | 0 | 0 | 0 | 0 | 0 | 12.9915 | 13.9005 | 12.8667 | 11.808 | 8.4498 | -2.6953 | -0.058001 | 0 | 0 | 0 | 0 | 0 | 0 | 0 | 0 | 0 | 0 | 0 | 0 | 0 | 0 | 0 | 0 | 0 | 142.906 | 152.9055 | 141.5334 | 129.8886 | 92.9482 | -29.6484 | -0.63801 | 0 | 0 | 0
0.5833333333333335103March | Resource 1 | Sublap 1 | 14:00 | 5 | 103 | March | 12000 | 0 | 0 | 0 | 0 | 0 | 0 | 0 | 0 | 0 | 0 | 0 | 0 | 0 | 0 | 12.9915 | 13.9005 | 12.8667 | 11.808 | 8.4498 | -2.6953 | -0.058001 | 0 | 0 | 0 | 0 | 0 | 0 | 0 | 0 | 0 | 0 | 0 | 0 | 0 | 0 | 0 | 0 | 0 | 155.8975 | 166.8061 | 154.4001 | 141.6966 | 101.3981 | -32.3437 | -0.69601 | 0 | 0 | 0
0.5833333333333335103April | Resource 1 | Sublap 1 | 14:00 | 5 | 103 | April | 13000 | 0 | 0 | 0 | 0 | 0 | 0 | 0 | 0 | 0 | 0 | 0 | 0 | 0 | 0 | 12.9915 | 13.9005 | 12.8667 | 11.808 | 8.4498 | -2.6953 | -0.058001 | 0 | 0 | 0 | 0 | 0 | 0 | 0 | 0 | 0 | 0 | 0 | 0 | 0 | 0 | 0 | 0 | 0 | 168.8889 | 180.7066 | 167.2668 | 153.5047 | 109.8479 | -35.039 | -0.75401 | 0 | 0 | 0
0.5833333333333335103May | Resource 1 | Sublap 1 | 14:00 | 5 | 103 | May | 14000 | 0 | 0 | 0 | 0 | 0 | 0 | 0 | 0 | 0 | 0 | 0 | 0 | 0 | 0 | 12.9915 | 13.9005 | 12.8667 | 11.808 | 8.4498 | -2.6953 | -0.058001 | 0 | 0 | 0 | 0 | 0 | 0 | 0 | 0 | 0 | 0 | 0 | 0 | 0 | 0 | 0 | 0 | 0 | 181.8804 | 194.6071 | 180.1335 | 165.3127 | 118.2977 | -37.7343 | -0.81201 | 0 | 0 | 0
0.5833333333333335103June | Resource 1 | Sublap 1 | 14:00 | 5 | 103 | June | 15000 | 0 | 0 | 0 | 0 | 0 | 0 | 0 | 0 | 0 | 0 | 0 | 0 | 0 | 0 | 12.9915 | 13.9005 | 12.8667 | 11.808 | 8.4498 | -2.6953 | -0.058001 | 0 | 0 | 0 | 0 | 0 | 0 | 0 | 0 | 0 | 0 | 0 | 0 | 0 | 0 | 0 | 0 | 0 | 194.8718 | 208.5076 | 193.0002 | 177.1208 | 126.7476 | -40.4296 | -0.87001 | 0 | 0 | 0
0.5833333333333335103July | Resource 1 | Sublap 1 | 14:00 | 5 | 103 | July | 16000 | 0 | 0 | 0 | 0 | 0 | 0 | 0 | 0 | 0 | 0 | 0 | 0 | 0 | 0 | 12.9915 | 13.9005 | 12.8667 | 11.808 | 8.4498 | -2.6953 | -0.058001 | 0 | 0 | 0 | 0 | 0 | 0 | 0 | 0 | 0 | 0 | 0 | 0 | 0 | 0 | 0 | 0 | 0 | 207.8633 | 222.4081 | 205.8668 | 188.9288 | 135.1974 | -43.1249 | -0.92801 | 0 | 0 | 0
0.5833333333333335103August | Resource 1 | Sublap 1 | 14:00 | 5 | 103 | August | 17000 | 0 | 0 | 0 | 0 | 0 | 0 | 0 | 0 | 0 | 0 | 0 | 0 | 0 | 0 | 12.9915 | 13.9005 | 12.8667 | 11.808 | 8.4498 | -2.6953 | -0.058001 | 0 | 0 | 0 | 0 | 0 | 0 | 0 | 0 | 0 | 0 | 0 | 0 | 0 | 0 | 0 | 0 | 0 | 220.8548 | 236.3086 | 218.7335 | 200.7369 | 143.6472 | -45.8202 | -0.98601 | 0 | 0 | 0
0.5833333333333335103September | Resource 1 | Sublap 1 | 14:00 | 5 | 103 | September | 18000 | 0 | 0 | 0 | 0 | 0 | 0 | 0 | 0 | 0 | 0 | 0 | 0 | 0 | 0 | 12.9915 | 13.9005 | 12.8667 | 11.808 | 8.4498 | -2.6953 | -0.058001 | 0 | 0 | 0 | 0 | 0 | 0 | 0 | 0 | 0 | 0 | 0 | 0 | 0 | 0 | 0 | 0 | 0 | 233.8462 | 250.2091 | 231.6002 | 212.545 | 152.0971 | -48.5155 | -1.044 | 0 | 0 | 0
0.5833333333333335103October | Resource 1 | Sublap 1 | 14:00 | 5 | 103 | October | 19000 | 0 | 0 | 0 | 0 | 0 | 0 | 0 | 0 | 0 | 0 | 0 | 0 | 0 | 0 | 12.9915 | 13.9005 | 12.8667 | 11.808 | 8.4498 | -2.6953 | -0.058001 | 0 | 0 | 0 | 0 | 0 | 0 | 0 | 0 | 0 | 0 | 0 | 0 | 0 | 0 | 0 | 0 | 0 | 246.8377 | 264.1096 | 244.4669 | 224.353 | 160.5469 | -51.2108 | -1.102 | 0 | 0 | 0
0.5833333333333335103November | Resource 1 | Sublap 1 | 14:00 | 5 | 103 | November | 20000 | 0 | 0 | 0 | 0 | 0 | 0 | 0 | 0 | 0 | 0 | 0 | 0 | 0 | 0 | 12.9915 | 13.9005 | 12.8667 | 11.808 | 8.4498 | -2.6953 | -0.058001 | 0 | 0 | 0 | 0 | 0 | 0 | 0 | 0 | 0 | 0 | 0 | 0 | 0 | 0 | 0 | 0 | 0 | 259.8291 | 278.0101 | 257.3336 | 236.1611 | 168.9968 | -53.9061 | -1.16 | 0 | 0 | 0
0.5833333333333335103December | Resource 1 | Sublap 1 | 14:00 | 5 | 103 | December | 21000 | 0 | 0 | 0 | 0 | 0 | 0 | 0 | 0 | 0 | 0 | 0 | 0 | 0 | 0 | 12.9915 | 13.9005 | 12.8667 | 11.808 | 8.4498 | -2.6953 | -0.058001 | 0 | 0 | 0 | 0 | 0 | 0 | 0 | 0 | 0 | 0 | 0 | 0 | 0 | 0 | 0 | 0 | 0 | 272.8206 | 291.9106 | 270.2002 | 247.9691 | 177.4466 | -56.6014 | -1.218 | 0 | 0 | 0
0.5833333333333335104January | Resource 1 | Sublap 1 | 14:00 | 5 | 104 | January | 10000 | 0 | 0 | 0 | 0 | 0 | 0 | 0 | 0 | 0 | 0 | 0 | 0 | 0 | 0 | 13.9382 | 14.9843 | 13.8452 | 11.6854 | 7.6672 | -2.9059 | -0.062519 | 0 | 0 | 0 | 0 | 0 | 0 | 0 | 0 | 0 | 0 | 0 | 0 | 0 | 0 | 0 | 0 | 0 | 139.3815 | 149.8432 | 138.4522 | 116.8544 | 76.6716 | -29.0586 | -0.62519 | 0 | 0 | 0
0.5833333333333335104February | Resource 1 | Sublap 1 | 14:00 | 5 | 104 | February | 11000 | 0 | 0 | 0 | 0 | 0 | 0 | 0 | 0 | 0 | 0 | 0 | 0 | 0 | 0 | 13.9382 | 14.9843 | 13.8452 | 11.6854 | 7.6672 | -2.9059 | -0.062519 | 0 | 0 | 0 | 0 | 0 | 0 | 0 | 0 | 0 | 0 | 0 | 0 | 0 | 0 | 0 | 0 | 0 | 153.3197 | 164.8276 | 152.2974 | 128.5399 | 84.3388 | -31.9644 | -0.68771 | 0 | 0 | 0
0.5833333333333335104March | Resource 1 | Sublap 1 | 14:00 | 5 | 104 | March | 12000 | 0 | 0 | 0 | 0 | 0 | 0 | 0 | 0 | 0 | 0 | 0 | 0 | 0 | 0 | 13.9382 | 14.9843 | 13.8452 | 11.6854 | 7.6672 | -2.9059 | -0.062519 | 0 | 0 | 0 | 0 | 0 | 0 | 0 | 0 | 0 | 0 | 0 | 0 | 0 | 0 | 0 | 0 | 0 | 167.2579 | 179.8119 | 166.1427 | 140.2253 | 92.006 | -34.8703 | -0.75023 | 0 | 0 | 0
0.5833333333333335104April | Resource 1 | Sublap 1 | 14:00 | 5 | 104 | April | 13000 | 0 | 0 | 0 | 0 | 0 | 0 | 0 | 0 | 0 | 0 | 0 | 0 | 0 | 0 | 13.9382 | 14.9843 | 13.8452 | 11.6854 | 7.6672 | -2.9059 | -0.062519 | 0 | 0 | 0 | 0 | 0 | 0 | 0 | 0 | 0 | 0 | 0 | 0 | 0 | 0 | 0 | 0 | 0 | 181.196 | 194.7962 | 179.9879 | 151.9108 | 99.6731 | -37.7761 | -0.81275 | 0 | 0 | 0
0.5833333333333335104May | Resource 1 | Sublap 1 | 14:00 | 5 | 104 | May | 14000 | 0 | 0 | 0 | 0 | 0 | 0 | 0 | 0 | 0 | 0 | 0 | 0 | 0 | 0 | 13.9382 | 14.9843 | 13.8452 | 11.6854 | 7.6672 | -2.9059 | -0.062519 | 0 | 0 | 0 | 0 | 0 | 0 | 0 | 0 | 0 | 0 | 0 | 0 | 0 | 0 | 0 | 0 | 0 | 195.1342 | 209.7805 | 193.8331 | 163.5962 | 107.3403 | -40.682 | -0.87527 | 0 | 0 | 0
0.5833333333333335104June | Resource 1 | Sublap 1 | 14:00 | 5 | 104 | June | 15000 | 0 | 0 | 0 | 0 | 0 | 0 | 0 | 0 | 0 | 0 | 0 | 0 | 0 | 0 | 13.9382 | 14.9843 | 13.8452 | 11.6854 | 7.6672 | -2.9059 | -0.062519 | 0 | 0 | 0 | 0 | 0 | 0 | 0 | 0 | 0 | 0 | 0 | 0 | 0 | 0 | 0 | 0 | 0 | 209.0723 | 224.7648 | 207.6783 | 175.2816 | 115.0074 | -43.5879 | -0.93779 | 0 | 0 | 0
0.5833333333333335104July | Resource 1 | Sublap 1 | 14:00 | 5 | 104 | July | 16000 | 0 | 0 | 0 | 0 | 0 | 0 | 0 | 0 | 0 | 0 | 0 | 0 | 0 | 0 | 13.9382 | 14.9843 | 13.8452 | 11.6854 | 7.6672 | -2.9059 | -0.062519 | 0 | 0 | 0 | 0 | 0 | 0 | 0 | 0 | 0 | 0 | 0 | 0 | 0 | 0 | 0 | 0 | 0 | 223.0105 | 239.7492 | 221.5235 | 186.9671 | 122.6746 | -46.4937 | -1.0003 | 0 | 0 | 0
0.5833333333333335104August | Resource 1 | Sublap 1 | 14:00 | 5 | 104 | August | 17000 | 0 | 0 | 0 | 0 | 0 | 0 | 0 | 0 | 0 | 0 | 0 | 0 | 0 | 0 | 13.9382 | 14.9843 | 13.8452 | 11.6854 | 7.6672 | -2.9059 | -0.062519 | 0 | 0 | 0 | 0 | 0 | 0 | 0 | 0 | 0 | 0 | 0 | 0 | 0 | 0 | 0 | 0 | 0 | 236.9486 | 254.7335 | 235.3688 | 198.6525 | 130.3418 | -49.3996 | -1.0628 | 0 | 0 | 0
0.5833333333333335104September | Resource 1 | Sublap 1 | 14:00 | 5 | 104 | September | 18000 | 0 | 0 | 0 | 0 | 0 | 0 | 0 | 0 | 0 | 0 | 0 | 0 | 0 | 0 | 13.9382 | 14.9843 | 13.8452 | 11.6854 | 7.6672 | -2.9059 | -0.062519 | 0 | 0 | 0 | 0 | 0 | 0 | 0 | 0 | 0 | 0 | 0 | 0 | 0 | 0 | 0 | 0 | 0 | 250.8868 | 269.7178 | 249.214 | 210.338 | 138.0089 | -52.3054 | -1.1253 | 0 | 0 | 0
0.5833333333333335104October | Resource 1 | Sublap 1 | 14:00 | 5 | 104 | October | 19000 | 0 | 0 | 0 | 0 | 0 | 0 | 0 | 0 | 0 | 0 | 0 | 0 | 0 | 0 | 13.9382 | 14.9843 | 13.8452 | 11.6854 | 7.6672 | -2.9059 | -0.062519 | 0 | 0 | 0 | 0 | 0 | 0 | 0 | 0 | 0 | 0 | 0 | 0 | 0 | 0 | 0 | 0 | 0 | 264.825 | 284.7021 | 263.0592 | 222.0234 | 145.6761 | -55.2113 | -1.1879 | 0 | 0 | 0
0.5833333333333335104November | Resource 1 | Sublap 1 | 14:00 | 5 | 104 | November | 20000 | 0 | 0 | 0 | 0 | 0 | 0 | 0 | 0 | 0 | 0 | 0 | 0 | 0 | 0 | 13.9382 | 14.9843 | 13.8452 | 11.6854 | 7.6672 | -2.9059 | -0.062519 | 0 | 0 | 0 | 0 | 0 | 0 | 0 | 0 | 0 | 0 | 0 | 0 | 0 | 0 | 0 | 0 | 0 | 278.7631 | 299.6865 | 276.9044 | 233.7088 | 153.3433 | -58.1171 | -1.2504 | 0 | 0 | 0
0.5833333333333335104December | Resource 1 | Sublap 1 | 14:00 | 5 | 104 | December | 21000 | 0 | 0 | 0 | 0 | 0 | 0 | 0 | 0 | 0 | 0 | 0 | 0 | 0 | 0 | 13.9382 | 14.9843 | 13.8452 | 11.6854 | 7.6672 | -2.9059 | -0.062519 | 0 | 0 | 0 | 0 | 0 | 0 | 0 | 0 | 0 | 0 | 0 | 0 | 0 | 0 | 0 | 0 | 0 | 292.7013 | 314.6708 | 290.7496 | 245.3943 | 161.0104 | -61.023 | -1.3129 | 0 | 0 | 0
0.5833333333333335105January | Resource 1 | Sublap 1 | 14:00 | 5 | 105 | January | 10000 | 0 | 0 | 0 | 0 | 0 | 0 | 0 | 0 | 0 | 0 | 0 | 0 | 0 | 0 | 11.9156 | 12.7501 | 11.7415 | 9.042 | 3.4547 | -2.4678 | -0.053118 | 0 | 0 | 0 | 0 | 0 | 0 | 0 | 0 | 0 | 0 | 0 | 0 | 0 | 0 | 0 | 0 | 0 | 119.1565 | 127.5015 | 117.415 | 90.4196 | 34.5475 | -24.6781 | -0.53118 | 0 | 0 | 0
0.5833333333333335105February | Resource 1 | Sublap 1 | 14:00 | 5 | 105 | February | 11000 | 0 | 0 | 0 | 0 | 0 | 0 | 0 | 0 | 0 | 0 | 0 | 0 | 0 | 0 | 11.9156 | 12.7501 | 11.7415 | 9.042 | 3.4547 | -2.4678 | -0.053118 | 0 | 0 | 0 | 0 | 0 | 0 | 0 | 0 | 0 | 0 | 0 | 0 | 0 | 0 | 0 | 0 | 0 | 131.0722 | 140.2517 | 129.1565 | 99.4615 | 38.0022 | -27.1459 | -0.5843 | 0 | 0 | 0
0.5833333333333335105March | Resource 1 | Sublap 1 | 14:00 | 5 | 105 | March | 12000 | 0 | 0 | 0 | 0 | 0 | 0 | 0 | 0 | 0 | 0 | 0 | 0 | 0 | 0 | 11.9156 | 12.7501 | 11.7415 | 9.042 | 3.4547 | -2.4678 | -0.053118 | 0 | 0 | 0 | 0 | 0 | 0 | 0 | 0 | 0 | 0 | 0 | 0 | 0 | 0 | 0 | 0 | 0 | 142.9878 | 153.0018 | 140.898 | 108.5035 | 41.457 | -29.6138 | -0.63742 | 0 | 0 | 0
0.5833333333333335105April | Resource 1 | Sublap 1 | 14:00 | 5 | 105 | April | 13000 | 0 | 0 | 0 | 0 | 0 | 0 | 0 | 0 | 0 | 0 | 0 | 0 | 0 | 0 | 11.9156 | 12.7501 | 11.7415 | 9.042 | 3.4547 | -2.4678 | -0.053118 | 0 | 0 | 0 | 0 | 0 | 0 | 0 | 0 | 0 | 0 | 0 | 0 | 0 | 0 | 0 | 0 | 0 | 154.9035 | 165.752 | 152.6395 | 117.5454 | 44.9117 | -32.0816 | -0.69053 | 0 | 0 | 0
0.5833333333333335105May | Resource 1 | Sublap 1 | 14:00 | 5 | 105 | May | 14000 | 0 | 0 | 0 | 0 | 0 | 0 | 0 | 0 | 0 | 0 | 0 | 0 | 0 | 0 | 11.9156 | 12.7501 | 11.7415 | 9.042 | 3.4547 | -2.4678 | -0.053118 | 0 | 0 | 0 | 0 | 0 | 0 | 0 | 0 | 0 | 0 | 0 | 0 | 0 | 0 | 0 | 0 | 0 | 166.8191 | 178.5021 | 164.381 | 126.5874 | 48.3665 | -34.5494 | -0.74365 | 0 | 0 | 0
0.5833333333333335105June | Resource 1 | Sublap 1 | 14:00 | 5 | 105 | June | 15000 | 0 | 0 | 0 | 0 | 0 | 0 | 0 | 0 | 0 | 0 | 0 | 0 | 0 | 0 | 11.9156 | 12.7501 | 11.7415 | 9.042 | 3.4547 | -2.4678 | -0.053118 | 0 | 0 | 0 | 0 | 0 | 0 | 0 | 0 | 0 | 0 | 0 | 0 | 0 | 0 | 0 | 0 | 0 | 178.7348 | 191.2523 | 176.1225 | 135.6293 | 51.8212 | -37.0172 | -0.79677 | 0 | 0 | 0
0.5833333333333335105July | Resource 1 | Sublap 1 | 14:00 | 5 | 105 | July | 16000 | 0 | 0 | 0 | 0 | 0 | 0 | 0 | 0 | 0 | 0 | 0 | 0 | 0 | 0 | 11.9156 | 12.7501 | 11.7415 | 9.042 | 3.4547 | -2.4678 | -0.053118 | 0 | 0 | 0 | 0 | 0 | 0 | 0 | 0 | 0 | 0 | 0 | 0 | 0 | 0 | 0 | 0 | 0 | 190.6504 | 204.0024 | 187.864 | 144.6713 | 55.276 | -39.485 | -0.84989 | 0 | 0 | 0
0.5833333333333335105August | Resource 1 | Sublap 1 | 14:00 | 5 | 105 | August | 17000 | 0 | 0 | 0 | 0 | 0 | 0 | 0 | 0 | 0 | 0 | 0 | 0 | 0 | 0 | 11.9156 | 12.7501 | 11.7415 | 9.042 | 3.4547 | -2.4678 | -0.053118 | 0 | 0 | 0 | 0 | 0 | 0 | 0 | 0 | 0 | 0 | 0 | 0 | 0 | 0 | 0 | 0 | 0 | 202.5661 | 216.7526 | 199.6055 | 153.7132 | 58.7307 | -41.9528 | -0.90301 | 0 | 0 | 0
0.5833333333333335105September | Resource 1 | Sublap 1 | 14:00 | 5 | 105 | September | 18000 | 0 | 0 | 0 | 0 | 0 | 0 | 0 | 0 | 0 | 0 | 0 | 0 | 0 | 0 | 11.9156 | 12.7501 | 11.7415 | 9.042 | 3.4547 | -2.4678 | -0.053118 | 0 | 0 | 0 | 0 | 0 | 0 | 0 | 0 | 0 | 0 | 0 | 0 | 0 | 0 | 0 | 0 | 0 | 214.4817 | 229.5027 | 211.347 | 162.7552 | 62.1855 | -44.4206 | -0.95612 | 0 | 0 | 0
0.5833333333333335105October | Resource 1 | Sublap 1 | 14:00 | 5 | 105 | October | 19000 | 0 | 0 | 0 | 0 | 0 | 0 | 0 | 0 | 0 | 0 | 0 | 0 | 0 | 0 | 11.9156 | 12.7501 | 11.7415 | 9.042 | 3.4547 | -2.4678 | -0.053118 | 0 | 0 | 0 | 0 | 0 | 0 | 0 | 0 | 0 | 0 | 0 | 0 | 0 | 0 | 0 | 0 | 0 | 226.3974 | 242.2529 | 223.0885 | 171.7971 | 65.6402 | -46.8884 | -1.0092 | 0 | 0 | 0
0.5833333333333335105November | Resource 1 | Sublap 1 | 14:00 | 5 | 105 | November | 20000 | 0 | 0 | 0 | 0 | 0 | 0 | 0 | 0 | 0 | 0 | 0 | 0 | 0 | 0 | 11.9156 | 12.7501 | 11.7415 | 9.042 | 3.4547 | -2.4678 | -0.053118 | 0 | 0 | 0 | 0 | 0 | 0 | 0 | 0 | 0 | 0 | 0 | 0 | 0 | 0 | 0 | 0 | 0 | 238.313 | 255.0031 | 234.83 | 180.8391 | 69.095 | -49.3563 | -1.0624 | 0 | 0 | 0
0.5833333333333335105December | Resource 1 | Sublap 1 | 14:00 | 5 | 105 | December | 21000 | 0 | 0 | 0 | 0 | 0 | 0 | 0 | 0 | 0 | 0 | 0 | 0 | 0 | 0 | 11.9156 | 12.7501 | 11.7415 | 9.042 | 3.4547 | -2.4678 | -0.053118 | 0 | 0 | 0 | 0 | 0 | 0 | 0 | 0 | 0 | 0 | 0 | 0 | 0 | 0 | 0 | 0 | 0 | 250.2287 | 267.7532 | 246.5715 | 189.8811 | 72.5497 | -51.8241 | -1.1155 | 0 | 0 | 0
0.5833333333333335106January | Resource 1 | Sublap 1 | 14:00 | 5 | 106 | January | 10000 | 0 | 0 | 0 | 0 | 0 | 0 | 0 | 0 | 0 | 0 | 0 | 0 | 0 | 0 | 11.5083 | 12.4173 | 11.4649 | 10.7059 | 8.3354 | -2.3758 | -0.051144 | 0 | 0 | 0 | 0 | 0 | 0 | 0 | 0 | 0 | 0 | 0 | 0 | 0 | 0 | 0 | 0 | 0 | 115.0825 | 124.1727 | 114.6489 | 107.0591 | 83.3543 | -23.7585 | -0.51144 | 0 | 0 | 0
0.5833333333333335106February | Resource 1 | Sublap 1 | 14:00 | 5 | 106 | February | 11000 | 0 | 0 | 0 | 0 | 0 | 0 | 0 | 0 | 0 | 0 | 0 | 0 | 0 | 0 | 11.5083 | 12.4173 | 11.4649 | 10.7059 | 8.3354 | -2.3758 | -0.051144 | 0 | 0 | 0 | 0 | 0 | 0 | 0 | 0 | 0 | 0 | 0 | 0 | 0 | 0 | 0 | 0 | 0 | 126.5907 | 136.59 | 126.1138 | 117.765 | 91.6897 | -26.1343 | -0.56259 | 0 | 0 | 0
0.5833333333333335106March | Resource 1 | Sublap 1 | 14:00 | 5 | 106 | March | 12000 | 0 | 0 | 0 | 0 | 0 | 0 | 0 | 0 | 0 | 0 | 0 | 0 | 0 | 0 | 11.5083 | 12.4173 | 11.4649 | 10.7059 | 8.3354 | -2.3758 | -0.051144 | 0 | 0 | 0 | 0 | 0 | 0 | 0 | 0 | 0 | 0 | 0 | 0 | 0 | 0 | 0 | 0 | 0 | 138.099 | 149.0073 | 137.5787 | 128.4709 | 100.0252 | -28.5102 | -0.61373 | 0 | 0 | 0
0.5833333333333335106April | Resource 1 | Sublap 1 | 14:00 | 5 | 106 | April | 13000 | 0 | 0 | 0 | 0 | 0 | 0 | 0 | 0 | 0 | 0 | 0 | 0 | 0 | 0 | 11.5083 | 12.4173 | 11.4649 | 10.7059 | 8.3354 | -2.3758 | -0.051144 | 0 | 0 | 0 | 0 | 0 | 0 | 0 | 0 | 0 | 0 | 0 | 0 | 0 | 0 | 0 | 0 | 0 | 149.6072 | 161.4246 | 149.0435 | 139.1768 | 108.3606 | -30.886 | -0.66487 | 0 | 0 | 0
0.5833333333333335106May | Resource 1 | Sublap 1 | 14:00 | 5 | 106 | May | 14000 | 0 | 0 | 0 | 0 | 0 | 0 | 0 | 0 | 0 | 0 | 0 | 0 | 0 | 0 | 11.5083 | 12.4173 | 11.4649 | 10.7059 | 8.3354 | -2.3758 | -0.051144 | 0 | 0 | 0 | 0 | 0 | 0 | 0 | 0 | 0 | 0 | 0 | 0 | 0 | 0 | 0 | 0 | 0 | 161.1155 | 173.8418 | 160.5084 | 149.8827 | 116.696 | -33.2619 | -0.71602 | 0 | 0 | 0
0.5833333333333335106June | Resource 1 | Sublap 1 | 14:00 | 5 | 106 | June | 15000 | 0 | 0 | 0 | 0 | 0 | 0 | 0 | 0 | 0 | 0 | 0 | 0 | 0 | 0 | 11.5083 | 12.4173 | 11.4649 | 10.7059 | 8.3354 | -2.3758 | -0.051144 | 0 | 0 | 0 | 0 | 0 | 0 | 0 | 0 | 0 | 0 | 0 | 0 | 0 | 0 | 0 | 0 | 0 | 172.6237 | 186.2591 | 171.9733 | 160.5886 | 125.0315 | -35.6377 | -0.76716 | 0 | 0 | 0
0.5833333333333335106July | Resource 1 | Sublap 1 | 14:00 | 5 | 106 | July | 16000 | 0 | 0 | 0 | 0 | 0 | 0 | 0 | 0 | 0 | 0 | 0 | 0 | 0 | 0 | 11.5083 | 12.4173 | 11.4649 | 10.7059 | 8.3354 | -2.3758 | -0.051144 | 0 | 0 | 0 | 0 | 0 | 0 | 0 | 0 | 0 | 0 | 0 | 0 | 0 | 0 | 0 | 0 | 0 | 184.132 | 198.6764 | 183.4382 | 171.2945 | 133.3669 | -38.0136 | -0.81831 | 0 | 0 | 0
0.5833333333333335106August | Resource 1 | Sublap 1 | 14:00 | 5 | 106 | August | 17000 | 0 | 0 | 0 | 0 | 0 | 0 | 0 | 0 | 0 | 0 | 0 | 0 | 0 | 0 | 11.5083 | 12.4173 | 11.4649 | 10.7059 | 8.3354 | -2.3758 | -0.051144 | 0 | 0 | 0 | 0 | 0 | 0 | 0 | 0 | 0 | 0 | 0 | 0 | 0 | 0 | 0 | 0 | 0 | 195.6402 | 211.0936 | 194.9031 | 182.0004 | 141.7023 | -40.3894 | -0.86945 | 0 | 0 | 0
0.5833333333333335106September | Resource 1 | Sublap 1 | 14:00 | 5 | 106 | September | 18000 | 0 | 0 | 0 | 0 | 0 | 0 | 0 | 0 | 0 | 0 | 0 | 0 | 0 | 0 | 11.5083 | 12.4173 | 11.4649 | 10.7059 | 8.3354 | -2.3758 | -0.051144 | 0 | 0 | 0 | 0 | 0 | 0 | 0 | 0 | 0 | 0 | 0 | 0 | 0 | 0 | 0 | 0 | 0 | 207.1485 | 223.5109 | 206.368 | 192.7063 | 150.0378 | -42.7653 | -0.9206 | 0 | 0 | 0
0.5833333333333335106October | Resource 1 | Sublap 1 | 14:00 | 5 | 106 | October | 19000 | 0 | 0 | 0 | 0 | 0 | 0 | 0 | 0 | 0 | 0 | 0 | 0 | 0 | 0 | 11.5083 | 12.4173 | 11.4649 | 10.7059 | 8.3354 | -2.3758 | -0.051144 | 0 | 0 | 0 | 0 | 0 | 0 | 0 | 0 | 0 | 0 | 0 | 0 | 0 | 0 | 0 | 0 | 0 | 218.6567 | 235.9282 | 217.8329 | 203.4122 | 158.3732 | -45.1411 | -0.97174 | 0 | 0 | 0
0.5833333333333335106November | Resource 1 | Sublap 1 | 14:00 | 5 | 106 | November | 20000 | 0 | 0 | 0 | 0 | 0 | 0 | 0 | 0 | 0 | 0 | 0 | 0 | 0 | 0 | 11.5083 | 12.4173 | 11.4649 | 10.7059 | 8.3354 | -2.3758 | -0.051144 | 0 | 0 | 0 | 0 | 0 | 0 | 0 | 0 | 0 | 0 | 0 | 0 | 0 | 0 | 0 | 0 | 0 | 230.165 | 248.3455 | 229.2978 | 214.1181 | 166.7086 | -47.517 | -1.0229 | 0 | 0 | 0
0.5833333333333335106December | Resource 1 | Sublap 1 | 14:00 | 5 | 106 | December | 21000 | 0 | 0 | 0 | 0 | 0 | 0 | 0 | 0 | 0 | 0 | 0 | 0 | 0 | 0 | 11.5083 | 12.4173 | 11.4649 | 10.7059 | 8.3354 | -2.3758 | -0.051144 | 0 | 0 | 0 | 0 | 0 | 0 | 0 | 0 | 0 | 0 | 0 | 0 | 0 | 0 | 0 | 0 | 0 | 241.6732 | 260.7628 | 240.7627 | 224.824 | 175.0441 | -49.8928 | -1.074 | 0 | 0 | 0
0.5833333333333335107January | Resource 1 | Sublap 1 | 14:00 | 5 | 107 | January | 10000 | 0 | 0 | 0 | 0 | 0 | 0 | 0 | 0 | 0 | 0 | 0 | 0 | 0 | 0 | 13.477 | 14.4654 | 13.4688 | 12.1888 | 6.6527 | -2.7824 | -0.05987 | 0 | 0 | 0 | 0 | 0 | 0 | 0 | 0 | 0 | 0 | 0 | 0 | 0 | 0 | 0 | 0 | 0 | 134.7703 | 144.6544 | 134.6878 | 121.8881 | 66.5267 | -27.8243 | -0.5987 | 0 | 0 | 0
0.5833333333333335107February | Resource 1 | Sublap 1 | 14:00 | 5 | 107 | February | 11000 | 0 | 0 | 0 | 0 | 0 | 0 | 0 | 0 | 0 | 0 | 0 | 0 | 0 | 0 | 13.477 | 14.4654 | 13.4688 | 12.1888 | 6.6527 | -2.7824 | -0.05987 | 0 | 0 | 0 | 0 | 0 | 0 | 0 | 0 | 0 | 0 | 0 | 0 | 0 | 0 | 0 | 0 | 0 | 148.2473 | 159.1198 | 148.1566 | 134.0769 | 73.1793 | -30.6067 | -0.65857 | 0 | 0 | 0
0.5833333333333335107March | Resource 1 | Sublap 1 | 14:00 | 5 | 107 | March | 12000 | 0 | 0 | 0 | 0 | 0 | 0 | 0 | 0 | 0 | 0 | 0 | 0 | 0 | 0 | 13.477 | 14.4654 | 13.4688 | 12.1888 | 6.6527 | -2.7824 | -0.05987 | 0 | 0 | 0 | 0 | 0 | 0 | 0 | 0 | 0 | 0 | 0 | 0 | 0 | 0 | 0 | 0 | 0 | 161.7243 | 173.5853 | 161.6254 | 146.2657 | 79.832 | -33.3892 | -0.71844 | 0 | 0 | 0
0.5833333333333335107April | Resource 1 | Sublap 1 | 14:00 | 5 | 107 | April | 13000 | 0 | 0 | 0 | 0 | 0 | 0 | 0 | 0 | 0 | 0 | 0 | 0 | 0 | 0 | 13.477 | 14.4654 | 13.4688 | 12.1888 | 6.6527 | -2.7824 | -0.05987 | 0 | 0 | 0 | 0 | 0 | 0 | 0 | 0 | 0 | 0 | 0 | 0 | 0 | 0 | 0 | 0 | 0 | 175.2014 | 188.0507 | 175.0942 | 158.4545 | 86.4847 | -36.1716 | -0.77831 | 0 | 0 | 0
0.5833333333333335107May | Resource 1 | Sublap 1 | 14:00 | 5 | 107 | May | 14000 | 0 | 0 | 0 | 0 | 0 | 0 | 0 | 0 | 0 | 0 | 0 | 0 | 0 | 0 | 13.477 | 14.4654 | 13.4688 | 12.1888 | 6.6527 | -2.7824 | -0.05987 | 0 | 0 | 0 | 0 | 0 | 0 | 0 | 0 | 0 | 0 | 0 | 0 | 0 | 0 | 0 | 0 | 0 | 188.6784 | 202.5161 | 188.563 | 170.6433 | 93.1373 | -38.954 | -0.83818 | 0 | 0 | 0
0.5833333333333335107June | Resource 1 | Sublap 1 | 14:00 | 5 | 107 | June | 15000 | 0 | 0 | 0 | 0 | 0 | 0 | 0 | 0 | 0 | 0 | 0 | 0 | 0 | 0 | 13.477 | 14.4654 | 13.4688 | 12.1888 | 6.6527 | -2.7824 | -0.05987 | 0 | 0 | 0 | 0 | 0 | 0 | 0 | 0 | 0 | 0 | 0 | 0 | 0 | 0 | 0 | 0 | 0 | 202.1554 | 216.9816 | 202.0318 | 182.8321 | 99.79 | -41.7365 | -0.89806 | 0 | 0 | 0
0.5833333333333335107July | Resource 1 | Sublap 1 | 14:00 | 5 | 107 | July | 16000 | 0 | 0 | 0 | 0 | 0 | 0 | 0 | 0 | 0 | 0 | 0 | 0 | 0 | 0 | 13.477 | 14.4654 | 13.4688 | 12.1888 | 6.6527 | -2.7824 | -0.05987 | 0 | 0 | 0 | 0 | 0 | 0 | 0 | 0 | 0 | 0 | 0 | 0 | 0 | 0 | 0 | 0 | 0 | 215.6324 | 231.447 | 215.5005 | 195.0209 | 106.4427 | -44.5189 | -0.95793 | 0 | 0 | 0
0.5833333333333335107August | Resource 1 | Sublap 1 | 14:00 | 5 | 107 | August | 17000 | 0 | 0 | 0 | 0 | 0 | 0 | 0 | 0 | 0 | 0 | 0 | 0 | 0 | 0 | 13.477 | 14.4654 | 13.4688 | 12.1888 | 6.6527 | -2.7824 | -0.05987 | 0 | 0 | 0 | 0 | 0 | 0 | 0 | 0 | 0 | 0 | 0 | 0 | 0 | 0 | 0 | 0 | 0 | 229.1095 | 245.9125 | 228.9693 | 207.2097 | 113.0953 | -47.3013 | -1.0178 | 0 | 0 | 0
0.5833333333333335107September | Resource 1 | Sublap 1 | 14:00 | 5 | 107 | September | 18000 | 0 | 0 | 0 | 0 | 0 | 0 | 0 | 0 | 0 | 0 | 0 | 0 | 0 | 0 | 13.477 | 14.4654 | 13.4688 | 12.1888 | 6.6527 | -2.7824 | -0.05987 | 0 | 0 | 0 | 0 | 0 | 0 | 0 | 0 | 0 | 0 | 0 | 0 | 0 | 0 | 0 | 0 | 0 | 242.5865 | 260.3779 | 242.4381 | 219.3985 | 119.748 | -50.0838 | -1.0777 | 0 | 0 | 0
0.5833333333333335107October | Resource 1 | Sublap 1 | 14:00 | 5 | 107 | October | 19000 | 0 | 0 | 0 | 0 | 0 | 0 | 0 | 0 | 0 | 0 | 0 | 0 | 0 | 0 | 13.477 | 14.4654 | 13.4688 | 12.1888 | 6.6527 | -2.7824 | -0.05987 | 0 | 0 | 0 | 0 | 0 | 0 | 0 | 0 | 0 | 0 | 0 | 0 | 0 | 0 | 0 | 0 | 0 | 256.0635 | 274.8433 | 255.9069 | 231.5873 | 126.4007 | -52.8662 | -1.1375 | 0 | 0 | 0
0.5833333333333335107November | Resource 1 | Sublap 1 | 14:00 | 5 | 107 | November | 20000 | 0 | 0 | 0 | 0 | 0 | 0 | 0 | 0 | 0 | 0 | 0 | 0 | 0 | 0 | 13.477 | 14.4654 | 13.4688 | 12.1888 | 6.6527 | -2.7824 | -0.05987 | 0 | 0 | 0 | 0 | 0 | 0 | 0 | 0 | 0 | 0 | 0 | 0 | 0 | 0 | 0 | 0 | 0 | 269.5406 | 289.3088 | 269.3757 | 243.7762 | 133.0533 | -55.6486 | -1.1974 | 0 | 0 | 0
0.5833333333333335107December | Resource 1 | Sublap 1 | 14:00 | 5 | 107 | December | 21000 | 0 | 0 | 0 | 0 | 0 | 0 | 0 | 0 | 0 | 0 | 0 | 0 | 0 | 0 | 13.477 | 14.4654 | 13.4688 | 12.1888 | 6.6527 | -2.7824 | -0.05987 | 0 | 0 | 0 | 0 | 0 | 0 | 0 | 0 | 0 | 0 | 0 | 0 | 0 | 0 | 0 | 0 | 0 | 283.0176 | 303.7742 | 282.8445 | 255.965 | 139.706 | -58.431 | -1.2573 | 0 | 0 | 0
0.583333333333333671January | Resource 1 | Sublap 1 | 14:00 | 6 | 71 | January | 10000 | 0 | 0 | 0 | 0 | 0 | 0 | 0 | 0 | 0 | 0 | 0 | 0 | 0 | 0 | 0 | 0 | 0 | 0 | 0 | 0 | 0 | 0 | 0 | 0 | 0 | 0 | 0 | 0 | 0 | 0 | 0 | 0 | 0 | 0 | 0 | 0 | 0 | 0 | 0 | 0 | 0 | 0 | 0 | 0 | 0 | 0 | 0 | 0
0.583333333333333671February | Resource 1 | Sublap 1 | 14:00 | 6 | 71 | February | 11000 | 0 | 0 | 0 | 0 | 0 | 0 | 0 | 0 | 0 | 0 | 0 | 0 | 0 | 0 | 0 | 0 | 0 | 0 | 0 | 0 | 0 | 0 | 0 | 0 | 0 | 0 | 0 | 0 | 0 | 0 | 0 | 0 | 0 | 0 | 0 | 0 | 0 | 0 | 0 | 0 | 0 | 0 | 0 | 0 | 0 | 0 | 0 | 0
0.583333333333333671March | Resource 1 | Sublap 1 | 14:00 | 6 | 71 | March | 12000 | 0 | 0 | 0 | 0 | 0 | 0 | 0 | 0 | 0 | 0 | 0 | 0 | 0 | 0 | 0 | 0 | 0 | 0 | 0 | 0 | 0 | 0 | 0 | 0 | 0 | 0 | 0 | 0 | 0 | 0 | 0 | 0 | 0 | 0 | 0 | 0 | 0 | 0 | 0 | 0 | 0 | 0 | 0 | 0 | 0 | 0 | 0 | 0
0.583333333333333671April | Resource 1 | Sublap 1 | 14:00 | 6 | 71 | April | 13000 | 0 | 0 | 0 | 0 | 0 | 0 | 0 | 0 | 0 | 0 | 0 | 0 | 0 | 0 | 0 | 0 | 0 | 0 | 0 | 0 | 0 | 0 | 0 | 0 | 0 | 0 | 0 | 0 | 0 | 0 | 0 | 0 | 0 | 0 | 0 | 0 | 0 | 0 | 0 | 0 | 0 | 0 | 0 | 0 | 0 | 0 | 0 | 0
0.583333333333333671May | Resource 1 | Sublap 1 | 14:00 | 6 | 71 | May | 14000 | 0 | 0 | 0 | 0 | 0 | 0 | 0 | 0 | 0 | 0 | 0 | 0 | 0 | 0 | 0 | 0 | 0 | 0 | 0 | 0 | 0 | 0 | 0 | 0 | 0 | 0 | 0 | 0 | 0 | 0 | 0 | 0 | 0 | 0 | 0 | 0 | 0 | 0 | 0 | 0 | 0 | 0 | 0 | 0 | 0 | 0 | 0 | 0
0.583333333333333671June | Resource 1 | Sublap 1 | 14:00 | 6 | 71 | June | 15000 | 0 | 0 | 0 | 0 | 0 | 0 | 0 | 0 | 0 | 0 | 0 | 0 | 0 | 0 | 0 | 0 | 0 | 0 | 0 | 0 | 0 | 0 | 0 | 0 | 0 | 0 | 0 | 0 | 0 | 0 | 0 | 0 | 0 | 0 | 0 | 0 | 0 | 0 | 0 | 0 | 0 | 0 | 0 | 0 | 0 | 0 | 0 | 0
0.583333333333333671July | Resource 1 | Sublap 1 | 14:00 | 6 | 71 | July | 16000 | 0 | 0 | 0 | 0 | 0 | 0 | 0 | 0 | 0 | 0 | 0 | 0 | 0 | 0 | 0 | 0 | 0 | 0 | 0 | 0 | 0 | 0 | 0 | 0 | 0 | 0 | 0 | 0 | 0 | 0 | 0 | 0 | 0 | 0 | 0 | 0 | 0 | 0 | 0 | 0 | 0 | 0 | 0 | 0 | 0 | 0 | 0 | 0
0.583333333333333671August | Resource 1 | Sublap 1 | 14:00 | 6 | 71 | August | 17000 | 0 | 0 | 0 | 0 | 0 | 0 | 0 | 0 | 0 | 0 | 0 | 0 | 0 | 0 | 0 | 0 | 0 | 0 | 0 | 0 | 0 | 0 | 0 | 0 | 0 | 0 | 0 | 0 | 0 | 0 | 0 | 0 | 0 | 0 | 0 | 0 | 0 | 0 | 0 | 0 | 0 | 0 | 0 | 0 | 0 | 0 | 0 | 0
0.583333333333333671September | Resource 1 | Sublap 1 | 14:00 | 6 | 71 | September | 18000 | 0 | 0 | 0 | 0 | 0 | 0 | 0 | 0 | 0 | 0 | 0 | 0 | 0 | 0 | 0 | 0 | 0 | 0 | 0 | 0 | 0 | 0 | 0 | 0 | 0 | 0 | 0 | 0 | 0 | 0 | 0 | 0 | 0 | 0 | 0 | 0 | 0 | 0 | 0 | 0 | 0 | 0 | 0 | 0 | 0 | 0 | 0 | 0
0.583333333333333671October | Resource 1 | Sublap 1 | 14:00 | 6 | 71 | October | 19000 | 0 | 0 | 0 | 0 | 0 | 0 | 0 | 0 | 0 | 0 | 0 | 0 | 0 | 0 | 0 | 0 | 0 | 0 | 0 | 0 | 0 | 0 | 0 | 0 | 0 | 0 | 0 | 0 | 0 | 0 | 0 | 0 | 0 | 0 | 0 | 0 | 0 | 0 | 0 | 0 | 0 | 0 | 0 | 0 | 0 | 0 | 0 | 0
0.583333333333333671November | Resource 1 | Sublap 1 | 14:00 | 6 | 71 | November | 20000 | 0 | 0 | 0 | 0 | 0 | 0 | 0 | 0 | 0 | 0 | 0 | 0 | 0 | 0 | 0 | 0 | 0 | 0 | 0 | 0 | 0 | 0 | 0 | 0 | 0 | 0 | 0 | 0 | 0 | 0 | 0 | 0 | 0 | 0 | 0 | 0 | 0 | 0 | 0 | 0 | 0 | 0 | 0 | 0 | 0 | 0 | 0 | 0
0.583333333333333671December | Resource 1 | Sublap 1 | 14:00 | 6 | 71 | December | 21000 | 0 | 0 | 0 | 0 | 0 | 0 | 0 | 0 | 0 | 0 | 0 | 0 | 0 | 0 | 0 | 0 | 0 | 0 | 0 | 0 | 0 | 0 | 0 | 0 | 0 | 0 | 0 | 0 | 0 | 0 | 0 | 0 | 0 | 0 | 0 | 0 | 0 | 0 | 0 | 0 | 0 | 0 | 0 | 0 | 0 | 0 | 0 | 0
0.583333333333333672January | Resource 1 | Sublap 1 | 14:00 | 6 | 72 | January | 10000 | 0 | 0 | 0 | 0 | 0 | 0 | 0 | 0 | 0 | 0 | 0 | 0 | 0 | 0 | 0 | 0 | 0 | 0 | 0 | 0 | 0 | 0 | 0 | 0 | 0 | 0 | 0 | 0 | 0 | 0 | 0 | 0 | 0 | 0 | 0 | 0 | 0 | 0 | 0 | 0 | 0 | 0 | 0 | 0 | 0 | 0 | 0 | 0
0.583333333333333672February | Resource 1 | Sublap 1 | 14:00 | 6 | 72 | February | 11000 | 0 | 0 | 0 | 0 | 0 | 0 | 0 | 0 | 0 | 0 | 0 | 0 | 0 | 0 | 0 | 0 | 0 | 0 | 0 | 0 | 0 | 0 | 0 | 0 | 0 | 0 | 0 | 0 | 0 | 0 | 0 | 0 | 0 | 0 | 0 | 0 | 0 | 0 | 0 | 0 | 0 | 0 | 0 | 0 | 0 | 0 | 0 | 0
0.583333333333333672March | Resource 1 | Sublap 1 | 14:00 | 6 | 72 | March | 12000 | 0 | 0 | 0 | 0 | 0 | 0 | 0 | 0 | 0 | 0 | 0 | 0 | 0 | 0 | 0 | 0 | 0 | 0 | 0 | 0 | 0 | 0 | 0 | 0 | 0 | 0 | 0 | 0 | 0 | 0 | 0 | 0 | 0 | 0 | 0 | 0 | 0 | 0 | 0 | 0 | 0 | 0 | 0 | 0 | 0 | 0 | 0 | 0
0.583333333333333672April | Resource 1 | Sublap 1 | 14:00 | 6 | 72 | April | 13000 | 0 | 0 | 0 | 0 | 0 | 0 | 0 | 0 | 0 | 0 | 0 | 0 | 0 | 0 | 0 | 0 | 0 | 0 | 0 | 0 | 0 | 0 | 0 | 0 | 0 | 0 | 0 | 0 | 0 | 0 | 0 | 0 | 0 | 0 | 0 | 0 | 0 | 0 | 0 | 0 | 0 | 0 | 0 | 0 | 0 | 0 | 0 | 0
0.583333333333333672May | Resource 1 | Sublap 1 | 14:00 | 6 | 72 | May | 14000 | 0 | 0 | 0 | 0 | 0 | 0 | 0 | 0 | 0 | 0 | 0 | 0 | 0 | 0 | 0 | 0 | 0 | 0 | 0 | 0 | 0 | 0 | 0 | 0 | 0 | 0 | 0 | 0 | 0 | 0 | 0 | 0 | 0 | 0 | 0 | 0 | 0 | 0 | 0 | 0 | 0 | 0 | 0 | 0 | 0 | 0 | 0 | 0
0.583333333333333672June | Resource 1 | Sublap 1 | 14:00 | 6 | 72 | June | 15000 | 0 | 0 | 0 | 0 | 0 | 0 | 0 | 0 | 0 | 0 | 0 | 0 | 0 | 0 | 0 | 0 | 0 | 0 | 0 | 0 | 0 | 0 | 0 | 0 | 0 | 0 | 0 | 0 | 0 | 0 | 0 | 0 | 0 | 0 | 0 | 0 | 0 | 0 | 0 | 0 | 0 | 0 | 0 | 0 | 0 | 0 | 0 | 0
0.583333333333333672July | Resource 1 | Sublap 1 | 14:00 | 6 | 72 | July | 16000 | 0 | 0 | 0 | 0 | 0 | 0 | 0 | 0 | 0 | 0 | 0 | 0 | 0 | 0 | 0 | 0 | 0 | 0 | 0 | 0 | 0 | 0 | 0 | 0 | 0 | 0 | 0 | 0 | 0 | 0 | 0 | 0 | 0 | 0 | 0 | 0 | 0 | 0 | 0 | 0 | 0 | 0 | 0 | 0 | 0 | 0 | 0 | 0
0.583333333333333672August | Resource 1 | Sublap 1 | 14:00 | 6 | 72 | August | 17000 | 0 | 0 | 0 | 0 | 0 | 0 | 0 | 0 | 0 | 0 | 0 | 0 | 0 | 0 | 0 | 0 | 0 | 0 | 0 | 0 | 0 | 0 | 0 | 0 | 0 | 0 | 0 | 0 | 0 | 0 | 0 | 0 | 0 | 0 | 0 | 0 | 0 | 0 | 0 | 0 | 0 | 0 | 0 | 0 | 0 | 0 | 0 | 0
0.583333333333333672September | Resource 1 | Sublap 1 | 14:00 | 6 | 72 | September | 18000 | 0 | 0 | 0 | 0 | 0 | 0 | 0 | 0 | 0 | 0 | 0 | 0 | 0 | 0 | 0 | 0 | 0 | 0 | 0 | 0 | 0 | 0 | 0 | 0 | 0 | 0 | 0 | 0 | 0 | 0 | 0 | 0 | 0 | 0 | 0 | 0 | 0 | 0 | 0 | 0 | 0 | 0 | 0 | 0 | 0 | 0 | 0 | 0
0.583333333333333672October | Resource 1 | Sublap 1 | 14:00 | 6 | 72 | October | 19000 | 0 | 0 | 0 | 0 | 0 | 0 | 0 | 0 | 0 | 0 | 0 | 0 | 0 | 0 | 0 | 0 | 0 | 0 | 0 | 0 | 0 | 0 | 0 | 0 | 0 | 0 | 0 | 0 | 0 | 0 | 0 | 0 | 0 | 0 | 0 | 0 | 0 | 0 | 0 | 0 | 0 | 0 | 0 | 0 | 0 | 0 | 0 | 0
0.583333333333333672November | Resource 1 | Sublap 1 | 14:00 | 6 | 72 | November | 20000 | 0 | 0 | 0 | 0 | 0 | 0 | 0 | 0 | 0 | 0 | 0 | 0 | 0 | 0 | 0 | 0 | 0 | 0 | 0 | 0 | 0 | 0 | 0 | 0 | 0 | 0 | 0 | 0 | 0 | 0 | 0 | 0 | 0 | 0 | 0 | 0 | 0 | 0 | 0 | 0 | 0 | 0 | 0 | 0 | 0 | 0 | 0 | 0
0.583333333333333672December | Resource 1 | Sublap 1 | 14:00 | 6 | 72 | December | 21000 | 0 | 0 | 0 | 0 | 0 | 0 | 0 | 0 | 0 | 0 | 0 | 0 | 0 | 0 | 0 | 0 | 0 | 0 | 0 | 0 | 0 | 0 | 0 | 0 | 0 | 0 | 0 | 0 | 0 | 0 | 0 | 0 | 0 | 0 | 0 | 0 | 0 | 0 | 0 | 0 | 0 | 0 | 0 | 0 | 0 | 0 | 0 | 0
0.583333333333333673January | Resource 1 | Sublap 1 | 14:00 | 6 | 73 | January | 10000 | 0 | 0 | 0 | 0 | 0 | 0 | 0 | 0 | 0 | 0 | 0 | 0 | 0 | 0 | 0 | 0 | 0 | 0 | 0 | 0 | 0 | 0 | 0 | 0 | 0 | 0 | 0 | 0 | 0 | 0 | 0 | 0 | 0 | 0 | 0 | 0 | 0 | 0 | 0 | 0 | 0 | 0 | 0 | 0 | 0 | 0 | 0 | 0
0.583333333333333673February | Resource 1 | Sublap 1 | 14:00 | 6 | 73 | February | 11000 | 0 | 0 | 0 | 0 | 0 | 0 | 0 | 0 | 0 | 0 | 0 | 0 | 0 | 0 | 0 | 0 | 0 | 0 | 0 | 0 | 0 | 0 | 0 | 0 | 0 | 0 | 0 | 0 | 0 | 0 | 0 | 0 | 0 | 0 | 0 | 0 | 0 | 0 | 0 | 0 | 0 | 0 | 0 | 0 | 0 | 0 | 0 | 0
0.583333333333333673March | Resource 1 | Sublap 1 | 14:00 | 6 | 73 | March | 12000 | 0 | 0 | 0 | 0 | 0 | 0 | 0 | 0 | 0 | 0 | 0 | 0 | 0 | 0 | 0 | 0 | 0 | 0 | 0 | 0 | 0 | 0 | 0 | 0 | 0 | 0 | 0 | 0 | 0 | 0 | 0 | 0 | 0 | 0 | 0 | 0 | 0 | 0 | 0 | 0 | 0 | 0 | 0 | 0 | 0 | 0 | 0 | 0
0.583333333333333673April | Resource 1 | Sublap 1 | 14:00 | 6 | 73 | April | 13000 | 0 | 0 | 0 | 0 | 0 | 0 | 0 | 0 | 0 | 0 | 0 | 0 | 0 | 0 | 0 | 0 | 0 | 0 | 0 | 0 | 0 | 0 | 0 | 0 | 0 | 0 | 0 | 0 | 0 | 0 | 0 | 0 | 0 | 0 | 0 | 0 | 0 | 0 | 0 | 0 | 0 | 0 | 0 | 0 | 0 | 0 | 0 | 0
0.583333333333333673May | Resource 1 | Sublap 1 | 14:00 | 6 | 73 | May | 14000 | 0 | 0 | 0 | 0 | 0 | 0 | 0 | 0 | 0 | 0 | 0 | 0 | 0 | 0 | 0 | 0 | 0 | 0 | 0 | 0 | 0 | 0 | 0 | 0 | 0 | 0 | 0 | 0 | 0 | 0 | 0 | 0 | 0 | 0 | 0 | 0 | 0 | 0 | 0 | 0 | 0 | 0 | 0 | 0 | 0 | 0 | 0 | 0
0.583333333333333673June | Resource 1 | Sublap 1 | 14:00 | 6 | 73 | June | 15000 | 0 | 0 | 0 | 0 | 0 | 0 | 0 | 0 | 0 | 0 | 0 | 0 | 0 | 0 | 0 | 0 | 0 | 0 | 0 | 0 | 0 | 0 | 0 | 0 | 0 | 0 | 0 | 0 | 0 | 0 | 0 | 0 | 0 | 0 | 0 | 0 | 0 | 0 | 0 | 0 | 0 | 0 | 0 | 0 | 0 | 0 | 0 | 0
0.583333333333333673July | Resource 1 | Sublap 1 | 14:00 | 6 | 73 | July | 16000 | 0 | 0 | 0 | 0 | 0 | 0 | 0 | 0 | 0 | 0 | 0 | 0 | 0 | 0 | 0 | 0 | 0 | 0 | 0 | 0 | 0 | 0 | 0 | 0 | 0 | 0 | 0 | 0 | 0 | 0 | 0 | 0 | 0 | 0 | 0 | 0 | 0 | 0 | 0 | 0 | 0 | 0 | 0 | 0 | 0 | 0 | 0 | 0
0.583333333333333673August | Resource 1 | Sublap 1 | 14:00 | 6 | 73 | August | 17000 | 0 | 0 | 0 | 0 | 0 | 0 | 0 | 0 | 0 | 0 | 0 | 0 | 0 | 0 | 0 | 0 | 0 | 0 | 0 | 0 | 0 | 0 | 0 | 0 | 0 | 0 | 0 | 0 | 0 | 0 | 0 | 0 | 0 | 0 | 0 | 0 | 0 | 0 | 0 | 0 | 0 | 0 | 0 | 0 | 0 | 0 | 0 | 0
0.583333333333333673September | Resource 1 | Sublap 1 | 14:00 | 6 | 73 | September | 18000 | 0 | 0 | 0 | 0 | 0 | 0 | 0 | 0 | 0 | 0 | 0 | 0 | 0 | 0 | 0 | 0 | 0 | 0 | 0 | 0 | 0 | 0 | 0 | 0 | 0 | 0 | 0 | 0 | 0 | 0 | 0 | 0 | 0 | 0 | 0 | 0 | 0 | 0 | 0 | 0 | 0 | 0 | 0 | 0 | 0 | 0 | 0 | 0
0.583333333333333673October | Resource 1 | Sublap 1 | 14:00 | 6 | 73 | October | 19000 | 0 | 0 | 0 | 0 | 0 | 0 | 0 | 0 | 0 | 0 | 0 | 0 | 0 | 0 | 0 | 0 | 0 | 0 | 0 | 0 | 0 | 0 | 0 | 0 | 0 | 0 | 0 | 0 | 0 | 0 | 0 | 0 | 0 | 0 | 0 | 0 | 0 | 0 | 0 | 0 | 0 | 0 | 0 | 0 | 0 | 0 | 0 | 0
0.583333333333333673November | Resource 1 | Sublap 1 | 14:00 | 6 | 73 | November | 20000 | 0 | 0 | 0 | 0 | 0 | 0 | 0 | 0 | 0 | 0 | 0 | 0 | 0 | 0 | 0 | 0 | 0 | 0 | 0 | 0 | 0 | 0 | 0 | 0 | 0 | 0 | 0 | 0 | 0 | 0 | 0 | 0 | 0 | 0 | 0 | 0 | 0 | 0 | 0 | 0 | 0 | 0 | 0 | 0 | 0 | 0 | 0 | 0
0.583333333333333673December | Resource 1 | Sublap 1 | 14:00 | 6 | 73 | December | 21000 | 0 | 0 | 0 | 0 | 0 | 0 | 0 | 0 | 0 | 0 | 0 | 0 | 0 | 0 | 0 | 0 | 0 | 0 | 0 | 0 | 0 | 0 | 0 | 0 | 0 | 0 | 0 | 0 | 0 | 0 | 0 | 0 | 0 | 0 | 0 | 0 | 0 | 0 | 0 | 0 | 0 | 0 | 0 | 0 | 0 | 0 | 0 | 0
0.583333333333333674January | Resource 1 | Sublap 1 | 14:00 | 6 | 74 | January | 10000 | 0 | 0 | 0 | 0 | 0 | 0 | 0 | 0 | 0 | 0 | 0 | 0 | 0 | 0 | 0.32837 | 0.27993 | 0.21557 | 0.1643 | 0.10167 | 0.046048 | -0.14221 | -0.00337 | 0 | 0 | 0 | 0 | 0 | 0 | 0 | 0 | 0 | 0 | 0 | 0 | 0 | 0 | 0 | 0 | 3.2837 | 2.7993 | 2.1557 | 1.643 | 1.0167 | 0.46048 | -1.4221 | -0.0337 | 0 | 0
0.583333333333333674February | Resource 1 | Sublap 1 | 14:00 | 6 | 74 | February | 11000 | 0 | 0 | 0 | 0 | 0 | 0 | 0 | 0 | 0 | 0 | 0 | 0 | 0 | 0 | 0.32837 | 0.27993 | 0.21557 | 0.1643 | 0.10167 | 0.046048 | -0.14221 | -0.00337 | 0 | 0 | 0 | 0 | 0 | 0 | 0 | 0 | 0 | 0 | 0 | 0 | 0 | 0 | 0 | 0 | 3.6121 | 3.0792 | 2.3712 | 1.8072 | 1.1183 | 0.50653 | -1.5643 | -0.03707 | 0 | 0
0.583333333333333674March | Resource 1 | Sublap 1 | 14:00 | 6 | 74 | March | 12000 | 0 | 0 | 0 | 0 | 0 | 0 | 0 | 0 | 0 | 0 | 0 | 0 | 0 | 0 | 0.32837 | 0.27993 | 0.21557 | 0.1643 | 0.10167 | 0.046048 | -0.14221 | -0.00337 | 0 | 0 | 0 | 0 | 0 | 0 | 0 | 0 | 0 | 0 | 0 | 0 | 0 | 0 | 0 | 0 | 3.9405 | 3.3592 | 2.5868 | 1.9715 | 1.22 | 0.55257 | -1.7065 | -0.04044 | 0 | 0
0.583333333333333674April | Resource 1 | Sublap 1 | 14:00 | 6 | 74 | April | 13000 | 0 | 0 | 0 | 0 | 0 | 0 | 0 | 0 | 0 | 0 | 0 | 0 | 0 | 0 | 0.32837 | 0.27993 | 0.21557 | 0.1643 | 0.10167 | 0.046048 | -0.14221 | -0.00337 | 0 | 0 | 0 | 0 | 0 | 0 | 0 | 0 | 0 | 0 | 0 | 0 | 0 | 0 | 0 | 0 | 4.2689 | 3.6391 | 2.8024 | 2.1358 | 1.3217 | 0.59862 | -1.8487 | -0.04381 | 0 | 0
0.583333333333333674May | Resource 1 | Sublap 1 | 14:00 | 6 | 74 | May | 14000 | 0 | 0 | 0 | 0 | 0 | 0 | 0 | 0 | 0 | 0 | 0 | 0 | 0 | 0 | 0.32837 | 0.27993 | 0.21557 | 0.1643 | 0.10167 | 0.046048 | -0.14221 | -0.00337 | 0 | 0 | 0 | 0 | 0 | 0 | 0 | 0 | 0 | 0 | 0 | 0 | 0 | 0 | 0 | 0 | 4.5972 | 3.919 | 3.0179 | 2.3001 | 1.4233 | 0.64467 | -1.991 | -0.047179 | 0 | 0
0.583333333333333674June | Resource 1 | Sublap 1 | 14:00 | 6 | 74 | June | 15000 | 0 | 0 | 0 | 0 | 0 | 0 | 0 | 0 | 0 | 0 | 0 | 0 | 0 | 0 | 0.32837 | 0.27993 | 0.21557 | 0.1643 | 0.10167 | 0.046048 | -0.14221 | -0.00337 | 0 | 0 | 0 | 0 | 0 | 0 | 0 | 0 | 0 | 0 | 0 | 0 | 0 | 0 | 0 | 0 | 4.9256 | 4.199 | 3.2335 | 2.4644 | 1.525 | 0.69072 | -2.1332 | -0.050549 | 0 | 0
0.583333333333333674July | Resource 1 | Sublap 1 | 14:00 | 6 | 74 | July | 16000 | 0 | 0 | 0 | 0 | 0 | 0 | 0 | 0 | 0 | 0 | 0 | 0 | 0 | 0 | 0.32837 | 0.27993 | 0.21557 | 0.1643 | 0.10167 | 0.046048 | -0.14221 | -0.00337 | 0 | 0 | 0 | 0 | 0 | 0 | 0 | 0 | 0 | 0 | 0 | 0 | 0 | 0 | 0 | 0 | 5.254 | 4.4789 | 3.449 | 2.6287 | 1.6267 | 0.73676 | -2.2754 | -0.053919 | 0 | 0
0.583333333333333674August | Resource 1 | Sublap 1 | 14:00 | 6 | 74 | August | 17000 | 0 | 0 | 0 | 0 | 0 | 0 | 0 | 0 | 0 | 0 | 0 | 0 | 0 | 0 | 0.32837 | 0.27993 | 0.21557 | 0.1643 | 0.10167 | 0.046048 | -0.14221 | -0.00337 | 0 | 0 | 0 | 0 | 0 | 0 | 0 | 0 | 0 | 0 | 0 | 0 | 0 | 0 | 0 | 0 | 5.5824 | 4.7588 | 3.6646 | 2.793 | 1.7283 | 0.78281 | -2.4176 | -0.057289 | 0 | 0
0.583333333333333674September | Resource 1 | Sublap 1 | 14:00 | 6 | 74 | September | 18000 | 0 | 0 | 0 | 0 | 0 | 0 | 0 | 0 | 0 | 0 | 0 | 0 | 0 | 0 | 0.32837 | 0.27993 | 0.21557 | 0.1643 | 0.10167 | 0.046048 | -0.14221 | -0.00337 | 0 | 0 | 0 | 0 | 0 | 0 | 0 | 0 | 0 | 0 | 0 | 0 | 0 | 0 | 0 | 0 | 5.9107 | 5.0388 | 3.8802 | 2.9573 | 1.83 | 0.82886 | -2.5598 | -0.060659 | 0 | 0
0.583333333333333674October | Resource 1 | Sublap 1 | 14:00 | 6 | 74 | October | 19000 | 0 | 0 | 0 | 0 | 0 | 0 | 0 | 0 | 0 | 0 | 0 | 0 | 0 | 0 | 0.32837 | 0.27993 | 0.21557 | 0.1643 | 0.10167 | 0.046048 | -0.14221 | -0.00337 | 0 | 0 | 0 | 0 | 0 | 0 | 0 | 0 | 0 | 0 | 0 | 0 | 0 | 0 | 0 | 0 | 6.2391 | 5.3187 | 4.0957 | 3.1216 | 1.9317 | 0.87491 | -2.702 | -0.064029 | 0 | 0
0.583333333333333674November | Resource 1 | Sublap 1 | 14:00 | 6 | 74 | November | 20000 | 0 | 0 | 0 | 0 | 0 | 0 | 0 | 0 | 0 | 0 | 0 | 0 | 0 | 0 | 0.32837 | 0.27993 | 0.21557 | 0.1643 | 0.10167 | 0.046048 | -0.14221 | -0.00337 | 0 | 0 | 0 | 0 | 0 | 0 | 0 | 0 | 0 | 0 | 0 | 0 | 0 | 0 | 0 | 0 | 6.5675 | 5.5986 | 4.3113 | 3.2859 | 2.0333 | 0.92096 | -2.8442 | -0.067399 | 0 | 0
0.583333333333333674December | Resource 1 | Sublap 1 | 14:00 | 6 | 74 | December | 21000 | 0 | 0 | 0 | 0 | 0 | 0 | 0 | 0 | 0 | 0 | 0 | 0 | 0 | 0 | 0.32837 | 0.27993 | 0.21557 | 0.1643 | 0.10167 | 0.046048 | -0.14221 | -0.00337 | 0 | 0 | 0 | 0 | 0 | 0 | 0 | 0 | 0 | 0 | 0 | 0 | 0 | 0 | 0 | 0 | 6.8959 | 5.8786 | 4.5269 | 3.4502 | 2.135 | 0.967 | -2.9864 | -0.070769 | 0 | 0
0.583333333333333675January | Resource 1 | Sublap 1 | 14:00 | 6 | 75 | January | 10000 | 0 | 0 | 0 | 0 | 0 | 0 | 0 | 0 | 0 | 0 | 0 | 0 | 0 | 0 | 0.1944 | 0.16686 | 0.12162 | 0.09269 | 0.057357 | 0.025979 | -0.080231 | -0.0019012 | 0 | 0 | 0 | 0 | 0 | 0 | 0 | 0 | 0 | 0 | 0 | 0 | 0 | 0 | 0 | 0 | 1.944 | 1.6686 | 1.2162 | 0.9269 | 0.57357 | 0.25979 | -0.80231 | -0.019012 | 0 | 0
0.583333333333333675February | Resource 1 | Sublap 1 | 14:00 | 6 | 75 | February | 11000 | 0 | 0 | 0 | 0 | 0 | 0 | 0 | 0 | 0 | 0 | 0 | 0 | 0 | 0 | 0.1944 | 0.16686 | 0.12162 | 0.09269 | 0.057357 | 0.025979 | -0.080231 | -0.0019012 | 0 | 0 | 0 | 0 | 0 | 0 | 0 | 0 | 0 | 0 | 0 | 0 | 0 | 0 | 0 | 0 | 2.1384 | 1.8354 | 1.3378 | 1.0196 | 0.63093 | 0.28577 | -0.88254 | -0.020914 | 0 | 0
0.583333333333333675March | Resource 1 | Sublap 1 | 14:00 | 6 | 75 | March | 12000 | 0 | 0 | 0 | 0 | 0 | 0 | 0 | 0 | 0 | 0 | 0 | 0 | 0 | 0 | 0.1944 | 0.16686 | 0.12162 | 0.09269 | 0.057357 | 0.025979 | -0.080231 | -0.0019012 | 0 | 0 | 0 | 0 | 0 | 0 | 0 | 0 | 0 | 0 | 0 | 0 | 0 | 0 | 0 | 0 | 2.3328 | 2.0023 | 1.4594 | 1.1123 | 0.68829 | 0.31174 | -0.96277 | -0.022815 | 0 | 0
0.583333333333333675April | Resource 1 | Sublap 1 | 14:00 | 6 | 75 | April | 13000 | 0 | 0 | 0 | 0 | 0 | 0 | 0 | 0 | 0 | 0 | 0 | 0 | 0 | 0 | 0.1944 | 0.16686 | 0.12162 | 0.09269 | 0.057357 | 0.025979 | -0.080231 | -0.0019012 | 0 | 0 | 0 | 0 | 0 | 0 | 0 | 0 | 0 | 0 | 0 | 0 | 0 | 0 | 0 | 0 | 2.5272 | 2.1691 | 1.581 | 1.205 | 0.74564 | 0.33772 | -1.043 | -0.024716 | 0 | 0
0.583333333333333675May | Resource 1 | Sublap 1 | 14:00 | 6 | 75 | May | 14000 | 0 | 0 | 0 | 0 | 0 | 0 | 0 | 0 | 0 | 0 | 0 | 0 | 0 | 0 | 0.1944 | 0.16686 | 0.12162 | 0.09269 | 0.057357 | 0.025979 | -0.080231 | -0.0019012 | 0 | 0 | 0 | 0 | 0 | 0 | 0 | 0 | 0 | 0 | 0 | 0 | 0 | 0 | 0 | 0 | 2.7216 | 2.336 | 1.7026 | 1.2977 | 0.803 | 0.3637 | -1.1232 | -0.026617 | 0 | 0
0.583333333333333675June | Resource 1 | Sublap 1 | 14:00 | 6 | 75 | June | 15000 | 0 | 0 | 0 | 0 | 0 | 0 | 0 | 0 | 0 | 0 | 0 | 0 | 0 | 0 | 0.1944 | 0.16686 | 0.12162 | 0.09269 | 0.057357 | 0.025979 | -0.080231 | -0.0019012 | 0 | 0 | 0 | 0 | 0 | 0 | 0 | 0 | 0 | 0 | 0 | 0 | 0 | 0 | 0 | 0 | 2.916 | 2.5028 | 1.8242 | 1.3904 | 0.86036 | 0.38968 | -1.2035 | -0.028518 | 0 | 0
0.583333333333333675July | Resource 1 | Sublap 1 | 14:00 | 6 | 75 | July | 16000 | 0 | 0 | 0 | 0 | 0 | 0 | 0 | 0 | 0 | 0 | 0 | 0 | 0 | 0 | 0.1944 | 0.16686 | 0.12162 | 0.09269 | 0.057357 | 0.025979 | -0.080231 | -0.0019012 | 0 | 0 | 0 | 0 | 0 | 0 | 0 | 0 | 0 | 0 | 0 | 0 | 0 | 0 | 0 | 0 | 3.1104 | 2.6697 | 1.9458 | 1.483 | 0.91771 | 0.41566 | -1.2837 | -0.03042 | 0 | 0
0.583333333333333675August | Resource 1 | Sublap 1 | 14:00 | 6 | 75 | August | 17000 | 0 | 0 | 0 | 0 | 0 | 0 | 0 | 0 | 0 | 0 | 0 | 0 | 0 | 0 | 0.1944 | 0.16686 | 0.12162 | 0.09269 | 0.057357 | 0.025979 | -0.080231 | -0.0019012 | 0 | 0 | 0 | 0 | 0 | 0 | 0 | 0 | 0 | 0 | 0 | 0 | 0 | 0 | 0 | 0 | 3.3048 | 2.8365 | 2.0675 | 1.5757 | 0.97507 | 0.44164 | -1.3639 | -0.032321 | 0 | 0
0.583333333333333675September | Resource 1 | Sublap 1 | 14:00 | 6 | 75 | September | 18000 | 0 | 0 | 0 | 0 | 0 | 0 | 0 | 0 | 0 | 0 | 0 | 0 | 0 | 0 | 0.1944 | 0.16686 | 0.12162 | 0.09269 | 0.057357 | 0.025979 | -0.080231 | -0.0019012 | 0 | 0 | 0 | 0 | 0 | 0 | 0 | 0 | 0 | 0 | 0 | 0 | 0 | 0 | 0 | 0 | 3.4992 | 3.0034 | 2.1891 | 1.6684 | 1.0324 | 0.46762 | -1.4442 | -0.034222 | 0 | 0
0.583333333333333675October | Resource 1 | Sublap 1 | 14:00 | 6 | 75 | October | 19000 | 0 | 0 | 0 | 0 | 0 | 0 | 0 | 0 | 0 | 0 | 0 | 0 | 0 | 0 | 0.1944 | 0.16686 | 0.12162 | 0.09269 | 0.057357 | 0.025979 | -0.080231 | -0.0019012 | 0 | 0 | 0 | 0 | 0 | 0 | 0 | 0 | 0 | 0 | 0 | 0 | 0 | 0 | 0 | 0 | 3.6936 | 3.1702 | 2.3107 | 1.7611 | 1.0898 | 0.4936 | -1.5244 | -0.036123 | 0 | 0
0.583333333333333675November | Resource 1 | Sublap 1 | 14:00 | 6 | 75 | November | 20000 | 0 | 0 | 0 | 0 | 0 | 0 | 0 | 0 | 0 | 0 | 0 | 0 | 0 | 0 | 0.1944 | 0.16686 | 0.12162 | 0.09269 | 0.057357 | 0.025979 | -0.080231 | -0.0019012 | 0 | 0 | 0 | 0 | 0 | 0 | 0 | 0 | 0 | 0 | 0 | 0 | 0 | 0 | 0 | 0 | 3.8881 | 3.3371 | 2.4323 | 1.8538 | 1.1471 | 0.51957 | -1.6046 | -0.038025 | 0 | 0
0.583333333333333675December | Resource 1 | Sublap 1 | 14:00 | 6 | 75 | December | 21000 | 0 | 0 | 0 | 0 | 0 | 0 | 0 | 0 | 0 | 0 | 0 | 0 | 0 | 0 | 0.1944 | 0.16686 | 0.12162 | 0.09269 | 0.057357 | 0.025979 | -0.080231 | -0.0019012 | 0 | 0 | 0 | 0 | 0 | 0 | 0 | 0 | 0 | 0 | 0 | 0 | 0 | 0 | 0 | 0 | 4.0825 | 3.504 | 2.5539 | 1.9465 | 1.2045 | 0.54555 | -1.6848 | -0.039926 | 0 | 0
0.583333333333333676January | Resource 1 | Sublap 1 | 14:00 | 6 | 76 | January | 10000 | 0 | 0 | 0 | 0 | 0 | 0 | 0 | 0 | 0 | 0 | 0 | 0 | 0 | 0 | 0.69491 | 0.59912 | 0.40307 | 0.3072 | 0.1901 | 0.086101 | -0.26591 | -0.0063012 | 0 | 0 | 0 | 0 | 0 | 0 | 0 | 0 | 0 | 0 | 0 | 0 | 0 | 0 | 0 | 0 | 6.9491 | 5.9912 | 4.0307 | 3.072 | 1.901 | 0.86101 | -2.6591 | -0.063012 | 0 | 0
0.583333333333333676February | Resource 1 | Sublap 1 | 14:00 | 6 | 76 | February | 11000 | 0 | 0 | 0 | 0 | 0 | 0 | 0 | 0 | 0 | 0 | 0 | 0 | 0 | 0 | 0.69491 | 0.59912 | 0.40307 | 0.3072 | 0.1901 | 0.086101 | -0.26591 | -0.0063012 | 0 | 0 | 0 | 0 | 0 | 0 | 0 | 0 | 0 | 0 | 0 | 0 | 0 | 0 | 0 | 0 | 7.644 | 6.5903 | 4.4338 | 3.3792 | 2.0911 | 0.94711 | -2.925 | -0.069314 | 0 | 0
0.583333333333333676March | Resource 1 | Sublap 1 | 14:00 | 6 | 76 | March | 12000 | 0 | 0 | 0 | 0 | 0 | 0 | 0 | 0 | 0 | 0 | 0 | 0 | 0 | 0 | 0.69491 | 0.59912 | 0.40307 | 0.3072 | 0.1901 | 0.086101 | -0.26591 | -0.0063012 | 0 | 0 | 0 | 0 | 0 | 0 | 0 | 0 | 0 | 0 | 0 | 0 | 0 | 0 | 0 | 0 | 8.3389 | 7.1894 | 4.8368 | 3.6864 | 2.2812 | 1.0332 | -3.1909 | -0.075615 | 0 | 0
0.583333333333333676April | Resource 1 | Sublap 1 | 14:00 | 6 | 76 | April | 13000 | 0 | 0 | 0 | 0 | 0 | 0 | 0 | 0 | 0 | 0 | 0 | 0 | 0 | 0 | 0.69491 | 0.59912 | 0.40307 | 0.3072 | 0.1901 | 0.086101 | -0.26591 | -0.0063012 | 0 | 0 | 0 | 0 | 0 | 0 | 0 | 0 | 0 | 0 | 0 | 0 | 0 | 0 | 0 | 0 | 9.0338 | 7.7885 | 5.2399 | 3.9936 | 2.4713 | 1.1193 | -3.4568 | -0.081916 | 0 | 0
0.583333333333333676May | Resource 1 | Sublap 1 | 14:00 | 6 | 76 | May | 14000 | 0 | 0 | 0 | 0 | 0 | 0 | 0 | 0 | 0 | 0 | 0 | 0 | 0 | 0 | 0.69491 | 0.59912 | 0.40307 | 0.3072 | 0.1901 | 0.086101 | -0.26591 | -0.0063012 | 0 | 0 | 0 | 0 | 0 | 0 | 0 | 0 | 0 | 0 | 0 | 0 | 0 | 0 | 0 | 0 | 9.7287 | 8.3876 | 5.643 | 4.3008 | 2.6614 | 1.2054 | -3.7227 | -0.088217 | 0 | 0
0.583333333333333676June | Resource 1 | Sublap 1 | 14:00 | 6 | 76 | June | 15000 | 0 | 0 | 0 | 0 | 0 | 0 | 0 | 0 | 0 | 0 | 0 | 0 | 0 | 0 | 0.69491 | 0.59912 | 0.40307 | 0.3072 | 0.1901 | 0.086101 | -0.26591 | -0.0063012 | 0 | 0 | 0 | 0 | 0 | 0 | 0 | 0 | 0 | 0 | 0 | 0 | 0 | 0 | 0 | 0 | 10.4236 | 8.9868 | 6.046 | 4.608 | 2.8515 | 1.2915 | -3.9886 | -0.094518 | 0 | 0
0.583333333333333676July | Resource 1 | Sublap 1 | 14:00 | 6 | 76 | July | 16000 | 0 | 0 | 0 | 0 | 0 | 0 | 0 | 0 | 0 | 0 | 0 | 0 | 0 | 0 | 0.69491 | 0.59912 | 0.40307 | 0.3072 | 0.1901 | 0.086101 | -0.26591 | -0.0063012 | 0 | 0 | 0 | 0 | 0 | 0 | 0 | 0 | 0 | 0 | 0 | 0 | 0 | 0 | 0 | 0 | 11.1185 | 9.5859 | 6.4491 | 4.9152 | 3.0416 | 1.3776 | -4.2545 | -0.10082 | 0 | 0
0.583333333333333676August | Resource 1 | Sublap 1 | 14:00 | 6 | 76 | August | 17000 | 0 | 0 | 0 | 0 | 0 | 0 | 0 | 0 | 0 | 0 | 0 | 0 | 0 | 0 | 0.69491 | 0.59912 | 0.40307 | 0.3072 | 0.1901 | 0.086101 | -0.26591 | -0.0063012 | 0 | 0 | 0 | 0 | 0 | 0 | 0 | 0 | 0 | 0 | 0 | 0 | 0 | 0 | 0 | 0 | 11.8134 | 10.185 | 6.8522 | 5.2224 | 3.2317 | 1.4637 | -4.5205 | -0.10712 | 0 | 0
0.583333333333333676September | Resource 1 | Sublap 1 | 14:00 | 6 | 76 | September | 18000 | 0 | 0 | 0 | 0 | 0 | 0 | 0 | 0 | 0 | 0 | 0 | 0 | 0 | 0 | 0.69491 | 0.59912 | 0.40307 | 0.3072 | 0.1901 | 0.086101 | -0.26591 | -0.0063012 | 0 | 0 | 0 | 0 | 0 | 0 | 0 | 0 | 0 | 0 | 0 | 0 | 0 | 0 | 0 | 0 | 12.5083 | 10.7841 | 7.2552 | 5.5297 | 3.4218 | 1.5498 | -4.7864 | -0.11342 | 0 | 0
0.583333333333333676October | Resource 1 | Sublap 1 | 14:00 | 6 | 76 | October | 19000 | 0 | 0 | 0 | 0 | 0 | 0 | 0 | 0 | 0 | 0 | 0 | 0 | 0 | 0 | 0.69491 | 0.59912 | 0.40307 | 0.3072 | 0.1901 | 0.086101 | -0.26591 | -0.0063012 | 0 | 0 | 0 | 0 | 0 | 0 | 0 | 0 | 0 | 0 | 0 | 0 | 0 | 0 | 0 | 0 | 13.2032 | 11.3832 | 7.6583 | 5.8369 | 3.6119 | 1.6359 | -5.0523 | -0.11972 | 0 | 0
0.583333333333333676November | Resource 1 | Sublap 1 | 14:00 | 6 | 76 | November | 20000 | 0 | 0 | 0 | 0 | 0 | 0 | 0 | 0 | 0 | 0 | 0 | 0 | 0 | 0 | 0.69491 | 0.59912 | 0.40307 | 0.3072 | 0.1901 | 0.086101 | -0.26591 | -0.0063012 | 0 | 0 | 0 | 0 | 0 | 0 | 0 | 0 | 0 | 0 | 0 | 0 | 0 | 0 | 0 | 0 | 13.8981 | 11.9823 | 8.0614 | 6.1441 | 3.802 | 1.722 | -5.3182 | -0.12602 | 0 | 0
0.583333333333333676December | Resource 1 | Sublap 1 | 14:00 | 6 | 76 | December | 21000 | 0 | 0 | 0 | 0 | 0 | 0 | 0 | 0 | 0 | 0 | 0 | 0 | 0 | 0 | 0.69491 | 0.59912 | 0.40307 | 0.3072 | 0.1901 | 0.086101 | -0.26591 | -0.0063012 | 0 | 0 | 0 | 0 | 0 | 0 | 0 | 0 | 0 | 0 | 0 | 0 | 0 | 0 | 0 | 0 | 14.593 | 12.5815 | 8.4644 | 6.4513 | 3.9921 | 1.8081 | -5.5841 | -0.13233 | 0 | 0
0.583333333333333677January | Resource 1 | Sublap 1 | 14:00 | 6 | 77 | January | 10000 | 0 | 0 | 0 | 0 | 0 | 0 | 0 | 0 | 0 | 0 | 0 | 0 | 0 | 0 | 1.1735 | 1.0238 | 0.68339 | 0.47474 | 0.2925 | 0.1308 | -0.41234 | -0.0097303 | 0 | 0 | 0 | 0 | 0 | 0 | 0 | 0 | 0 | 0 | 0 | 0 | 0 | 0 | 0 | 0 | 11.7347 | 10.2381 | 6.8339 | 4.7474 | 2.925 | 1.308 | -4.1234 | -0.097303 | 0 | 0
0.583333333333333677February | Resource 1 | Sublap 1 | 14:00 | 6 | 77 | February | 11000 | 0 | 0 | 0 | 0 | 0 | 0 | 0 | 0 | 0 | 0 | 0 | 0 | 0 | 0 | 1.1735 | 1.0238 | 0.68339 | 0.47474 | 0.2925 | 0.1308 | -0.41234 | -0.0097303 | 0 | 0 | 0 | 0 | 0 | 0 | 0 | 0 | 0 | 0 | 0 | 0 | 0 | 0 | 0 | 0 | 12.9081 | 11.262 | 7.5173 | 5.2222 | 3.2175 | 1.4389 | -4.5357 | -0.10703 | 0 | 0
0.583333333333333677March | Resource 1 | Sublap 1 | 14:00 | 6 | 77 | March | 12000 | 0 | 0 | 0 | 0 | 0 | 0 | 0 | 0 | 0 | 0 | 0 | 0 | 0 | 0 | 1.1735 | 1.0238 | 0.68339 | 0.47474 | 0.2925 | 0.1308 | -0.41234 | -0.0097303 | 0 | 0 | 0 | 0 | 0 | 0 | 0 | 0 | 0 | 0 | 0 | 0 | 0 | 0 | 0 | 0 | 14.0816 | 12.2858 | 8.2007 | 5.6969 | 3.51 | 1.5697 | -4.9481 | -0.11676 | 0 | 0
0.583333333333333677April | Resource 1 | Sublap 1 | 14:00 | 6 | 77 | April | 13000 | 0 | 0 | 0 | 0 | 0 | 0 | 0 | 0 | 0 | 0 | 0 | 0 | 0 | 0 | 1.1735 | 1.0238 | 0.68339 | 0.47474 | 0.2925 | 0.1308 | -0.41234 | -0.0097303 | 0 | 0 | 0 | 0 | 0 | 0 | 0 | 0 | 0 | 0 | 0 | 0 | 0 | 0 | 0 | 0 | 15.2551 | 13.3096 | 8.8841 | 6.1717 | 3.8025 | 1.7005 | -5.3604 | -0.12649 | 0 | 0
0.583333333333333677May | Resource 1 | Sublap 1 | 14:00 | 6 | 77 | May | 14000 | 0 | 0 | 0 | 0 | 0 | 0 | 0 | 0 | 0 | 0 | 0 | 0 | 0 | 0 | 1.1735 | 1.0238 | 0.68339 | 0.47474 | 0.2925 | 0.1308 | -0.41234 | -0.0097303 | 0 | 0 | 0 | 0 | 0 | 0 | 0 | 0 | 0 | 0 | 0 | 0 | 0 | 0 | 0 | 0 | 16.4285 | 14.3334 | 9.5675 | 6.6464 | 4.095 | 1.8313 | -5.7728 | -0.13622 | 0 | 0
0.583333333333333677June | Resource 1 | Sublap 1 | 14:00 | 6 | 77 | June | 15000 | 0 | 0 | 0 | 0 | 0 | 0 | 0 | 0 | 0 | 0 | 0 | 0 | 0 | 0 | 1.1735 | 1.0238 | 0.68339 | 0.47474 | 0.2925 | 0.1308 | -0.41234 | -0.0097303 | 0 | 0 | 0 | 0 | 0 | 0 | 0 | 0 | 0 | 0 | 0 | 0 | 0 | 0 | 0 | 0 | 17.602 | 15.3572 | 10.2509 | 7.1212 | 4.3875 | 1.9621 | -6.1851 | -0.14595 | 0 | 0
0.583333333333333677July | Resource 1 | Sublap 1 | 14:00 | 6 | 77 | July | 16000 | 0 | 0 | 0 | 0 | 0 | 0 | 0 | 0 | 0 | 0 | 0 | 0 | 0 | 0 | 1.1735 | 1.0238 | 0.68339 | 0.47474 | 0.2925 | 0.1308 | -0.41234 | -0.0097303 | 0 | 0 | 0 | 0 | 0 | 0 | 0 | 0 | 0 | 0 | 0 | 0 | 0 | 0 | 0 | 0 | 18.7755 | 16.381 | 10.9343 | 7.5959 | 4.68 | 2.0929 | -6.5974 | -0.15568 | 0 | 0
0.583333333333333677August | Resource 1 | Sublap 1 | 14:00 | 6 | 77 | August | 17000 | 0 | 0 | 0 | 0 | 0 | 0 | 0 | 0 | 0 | 0 | 0 | 0 | 0 | 0 | 1.1735 | 1.0238 | 0.68339 | 0.47474 | 0.2925 | 0.1308 | -0.41234 | -0.0097303 | 0 | 0 | 0 | 0 | 0 | 0 | 0 | 0 | 0 | 0 | 0 | 0 | 0 | 0 | 0 | 0 | 19.9489 | 17.4048 | 11.6176 | 8.0707 | 4.9725 | 2.2237 | -7.0098 | -0.16541 | 0 | 0
0.583333333333333677September | Resource 1 | Sublap 1 | 14:00 | 6 | 77 | September | 18000 | 0 | 0 | 0 | 0 | 0 | 0 | 0 | 0 | 0 | 0 | 0 | 0 | 0 | 0 | 1.1735 | 1.0238 | 0.68339 | 0.47474 | 0.2925 | 0.1308 | -0.41234 | -0.0097303 | 0 | 0 | 0 | 0 | 0 | 0 | 0 | 0 | 0 | 0 | 0 | 0 | 0 | 0 | 0 | 0 | 21.1224 | 18.4287 | 12.301 | 8.5454 | 5.265 | 2.3545 | -7.4221 | -0.17515 | 0 | 0
0.583333333333333677October | Resource 1 | Sublap 1 | 14:00 | 6 | 77 | October | 19000 | 0 | 0 | 0 | 0 | 0 | 0 | 0 | 0 | 0 | 0 | 0 | 0 | 0 | 0 | 1.1735 | 1.0238 | 0.68339 | 0.47474 | 0.2925 | 0.1308 | -0.41234 | -0.0097303 | 0 | 0 | 0 | 0 | 0 | 0 | 0 | 0 | 0 | 0 | 0 | 0 | 0 | 0 | 0 | 0 | 22.2959 | 19.4525 | 12.9844 | 9.0202 | 5.5575 | 2.4853 | -7.8345 | -0.18488 | 0 | 0
0.583333333333333677November | Resource 1 | Sublap 1 | 14:00 | 6 | 77 | November | 20000 | 0 | 0 | 0 | 0 | 0 | 0 | 0 | 0 | 0 | 0 | 0 | 0 | 0 | 0 | 1.1735 | 1.0238 | 0.68339 | 0.47474 | 0.2925 | 0.1308 | -0.41234 | -0.0097303 | 0 | 0 | 0 | 0 | 0 | 0 | 0 | 0 | 0 | 0 | 0 | 0 | 0 | 0 | 0 | 0 | 23.4693 | 20.4763 | 13.6678 | 9.4949 | 5.85 | 2.6161 | -8.2468 | -0.19461 | 0 | 0
0.583333333333333677December | Resource 1 | Sublap 1 | 14:00 | 6 | 77 | December | 21000 | 0 | 0 | 0 | 0 | 0 | 0 | 0 | 0 | 0 | 0 | 0 | 0 | 0 | 0 | 1.1735 | 1.0238 | 0.68339 | 0.47474 | 0.2925 | 0.1308 | -0.41234 | -0.0097303 | 0 | 0 | 0 | 0 | 0 | 0 | 0 | 0 | 0 | 0 | 0 | 0 | 0 | 0 | 0 | 0 | 24.6428 | 21.5001 | 14.3512 | 9.9696 | 6.1425 | 2.7469 | -8.6591 | -0.20434 | 0 | 0
0.583333333333333678January | Resource 1 | Sublap 1 | 14:00 | 6 | 78 | January | 10000 | 0 | 0 | 0 | 0 | 0 | 0 | 0 | 0 | 0 | 0 | 0 | 0 | 0 | 0 | 1.2322 | 1.0914 | 0.72754 | 0.4879 | 0.30048 | 0.13419 | -0.42392 | -0.0099992 | 0 | 0 | 0 | 0 | 0 | 0 | 0 | 0 | 0 | 0 | 0 | 0 | 0 | 0 | 0 | 0 | 12.3222 | 10.9137 | 7.2754 | 4.879 | 3.0048 | 1.3419 | -4.2392 | -0.099992 | 0 | 0
0.583333333333333678February | Resource 1 | Sublap 1 | 14:00 | 6 | 78 | February | 11000 | 0 | 0 | 0 | 0 | 0 | 0 | 0 | 0 | 0 | 0 | 0 | 0 | 0 | 0 | 1.2322 | 1.0914 | 0.72754 | 0.4879 | 0.30048 | 0.13419 | -0.42392 | -0.0099992 | 0 | 0 | 0 | 0 | 0 | 0 | 0 | 0 | 0 | 0 | 0 | 0 | 0 | 0 | 0 | 0 | 13.5544 | 12.0051 | 8.0029 | 5.3669 | 3.3052 | 1.4761 | -4.6631 | -0.10999 | 0 | 0
0.583333333333333678March | Resource 1 | Sublap 1 | 14:00 | 6 | 78 | March | 12000 | 0 | 0 | 0 | 0 | 0 | 0 | 0 | 0 | 0 | 0 | 0 | 0 | 0 | 0 | 1.2322 | 1.0914 | 0.72754 | 0.4879 | 0.30048 | 0.13419 | -0.42392 | -0.0099992 | 0 | 0 | 0 | 0 | 0 | 0 | 0 | 0 | 0 | 0 | 0 | 0 | 0 | 0 | 0 | 0 | 14.7866 | 13.0965 | 8.7305 | 5.8548 | 3.6057 | 1.6103 | -5.087 | -0.11999 | 0 | 0
0.583333333333333678April | Resource 1 | Sublap 1 | 14:00 | 6 | 78 | April | 13000 | 0 | 0 | 0 | 0 | 0 | 0 | 0 | 0 | 0 | 0 | 0 | 0 | 0 | 0 | 1.2322 | 1.0914 | 0.72754 | 0.4879 | 0.30048 | 0.13419 | -0.42392 | -0.0099992 | 0 | 0 | 0 | 0 | 0 | 0 | 0 | 0 | 0 | 0 | 0 | 0 | 0 | 0 | 0 | 0 | 16.0188 | 14.1878 | 9.458 | 6.3427 | 3.9062 | 1.7445 | -5.5109 | -0.12999 | 0 | 0
0.583333333333333678May | Resource 1 | Sublap 1 | 14:00 | 6 | 78 | May | 14000 | 0 | 0 | 0 | 0 | 0 | 0 | 0 | 0 | 0 | 0 | 0 | 0 | 0 | 0 | 1.2322 | 1.0914 | 0.72754 | 0.4879 | 0.30048 | 0.13419 | -0.42392 | -0.0099992 | 0 | 0 | 0 | 0 | 0 | 0 | 0 | 0 | 0 | 0 | 0 | 0 | 0 | 0 | 0 | 0 | 17.251 | 15.2792 | 10.1856 | 6.8306 | 4.2067 | 1.8787 | -5.9348 | -0.13999 | 0 | 0
0.583333333333333678June | Resource 1 | Sublap 1 | 14:00 | 6 | 78 | June | 15000 | 0 | 0 | 0 | 0 | 0 | 0 | 0 | 0 | 0 | 0 | 0 | 0 | 0 | 0 | 1.2322 | 1.0914 | 0.72754 | 0.4879 | 0.30048 | 0.13419 | -0.42392 | -0.0099992 | 0 | 0 | 0 | 0 | 0 | 0 | 0 | 0 | 0 | 0 | 0 | 0 | 0 | 0 | 0 | 0 | 18.4832 | 16.3706 | 10.9131 | 7.3185 | 4.5071 | 2.0129 | -6.3587 | -0.14999 | 0 | 0
0.583333333333333678July | Resource 1 | Sublap 1 | 14:00 | 6 | 78 | July | 16000 | 0 | 0 | 0 | 0 | 0 | 0 | 0 | 0 | 0 | 0 | 0 | 0 | 0 | 0 | 1.2322 | 1.0914 | 0.72754 | 0.4879 | 0.30048 | 0.13419 | -0.42392 | -0.0099992 | 0 | 0 | 0 | 0 | 0 | 0 | 0 | 0 | 0 | 0 | 0 | 0 | 0 | 0 | 0 | 0 | 19.7154 | 17.4619 | 11.6407 | 7.8064 | 4.8076 | 2.1471 | -6.7826 | -0.15999 | 0 | 0
0.583333333333333678August | Resource 1 | Sublap 1 | 14:00 | 6 | 78 | August | 17000 | 0 | 0 | 0 | 0 | 0 | 0 | 0 | 0 | 0 | 0 | 0 | 0 | 0 | 0 | 1.2322 | 1.0914 | 0.72754 | 0.4879 | 0.30048 | 0.13419 | -0.42392 | -0.0099992 | 0 | 0 | 0 | 0 | 0 | 0 | 0 | 0 | 0 | 0 | 0 | 0 | 0 | 0 | 0 | 0 | 20.9476 | 18.5533 | 12.3682 | 8.2943 | 5.1081 | 2.2813 | -7.2066 | -0.16999 | 0 | 0
0.583333333333333678September | Resource 1 | Sublap 1 | 14:00 | 6 | 78 | September | 18000 | 0 | 0 | 0 | 0 | 0 | 0 | 0 | 0 | 0 | 0 | 0 | 0 | 0 | 0 | 1.2322 | 1.0914 | 0.72754 | 0.4879 | 0.30048 | 0.13419 | -0.42392 | -0.0099992 | 0 | 0 | 0 | 0 | 0 | 0 | 0 | 0 | 0 | 0 | 0 | 0 | 0 | 0 | 0 | 0 | 22.1799 | 19.6447 | 13.0957 | 8.7823 | 5.4086 | 2.4155 | -7.6305 | -0.17999 | 0 | 0
0.583333333333333678October | Resource 1 | Sublap 1 | 14:00 | 6 | 78 | October | 19000 | 0 | 0 | 0 | 0 | 0 | 0 | 0 | 0 | 0 | 0 | 0 | 0 | 0 | 0 | 1.2322 | 1.0914 | 0.72754 | 0.4879 | 0.30048 | 0.13419 | -0.42392 | -0.0099992 | 0 | 0 | 0 | 0 | 0 | 0 | 0 | 0 | 0 | 0 | 0 | 0 | 0 | 0 | 0 | 0 | 23.4121 | 20.736 | 13.8233 | 9.2702 | 5.7091 | 2.5497 | -8.0544 | -0.18998 | 0 | 0
0.583333333333333678November | Resource 1 | Sublap 1 | 14:00 | 6 | 78 | November | 20000 | 0 | 0 | 0 | 0 | 0 | 0 | 0 | 0 | 0 | 0 | 0 | 0 | 0 | 0 | 1.2322 | 1.0914 | 0.72754 | 0.4879 | 0.30048 | 0.13419 | -0.42392 | -0.0099992 | 0 | 0 | 0 | 0 | 0 | 0 | 0 | 0 | 0 | 0 | 0 | 0 | 0 | 0 | 0 | 0 | 24.6443 | 21.8274 | 14.5508 | 9.7581 | 6.0095 | 2.6839 | -8.4783 | -0.19998 | 0 | 0
0.583333333333333678December | Resource 1 | Sublap 1 | 14:00 | 6 | 78 | December | 21000 | 0 | 0 | 0 | 0 | 0 | 0 | 0 | 0 | 0 | 0 | 0 | 0 | 0 | 0 | 1.2322 | 1.0914 | 0.72754 | 0.4879 | 0.30048 | 0.13419 | -0.42392 | -0.0099992 | 0 | 0 | 0 | 0 | 0 | 0 | 0 | 0 | 0 | 0 | 0 | 0 | 0 | 0 | 0 | 0 | 25.8765 | 22.9188 | 15.2784 | 10.246 | 6.31 | 2.8181 | -8.9022 | -0.20998 | 0 | 0
0.583333333333333679January | Resource 1 | Sublap 1 | 14:00 | 6 | 79 | January | 10000 | 0 | 0 | 0 | 0 | 0 | 0 | 0 | 0 | 0 | 0 | 0 | 0 | 0 | 0 | 1.4705 | 1.3024 | 0.88079 | 0.54143 | 0.33292 | 0.14798 | -0.47101 | -0.011093 | 0 | 0 | 0 | 0 | 0 | 0 | 0 | 0 | 0 | 0 | 0 | 0 | 0 | 0 | 0 | 0 | 14.7052 | 13.024 | 8.8079 | 5.4143 | 3.3292 | 1.4798 | -4.7101 | -0.11093 | 0 | 0
0.583333333333333679February | Resource 1 | Sublap 1 | 14:00 | 6 | 79 | February | 11000 | 0 | 0 | 0 | 0 | 0 | 0 | 0 | 0 | 0 | 0 | 0 | 0 | 0 | 0 | 1.4705 | 1.3024 | 0.88079 | 0.54143 | 0.33292 | 0.14798 | -0.47101 | -0.011093 | 0 | 0 | 0 | 0 | 0 | 0 | 0 | 0 | 0 | 0 | 0 | 0 | 0 | 0 | 0 | 0 | 16.1758 | 14.3264 | 9.6887 | 5.9558 | 3.6621 | 1.6278 | -5.1811 | -0.12202 | 0 | 0
0.583333333333333679March | Resource 1 | Sublap 1 | 14:00 | 6 | 79 | March | 12000 | 0 | 0 | 0 | 0 | 0 | 0 | 0 | 0 | 0 | 0 | 0 | 0 | 0 | 0 | 1.4705 | 1.3024 | 0.88079 | 0.54143 | 0.33292 | 0.14798 | -0.47101 | -0.011093 | 0 | 0 | 0 | 0 | 0 | 0 | 0 | 0 | 0 | 0 | 0 | 0 | 0 | 0 | 0 | 0 | 17.6463 | 15.6288 | 10.5695 | 6.4972 | 3.995 | 1.7758 | -5.6521 | -0.13312 | 0 | 0
0.583333333333333679April | Resource 1 | Sublap 1 | 14:00 | 6 | 79 | April | 13000 | 0 | 0 | 0 | 0 | 0 | 0 | 0 | 0 | 0 | 0 | 0 | 0 | 0 | 0 | 1.4705 | 1.3024 | 0.88079 | 0.54143 | 0.33292 | 0.14798 | -0.47101 | -0.011093 | 0 | 0 | 0 | 0 | 0 | 0 | 0 | 0 | 0 | 0 | 0 | 0 | 0 | 0 | 0 | 0 | 19.1168 | 16.9312 | 11.4503 | 7.0386 | 4.3279 | 1.9238 | -6.1231 | -0.14421 | 0 | 0
0.583333333333333679May | Resource 1 | Sublap 1 | 14:00 | 6 | 79 | May | 14000 | 0 | 0 | 0 | 0 | 0 | 0 | 0 | 0 | 0 | 0 | 0 | 0 | 0 | 0 | 1.4705 | 1.3024 | 0.88079 | 0.54143 | 0.33292 | 0.14798 | -0.47101 | -0.011093 | 0 | 0 | 0 | 0 | 0 | 0 | 0 | 0 | 0 | 0 | 0 | 0 | 0 | 0 | 0 | 0 | 20.5873 | 18.2336 | 12.3311 | 7.58 | 4.6608 | 2.0718 | -6.5941 | -0.1553 | 0 | 0
0.583333333333333679June | Resource 1 | Sublap 1 | 14:00 | 6 | 79 | June | 15000 | 0 | 0 | 0 | 0 | 0 | 0 | 0 | 0 | 0 | 0 | 0 | 0 | 0 | 0 | 1.4705 | 1.3024 | 0.88079 | 0.54143 | 0.33292 | 0.14798 | -0.47101 | -0.011093 | 0 | 0 | 0 | 0 | 0 | 0 | 0 | 0 | 0 | 0 | 0 | 0 | 0 | 0 | 0 | 0 | 22.0579 | 19.536 | 13.2119 | 8.1215 | 4.9937 | 2.2198 | -7.0651 | -0.1664 | 0 | 0
0.583333333333333679July | Resource 1 | Sublap 1 | 14:00 | 6 | 79 | July | 16000 | 0 | 0 | 0 | 0 | 0 | 0 | 0 | 0 | 0 | 0 | 0 | 0 | 0 | 0 | 1.4705 | 1.3024 | 0.88079 | 0.54143 | 0.33292 | 0.14798 | -0.47101 | -0.011093 | 0 | 0 | 0 | 0 | 0 | 0 | 0 | 0 | 0 | 0 | 0 | 0 | 0 | 0 | 0 | 0 | 23.5284 | 20.8384 | 14.0927 | 8.6629 | 5.3267 | 2.3677 | -7.5361 | -0.17749 | 0 | 0
0.583333333333333679August | Resource 1 | Sublap 1 | 14:00 | 6 | 79 | August | 17000 | 0 | 0 | 0 | 0 | 0 | 0 | 0 | 0 | 0 | 0 | 0 | 0 | 0 | 0 | 1.4705 | 1.3024 | 0.88079 | 0.54143 | 0.33292 | 0.14798 | -0.47101 | -0.011093 | 0 | 0 | 0 | 0 | 0 | 0 | 0 | 0 | 0 | 0 | 0 | 0 | 0 | 0 | 0 | 0 | 24.9989 | 22.1408 | 14.9734 | 9.2043 | 5.6596 | 2.5157 | -8.0071 | -0.18858 | 0 | 0
0.583333333333333679September | Resource 1 | Sublap 1 | 14:00 | 6 | 79 | September | 18000 | 0 | 0 | 0 | 0 | 0 | 0 | 0 | 0 | 0 | 0 | 0 | 0 | 0 | 0 | 1.4705 | 1.3024 | 0.88079 | 0.54143 | 0.33292 | 0.14798 | -0.47101 | -0.011093 | 0 | 0 | 0 | 0 | 0 | 0 | 0 | 0 | 0 | 0 | 0 | 0 | 0 | 0 | 0 | 0 | 26.4694 | 23.4431 | 15.8542 | 9.7458 | 5.9925 | 2.6637 | -8.4781 | -0.19968 | 0 | 0
0.583333333333333679October | Resource 1 | Sublap 1 | 14:00 | 6 | 79 | October | 19000 | 0 | 0 | 0 | 0 | 0 | 0 | 0 | 0 | 0 | 0 | 0 | 0 | 0 | 0 | 1.4705 | 1.3024 | 0.88079 | 0.54143 | 0.33292 | 0.14798 | -0.47101 | -0.011093 | 0 | 0 | 0 | 0 | 0 | 0 | 0 | 0 | 0 | 0 | 0 | 0 | 0 | 0 | 0 | 0 | 27.94 | 24.7456 | 16.735 | 10.2872 | 6.3254 | 2.8117 | -8.9491 | -0.21077 | 0 | 0
0.583333333333333679November | Resource 1 | Sublap 1 | 14:00 | 6 | 79 | November | 20000 | 0 | 0 | 0 | 0 | 0 | 0 | 0 | 0 | 0 | 0 | 0 | 0 | 0 | 0 | 1.4705 | 1.3024 | 0.88079 | 0.54143 | 0.33292 | 0.14798 | -0.47101 | -0.011093 | 0 | 0 | 0 | 0 | 0 | 0 | 0 | 0 | 0 | 0 | 0 | 0 | 0 | 0 | 0 | 0 | 29.4105 | 26.048 | 17.6158 | 10.8286 | 6.6583 | 2.9597 | -9.4201 | -0.22186 | 0 | 0
0.583333333333333679December | Resource 1 | Sublap 1 | 14:00 | 6 | 79 | December | 21000 | 0 | 0 | 0 | 0 | 0 | 0 | 0 | 0 | 0 | 0 | 0 | 0 | 0 | 0 | 1.4705 | 1.3024 | 0.88079 | 0.54143 | 0.33292 | 0.14798 | -0.47101 | -0.011093 | 0 | 0 | 0 | 0 | 0 | 0 | 0 | 0 | 0 | 0 | 0 | 0 | 0 | 0 | 0 | 0 | 30.881 | 27.3503 | 18.4966 | 11.3701 | 6.9912 | 3.1077 | -9.8912 | -0.23296 | 0 | 0
0.583333333333333680January | Resource 1 | Sublap 1 | 14:00 | 6 | 80 | January | 10000 | 0 | 0 | 0 | 0 | 0 | 0 | 0 | 0 | 0 | 0 | 0 | 0 | 0 | 0 | 1.8325 | 1.6523 | 1.1434 | 0.6649 | 0.40774 | 0.17979 | -0.57963 | -0.013616 | 0 | 0 | 0 | 0 | 0 | 0 | 0 | 0 | 0 | 0 | 0 | 0 | 0 | 0 | 0 | 0 | 18.3251 | 16.5234 | 11.4335 | 6.649 | 4.0774 | 1.7979 | -5.7963 | -0.13616 | 0 | 0
0.583333333333333680February | Resource 1 | Sublap 1 | 14:00 | 6 | 80 | February | 11000 | 0 | 0 | 0 | 0 | 0 | 0 | 0 | 0 | 0 | 0 | 0 | 0 | 0 | 0 | 1.8325 | 1.6523 | 1.1434 | 0.6649 | 0.40774 | 0.17979 | -0.57963 | -0.013616 | 0 | 0 | 0 | 0 | 0 | 0 | 0 | 0 | 0 | 0 | 0 | 0 | 0 | 0 | 0 | 0 | 20.1576 | 18.1757 | 12.5769 | 7.3139 | 4.4851 | 1.9777 | -6.3759 | -0.14978 | 0 | 0
0.583333333333333680March | Resource 1 | Sublap 1 | 14:00 | 6 | 80 | March | 12000 | 0 | 0 | 0 | 0 | 0 | 0 | 0 | 0 | 0 | 0 | 0 | 0 | 0 | 0 | 1.8325 | 1.6523 | 1.1434 | 0.6649 | 0.40774 | 0.17979 | -0.57963 | -0.013616 | 0 | 0 | 0 | 0 | 0 | 0 | 0 | 0 | 0 | 0 | 0 | 0 | 0 | 0 | 0 | 0 | 21.9901 | 19.8281 | 13.7202 | 7.9788 | 4.8929 | 2.1575 | -6.9555 | -0.1634 | 0 | 0
0.583333333333333680April | Resource 1 | Sublap 1 | 14:00 | 6 | 80 | April | 13000 | 0 | 0 | 0 | 0 | 0 | 0 | 0 | 0 | 0 | 0 | 0 | 0 | 0 | 0 | 1.8325 | 1.6523 | 1.1434 | 0.6649 | 0.40774 | 0.17979 | -0.57963 | -0.013616 | 0 | 0 | 0 | 0 | 0 | 0 | 0 | 0 | 0 | 0 | 0 | 0 | 0 | 0 | 0 | 0 | 23.8226 | 21.4804 | 14.8636 | 8.6437 | 5.3006 | 2.3373 | -7.5352 | -0.17701 | 0 | 0
0.583333333333333680May | Resource 1 | Sublap 1 | 14:00 | 6 | 80 | May | 14000 | 0 | 0 | 0 | 0 | 0 | 0 | 0 | 0 | 0 | 0 | 0 | 0 | 0 | 0 | 1.8325 | 1.6523 | 1.1434 | 0.6649 | 0.40774 | 0.17979 | -0.57963 | -0.013616 | 0 | 0 | 0 | 0 | 0 | 0 | 0 | 0 | 0 | 0 | 0 | 0 | 0 | 0 | 0 | 0 | 25.6552 | 23.1327 | 16.0069 | 9.3086 | 5.7083 | 2.5171 | -8.1148 | -0.19063 | 0 | 0
0.583333333333333680June | Resource 1 | Sublap 1 | 14:00 | 6 | 80 | June | 15000 | 0 | 0 | 0 | 0 | 0 | 0 | 0 | 0 | 0 | 0 | 0 | 0 | 0 | 0 | 1.8325 | 1.6523 | 1.1434 | 0.6649 | 0.40774 | 0.17979 | -0.57963 | -0.013616 | 0 | 0 | 0 | 0 | 0 | 0 | 0 | 0 | 0 | 0 | 0 | 0 | 0 | 0 | 0 | 0 | 27.4877 | 24.7851 | 17.1502 | 9.9735 | 6.1161 | 2.6969 | -8.6944 | -0.20425 | 0 | 0
0.583333333333333680July | Resource 1 | Sublap 1 | 14:00 | 6 | 80 | July | 16000 | 0 | 0 | 0 | 0 | 0 | 0 | 0 | 0 | 0 | 0 | 0 | 0 | 0 | 0 | 1.8325 | 1.6523 | 1.1434 | 0.6649 | 0.40774 | 0.17979 | -0.57963 | -0.013616 | 0 | 0 | 0 | 0 | 0 | 0 | 0 | 0 | 0 | 0 | 0 | 0 | 0 | 0 | 0 | 0 | 29.3202 | 26.4374 | 18.2936 | 10.6384 | 6.5238 | 2.8767 | -9.2741 | -0.21786 | 0 | 0
0.583333333333333680August | Resource 1 | Sublap 1 | 14:00 | 6 | 80 | August | 17000 | 0 | 0 | 0 | 0 | 0 | 0 | 0 | 0 | 0 | 0 | 0 | 0 | 0 | 0 | 1.8325 | 1.6523 | 1.1434 | 0.6649 | 0.40774 | 0.17979 | -0.57963 | -0.013616 | 0 | 0 | 0 | 0 | 0 | 0 | 0 | 0 | 0 | 0 | 0 | 0 | 0 | 0 | 0 | 0 | 31.1527 | 28.0897 | 19.4369 | 11.3033 | 6.9316 | 3.0564 | -9.8537 | -0.23148 | 0 | 0
0.583333333333333680September | Resource 1 | Sublap 1 | 14:00 | 6 | 80 | September | 18000 | 0 | 0 | 0 | 0 | 0 | 0 | 0 | 0 | 0 | 0 | 0 | 0 | 0 | 0 | 1.8325 | 1.6523 | 1.1434 | 0.6649 | 0.40774 | 0.17979 | -0.57963 | -0.013616 | 0 | 0 | 0 | 0 | 0 | 0 | 0 | 0 | 0 | 0 | 0 | 0 | 0 | 0 | 0 | 0 | 32.9852 | 29.7421 | 20.5803 | 11.9682 | 7.3393 | 3.2362 | -10.4333 | -0.24509 | 0 | 0
0.583333333333333680October | Resource 1 | Sublap 1 | 14:00 | 6 | 80 | October | 19000 | 0 | 0 | 0 | 0 | 0 | 0 | 0 | 0 | 0 | 0 | 0 | 0 | 0 | 0 | 1.8325 | 1.6523 | 1.1434 | 0.6649 | 0.40774 | 0.17979 | -0.57963 | -0.013616 | 0 | 0 | 0 | 0 | 0 | 0 | 0 | 0 | 0 | 0 | 0 | 0 | 0 | 0 | 0 | 0 | 34.8177 | 31.3944 | 21.7236 | 12.6331 | 7.747 | 3.416 | -11.0129 | -0.25871 | 0 | 0
0.583333333333333680November | Resource 1 | Sublap 1 | 14:00 | 6 | 80 | November | 20000 | 0 | 0 | 0 | 0 | 0 | 0 | 0 | 0 | 0 | 0 | 0 | 0 | 0 | 0 | 1.8325 | 1.6523 | 1.1434 | 0.6649 | 0.40774 | 0.17979 | -0.57963 | -0.013616 | 0 | 0 | 0 | 0 | 0 | 0 | 0 | 0 | 0 | 0 | 0 | 0 | 0 | 0 | 0 | 0 | 36.6502 | 33.0468 | 22.867 | 13.298 | 8.1548 | 3.5958 | -11.5926 | -0.27233 | 0 | 0
0.583333333333333680December | Resource 1 | Sublap 1 | 14:00 | 6 | 80 | December | 21000 | 0 | 0 | 0 | 0 | 0 | 0 | 0 | 0 | 0 | 0 | 0 | 0 | 0 | 0 | 1.8325 | 1.6523 | 1.1434 | 0.6649 | 0.40774 | 0.17979 | -0.57963 | -0.013616 | 0 | 0 | 0 | 0 | 0 | 0 | 0 | 0 | 0 | 0 | 0 | 0 | 0 | 0 | 0 | 0 | 38.4827 | 34.6991 | 24.0103 | 13.9629 | 8.5625 | 3.7756 | -12.1722 | -0.28594 | 0 | 0
0.583333333333333681January | Resource 1 | Sublap 1 | 14:00 | 6 | 81 | January | 10000 | 0 | 0 | 0 | 0 | 0 | 0 | 0 | 0 | 0 | 0 | 0 | 0 | 0 | 0 | 2.4118 | 2.2171 | 1.5828 | 0.95491 | 0.50301 | 0.22029 | -0.71793 | -0.016829 | 0 | 0 | 0 | 0 | 0 | 0 | 0 | 0 | 0 | 0 | 0 | 0 | 0 | 0 | 0 | 0 | 24.1179 | 22.1712 | 15.8281 | 9.5491 | 5.0301 | 2.2029 | -7.1793 | -0.16829 | 0 | 0
0.583333333333333681February | Resource 1 | Sublap 1 | 14:00 | 6 | 81 | February | 11000 | 0 | 0 | 0 | 0 | 0 | 0 | 0 | 0 | 0 | 0 | 0 | 0 | 0 | 0 | 2.4118 | 2.2171 | 1.5828 | 0.95491 | 0.50301 | 0.22029 | -0.71793 | -0.016829 | 0 | 0 | 0 | 0 | 0 | 0 | 0 | 0 | 0 | 0 | 0 | 0 | 0 | 0 | 0 | 0 | 26.5296 | 24.3883 | 17.4109 | 10.504 | 5.5331 | 2.4232 | -7.8972 | -0.18512 | 0 | 0
0.583333333333333681March | Resource 1 | Sublap 1 | 14:00 | 6 | 81 | March | 12000 | 0 | 0 | 0 | 0 | 0 | 0 | 0 | 0 | 0 | 0 | 0 | 0 | 0 | 0 | 2.4118 | 2.2171 | 1.5828 | 0.95491 | 0.50301 | 0.22029 | -0.71793 | -0.016829 | 0 | 0 | 0 | 0 | 0 | 0 | 0 | 0 | 0 | 0 | 0 | 0 | 0 | 0 | 0 | 0 | 28.9414 | 26.6054 | 18.9937 | 11.4589 | 6.0361 | 2.6435 | -8.6152 | -0.20195 | 0 | 0
0.583333333333333681April | Resource 1 | Sublap 1 | 14:00 | 6 | 81 | April | 13000 | 0 | 0 | 0 | 0 | 0 | 0 | 0 | 0 | 0 | 0 | 0 | 0 | 0 | 0 | 2.4118 | 2.2171 | 1.5828 | 0.95491 | 0.50301 | 0.22029 | -0.71793 | -0.016829 | 0 | 0 | 0 | 0 | 0 | 0 | 0 | 0 | 0 | 0 | 0 | 0 | 0 | 0 | 0 | 0 | 31.3532 | 28.8225 | 20.5765 | 12.4139 | 6.5391 | 2.8638 | -9.3331 | -0.21878 | 0 | 0
0.583333333333333681May | Resource 1 | Sublap 1 | 14:00 | 6 | 81 | May | 14000 | 0 | 0 | 0 | 0 | 0 | 0 | 0 | 0 | 0 | 0 | 0 | 0 | 0 | 0 | 2.4118 | 2.2171 | 1.5828 | 0.95491 | 0.50301 | 0.22029 | -0.71793 | -0.016829 | 0 | 0 | 0 | 0 | 0 | 0 | 0 | 0 | 0 | 0 | 0 | 0 | 0 | 0 | 0 | 0 | 33.765 | 31.0396 | 22.1593 | 13.3688 | 7.0421 | 3.084 | -10.0511 | -0.23561 | 0 | 0
0.583333333333333681June | Resource 1 | Sublap 1 | 14:00 | 6 | 81 | June | 15000 | 0 | 0 | 0 | 0 | 0 | 0 | 0 | 0 | 0 | 0 | 0 | 0 | 0 | 0 | 2.4118 | 2.2171 | 1.5828 | 0.95491 | 0.50301 | 0.22029 | -0.71793 | -0.016829 | 0 | 0 | 0 | 0 | 0 | 0 | 0 | 0 | 0 | 0 | 0 | 0 | 0 | 0 | 0 | 0 | 36.1768 | 33.2567 | 23.7422 | 14.3237 | 7.5451 | 3.3043 | -10.769 | -0.25244 | 0 | 0
0.583333333333333681July | Resource 1 | Sublap 1 | 14:00 | 6 | 81 | July | 16000 | 0 | 0 | 0 | 0 | 0 | 0 | 0 | 0 | 0 | 0 | 0 | 0 | 0 | 0 | 2.4118 | 2.2171 | 1.5828 | 0.95491 | 0.50301 | 0.22029 | -0.71793 | -0.016829 | 0 | 0 | 0 | 0 | 0 | 0 | 0 | 0 | 0 | 0 | 0 | 0 | 0 | 0 | 0 | 0 | 38.5886 | 35.4738 | 25.325 | 15.2786 | 8.0482 | 3.5246 | -11.4869 | -0.26927 | 0 | 0
0.583333333333333681August | Resource 1 | Sublap 1 | 14:00 | 6 | 81 | August | 17000 | 0 | 0 | 0 | 0 | 0 | 0 | 0 | 0 | 0 | 0 | 0 | 0 | 0 | 0 | 2.4118 | 2.2171 | 1.5828 | 0.95491 | 0.50301 | 0.22029 | -0.71793 | -0.016829 | 0 | 0 | 0 | 0 | 0 | 0 | 0 | 0 | 0 | 0 | 0 | 0 | 0 | 0 | 0 | 0 | 41.0004 | 37.691 | 26.9078 | 16.2335 | 8.5512 | 3.7449 | -12.2048 | -0.28609 | 0 | 0
0.583333333333333681September | Resource 1 | Sublap 1 | 14:00 | 6 | 81 | September | 18000 | 0 | 0 | 0 | 0 | 0 | 0 | 0 | 0 | 0 | 0 | 0 | 0 | 0 | 0 | 2.4118 | 2.2171 | 1.5828 | 0.95491 | 0.50301 | 0.22029 | -0.71793 | -0.016829 | 0 | 0 | 0 | 0 | 0 | 0 | 0 | 0 | 0 | 0 | 0 | 0 | 0 | 0 | 0 | 0 | 43.4121 | 39.9081 | 28.4906 | 17.1884 | 9.0542 | 3.9652 | -12.9228 | -0.30292 | 0 | 0
0.583333333333333681October | Resource 1 | Sublap 1 | 14:00 | 6 | 81 | October | 19000 | 0 | 0 | 0 | 0 | 0 | 0 | 0 | 0 | 0 | 0 | 0 | 0 | 0 | 0 | 2.4118 | 2.2171 | 1.5828 | 0.95491 | 0.50301 | 0.22029 | -0.71793 | -0.016829 | 0 | 0 | 0 | 0 | 0 | 0 | 0 | 0 | 0 | 0 | 0 | 0 | 0 | 0 | 0 | 0 | 45.8239 | 42.1252 | 30.0734 | 18.1433 | 9.5572 | 4.1855 | -13.6407 | -0.31975 | 0 | 0
0.583333333333333681November | Resource 1 | Sublap 1 | 14:00 | 6 | 81 | November | 20000 | 0 | 0 | 0 | 0 | 0 | 0 | 0 | 0 | 0 | 0 | 0 | 0 | 0 | 0 | 2.4118 | 2.2171 | 1.5828 | 0.95491 | 0.50301 | 0.22029 | -0.71793 | -0.016829 | 0 | 0 | 0 | 0 | 0 | 0 | 0 | 0 | 0 | 0 | 0 | 0 | 0 | 0 | 0 | 0 | 48.2357 | 44.3423 | 31.6562 | 19.0982 | 10.0602 | 4.4058 | -14.3586 | -0.33658 | 0 | 0
0.583333333333333681December | Resource 1 | Sublap 1 | 14:00 | 6 | 81 | December | 21000 | 0 | 0 | 0 | 0 | 0 | 0 | 0 | 0 | 0 | 0 | 0 | 0 | 0 | 0 | 2.4118 | 2.2171 | 1.5828 | 0.95491 | 0.50301 | 0.22029 | -0.71793 | -0.016829 | 0 | 0 | 0 | 0 | 0 | 0 | 0 | 0 | 0 | 0 | 0 | 0 | 0 | 0 | 0 | 0 | 50.6475 | 46.5594 | 33.239 | 20.0532 | 10.5632 | 4.6261 | -15.0766 | -0.35341 | 0 | 0
0.583333333333333682January | Resource 1 | Sublap 1 | 14:00 | 6 | 82 | January | 10000 | 0 | 0 | 0 | 0 | 0 | 0 | 0 | 0 | 0 | 0 | 0 | 0 | 0 | 0 | 2.6724 | 2.435 | 1.758 | 1.0695 | 0.52367 | 0.22907 | -0.74792 | -0.017526 | 0 | 0 | 0 | 0 | 0 | 0 | 0 | 0 | 0 | 0 | 0 | 0 | 0 | 0 | 0 | 0 | 26.724 | 24.3501 | 17.5801 | 10.6953 | 5.2367 | 2.2907 | -7.4792 | -0.17526 | 0 | 0
0.583333333333333682February | Resource 1 | Sublap 1 | 14:00 | 6 | 82 | February | 11000 | 0 | 0 | 0 | 0 | 0 | 0 | 0 | 0 | 0 | 0 | 0 | 0 | 0 | 0 | 2.6724 | 2.435 | 1.758 | 1.0695 | 0.52367 | 0.22907 | -0.74792 | -0.017526 | 0 | 0 | 0 | 0 | 0 | 0 | 0 | 0 | 0 | 0 | 0 | 0 | 0 | 0 | 0 | 0 | 29.3964 | 26.7851 | 19.3381 | 11.7648 | 5.7603 | 2.5198 | -8.2271 | -0.19278 | 0 | 0
0.583333333333333682March | Resource 1 | Sublap 1 | 14:00 | 6 | 82 | March | 12000 | 0 | 0 | 0 | 0 | 0 | 0 | 0 | 0 | 0 | 0 | 0 | 0 | 0 | 0 | 2.6724 | 2.435 | 1.758 | 1.0695 | 0.52367 | 0.22907 | -0.74792 | -0.017526 | 0 | 0 | 0 | 0 | 0 | 0 | 0 | 0 | 0 | 0 | 0 | 0 | 0 | 0 | 0 | 0 | 32.0688 | 29.2201 | 21.0962 | 12.8344 | 6.284 | 2.7488 | -8.975 | -0.21031 | 0 | 0
0.583333333333333682April | Resource 1 | Sublap 1 | 14:00 | 6 | 82 | April | 13000 | 0 | 0 | 0 | 0 | 0 | 0 | 0 | 0 | 0 | 0 | 0 | 0 | 0 | 0 | 2.6724 | 2.435 | 1.758 | 1.0695 | 0.52367 | 0.22907 | -0.74792 | -0.017526 | 0 | 0 | 0 | 0 | 0 | 0 | 0 | 0 | 0 | 0 | 0 | 0 | 0 | 0 | 0 | 0 | 34.7412 | 31.6551 | 22.8542 | 13.9039 | 6.8076 | 2.9779 | -9.7229 | -0.22783 | 0 | 0
0.583333333333333682May | Resource 1 | Sublap 1 | 14:00 | 6 | 82 | May | 14000 | 0 | 0 | 0 | 0 | 0 | 0 | 0 | 0 | 0 | 0 | 0 | 0 | 0 | 0 | 2.6724 | 2.435 | 1.758 | 1.0695 | 0.52367 | 0.22907 | -0.74792 | -0.017526 | 0 | 0 | 0 | 0 | 0 | 0 | 0 | 0 | 0 | 0 | 0 | 0 | 0 | 0 | 0 | 0 | 37.4136 | 34.0902 | 24.6122 | 14.9734 | 7.3313 | 3.207 | -10.4709 | -0.24536 | 0 | 0
0.583333333333333682June | Resource 1 | Sublap 1 | 14:00 | 6 | 82 | June | 15000 | 0 | 0 | 0 | 0 | 0 | 0 | 0 | 0 | 0 | 0 | 0 | 0 | 0 | 0 | 2.6724 | 2.435 | 1.758 | 1.0695 | 0.52367 | 0.22907 | -0.74792 | -0.017526 | 0 | 0 | 0 | 0 | 0 | 0 | 0 | 0 | 0 | 0 | 0 | 0 | 0 | 0 | 0 | 0 | 40.0859 | 36.5252 | 26.3702 | 16.043 | 7.855 | 3.436 | -11.2188 | -0.26288 | 0 | 0
0.583333333333333682July | Resource 1 | Sublap 1 | 14:00 | 6 | 82 | July | 16000 | 0 | 0 | 0 | 0 | 0 | 0 | 0 | 0 | 0 | 0 | 0 | 0 | 0 | 0 | 2.6724 | 2.435 | 1.758 | 1.0695 | 0.52367 | 0.22907 | -0.74792 | -0.017526 | 0 | 0 | 0 | 0 | 0 | 0 | 0 | 0 | 0 | 0 | 0 | 0 | 0 | 0 | 0 | 0 | 42.7584 | 38.9602 | 28.1282 | 17.1125 | 8.3786 | 3.6651 | -11.9667 | -0.28041 | 0 | 0
0.583333333333333682August | Resource 1 | Sublap 1 | 14:00 | 6 | 82 | August | 17000 | 0 | 0 | 0 | 0 | 0 | 0 | 0 | 0 | 0 | 0 | 0 | 0 | 0 | 0 | 2.6724 | 2.435 | 1.758 | 1.0695 | 0.52367 | 0.22907 | -0.74792 | -0.017526 | 0 | 0 | 0 | 0 | 0 | 0 | 0 | 0 | 0 | 0 | 0 | 0 | 0 | 0 | 0 | 0 | 45.4307 | 41.3952 | 29.8862 | 18.182 | 8.9023 | 3.8942 | -12.7146 | -0.29794 | 0 | 0
0.583333333333333682September | Resource 1 | Sublap 1 | 14:00 | 6 | 82 | September | 18000 | 0 | 0 | 0 | 0 | 0 | 0 | 0 | 0 | 0 | 0 | 0 | 0 | 0 | 0 | 2.6724 | 2.435 | 1.758 | 1.0695 | 0.52367 | 0.22907 | -0.74792 | -0.017526 | 0 | 0 | 0 | 0 | 0 | 0 | 0 | 0 | 0 | 0 | 0 | 0 | 0 | 0 | 0 | 0 | 48.1031 | 43.8302 | 31.6442 | 19.2516 | 9.426 | 4.1232 | -13.4625 | -0.31546 | 0 | 0
0.583333333333333682October | Resource 1 | Sublap 1 | 14:00 | 6 | 82 | October | 19000 | 0 | 0 | 0 | 0 | 0 | 0 | 0 | 0 | 0 | 0 | 0 | 0 | 0 | 0 | 2.6724 | 2.435 | 1.758 | 1.0695 | 0.52367 | 0.22907 | -0.74792 | -0.017526 | 0 | 0 | 0 | 0 | 0 | 0 | 0 | 0 | 0 | 0 | 0 | 0 | 0 | 0 | 0 | 0 | 50.7755 | 46.2652 | 33.4023 | 20.3211 | 9.9496 | 4.3523 | -14.2104 | -0.33299 | 0 | 0
0.583333333333333682November | Resource 1 | Sublap 1 | 14:00 | 6 | 82 | November | 20000 | 0 | 0 | 0 | 0 | 0 | 0 | 0 | 0 | 0 | 0 | 0 | 0 | 0 | 0 | 2.6724 | 2.435 | 1.758 | 1.0695 | 0.52367 | 0.22907 | -0.74792 | -0.017526 | 0 | 0 | 0 | 0 | 0 | 0 | 0 | 0 | 0 | 0 | 0 | 0 | 0 | 0 | 0 | 0 | 53.4479 | 48.7002 | 35.1603 | 21.3906 | 10.4733 | 4.5814 | -14.9583 | -0.35051 | 0 | 0
0.583333333333333682December | Resource 1 | Sublap 1 | 14:00 | 6 | 82 | December | 21000 | 0 | 0 | 0 | 0 | 0 | 0 | 0 | 0 | 0 | 0 | 0 | 0 | 0 | 0 | 2.6724 | 2.435 | 1.758 | 1.0695 | 0.52367 | 0.22907 | -0.74792 | -0.017526 | 0 | 0 | 0 | 0 | 0 | 0 | 0 | 0 | 0 | 0 | 0 | 0 | 0 | 0 | 0 | 0 | 56.1203 | 51.1352 | 36.9183 | 22.4601 | 10.997 | 4.8105 | -15.7063 | -0.36804 | 0 | 0
0.583333333333333683January | Resource 1 | Sublap 1 | 14:00 | 6 | 83 | January | 10000 | 0 | 0 | 0 | 0 | 0 | 0 | 0 | 0 | 0 | 0 | 0 | 0 | 0 | 0 | 3.0564 | 2.819 | 2.1457 | 1.4039 | 0.59135 | 0.25784 | -0.84617 | -0.019808 | 0 | 0 | 0 | 0 | 0 | 0 | 0 | 0 | 0 | 0 | 0 | 0 | 0 | 0 | 0 | 0 | 30.5639 | 28.19 | 21.4571 | 14.0385 | 5.9135 | 2.5784 | -8.4617 | -0.19808 | 0 | 0
0.583333333333333683February | Resource 1 | Sublap 1 | 14:00 | 6 | 83 | February | 11000 | 0 | 0 | 0 | 0 | 0 | 0 | 0 | 0 | 0 | 0 | 0 | 0 | 0 | 0 | 3.0564 | 2.819 | 2.1457 | 1.4039 | 0.59135 | 0.25784 | -0.84617 | -0.019808 | 0 | 0 | 0 | 0 | 0 | 0 | 0 | 0 | 0 | 0 | 0 | 0 | 0 | 0 | 0 | 0 | 33.6203 | 31.009 | 23.6028 | 15.4424 | 6.5048 | 2.8363 | -9.3079 | -0.21789 | 0 | 0
0.583333333333333683March | Resource 1 | Sublap 1 | 14:00 | 6 | 83 | March | 12000 | 0 | 0 | 0 | 0 | 0 | 0 | 0 | 0 | 0 | 0 | 0 | 0 | 0 | 0 | 3.0564 | 2.819 | 2.1457 | 1.4039 | 0.59135 | 0.25784 | -0.84617 | -0.019808 | 0 | 0 | 0 | 0 | 0 | 0 | 0 | 0 | 0 | 0 | 0 | 0 | 0 | 0 | 0 | 0 | 36.6767 | 33.828 | 25.7485 | 16.8462 | 7.0962 | 3.0941 | -10.1541 | -0.2377 | 0 | 0
0.583333333333333683April | Resource 1 | Sublap 1 | 14:00 | 6 | 83 | April | 13000 | 0 | 0 | 0 | 0 | 0 | 0 | 0 | 0 | 0 | 0 | 0 | 0 | 0 | 0 | 3.0564 | 2.819 | 2.1457 | 1.4039 | 0.59135 | 0.25784 | -0.84617 | -0.019808 | 0 | 0 | 0 | 0 | 0 | 0 | 0 | 0 | 0 | 0 | 0 | 0 | 0 | 0 | 0 | 0 | 39.7331 | 36.6471 | 27.8942 | 18.2501 | 7.6875 | 3.3519 | -11.0003 | -0.25751 | 0 | 0
0.583333333333333683May | Resource 1 | Sublap 1 | 14:00 | 6 | 83 | May | 14000 | 0 | 0 | 0 | 0 | 0 | 0 | 0 | 0 | 0 | 0 | 0 | 0 | 0 | 0 | 3.0564 | 2.819 | 2.1457 | 1.4039 | 0.59135 | 0.25784 | -0.84617 | -0.019808 | 0 | 0 | 0 | 0 | 0 | 0 | 0 | 0 | 0 | 0 | 0 | 0 | 0 | 0 | 0 | 0 | 42.7894 | 39.4661 | 30.0399 | 19.6539 | 8.2789 | 3.6098 | -11.8464 | -0.27731 | 0 | 0
0.583333333333333683June | Resource 1 | Sublap 1 | 14:00 | 6 | 83 | June | 15000 | 0 | 0 | 0 | 0 | 0 | 0 | 0 | 0 | 0 | 0 | 0 | 0 | 0 | 0 | 3.0564 | 2.819 | 2.1457 | 1.4039 | 0.59135 | 0.25784 | -0.84617 | -0.019808 | 0 | 0 | 0 | 0 | 0 | 0 | 0 | 0 | 0 | 0 | 0 | 0 | 0 | 0 | 0 | 0 | 45.8458 | 42.2851 | 32.1856 | 21.0578 | 8.8702 | 3.8676 | -12.6926 | -0.29712 | 0 | 0
0.583333333333333683July | Resource 1 | Sublap 1 | 14:00 | 6 | 83 | July | 16000 | 0 | 0 | 0 | 0 | 0 | 0 | 0 | 0 | 0 | 0 | 0 | 0 | 0 | 0 | 3.0564 | 2.819 | 2.1457 | 1.4039 | 0.59135 | 0.25784 | -0.84617 | -0.019808 | 0 | 0 | 0 | 0 | 0 | 0 | 0 | 0 | 0 | 0 | 0 | 0 | 0 | 0 | 0 | 0 | 48.9022 | 45.1041 | 34.3313 | 22.4616 | 9.4616 | 4.1255 | -13.5388 | -0.31693 | 0 | 0
0.583333333333333683August | Resource 1 | Sublap 1 | 14:00 | 6 | 83 | August | 17000 | 0 | 0 | 0 | 0 | 0 | 0 | 0 | 0 | 0 | 0 | 0 | 0 | 0 | 0 | 3.0564 | 2.819 | 2.1457 | 1.4039 | 0.59135 | 0.25784 | -0.84617 | -0.019808 | 0 | 0 | 0 | 0 | 0 | 0 | 0 | 0 | 0 | 0 | 0 | 0 | 0 | 0 | 0 | 0 | 51.9586 | 47.9231 | 36.477 | 23.8655 | 10.0529 | 4.3833 | -14.385 | -0.33674 | 0 | 0
0.583333333333333683September | Resource 1 | Sublap 1 | 14:00 | 6 | 83 | September | 18000 | 0 | 0 | 0 | 0 | 0 | 0 | 0 | 0 | 0 | 0 | 0 | 0 | 0 | 0 | 3.0564 | 2.819 | 2.1457 | 1.4039 | 0.59135 | 0.25784 | -0.84617 | -0.019808 | 0 | 0 | 0 | 0 | 0 | 0 | 0 | 0 | 0 | 0 | 0 | 0 | 0 | 0 | 0 | 0 | 55.015 | 50.7421 | 38.6228 | 25.2693 | 10.6443 | 4.6411 | -15.2311 | -0.35655 | 0 | 0
0.583333333333333683October | Resource 1 | Sublap 1 | 14:00 | 6 | 83 | October | 19000 | 0 | 0 | 0 | 0 | 0 | 0 | 0 | 0 | 0 | 0 | 0 | 0 | 0 | 0 | 3.0564 | 2.819 | 2.1457 | 1.4039 | 0.59135 | 0.25784 | -0.84617 | -0.019808 | 0 | 0 | 0 | 0 | 0 | 0 | 0 | 0 | 0 | 0 | 0 | 0 | 0 | 0 | 0 | 0 | 58.0714 | 53.5611 | 40.7685 | 26.6732 | 11.2356 | 4.899 | -16.0773 | -0.37635 | 0 | 0
0.583333333333333683November | Resource 1 | Sublap 1 | 14:00 | 6 | 83 | November | 20000 | 0 | 0 | 0 | 0 | 0 | 0 | 0 | 0 | 0 | 0 | 0 | 0 | 0 | 0 | 3.0564 | 2.819 | 2.1457 | 1.4039 | 0.59135 | 0.25784 | -0.84617 | -0.019808 | 0 | 0 | 0 | 0 | 0 | 0 | 0 | 0 | 0 | 0 | 0 | 0 | 0 | 0 | 0 | 0 | 61.1278 | 56.3801 | 42.9142 | 28.077 | 11.827 | 5.1568 | -16.9235 | -0.39616 | 0 | 0
0.583333333333333683December | Resource 1 | Sublap 1 | 14:00 | 6 | 83 | December | 21000 | 0 | 0 | 0 | 0 | 0 | 0 | 0 | 0 | 0 | 0 | 0 | 0 | 0 | 0 | 3.0564 | 2.819 | 2.1457 | 1.4039 | 0.59135 | 0.25784 | -0.84617 | -0.019808 | 0 | 0 | 0 | 0 | 0 | 0 | 0 | 0 | 0 | 0 | 0 | 0 | 0 | 0 | 0 | 0 | 64.1842 | 59.1991 | 45.0599 | 29.4809 | 12.4183 | 5.4147 | -17.7697 | -0.41597 | 0 | 0
0.583333333333333684January | Resource 1 | Sublap 1 | 14:00 | 6 | 84 | January | 10000 | 0 | 0 | 0 | 0 | 0 | 0 | 0 | 0 | 0 | 0 | 0 | 0 | 0 | 0 | 3.3241 | 3.1243 | 2.2872 | 1.3955 | 0.61694 | 0.26872 | -0.88333 | -0.020671 | 0 | 0 | 0 | 0 | 0 | 0 | 0 | 0 | 0 | 0 | 0 | 0 | 0 | 0 | 0 | 0 | 33.2414 | 31.2431 | 22.8723 | 13.9548 | 6.1694 | 2.6872 | -8.8333 | -0.20671 | 0 | 0
0.583333333333333684February | Resource 1 | Sublap 1 | 14:00 | 6 | 84 | February | 11000 | 0 | 0 | 0 | 0 | 0 | 0 | 0 | 0 | 0 | 0 | 0 | 0 | 0 | 0 | 3.3241 | 3.1243 | 2.2872 | 1.3955 | 0.61694 | 0.26872 | -0.88333 | -0.020671 | 0 | 0 | 0 | 0 | 0 | 0 | 0 | 0 | 0 | 0 | 0 | 0 | 0 | 0 | 0 | 0 | 36.5655 | 34.3675 | 25.1595 | 15.3502 | 6.7864 | 2.9559 | -9.7166 | -0.22738 | 0 | 0
0.583333333333333684March | Resource 1 | Sublap 1 | 14:00 | 6 | 84 | March | 12000 | 0 | 0 | 0 | 0 | 0 | 0 | 0 | 0 | 0 | 0 | 0 | 0 | 0 | 0 | 3.3241 | 3.1243 | 2.2872 | 1.3955 | 0.61694 | 0.26872 | -0.88333 | -0.020671 | 0 | 0 | 0 | 0 | 0 | 0 | 0 | 0 | 0 | 0 | 0 | 0 | 0 | 0 | 0 | 0 | 39.8897 | 37.4918 | 27.4467 | 16.7457 | 7.4033 | 3.2247 | -10.6 | -0.24805 | 0 | 0
0.583333333333333684April | Resource 1 | Sublap 1 | 14:00 | 6 | 84 | April | 13000 | 0 | 0 | 0 | 0 | 0 | 0 | 0 | 0 | 0 | 0 | 0 | 0 | 0 | 0 | 3.3241 | 3.1243 | 2.2872 | 1.3955 | 0.61694 | 0.26872 | -0.88333 | -0.020671 | 0 | 0 | 0 | 0 | 0 | 0 | 0 | 0 | 0 | 0 | 0 | 0 | 0 | 0 | 0 | 0 | 43.2138 | 40.6161 | 29.7339 | 18.1412 | 8.0203 | 3.4934 | -11.4833 | -0.26873 | 0 | 0
0.583333333333333684May | Resource 1 | Sublap 1 | 14:00 | 6 | 84 | May | 14000 | 0 | 0 | 0 | 0 | 0 | 0 | 0 | 0 | 0 | 0 | 0 | 0 | 0 | 0 | 3.3241 | 3.1243 | 2.2872 | 1.3955 | 0.61694 | 0.26872 | -0.88333 | -0.020671 | 0 | 0 | 0 | 0 | 0 | 0 | 0 | 0 | 0 | 0 | 0 | 0 | 0 | 0 | 0 | 0 | 46.5379 | 43.7404 | 32.0212 | 19.5367 | 8.6372 | 3.7621 | -12.3666 | -0.2894 | 0 | 0
0.583333333333333684June | Resource 1 | Sublap 1 | 14:00 | 6 | 84 | June | 15000 | 0 | 0 | 0 | 0 | 0 | 0 | 0 | 0 | 0 | 0 | 0 | 0 | 0 | 0 | 3.3241 | 3.1243 | 2.2872 | 1.3955 | 0.61694 | 0.26872 | -0.88333 | -0.020671 | 0 | 0 | 0 | 0 | 0 | 0 | 0 | 0 | 0 | 0 | 0 | 0 | 0 | 0 | 0 | 0 | 49.8621 | 46.8647 | 34.3084 | 20.9321 | 9.2542 | 4.0308 | -13.25 | -0.31007 | 0 | 0
0.583333333333333684July | Resource 1 | Sublap 1 | 14:00 | 6 | 84 | July | 16000 | 0 | 0 | 0 | 0 | 0 | 0 | 0 | 0 | 0 | 0 | 0 | 0 | 0 | 0 | 3.3241 | 3.1243 | 2.2872 | 1.3955 | 0.61694 | 0.26872 | -0.88333 | -0.020671 | 0 | 0 | 0 | 0 | 0 | 0 | 0 | 0 | 0 | 0 | 0 | 0 | 0 | 0 | 0 | 0 | 53.1862 | 49.989 | 36.5956 | 22.3276 | 9.8711 | 4.2995 | -14.1333 | -0.33074 | 0 | 0
0.583333333333333684August | Resource 1 | Sublap 1 | 14:00 | 6 | 84 | August | 17000 | 0 | 0 | 0 | 0 | 0 | 0 | 0 | 0 | 0 | 0 | 0 | 0 | 0 | 0 | 3.3241 | 3.1243 | 2.2872 | 1.3955 | 0.61694 | 0.26872 | -0.88333 | -0.020671 | 0 | 0 | 0 | 0 | 0 | 0 | 0 | 0 | 0 | 0 | 0 | 0 | 0 | 0 | 0 | 0 | 56.5103 | 53.1133 | 38.8828 | 23.7231 | 10.4881 | 4.5683 | -15.0166 | -0.35141 | 0 | 0
0.583333333333333684September | Resource 1 | Sublap 1 | 14:00 | 6 | 84 | September | 18000 | 0 | 0 | 0 | 0 | 0 | 0 | 0 | 0 | 0 | 0 | 0 | 0 | 0 | 0 | 3.3241 | 3.1243 | 2.2872 | 1.3955 | 0.61694 | 0.26872 | -0.88333 | -0.020671 | 0 | 0 | 0 | 0 | 0 | 0 | 0 | 0 | 0 | 0 | 0 | 0 | 0 | 0 | 0 | 0 | 59.8345 | 56.2377 | 41.1701 | 25.1186 | 11.105 | 4.837 | -15.9 | -0.37208 | 0 | 0
0.583333333333333684October | Resource 1 | Sublap 1 | 14:00 | 6 | 84 | October | 19000 | 0 | 0 | 0 | 0 | 0 | 0 | 0 | 0 | 0 | 0 | 0 | 0 | 0 | 0 | 3.3241 | 3.1243 | 2.2872 | 1.3955 | 0.61694 | 0.26872 | -0.88333 | -0.020671 | 0 | 0 | 0 | 0 | 0 | 0 | 0 | 0 | 0 | 0 | 0 | 0 | 0 | 0 | 0 | 0 | 63.1586 | 59.362 | 43.4573 | 26.514 | 11.7219 | 5.1057 | -16.7833 | -0.39275 | 0 | 0
0.583333333333333684November | Resource 1 | Sublap 1 | 14:00 | 6 | 84 | November | 20000 | 0 | 0 | 0 | 0 | 0 | 0 | 0 | 0 | 0 | 0 | 0 | 0 | 0 | 0 | 3.3241 | 3.1243 | 2.2872 | 1.3955 | 0.61694 | 0.26872 | -0.88333 | -0.020671 | 0 | 0 | 0 | 0 | 0 | 0 | 0 | 0 | 0 | 0 | 0 | 0 | 0 | 0 | 0 | 0 | 66.4827 | 62.4863 | 45.7445 | 27.9095 | 12.3389 | 5.3744 | -17.6666 | -0.41342 | 0 | 0
0.583333333333333684December | Resource 1 | Sublap 1 | 14:00 | 6 | 84 | December | 21000 | 0 | 0 | 0 | 0 | 0 | 0 | 0 | 0 | 0 | 0 | 0 | 0 | 0 | 0 | 3.3241 | 3.1243 | 2.2872 | 1.3955 | 0.61694 | 0.26872 | -0.88333 | -0.020671 | 0 | 0 | 0 | 0 | 0 | 0 | 0 | 0 | 0 | 0 | 0 | 0 | 0 | 0 | 0 | 0 | 69.8069 | 65.6106 | 48.0318 | 29.305 | 12.9558 | 5.6431 | -18.5499 | -0.4341 | 0 | 0
0.583333333333333685January | Resource 1 | Sublap 1 | 14:00 | 6 | 85 | January | 10000 | 0 | 0 | 0 | 0 | 0 | 0 | 0 | 0 | 0 | 0 | 0 | 0 | 0 | 0 | 4.3954 | 4.1621 | 3.2039 | 2.1913 | 1.1446 | 0.33335 | -1.104 | -0.025798 | 0 | 0 | 0 | 0 | 0 | 0 | 0 | 0 | 0 | 0 | 0 | 0 | 0 | 0 | 0 | 0 | 43.9535 | 41.6206 | 32.0391 | 21.913 | 11.4458 | 3.3335 | -11.0403 | -0.25798 | 0 | 0
0.583333333333333685February | Resource 1 | Sublap 1 | 14:00 | 6 | 85 | February | 11000 | 0 | 0 | 0 | 0 | 0 | 0 | 0 | 0 | 0 | 0 | 0 | 0 | 0 | 0 | 4.3954 | 4.1621 | 3.2039 | 2.1913 | 1.1446 | 0.33335 | -1.104 | -0.025798 | 0 | 0 | 0 | 0 | 0 | 0 | 0 | 0 | 0 | 0 | 0 | 0 | 0 | 0 | 0 | 0 | 48.3489 | 45.7827 | 35.243 | 24.1043 | 12.5903 | 3.6668 | -12.1443 | -0.28378 | 0 | 0
0.583333333333333685March | Resource 1 | Sublap 1 | 14:00 | 6 | 85 | March | 12000 | 0 | 0 | 0 | 0 | 0 | 0 | 0 | 0 | 0 | 0 | 0 | 0 | 0 | 0 | 4.3954 | 4.1621 | 3.2039 | 2.1913 | 1.1446 | 0.33335 | -1.104 | -0.025798 | 0 | 0 | 0 | 0 | 0 | 0 | 0 | 0 | 0 | 0 | 0 | 0 | 0 | 0 | 0 | 0 | 52.7443 | 49.9447 | 38.4469 | 26.2956 | 13.7349 | 4.0002 | -13.2483 | -0.30958 | 0 | 0
0.583333333333333685April | Resource 1 | Sublap 1 | 14:00 | 6 | 85 | April | 13000 | 0 | 0 | 0 | 0 | 0 | 0 | 0 | 0 | 0 | 0 | 0 | 0 | 0 | 0 | 4.3954 | 4.1621 | 3.2039 | 2.1913 | 1.1446 | 0.33335 | -1.104 | -0.025798 | 0 | 0 | 0 | 0 | 0 | 0 | 0 | 0 | 0 | 0 | 0 | 0 | 0 | 0 | 0 | 0 | 57.1396 | 54.1068 | 41.6508 | 28.4869 | 14.8795 | 4.3335 | -14.3524 | -0.33537 | 0 | 0
0.583333333333333685May | Resource 1 | Sublap 1 | 14:00 | 6 | 85 | May | 14000 | 0 | 0 | 0 | 0 | 0 | 0 | 0 | 0 | 0 | 0 | 0 | 0 | 0 | 0 | 4.3954 | 4.1621 | 3.2039 | 2.1913 | 1.1446 | 0.33335 | -1.104 | -0.025798 | 0 | 0 | 0 | 0 | 0 | 0 | 0 | 0 | 0 | 0 | 0 | 0 | 0 | 0 | 0 | 0 | 61.535 | 58.2688 | 44.8547 | 30.6782 | 16.0241 | 4.6668 | -15.4564 | -0.36117 | 0 | 0
0.583333333333333685June | Resource 1 | Sublap 1 | 14:00 | 6 | 85 | June | 15000 | 0 | 0 | 0 | 0 | 0 | 0 | 0 | 0 | 0 | 0 | 0 | 0 | 0 | 0 | 4.3954 | 4.1621 | 3.2039 | 2.1913 | 1.1446 | 0.33335 | -1.104 | -0.025798 | 0 | 0 | 0 | 0 | 0 | 0 | 0 | 0 | 0 | 0 | 0 | 0 | 0 | 0 | 0 | 0 | 65.9303 | 62.4309 | 48.0586 | 32.8695 | 17.1686 | 5.0002 | -16.5604 | -0.38697 | 0 | 0
0.583333333333333685July | Resource 1 | Sublap 1 | 14:00 | 6 | 85 | July | 16000 | 0 | 0 | 0 | 0 | 0 | 0 | 0 | 0 | 0 | 0 | 0 | 0 | 0 | 0 | 4.3954 | 4.1621 | 3.2039 | 2.1913 | 1.1446 | 0.33335 | -1.104 | -0.025798 | 0 | 0 | 0 | 0 | 0 | 0 | 0 | 0 | 0 | 0 | 0 | 0 | 0 | 0 | 0 | 0 | 70.3257 | 66.593 | 51.2625 | 35.0608 | 18.3132 | 5.3335 | -17.6644 | -0.41277 | 0 | 0
0.583333333333333685August | Resource 1 | Sublap 1 | 14:00 | 6 | 85 | August | 17000 | 0 | 0 | 0 | 0 | 0 | 0 | 0 | 0 | 0 | 0 | 0 | 0 | 0 | 0 | 4.3954 | 4.1621 | 3.2039 | 2.1913 | 1.1446 | 0.33335 | -1.104 | -0.025798 | 0 | 0 | 0 | 0 | 0 | 0 | 0 | 0 | 0 | 0 | 0 | 0 | 0 | 0 | 0 | 0 | 74.721 | 70.755 | 54.4664 | 37.2522 | 19.4578 | 5.6669 | -18.7685 | -0.43856 | 0 | 0
0.583333333333333685September | Resource 1 | Sublap 1 | 14:00 | 6 | 85 | September | 18000 | 0 | 0 | 0 | 0 | 0 | 0 | 0 | 0 | 0 | 0 | 0 | 0 | 0 | 0 | 4.3954 | 4.1621 | 3.2039 | 2.1913 | 1.1446 | 0.33335 | -1.104 | -0.025798 | 0 | 0 | 0 | 0 | 0 | 0 | 0 | 0 | 0 | 0 | 0 | 0 | 0 | 0 | 0 | 0 | 79.1164 | 74.9171 | 57.6703 | 39.4434 | 20.6024 | 6.0002 | -19.8725 | -0.46436 | 0 | 0
0.583333333333333685October | Resource 1 | Sublap 1 | 14:00 | 6 | 85 | October | 19000 | 0 | 0 | 0 | 0 | 0 | 0 | 0 | 0 | 0 | 0 | 0 | 0 | 0 | 0 | 4.3954 | 4.1621 | 3.2039 | 2.1913 | 1.1446 | 0.33335 | -1.104 | -0.025798 | 0 | 0 | 0 | 0 | 0 | 0 | 0 | 0 | 0 | 0 | 0 | 0 | 0 | 0 | 0 | 0 | 83.5117 | 79.0791 | 60.8743 | 41.6347 | 21.7469 | 6.3336 | -20.9765 | -0.49016 | 0 | 0
0.583333333333333685November | Resource 1 | Sublap 1 | 14:00 | 6 | 85 | November | 20000 | 0 | 0 | 0 | 0 | 0 | 0 | 0 | 0 | 0 | 0 | 0 | 0 | 0 | 0 | 4.3954 | 4.1621 | 3.2039 | 2.1913 | 1.1446 | 0.33335 | -1.104 | -0.025798 | 0 | 0 | 0 | 0 | 0 | 0 | 0 | 0 | 0 | 0 | 0 | 0 | 0 | 0 | 0 | 0 | 87.9071 | 83.2412 | 64.0782 | 43.8261 | 22.8915 | 6.6669 | -22.0806 | -0.51596 | 0 | 0
0.583333333333333685December | Resource 1 | Sublap 1 | 14:00 | 6 | 85 | December | 21000 | 0 | 0 | 0 | 0 | 0 | 0 | 0 | 0 | 0 | 0 | 0 | 0 | 0 | 0 | 4.3954 | 4.1621 | 3.2039 | 2.1913 | 1.1446 | 0.33335 | -1.104 | -0.025798 | 0 | 0 | 0 | 0 | 0 | 0 | 0 | 0 | 0 | 0 | 0 | 0 | 0 | 0 | 0 | 0 | 92.3024 | 87.4033 | 67.2821 | 46.0174 | 24.0361 | 7.0003 | -23.1846 | -0.54176 | 0 | 0
0.583333333333333686January | Resource 1 | Sublap 1 | 14:00 | 6 | 86 | January | 10000 | 0 | 0 | 0 | 0 | 0 | 0 | 0 | 0 | 0 | 0 | 0 | 0 | 0 | 0 | 3.9777 | 3.6884 | 2.7786 | 1.8026 | 0.81482 | 0.30237 | -0.99826 | -0.023341 | 0 | 0 | 0 | 0 | 0 | 0 | 0 | 0 | 0 | 0 | 0 | 0 | 0 | 0 | 0 | 0 | 39.7766 | 36.8839 | 27.7864 | 18.0264 | 8.1482 | 3.0237 | -9.9826 | -0.23341 | 0 | 0
0.583333333333333686February | Resource 1 | Sublap 1 | 14:00 | 6 | 86 | February | 11000 | 0 | 0 | 0 | 0 | 0 | 0 | 0 | 0 | 0 | 0 | 0 | 0 | 0 | 0 | 3.9777 | 3.6884 | 2.7786 | 1.8026 | 0.81482 | 0.30237 | -0.99826 | -0.023341 | 0 | 0 | 0 | 0 | 0 | 0 | 0 | 0 | 0 | 0 | 0 | 0 | 0 | 0 | 0 | 0 | 43.7543 | 40.5723 | 30.5651 | 19.829 | 8.9631 | 3.3261 | -10.9809 | -0.25675 | 0 | 0
0.583333333333333686March | Resource 1 | Sublap 1 | 14:00 | 6 | 86 | March | 12000 | 0 | 0 | 0 | 0 | 0 | 0 | 0 | 0 | 0 | 0 | 0 | 0 | 0 | 0 | 3.9777 | 3.6884 | 2.7786 | 1.8026 | 0.81482 | 0.30237 | -0.99826 | -0.023341 | 0 | 0 | 0 | 0 | 0 | 0 | 0 | 0 | 0 | 0 | 0 | 0 | 0 | 0 | 0 | 0 | 47.7319 | 44.2607 | 33.3437 | 21.6317 | 9.7779 | 3.6285 | -11.9791 | -0.28009 | 0 | 0
0.583333333333333686April | Resource 1 | Sublap 1 | 14:00 | 6 | 86 | April | 13000 | 0 | 0 | 0 | 0 | 0 | 0 | 0 | 0 | 0 | 0 | 0 | 0 | 0 | 0 | 3.9777 | 3.6884 | 2.7786 | 1.8026 | 0.81482 | 0.30237 | -0.99826 | -0.023341 | 0 | 0 | 0 | 0 | 0 | 0 | 0 | 0 | 0 | 0 | 0 | 0 | 0 | 0 | 0 | 0 | 51.7096 | 47.949 | 36.1224 | 23.4343 | 10.5927 | 3.9309 | -12.9774 | -0.30343 | 0 | 0
0.583333333333333686May | Resource 1 | Sublap 1 | 14:00 | 6 | 86 | May | 14000 | 0 | 0 | 0 | 0 | 0 | 0 | 0 | 0 | 0 | 0 | 0 | 0 | 0 | 0 | 3.9777 | 3.6884 | 2.7786 | 1.8026 | 0.81482 | 0.30237 | -0.99826 | -0.023341 | 0 | 0 | 0 | 0 | 0 | 0 | 0 | 0 | 0 | 0 | 0 | 0 | 0 | 0 | 0 | 0 | 55.6873 | 51.6374 | 38.901 | 25.237 | 11.4075 | 4.2332 | -13.9756 | -0.32677 | 0 | 0
0.583333333333333686June | Resource 1 | Sublap 1 | 14:00 | 6 | 86 | June | 15000 | 0 | 0 | 0 | 0 | 0 | 0 | 0 | 0 | 0 | 0 | 0 | 0 | 0 | 0 | 3.9777 | 3.6884 | 2.7786 | 1.8026 | 0.81482 | 0.30237 | -0.99826 | -0.023341 | 0 | 0 | 0 | 0 | 0 | 0 | 0 | 0 | 0 | 0 | 0 | 0 | 0 | 0 | 0 | 0 | 59.6649 | 55.3258 | 41.6797 | 27.0396 | 12.2224 | 4.5356 | -14.9739 | -0.35011 | 0 | 0
0.583333333333333686July | Resource 1 | Sublap 1 | 14:00 | 6 | 86 | July | 16000 | 0 | 0 | 0 | 0 | 0 | 0 | 0 | 0 | 0 | 0 | 0 | 0 | 0 | 0 | 3.9777 | 3.6884 | 2.7786 | 1.8026 | 0.81482 | 0.30237 | -0.99826 | -0.023341 | 0 | 0 | 0 | 0 | 0 | 0 | 0 | 0 | 0 | 0 | 0 | 0 | 0 | 0 | 0 | 0 | 63.6426 | 59.0142 | 44.4583 | 28.8422 | 13.0372 | 4.838 | -15.9721 | -0.37346 | 0 | 0
0.583333333333333686August | Resource 1 | Sublap 1 | 14:00 | 6 | 86 | August | 17000 | 0 | 0 | 0 | 0 | 0 | 0 | 0 | 0 | 0 | 0 | 0 | 0 | 0 | 0 | 3.9777 | 3.6884 | 2.7786 | 1.8026 | 0.81482 | 0.30237 | -0.99826 | -0.023341 | 0 | 0 | 0 | 0 | 0 | 0 | 0 | 0 | 0 | 0 | 0 | 0 | 0 | 0 | 0 | 0 | 67.6202 | 62.7026 | 47.237 | 30.6449 | 13.852 | 5.1404 | -16.9704 | -0.3968 | 0 | 0
0.583333333333333686September | Resource 1 | Sublap 1 | 14:00 | 6 | 86 | September | 18000 | 0 | 0 | 0 | 0 | 0 | 0 | 0 | 0 | 0 | 0 | 0 | 0 | 0 | 0 | 3.9777 | 3.6884 | 2.7786 | 1.8026 | 0.81482 | 0.30237 | -0.99826 | -0.023341 | 0 | 0 | 0 | 0 | 0 | 0 | 0 | 0 | 0 | 0 | 0 | 0 | 0 | 0 | 0 | 0 | 71.5979 | 66.391 | 50.0156 | 32.4475 | 14.6668 | 5.4427 | -17.9687 | -0.42014 | 0 | 0
0.583333333333333686October | Resource 1 | Sublap 1 | 14:00 | 6 | 86 | October | 19000 | 0 | 0 | 0 | 0 | 0 | 0 | 0 | 0 | 0 | 0 | 0 | 0 | 0 | 0 | 3.9777 | 3.6884 | 2.7786 | 1.8026 | 0.81482 | 0.30237 | -0.99826 | -0.023341 | 0 | 0 | 0 | 0 | 0 | 0 | 0 | 0 | 0 | 0 | 0 | 0 | 0 | 0 | 0 | 0 | 75.5756 | 70.0794 | 52.7942 | 34.2501 | 15.4816 | 5.7451 | -18.9669 | -0.44348 | 0 | 0
0.583333333333333686November | Resource 1 | Sublap 1 | 14:00 | 6 | 86 | November | 20000 | 0 | 0 | 0 | 0 | 0 | 0 | 0 | 0 | 0 | 0 | 0 | 0 | 0 | 0 | 3.9777 | 3.6884 | 2.7786 | 1.8026 | 0.81482 | 0.30237 | -0.99826 | -0.023341 | 0 | 0 | 0 | 0 | 0 | 0 | 0 | 0 | 0 | 0 | 0 | 0 | 0 | 0 | 0 | 0 | 79.5532 | 73.7678 | 55.5729 | 36.0528 | 16.2965 | 6.0475 | -19.9652 | -0.46682 | 0 | 0
0.583333333333333686December | Resource 1 | Sublap 1 | 14:00 | 6 | 86 | December | 21000 | 0 | 0 | 0 | 0 | 0 | 0 | 0 | 0 | 0 | 0 | 0 | 0 | 0 | 0 | 3.9777 | 3.6884 | 2.7786 | 1.8026 | 0.81482 | 0.30237 | -0.99826 | -0.023341 | 0 | 0 | 0 | 0 | 0 | 0 | 0 | 0 | 0 | 0 | 0 | 0 | 0 | 0 | 0 | 0 | 83.5309 | 77.4562 | 58.3515 | 37.8554 | 17.1113 | 6.3499 | -20.9634 | -0.49016 | 0 | 0
0.583333333333333687January | Resource 1 | Sublap 1 | 14:00 | 6 | 87 | January | 10000 | 0 | 0 | 0 | 0 | 0 | 0 | 0 | 0 | 0 | 0 | 0 | 0 | 0 | 0 | 4.4154 | 4.1897 | 3.2068 | 2.1397 | 1.0487 | 0.31654 | -1.0466 | -0.024464 | 0 | 0 | 0 | 0 | 0 | 0 | 0 | 0 | 0 | 0 | 0 | 0 | 0 | 0 | 0 | 0 | 44.1541 | 41.8969 | 32.0679 | 21.3966 | 10.4866 | 3.1654 | -10.4662 | -0.24464 | 0 | 0
0.583333333333333687February | Resource 1 | Sublap 1 | 14:00 | 6 | 87 | February | 11000 | 0 | 0 | 0 | 0 | 0 | 0 | 0 | 0 | 0 | 0 | 0 | 0 | 0 | 0 | 4.4154 | 4.1897 | 3.2068 | 2.1397 | 1.0487 | 0.31654 | -1.0466 | -0.024464 | 0 | 0 | 0 | 0 | 0 | 0 | 0 | 0 | 0 | 0 | 0 | 0 | 0 | 0 | 0 | 0 | 48.5695 | 46.0866 | 35.2747 | 23.5363 | 11.5353 | 3.4819 | -11.5128 | -0.26911 | 0 | 0
0.583333333333333687March | Resource 1 | Sublap 1 | 14:00 | 6 | 87 | March | 12000 | 0 | 0 | 0 | 0 | 0 | 0 | 0 | 0 | 0 | 0 | 0 | 0 | 0 | 0 | 4.4154 | 4.1897 | 3.2068 | 2.1397 | 1.0487 | 0.31654 | -1.0466 | -0.024464 | 0 | 0 | 0 | 0 | 0 | 0 | 0 | 0 | 0 | 0 | 0 | 0 | 0 | 0 | 0 | 0 | 52.9849 | 50.2762 | 38.4815 | 25.676 | 12.5839 | 3.7984 | -12.5594 | -0.29357 | 0 | 0
0.583333333333333687April | Resource 1 | Sublap 1 | 14:00 | 6 | 87 | April | 13000 | 0 | 0 | 0 | 0 | 0 | 0 | 0 | 0 | 0 | 0 | 0 | 0 | 0 | 0 | 4.4154 | 4.1897 | 3.2068 | 2.1397 | 1.0487 | 0.31654 | -1.0466 | -0.024464 | 0 | 0 | 0 | 0 | 0 | 0 | 0 | 0 | 0 | 0 | 0 | 0 | 0 | 0 | 0 | 0 | 57.4003 | 54.4659 | 41.6882 | 27.8156 | 13.6326 | 4.115 | -13.606 | -0.31804 | 0 | 0
0.583333333333333687May | Resource 1 | Sublap 1 | 14:00 | 6 | 87 | May | 14000 | 0 | 0 | 0 | 0 | 0 | 0 | 0 | 0 | 0 | 0 | 0 | 0 | 0 | 0 | 4.4154 | 4.1897 | 3.2068 | 2.1397 | 1.0487 | 0.31654 | -1.0466 | -0.024464 | 0 | 0 | 0 | 0 | 0 | 0 | 0 | 0 | 0 | 0 | 0 | 0 | 0 | 0 | 0 | 0 | 61.8157 | 58.6556 | 44.895 | 29.9553 | 14.6813 | 4.4315 | -14.6526 | -0.3425 | 0 | 0
0.583333333333333687June | Resource 1 | Sublap 1 | 14:00 | 6 | 87 | June | 15000 | 0 | 0 | 0 | 0 | 0 | 0 | 0 | 0 | 0 | 0 | 0 | 0 | 0 | 0 | 4.4154 | 4.1897 | 3.2068 | 2.1397 | 1.0487 | 0.31654 | -1.0466 | -0.024464 | 0 | 0 | 0 | 0 | 0 | 0 | 0 | 0 | 0 | 0 | 0 | 0 | 0 | 0 | 0 | 0 | 66.2311 | 62.8453 | 48.1018 | 32.095 | 15.7299 | 4.748 | -15.6992 | -0.36696 | 0 | 0
0.583333333333333687July | Resource 1 | Sublap 1 | 14:00 | 6 | 87 | July | 16000 | 0 | 0 | 0 | 0 | 0 | 0 | 0 | 0 | 0 | 0 | 0 | 0 | 0 | 0 | 4.4154 | 4.1897 | 3.2068 | 2.1397 | 1.0487 | 0.31654 | -1.0466 | -0.024464 | 0 | 0 | 0 | 0 | 0 | 0 | 0 | 0 | 0 | 0 | 0 | 0 | 0 | 0 | 0 | 0 | 70.6465 | 67.035 | 51.3086 | 34.2346 | 16.7786 | 5.0646 | -16.7459 | -0.39143 | 0 | 0
0.583333333333333687August | Resource 1 | Sublap 1 | 14:00 | 6 | 87 | August | 17000 | 0 | 0 | 0 | 0 | 0 | 0 | 0 | 0 | 0 | 0 | 0 | 0 | 0 | 0 | 4.4154 | 4.1897 | 3.2068 | 2.1397 | 1.0487 | 0.31654 | -1.0466 | -0.024464 | 0 | 0 | 0 | 0 | 0 | 0 | 0 | 0 | 0 | 0 | 0 | 0 | 0 | 0 | 0 | 0 | 75.0619 | 71.2247 | 54.5154 | 36.3743 | 17.8273 | 5.3811 | -17.7925 | -0.41589 | 0 | 0
0.583333333333333687September | Resource 1 | Sublap 1 | 14:00 | 6 | 87 | September | 18000 | 0 | 0 | 0 | 0 | 0 | 0 | 0 | 0 | 0 | 0 | 0 | 0 | 0 | 0 | 4.4154 | 4.1897 | 3.2068 | 2.1397 | 1.0487 | 0.31654 | -1.0466 | -0.024464 | 0 | 0 | 0 | 0 | 0 | 0 | 0 | 0 | 0 | 0 | 0 | 0 | 0 | 0 | 0 | 0 | 79.4773 | 75.4144 | 57.7222 | 38.514 | 18.8759 | 5.6976 | -18.8391 | -0.44036 | 0 | 0
0.583333333333333687October | Resource 1 | Sublap 1 | 14:00 | 6 | 87 | October | 19000 | 0 | 0 | 0 | 0 | 0 | 0 | 0 | 0 | 0 | 0 | 0 | 0 | 0 | 0 | 4.4154 | 4.1897 | 3.2068 | 2.1397 | 1.0487 | 0.31654 | -1.0466 | -0.024464 | 0 | 0 | 0 | 0 | 0 | 0 | 0 | 0 | 0 | 0 | 0 | 0 | 0 | 0 | 0 | 0 | 83.8927 | 79.6041 | 60.929 | 40.6536 | 19.9246 | 6.0142 | -19.8857 | -0.46482 | 0 | 0
0.583333333333333687November | Resource 1 | Sublap 1 | 14:00 | 6 | 87 | November | 20000 | 0 | 0 | 0 | 0 | 0 | 0 | 0 | 0 | 0 | 0 | 0 | 0 | 0 | 0 | 4.4154 | 4.1897 | 3.2068 | 2.1397 | 1.0487 | 0.31654 | -1.0466 | -0.024464 | 0 | 0 | 0 | 0 | 0 | 0 | 0 | 0 | 0 | 0 | 0 | 0 | 0 | 0 | 0 | 0 | 88.3081 | 83.7937 | 64.1358 | 42.7933 | 20.9733 | 6.3307 | -20.9323 | -0.48929 | 0 | 0
0.583333333333333687December | Resource 1 | Sublap 1 | 14:00 | 6 | 87 | December | 21000 | 0 | 0 | 0 | 0 | 0 | 0 | 0 | 0 | 0 | 0 | 0 | 0 | 0 | 0 | 4.4154 | 4.1897 | 3.2068 | 2.1397 | 1.0487 | 0.31654 | -1.0466 | -0.024464 | 0 | 0 | 0 | 0 | 0 | 0 | 0 | 0 | 0 | 0 | 0 | 0 | 0 | 0 | 0 | 0 | 92.7235 | 87.9834 | 67.3425 | 44.9329 | 22.0219 | 6.6472 | -21.979 | -0.51375 | 0 | 0
0.583333333333333688January | Resource 1 | Sublap 1 | 14:00 | 6 | 88 | January | 10000 | 0 | 0 | 0 | 0 | 0 | 0 | 0 | 0 | 0 | 0 | 0 | 0 | 0 | 0 | 4.9951 | 4.7034 | 3.6991 | 2.484 | 1.2274 | 0.34714 | -1.1511 | -0.026892 | 0 | 0 | 0 | 0 | 0 | 0 | 0 | 0 | 0 | 0 | 0 | 0 | 0 | 0 | 0 | 0 | 49.9513 | 47.0343 | 36.9906 | 24.8399 | 12.2743 | 3.4714 | -11.5114 | -0.26892 | 0 | 0
0.583333333333333688February | Resource 1 | Sublap 1 | 14:00 | 6 | 88 | February | 11000 | 0 | 0 | 0 | 0 | 0 | 0 | 0 | 0 | 0 | 0 | 0 | 0 | 0 | 0 | 4.9951 | 4.7034 | 3.6991 | 2.484 | 1.2274 | 0.34714 | -1.1511 | -0.026892 | 0 | 0 | 0 | 0 | 0 | 0 | 0 | 0 | 0 | 0 | 0 | 0 | 0 | 0 | 0 | 0 | 54.9464 | 51.7377 | 40.6897 | 27.3239 | 13.5017 | 3.8186 | -12.6626 | -0.29582 | 0 | 0
0.583333333333333688March | Resource 1 | Sublap 1 | 14:00 | 6 | 88 | March | 12000 | 0 | 0 | 0 | 0 | 0 | 0 | 0 | 0 | 0 | 0 | 0 | 0 | 0 | 0 | 4.9951 | 4.7034 | 3.6991 | 2.484 | 1.2274 | 0.34714 | -1.1511 | -0.026892 | 0 | 0 | 0 | 0 | 0 | 0 | 0 | 0 | 0 | 0 | 0 | 0 | 0 | 0 | 0 | 0 | 59.9416 | 56.4411 | 44.3888 | 29.8079 | 14.7291 | 4.1657 | -13.8137 | -0.32271 | 0 | 0
0.583333333333333688April | Resource 1 | Sublap 1 | 14:00 | 6 | 88 | April | 13000 | 0 | 0 | 0 | 0 | 0 | 0 | 0 | 0 | 0 | 0 | 0 | 0 | 0 | 0 | 4.9951 | 4.7034 | 3.6991 | 2.484 | 1.2274 | 0.34714 | -1.1511 | -0.026892 | 0 | 0 | 0 | 0 | 0 | 0 | 0 | 0 | 0 | 0 | 0 | 0 | 0 | 0 | 0 | 0 | 64.9367 | 61.1445 | 48.0878 | 32.2919 | 15.9565 | 4.5129 | -14.9649 | -0.3496 | 0 | 0
0.583333333333333688May | Resource 1 | Sublap 1 | 14:00 | 6 | 88 | May | 14000 | 0 | 0 | 0 | 0 | 0 | 0 | 0 | 0 | 0 | 0 | 0 | 0 | 0 | 0 | 4.9951 | 4.7034 | 3.6991 | 2.484 | 1.2274 | 0.34714 | -1.1511 | -0.026892 | 0 | 0 | 0 | 0 | 0 | 0 | 0 | 0 | 0 | 0 | 0 | 0 | 0 | 0 | 0 | 0 | 69.9318 | 65.848 | 51.7869 | 34.7759 | 17.184 | 4.86 | -16.116 | -0.37649 | 0 | 0
0.583333333333333688June | Resource 1 | Sublap 1 | 14:00 | 6 | 88 | June | 15000 | 0 | 0 | 0 | 0 | 0 | 0 | 0 | 0 | 0 | 0 | 0 | 0 | 0 | 0 | 4.9951 | 4.7034 | 3.6991 | 2.484 | 1.2274 | 0.34714 | -1.1511 | -0.026892 | 0 | 0 | 0 | 0 | 0 | 0 | 0 | 0 | 0 | 0 | 0 | 0 | 0 | 0 | 0 | 0 | 74.927 | 70.5514 | 55.4859 | 37.2599 | 18.4114 | 5.2071 | -17.2671 | -0.40339 | 0 | 0
0.583333333333333688July | Resource 1 | Sublap 1 | 14:00 | 6 | 88 | July | 16000 | 0 | 0 | 0 | 0 | 0 | 0 | 0 | 0 | 0 | 0 | 0 | 0 | 0 | 0 | 4.9951 | 4.7034 | 3.6991 | 2.484 | 1.2274 | 0.34714 | -1.1511 | -0.026892 | 0 | 0 | 0 | 0 | 0 | 0 | 0 | 0 | 0 | 0 | 0 | 0 | 0 | 0 | 0 | 0 | 79.9221 | 75.2548 | 59.185 | 39.7439 | 19.6388 | 5.5543 | -18.4183 | -0.43028 | 0 | 0
0.583333333333333688August | Resource 1 | Sublap 1 | 14:00 | 6 | 88 | August | 17000 | 0 | 0 | 0 | 0 | 0 | 0 | 0 | 0 | 0 | 0 | 0 | 0 | 0 | 0 | 4.9951 | 4.7034 | 3.6991 | 2.484 | 1.2274 | 0.34714 | -1.1511 | -0.026892 | 0 | 0 | 0 | 0 | 0 | 0 | 0 | 0 | 0 | 0 | 0 | 0 | 0 | 0 | 0 | 0 | 84.9172 | 79.9582 | 62.8841 | 42.2279 | 20.8663 | 5.9014 | -19.5694 | -0.45717 | 0 | 0
0.583333333333333688September | Resource 1 | Sublap 1 | 14:00 | 6 | 88 | September | 18000 | 0 | 0 | 0 | 0 | 0 | 0 | 0 | 0 | 0 | 0 | 0 | 0 | 0 | 0 | 4.9951 | 4.7034 | 3.6991 | 2.484 | 1.2274 | 0.34714 | -1.1511 | -0.026892 | 0 | 0 | 0 | 0 | 0 | 0 | 0 | 0 | 0 | 0 | 0 | 0 | 0 | 0 | 0 | 0 | 89.9124 | 84.6617 | 66.5831 | 44.7119 | 22.0937 | 6.2486 | -20.7206 | -0.48406 | 0 | 0
0.583333333333333688October | Resource 1 | Sublap 1 | 14:00 | 6 | 88 | October | 19000 | 0 | 0 | 0 | 0 | 0 | 0 | 0 | 0 | 0 | 0 | 0 | 0 | 0 | 0 | 4.9951 | 4.7034 | 3.6991 | 2.484 | 1.2274 | 0.34714 | -1.1511 | -0.026892 | 0 | 0 | 0 | 0 | 0 | 0 | 0 | 0 | 0 | 0 | 0 | 0 | 0 | 0 | 0 | 0 | 94.9075 | 89.3651 | 70.2822 | 47.1959 | 23.3211 | 6.5957 | -21.8717 | -0.51096 | 0 | 0
0.583333333333333688November | Resource 1 | Sublap 1 | 14:00 | 6 | 88 | November | 20000 | 0 | 0 | 0 | 0 | 0 | 0 | 0 | 0 | 0 | 0 | 0 | 0 | 0 | 0 | 4.9951 | 4.7034 | 3.6991 | 2.484 | 1.2274 | 0.34714 | -1.1511 | -0.026892 | 0 | 0 | 0 | 0 | 0 | 0 | 0 | 0 | 0 | 0 | 0 | 0 | 0 | 0 | 0 | 0 | 99.9026 | 94.0685 | 73.9813 | 49.6799 | 24.5485 | 6.9428 | -23.0228 | -0.53785 | 0 | 0
0.583333333333333688December | Resource 1 | Sublap 1 | 14:00 | 6 | 88 | December | 21000 | 0 | 0 | 0 | 0 | 0 | 0 | 0 | 0 | 0 | 0 | 0 | 0 | 0 | 0 | 4.9951 | 4.7034 | 3.6991 | 2.484 | 1.2274 | 0.34714 | -1.1511 | -0.026892 | 0 | 0 | 0 | 0 | 0 | 0 | 0 | 0 | 0 | 0 | 0 | 0 | 0 | 0 | 0 | 0 | 104.8977 | 98.7719 | 77.6803 | 52.1639 | 25.776 | 7.29 | -24.174 | -0.56474 | 0 | 0
0.583333333333333689January | Resource 1 | Sublap 1 | 14:00 | 6 | 89 | January | 10000 | 0 | 0 | 0 | 0 | 0 | 0 | 0 | 0 | 0 | 0 | 0 | 0 | 0 | 0 | 4.9157 | 4.7159 | 3.6843 | 2.5055 | 1.2728 | 0.33804 | -1.1201 | -0.026171 | 0 | 0 | 0 | 0 | 0 | 0 | 0 | 0 | 0 | 0 | 0 | 0 | 0 | 0 | 0 | 0 | 49.1572 | 47.1589 | 36.8427 | 25.0555 | 12.7283 | 3.3804 | -11.2007 | -0.26171 | 0 | 0
0.583333333333333689February | Resource 1 | Sublap 1 | 14:00 | 6 | 89 | February | 11000 | 0 | 0 | 0 | 0 | 0 | 0 | 0 | 0 | 0 | 0 | 0 | 0 | 0 | 0 | 4.9157 | 4.7159 | 3.6843 | 2.5055 | 1.2728 | 0.33804 | -1.1201 | -0.026171 | 0 | 0 | 0 | 0 | 0 | 0 | 0 | 0 | 0 | 0 | 0 | 0 | 0 | 0 | 0 | 0 | 54.0729 | 51.8748 | 40.527 | 27.561 | 14.0011 | 3.7185 | -12.3208 | -0.28788 | 0 | 0
0.583333333333333689March | Resource 1 | Sublap 1 | 14:00 | 6 | 89 | March | 12000 | 0 | 0 | 0 | 0 | 0 | 0 | 0 | 0 | 0 | 0 | 0 | 0 | 0 | 0 | 4.9157 | 4.7159 | 3.6843 | 2.5055 | 1.2728 | 0.33804 | -1.1201 | -0.026171 | 0 | 0 | 0 | 0 | 0 | 0 | 0 | 0 | 0 | 0 | 0 | 0 | 0 | 0 | 0 | 0 | 58.9886 | 56.5906 | 44.2113 | 30.0666 | 15.2739 | 4.0565 | -13.4408 | -0.31405 | 0 | 0
0.583333333333333689April | Resource 1 | Sublap 1 | 14:00 | 6 | 89 | April | 13000 | 0 | 0 | 0 | 0 | 0 | 0 | 0 | 0 | 0 | 0 | 0 | 0 | 0 | 0 | 4.9157 | 4.7159 | 3.6843 | 2.5055 | 1.2728 | 0.33804 | -1.1201 | -0.026171 | 0 | 0 | 0 | 0 | 0 | 0 | 0 | 0 | 0 | 0 | 0 | 0 | 0 | 0 | 0 | 0 | 63.9044 | 61.3065 | 47.8956 | 32.5721 | 16.5467 | 4.3946 | -14.5609 | -0.34022 | 0 | 0
0.583333333333333689May | Resource 1 | Sublap 1 | 14:00 | 6 | 89 | May | 14000 | 0 | 0 | 0 | 0 | 0 | 0 | 0 | 0 | 0 | 0 | 0 | 0 | 0 | 0 | 4.9157 | 4.7159 | 3.6843 | 2.5055 | 1.2728 | 0.33804 | -1.1201 | -0.026171 | 0 | 0 | 0 | 0 | 0 | 0 | 0 | 0 | 0 | 0 | 0 | 0 | 0 | 0 | 0 | 0 | 68.8201 | 66.0224 | 51.5798 | 35.0777 | 17.8196 | 4.7326 | -15.681 | -0.36639 | 0 | 0
0.583333333333333689June | Resource 1 | Sublap 1 | 14:00 | 6 | 89 | June | 15000 | 0 | 0 | 0 | 0 | 0 | 0 | 0 | 0 | 0 | 0 | 0 | 0 | 0 | 0 | 4.9157 | 4.7159 | 3.6843 | 2.5055 | 1.2728 | 0.33804 | -1.1201 | -0.026171 | 0 | 0 | 0 | 0 | 0 | 0 | 0 | 0 | 0 | 0 | 0 | 0 | 0 | 0 | 0 | 0 | 73.7358 | 70.7383 | 55.2641 | 37.5832 | 19.0924 | 5.0707 | -16.8011 | -0.39256 | 0 | 0
0.583333333333333689July | Resource 1 | Sublap 1 | 14:00 | 6 | 89 | July | 16000 | 0 | 0 | 0 | 0 | 0 | 0 | 0 | 0 | 0 | 0 | 0 | 0 | 0 | 0 | 4.9157 | 4.7159 | 3.6843 | 2.5055 | 1.2728 | 0.33804 | -1.1201 | -0.026171 | 0 | 0 | 0 | 0 | 0 | 0 | 0 | 0 | 0 | 0 | 0 | 0 | 0 | 0 | 0 | 0 | 78.6515 | 75.4542 | 58.9484 | 40.0887 | 20.3652 | 5.4087 | -17.9211 | -0.41873 | 0 | 0
0.583333333333333689August | Resource 1 | Sublap 1 | 14:00 | 6 | 89 | August | 17000 | 0 | 0 | 0 | 0 | 0 | 0 | 0 | 0 | 0 | 0 | 0 | 0 | 0 | 0 | 4.9157 | 4.7159 | 3.6843 | 2.5055 | 1.2728 | 0.33804 | -1.1201 | -0.026171 | 0 | 0 | 0 | 0 | 0 | 0 | 0 | 0 | 0 | 0 | 0 | 0 | 0 | 0 | 0 | 0 | 83.5672 | 80.1701 | 62.6326 | 42.5943 | 21.638 | 5.7467 | -19.0412 | -0.4449 | 0 | 0
0.583333333333333689September | Resource 1 | Sublap 1 | 14:00 | 6 | 89 | September | 18000 | 0 | 0 | 0 | 0 | 0 | 0 | 0 | 0 | 0 | 0 | 0 | 0 | 0 | 0 | 4.9157 | 4.7159 | 3.6843 | 2.5055 | 1.2728 | 0.33804 | -1.1201 | -0.026171 | 0 | 0 | 0 | 0 | 0 | 0 | 0 | 0 | 0 | 0 | 0 | 0 | 0 | 0 | 0 | 0 | 88.4829 | 84.886 | 66.3169 | 45.0998 | 22.9109 | 6.0848 | -20.1613 | -0.47107 | 0 | 0
0.583333333333333689October | Resource 1 | Sublap 1 | 14:00 | 6 | 89 | October | 19000 | 0 | 0 | 0 | 0 | 0 | 0 | 0 | 0 | 0 | 0 | 0 | 0 | 0 | 0 | 4.9157 | 4.7159 | 3.6843 | 2.5055 | 1.2728 | 0.33804 | -1.1201 | -0.026171 | 0 | 0 | 0 | 0 | 0 | 0 | 0 | 0 | 0 | 0 | 0 | 0 | 0 | 0 | 0 | 0 | 93.3987 | 89.6018 | 70.0012 | 47.6054 | 24.1837 | 6.4228 | -21.2813 | -0.49724 | 0 | 0
0.583333333333333689November | Resource 1 | Sublap 1 | 14:00 | 6 | 89 | November | 20000 | 0 | 0 | 0 | 0 | 0 | 0 | 0 | 0 | 0 | 0 | 0 | 0 | 0 | 0 | 4.9157 | 4.7159 | 3.6843 | 2.5055 | 1.2728 | 0.33804 | -1.1201 | -0.026171 | 0 | 0 | 0 | 0 | 0 | 0 | 0 | 0 | 0 | 0 | 0 | 0 | 0 | 0 | 0 | 0 | 98.3144 | 94.3177 | 73.6855 | 50.1109 | 25.4565 | 6.7609 | -22.4014 | -0.52341 | 0 | 0
0.583333333333333689December | Resource 1 | Sublap 1 | 14:00 | 6 | 89 | December | 21000 | 0 | 0 | 0 | 0 | 0 | 0 | 0 | 0 | 0 | 0 | 0 | 0 | 0 | 0 | 4.9157 | 4.7159 | 3.6843 | 2.5055 | 1.2728 | 0.33804 | -1.1201 | -0.026171 | 0 | 0 | 0 | 0 | 0 | 0 | 0 | 0 | 0 | 0 | 0 | 0 | 0 | 0 | 0 | 0 | 103.2301 | 99.0336 | 77.3697 | 52.6165 | 26.7294 | 7.0989 | -23.5215 | -0.54958 | 0 | 0
0.583333333333333690January | Resource 1 | Sublap 1 | 14:00 | 6 | 90 | January | 10000 | 0 | 0 | 0 | 0 | 0 | 0 | 0 | 0 | 0 | 0 | 0 | 0 | 0 | 0 | 5.8078 | 5.4736 | 4.1987 | 2.9071 | 1.4662 | 0.41347 | -1.2671 | -0.029586 | 0 | 0 | 0 | 0 | 0 | 0 | 0 | 0 | 0 | 0 | 0 | 0 | 0 | 0 | 0 | 0 | 58.0779 | 54.7362 | 41.9871 | 29.0706 | 14.662 | 4.1347 | -12.6709 | -0.29586 | 0 | 0
0.583333333333333690February | Resource 1 | Sublap 1 | 14:00 | 6 | 90 | February | 11000 | 0 | 0 | 0 | 0 | 0 | 0 | 0 | 0 | 0 | 0 | 0 | 0 | 0 | 0 | 5.8078 | 5.4736 | 4.1987 | 2.9071 | 1.4662 | 0.41347 | -1.2671 | -0.029586 | 0 | 0 | 0 | 0 | 0 | 0 | 0 | 0 | 0 | 0 | 0 | 0 | 0 | 0 | 0 | 0 | 63.8857 | 60.2098 | 46.1858 | 31.9776 | 16.1282 | 4.5482 | -13.938 | -0.32544 | 0 | 0
0.583333333333333690March | Resource 1 | Sublap 1 | 14:00 | 6 | 90 | March | 12000 | 0 | 0 | 0 | 0 | 0 | 0 | 0 | 0 | 0 | 0 | 0 | 0 | 0 | 0 | 5.8078 | 5.4736 | 4.1987 | 2.9071 | 1.4662 | 0.41347 | -1.2671 | -0.029586 | 0 | 0 | 0 | 0 | 0 | 0 | 0 | 0 | 0 | 0 | 0 | 0 | 0 | 0 | 0 | 0 | 69.6935 | 65.6834 | 50.3845 | 34.8847 | 17.5943 | 4.9617 | -15.2051 | -0.35503 | 0 | 0
0.583333333333333690April | Resource 1 | Sublap 1 | 14:00 | 6 | 90 | April | 13000 | 0 | 0 | 0 | 0 | 0 | 0 | 0 | 0 | 0 | 0 | 0 | 0 | 0 | 0 | 5.8078 | 5.4736 | 4.1987 | 2.9071 | 1.4662 | 0.41347 | -1.2671 | -0.029586 | 0 | 0 | 0 | 0 | 0 | 0 | 0 | 0 | 0 | 0 | 0 | 0 | 0 | 0 | 0 | 0 | 75.5013 | 71.157 | 54.5832 | 37.7917 | 19.0605 | 5.3751 | -16.4722 | -0.38462 | 0 | 0
0.583333333333333690May | Resource 1 | Sublap 1 | 14:00 | 6 | 90 | May | 14000 | 0 | 0 | 0 | 0 | 0 | 0 | 0 | 0 | 0 | 0 | 0 | 0 | 0 | 0 | 5.8078 | 5.4736 | 4.1987 | 2.9071 | 1.4662 | 0.41347 | -1.2671 | -0.029586 | 0 | 0 | 0 | 0 | 0 | 0 | 0 | 0 | 0 | 0 | 0 | 0 | 0 | 0 | 0 | 0 | 81.3091 | 76.6306 | 58.7819 | 40.6988 | 20.5267 | 5.7886 | -17.7393 | -0.4142 | 0 | 0
0.583333333333333690June | Resource 1 | Sublap 1 | 14:00 | 6 | 90 | June | 15000 | 0 | 0 | 0 | 0 | 0 | 0 | 0 | 0 | 0 | 0 | 0 | 0 | 0 | 0 | 5.8078 | 5.4736 | 4.1987 | 2.9071 | 1.4662 | 0.41347 | -1.2671 | -0.029586 | 0 | 0 | 0 | 0 | 0 | 0 | 0 | 0 | 0 | 0 | 0 | 0 | 0 | 0 | 0 | 0 | 87.1169 | 82.1043 | 62.9806 | 43.6058 | 21.9929 | 6.2021 | -19.0064 | -0.44379 | 0 | 0
0.583333333333333690July | Resource 1 | Sublap 1 | 14:00 | 6 | 90 | July | 16000 | 0 | 0 | 0 | 0 | 0 | 0 | 0 | 0 | 0 | 0 | 0 | 0 | 0 | 0 | 5.8078 | 5.4736 | 4.1987 | 2.9071 | 1.4662 | 0.41347 | -1.2671 | -0.029586 | 0 | 0 | 0 | 0 | 0 | 0 | 0 | 0 | 0 | 0 | 0 | 0 | 0 | 0 | 0 | 0 | 92.9247 | 87.5779 | 67.1793 | 46.5129 | 23.4591 | 6.6155 | -20.2735 | -0.47337 | 0 | 0
0.583333333333333690August | Resource 1 | Sublap 1 | 14:00 | 6 | 90 | August | 17000 | 0 | 0 | 0 | 0 | 0 | 0 | 0 | 0 | 0 | 0 | 0 | 0 | 0 | 0 | 5.8078 | 5.4736 | 4.1987 | 2.9071 | 1.4662 | 0.41347 | -1.2671 | -0.029586 | 0 | 0 | 0 | 0 | 0 | 0 | 0 | 0 | 0 | 0 | 0 | 0 | 0 | 0 | 0 | 0 | 98.7325 | 93.0515 | 71.378 | 49.42 | 24.9253 | 7.029 | -21.5405 | -0.50296 | 0 | 0
0.583333333333333690September | Resource 1 | Sublap 1 | 14:00 | 6 | 90 | September | 18000 | 0 | 0 | 0 | 0 | 0 | 0 | 0 | 0 | 0 | 0 | 0 | 0 | 0 | 0 | 5.8078 | 5.4736 | 4.1987 | 2.9071 | 1.4662 | 0.41347 | -1.2671 | -0.029586 | 0 | 0 | 0 | 0 | 0 | 0 | 0 | 0 | 0 | 0 | 0 | 0 | 0 | 0 | 0 | 0 | 104.5402 | 98.5251 | 75.5767 | 52.327 | 26.3915 | 7.4425 | -22.8076 | -0.53254 | 0 | 0
0.583333333333333690October | Resource 1 | Sublap 1 | 14:00 | 6 | 90 | October | 19000 | 0 | 0 | 0 | 0 | 0 | 0 | 0 | 0 | 0 | 0 | 0 | 0 | 0 | 0 | 5.8078 | 5.4736 | 4.1987 | 2.9071 | 1.4662 | 0.41347 | -1.2671 | -0.029586 | 0 | 0 | 0 | 0 | 0 | 0 | 0 | 0 | 0 | 0 | 0 | 0 | 0 | 0 | 0 | 0 | 110.348 | 103.9987 | 79.7754 | 55.2341 | 27.8577 | 7.856 | -24.0747 | -0.56213 | 0 | 0
0.583333333333333690November | Resource 1 | Sublap 1 | 14:00 | 6 | 90 | November | 20000 | 0 | 0 | 0 | 0 | 0 | 0 | 0 | 0 | 0 | 0 | 0 | 0 | 0 | 0 | 5.8078 | 5.4736 | 4.1987 | 2.9071 | 1.4662 | 0.41347 | -1.2671 | -0.029586 | 0 | 0 | 0 | 0 | 0 | 0 | 0 | 0 | 0 | 0 | 0 | 0 | 0 | 0 | 0 | 0 | 116.1558 | 109.4723 | 83.9741 | 58.1411 | 29.3239 | 8.2694 | -25.3418 | -0.59172 | 0 | 0
0.583333333333333690December | Resource 1 | Sublap 1 | 14:00 | 6 | 90 | December | 21000 | 0 | 0 | 0 | 0 | 0 | 0 | 0 | 0 | 0 | 0 | 0 | 0 | 0 | 0 | 5.8078 | 5.4736 | 4.1987 | 2.9071 | 1.4662 | 0.41347 | -1.2671 | -0.029586 | 0 | 0 | 0 | 0 | 0 | 0 | 0 | 0 | 0 | 0 | 0 | 0 | 0 | 0 | 0 | 0 | 121.9636 | 114.946 | 88.1728 | 61.0482 | 30.7901 | 8.6829 | -26.6089 | -0.6213 | 0 | 0
0.583333333333333691January | Resource 1 | Sublap 1 | 14:00 | 6 | 91 | January | 10000 | 0 | 0 | 0 | 0 | 0 | 0 | 0 | 0 | 0 | 0 | 0 | 0 | 0 | 0 | 6.8118 | 6.5895 | 5.1194 | 3.6504 | 2.0394 | 0.75787 | -1.4281 | -0.033326 | 0 | 0 | 0 | 0 | 0 | 0 | 0 | 0 | 0 | 0 | 0 | 0 | 0 | 0 | 0 | 0 | 68.1184 | 65.8948 | 51.1936 | 36.5039 | 20.3944 | 7.5787 | -14.281 | -0.33326 | 0 | 0
0.583333333333333691February | Resource 1 | Sublap 1 | 14:00 | 6 | 91 | February | 11000 | 0 | 0 | 0 | 0 | 0 | 0 | 0 | 0 | 0 | 0 | 0 | 0 | 0 | 0 | 6.8118 | 6.5895 | 5.1194 | 3.6504 | 2.0394 | 0.75787 | -1.4281 | -0.033326 | 0 | 0 | 0 | 0 | 0 | 0 | 0 | 0 | 0 | 0 | 0 | 0 | 0 | 0 | 0 | 0 | 74.9303 | 72.4842 | 56.313 | 40.1543 | 22.4339 | 8.3366 | -15.7091 | -0.36659 | 0 | 0
0.583333333333333691March | Resource 1 | Sublap 1 | 14:00 | 6 | 91 | March | 12000 | 0 | 0 | 0 | 0 | 0 | 0 | 0 | 0 | 0 | 0 | 0 | 0 | 0 | 0 | 6.8118 | 6.5895 | 5.1194 | 3.6504 | 2.0394 | 0.75787 | -1.4281 | -0.033326 | 0 | 0 | 0 | 0 | 0 | 0 | 0 | 0 | 0 | 0 | 0 | 0 | 0 | 0 | 0 | 0 | 81.7421 | 79.0737 | 61.4323 | 43.8047 | 24.4733 | 9.0945 | -17.1372 | -0.39991 | 0 | 0
0.583333333333333691April | Resource 1 | Sublap 1 | 14:00 | 6 | 91 | April | 13000 | 0 | 0 | 0 | 0 | 0 | 0 | 0 | 0 | 0 | 0 | 0 | 0 | 0 | 0 | 6.8118 | 6.5895 | 5.1194 | 3.6504 | 2.0394 | 0.75787 | -1.4281 | -0.033326 | 0 | 0 | 0 | 0 | 0 | 0 | 0 | 0 | 0 | 0 | 0 | 0 | 0 | 0 | 0 | 0 | 88.554 | 85.6632 | 66.5517 | 47.455 | 26.5128 | 9.8523 | -18.5653 | -0.43324 | 0 | 0
0.583333333333333691May | Resource 1 | Sublap 1 | 14:00 | 6 | 91 | May | 14000 | 0 | 0 | 0 | 0 | 0 | 0 | 0 | 0 | 0 | 0 | 0 | 0 | 0 | 0 | 6.8118 | 6.5895 | 5.1194 | 3.6504 | 2.0394 | 0.75787 | -1.4281 | -0.033326 | 0 | 0 | 0 | 0 | 0 | 0 | 0 | 0 | 0 | 0 | 0 | 0 | 0 | 0 | 0 | 0 | 95.3658 | 92.2527 | 71.6711 | 51.1054 | 28.5522 | 10.6102 | -19.9934 | -0.46656 | 0 | 0
0.583333333333333691June | Resource 1 | Sublap 1 | 14:00 | 6 | 91 | June | 15000 | 0 | 0 | 0 | 0 | 0 | 0 | 0 | 0 | 0 | 0 | 0 | 0 | 0 | 0 | 6.8118 | 6.5895 | 5.1194 | 3.6504 | 2.0394 | 0.75787 | -1.4281 | -0.033326 | 0 | 0 | 0 | 0 | 0 | 0 | 0 | 0 | 0 | 0 | 0 | 0 | 0 | 0 | 0 | 0 | 102.1777 | 98.8422 | 76.7904 | 54.7558 | 30.5917 | 11.3681 | -21.4215 | -0.49989 | 0 | 0
0.583333333333333691July | Resource 1 | Sublap 1 | 14:00 | 6 | 91 | July | 16000 | 0 | 0 | 0 | 0 | 0 | 0 | 0 | 0 | 0 | 0 | 0 | 0 | 0 | 0 | 6.8118 | 6.5895 | 5.1194 | 3.6504 | 2.0394 | 0.75787 | -1.4281 | -0.033326 | 0 | 0 | 0 | 0 | 0 | 0 | 0 | 0 | 0 | 0 | 0 | 0 | 0 | 0 | 0 | 0 | 108.9895 | 105.4316 | 81.9098 | 58.4062 | 32.6311 | 12.126 | -22.8496 | -0.53322 | 0 | 0
0.583333333333333691August | Resource 1 | Sublap 1 | 14:00 | 6 | 91 | August | 17000 | 0 | 0 | 0 | 0 | 0 | 0 | 0 | 0 | 0 | 0 | 0 | 0 | 0 | 0 | 6.8118 | 6.5895 | 5.1194 | 3.6504 | 2.0394 | 0.75787 | -1.4281 | -0.033326 | 0 | 0 | 0 | 0 | 0 | 0 | 0 | 0 | 0 | 0 | 0 | 0 | 0 | 0 | 0 | 0 | 115.8013 | 112.0211 | 87.0292 | 62.0566 | 34.6705 | 12.8838 | -24.2777 | -0.56654 | 0 | 0
0.583333333333333691September | Resource 1 | Sublap 1 | 14:00 | 6 | 91 | September | 18000 | 0 | 0 | 0 | 0 | 0 | 0 | 0 | 0 | 0 | 0 | 0 | 0 | 0 | 0 | 6.8118 | 6.5895 | 5.1194 | 3.6504 | 2.0394 | 0.75787 | -1.4281 | -0.033326 | 0 | 0 | 0 | 0 | 0 | 0 | 0 | 0 | 0 | 0 | 0 | 0 | 0 | 0 | 0 | 0 | 122.6132 | 118.6106 | 92.1485 | 65.707 | 36.71 | 13.6417 | -25.7058 | -0.59987 | 0 | 0
0.583333333333333691October | Resource 1 | Sublap 1 | 14:00 | 6 | 91 | October | 19000 | 0 | 0 | 0 | 0 | 0 | 0 | 0 | 0 | 0 | 0 | 0 | 0 | 0 | 0 | 6.8118 | 6.5895 | 5.1194 | 3.6504 | 2.0394 | 0.75787 | -1.4281 | -0.033326 | 0 | 0 | 0 | 0 | 0 | 0 | 0 | 0 | 0 | 0 | 0 | 0 | 0 | 0 | 0 | 0 | 129.425 | 125.2001 | 97.2679 | 69.3574 | 38.7494 | 14.3996 | -27.1339 | -0.63319 | 0 | 0
0.583333333333333691November | Resource 1 | Sublap 1 | 14:00 | 6 | 91 | November | 20000 | 0 | 0 | 0 | 0 | 0 | 0 | 0 | 0 | 0 | 0 | 0 | 0 | 0 | 0 | 6.8118 | 6.5895 | 5.1194 | 3.6504 | 2.0394 | 0.75787 | -1.4281 | -0.033326 | 0 | 0 | 0 | 0 | 0 | 0 | 0 | 0 | 0 | 0 | 0 | 0 | 0 | 0 | 0 | 0 | 136.2369 | 131.7895 | 102.3873 | 73.0078 | 40.7889 | 15.1575 | -28.562 | -0.66652 | 0 | 0
0.583333333333333691December | Resource 1 | Sublap 1 | 14:00 | 6 | 91 | December | 21000 | 0 | 0 | 0 | 0 | 0 | 0 | 0 | 0 | 0 | 0 | 0 | 0 | 0 | 0 | 6.8118 | 6.5895 | 5.1194 | 3.6504 | 2.0394 | 0.75787 | -1.4281 | -0.033326 | 0 | 0 | 0 | 0 | 0 | 0 | 0 | 0 | 0 | 0 | 0 | 0 | 0 | 0 | 0 | 0 | 143.0487 | 138.379 | 107.5066 | 76.6582 | 42.8283 | 15.9153 | -29.9901 | -0.69985 | 0 | 0
0.583333333333333692January | Resource 1 | Sublap 1 | 14:00 | 6 | 92 | January | 10000 | 0 | 0 | 0 | 0 | 0 | 0 | 0 | 0 | 0 | 0 | 0 | 0 | 0 | 0 | 7.2305 | 7.1306 | 5.502 | 3.9417 | 2.111 | 0.84551 | -1.4682 | -0.034258 | 0 | 0 | 0 | 0 | 0 | 0 | 0 | 0 | 0 | 0 | 0 | 0 | 0 | 0 | 0 | 0 | 72.3054 | 71.3064 | 55.0196 | 39.4171 | 21.1095 | 8.4551 | -14.6823 | -0.34258 | 0 | 0
0.583333333333333692February | Resource 1 | Sublap 1 | 14:00 | 6 | 92 | February | 11000 | 0 | 0 | 0 | 0 | 0 | 0 | 0 | 0 | 0 | 0 | 0 | 0 | 0 | 0 | 7.2305 | 7.1306 | 5.502 | 3.9417 | 2.111 | 0.84551 | -1.4682 | -0.034258 | 0 | 0 | 0 | 0 | 0 | 0 | 0 | 0 | 0 | 0 | 0 | 0 | 0 | 0 | 0 | 0 | 79.5359 | 78.437 | 60.5215 | 43.3588 | 23.2205 | 9.3006 | -16.1505 | -0.37684 | 0 | 0
0.583333333333333692March | Resource 1 | Sublap 1 | 14:00 | 6 | 92 | March | 12000 | 0 | 0 | 0 | 0 | 0 | 0 | 0 | 0 | 0 | 0 | 0 | 0 | 0 | 0 | 7.2305 | 7.1306 | 5.502 | 3.9417 | 2.111 | 0.84551 | -1.4682 | -0.034258 | 0 | 0 | 0 | 0 | 0 | 0 | 0 | 0 | 0 | 0 | 0 | 0 | 0 | 0 | 0 | 0 | 86.7664 | 85.5676 | 66.0235 | 47.3005 | 25.3315 | 10.1461 | -17.6188 | -0.4111 | 0 | 0
0.583333333333333692April | Resource 1 | Sublap 1 | 14:00 | 6 | 92 | April | 13000 | 0 | 0 | 0 | 0 | 0 | 0 | 0 | 0 | 0 | 0 | 0 | 0 | 0 | 0 | 7.2305 | 7.1306 | 5.502 | 3.9417 | 2.111 | 0.84551 | -1.4682 | -0.034258 | 0 | 0 | 0 | 0 | 0 | 0 | 0 | 0 | 0 | 0 | 0 | 0 | 0 | 0 | 0 | 0 | 93.997 | 92.6983 | 71.5254 | 51.2422 | 27.4424 | 10.9917 | -19.087 | -0.44536 | 0 | 0
0.583333333333333692May | Resource 1 | Sublap 1 | 14:00 | 6 | 92 | May | 14000 | 0 | 0 | 0 | 0 | 0 | 0 | 0 | 0 | 0 | 0 | 0 | 0 | 0 | 0 | 7.2305 | 7.1306 | 5.502 | 3.9417 | 2.111 | 0.84551 | -1.4682 | -0.034258 | 0 | 0 | 0 | 0 | 0 | 0 | 0 | 0 | 0 | 0 | 0 | 0 | 0 | 0 | 0 | 0 | 101.2275 | 99.8289 | 77.0274 | 55.1839 | 29.5534 | 11.8372 | -20.5552 | -0.47962 | 0 | 0
0.583333333333333692June | Resource 1 | Sublap 1 | 14:00 | 6 | 92 | June | 15000 | 0 | 0 | 0 | 0 | 0 | 0 | 0 | 0 | 0 | 0 | 0 | 0 | 0 | 0 | 7.2305 | 7.1306 | 5.502 | 3.9417 | 2.111 | 0.84551 | -1.4682 | -0.034258 | 0 | 0 | 0 | 0 | 0 | 0 | 0 | 0 | 0 | 0 | 0 | 0 | 0 | 0 | 0 | 0 | 108.4581 | 106.9595 | 82.5293 | 59.1256 | 31.6643 | 12.6827 | -22.0235 | -0.51387 | 0 | 0
0.583333333333333692July | Resource 1 | Sublap 1 | 14:00 | 6 | 92 | July | 16000 | 0 | 0 | 0 | 0 | 0 | 0 | 0 | 0 | 0 | 0 | 0 | 0 | 0 | 0 | 7.2305 | 7.1306 | 5.502 | 3.9417 | 2.111 | 0.84551 | -1.4682 | -0.034258 | 0 | 0 | 0 | 0 | 0 | 0 | 0 | 0 | 0 | 0 | 0 | 0 | 0 | 0 | 0 | 0 | 115.6886 | 114.0902 | 88.0313 | 63.0673 | 33.7753 | 13.5282 | -23.4917 | -0.54813 | 0 | 0
0.583333333333333692August | Resource 1 | Sublap 1 | 14:00 | 6 | 92 | August | 17000 | 0 | 0 | 0 | 0 | 0 | 0 | 0 | 0 | 0 | 0 | 0 | 0 | 0 | 0 | 7.2305 | 7.1306 | 5.502 | 3.9417 | 2.111 | 0.84551 | -1.4682 | -0.034258 | 0 | 0 | 0 | 0 | 0 | 0 | 0 | 0 | 0 | 0 | 0 | 0 | 0 | 0 | 0 | 0 | 122.9191 | 121.2208 | 93.5333 | 67.009 | 35.8862 | 14.3737 | -24.9599 | -0.58239 | 0 | 0
0.583333333333333692September | Resource 1 | Sublap 1 | 14:00 | 6 | 92 | September | 18000 | 0 | 0 | 0 | 0 | 0 | 0 | 0 | 0 | 0 | 0 | 0 | 0 | 0 | 0 | 7.2305 | 7.1306 | 5.502 | 3.9417 | 2.111 | 0.84551 | -1.4682 | -0.034258 | 0 | 0 | 0 | 0 | 0 | 0 | 0 | 0 | 0 | 0 | 0 | 0 | 0 | 0 | 0 | 0 | 130.1497 | 128.3515 | 99.0352 | 70.9507 | 37.9972 | 15.2192 | -26.4281 | -0.61665 | 0 | 0
0.583333333333333692October | Resource 1 | Sublap 1 | 14:00 | 6 | 92 | October | 19000 | 0 | 0 | 0 | 0 | 0 | 0 | 0 | 0 | 0 | 0 | 0 | 0 | 0 | 0 | 7.2305 | 7.1306 | 5.502 | 3.9417 | 2.111 | 0.84551 | -1.4682 | -0.034258 | 0 | 0 | 0 | 0 | 0 | 0 | 0 | 0 | 0 | 0 | 0 | 0 | 0 | 0 | 0 | 0 | 137.3802 | 135.4821 | 104.5372 | 74.8924 | 40.1082 | 16.0647 | -27.8964 | -0.65091 | 0 | 0
0.583333333333333692November | Resource 1 | Sublap 1 | 14:00 | 6 | 92 | November | 20000 | 0 | 0 | 0 | 0 | 0 | 0 | 0 | 0 | 0 | 0 | 0 | 0 | 0 | 0 | 7.2305 | 7.1306 | 5.502 | 3.9417 | 2.111 | 0.84551 | -1.4682 | -0.034258 | 0 | 0 | 0 | 0 | 0 | 0 | 0 | 0 | 0 | 0 | 0 | 0 | 0 | 0 | 0 | 0 | 144.6107 | 142.6127 | 110.0391 | 78.8341 | 42.2191 | 16.9102 | -29.3646 | -0.68516 | 0 | 0
0.583333333333333692December | Resource 1 | Sublap 1 | 14:00 | 6 | 92 | December | 21000 | 0 | 0 | 0 | 0 | 0 | 0 | 0 | 0 | 0 | 0 | 0 | 0 | 0 | 0 | 7.2305 | 7.1306 | 5.502 | 3.9417 | 2.111 | 0.84551 | -1.4682 | -0.034258 | 0 | 0 | 0 | 0 | 0 | 0 | 0 | 0 | 0 | 0 | 0 | 0 | 0 | 0 | 0 | 0 | 151.8413 | 149.7434 | 115.5411 | 82.7759 | 44.3301 | 17.7557 | -30.8328 | -0.71942 | 0 | 0
0.583333333333333693January | Resource 1 | Sublap 1 | 14:00 | 6 | 93 | January | 10000 | 0 | 0 | 0 | 0 | 0 | 0 | 0 | 0 | 0 | 0 | 0 | 0 | 0 | 0 | 7.7472 | 7.3205 | 5.8345 | 4.2134 | 2.4528 | 1.1359 | -1.5728 | -0.036688 | 0 | 0 | 0 | 0 | 0 | 0 | 0 | 0 | 0 | 0 | 0 | 0 | 0 | 0 | 0 | 0 | 77.4723 | 73.2051 | 58.3454 | 42.1337 | 24.528 | 11.3587 | -15.7281 | -0.36688 | 0 | 0
0.583333333333333693February | Resource 1 | Sublap 1 | 14:00 | 6 | 93 | February | 11000 | 0 | 0 | 0 | 0 | 0 | 0 | 0 | 0 | 0 | 0 | 0 | 0 | 0 | 0 | 7.7472 | 7.3205 | 5.8345 | 4.2134 | 2.4528 | 1.1359 | -1.5728 | -0.036688 | 0 | 0 | 0 | 0 | 0 | 0 | 0 | 0 | 0 | 0 | 0 | 0 | 0 | 0 | 0 | 0 | 85.2196 | 80.5256 | 64.18 | 46.3471 | 26.9808 | 12.4946 | -17.301 | -0.40356 | 0 | 0
0.583333333333333693March | Resource 1 | Sublap 1 | 14:00 | 6 | 93 | March | 12000 | 0 | 0 | 0 | 0 | 0 | 0 | 0 | 0 | 0 | 0 | 0 | 0 | 0 | 0 | 7.7472 | 7.3205 | 5.8345 | 4.2134 | 2.4528 | 1.1359 | -1.5728 | -0.036688 | 0 | 0 | 0 | 0 | 0 | 0 | 0 | 0 | 0 | 0 | 0 | 0 | 0 | 0 | 0 | 0 | 92.9668 | 87.8462 | 70.0145 | 50.5604 | 29.4336 | 13.6305 | -18.8738 | -0.44025 | 0 | 0
0.583333333333333693April | Resource 1 | Sublap 1 | 14:00 | 6 | 93 | April | 13000 | 0 | 0 | 0 | 0 | 0 | 0 | 0 | 0 | 0 | 0 | 0 | 0 | 0 | 0 | 7.7472 | 7.3205 | 5.8345 | 4.2134 | 2.4528 | 1.1359 | -1.5728 | -0.036688 | 0 | 0 | 0 | 0 | 0 | 0 | 0 | 0 | 0 | 0 | 0 | 0 | 0 | 0 | 0 | 0 | 100.714 | 95.1667 | 75.849 | 54.7738 | 31.8864 | 14.7663 | -20.4466 | -0.47694 | 0 | 0
0.583333333333333693May | Resource 1 | Sublap 1 | 14:00 | 6 | 93 | May | 14000 | 0 | 0 | 0 | 0 | 0 | 0 | 0 | 0 | 0 | 0 | 0 | 0 | 0 | 0 | 7.7472 | 7.3205 | 5.8345 | 4.2134 | 2.4528 | 1.1359 | -1.5728 | -0.036688 | 0 | 0 | 0 | 0 | 0 | 0 | 0 | 0 | 0 | 0 | 0 | 0 | 0 | 0 | 0 | 0 | 108.4613 | 102.4872 | 81.6836 | 58.9871 | 34.3392 | 15.9022 | -22.0194 | -0.51363 | 0 | 0
0.583333333333333693June | Resource 1 | Sublap 1 | 14:00 | 6 | 93 | June | 15000 | 0 | 0 | 0 | 0 | 0 | 0 | 0 | 0 | 0 | 0 | 0 | 0 | 0 | 0 | 7.7472 | 7.3205 | 5.8345 | 4.2134 | 2.4528 | 1.1359 | -1.5728 | -0.036688 | 0 | 0 | 0 | 0 | 0 | 0 | 0 | 0 | 0 | 0 | 0 | 0 | 0 | 0 | 0 | 0 | 116.2085 | 109.8077 | 87.5181 | 63.2005 | 36.792 | 17.0381 | -23.5922 | -0.55031 | 0 | 0
0.583333333333333693July | Resource 1 | Sublap 1 | 14:00 | 6 | 93 | July | 16000 | 0 | 0 | 0 | 0 | 0 | 0 | 0 | 0 | 0 | 0 | 0 | 0 | 0 | 0 | 7.7472 | 7.3205 | 5.8345 | 4.2134 | 2.4528 | 1.1359 | -1.5728 | -0.036688 | 0 | 0 | 0 | 0 | 0 | 0 | 0 | 0 | 0 | 0 | 0 | 0 | 0 | 0 | 0 | 0 | 123.9557 | 117.1282 | 93.3526 | 67.4139 | 39.2448 | 18.1739 | -25.165 | -0.587 | 0 | 0
0.583333333333333693August | Resource 1 | Sublap 1 | 14:00 | 6 | 93 | August | 17000 | 0 | 0 | 0 | 0 | 0 | 0 | 0 | 0 | 0 | 0 | 0 | 0 | 0 | 0 | 7.7472 | 7.3205 | 5.8345 | 4.2134 | 2.4528 | 1.1359 | -1.5728 | -0.036688 | 0 | 0 | 0 | 0 | 0 | 0 | 0 | 0 | 0 | 0 | 0 | 0 | 0 | 0 | 0 | 0 | 131.703 | 124.4487 | 99.1872 | 71.6273 | 41.6976 | 19.3098 | -26.7378 | -0.62369 | 0 | 0
0.583333333333333693September | Resource 1 | Sublap 1 | 14:00 | 6 | 93 | September | 18000 | 0 | 0 | 0 | 0 | 0 | 0 | 0 | 0 | 0 | 0 | 0 | 0 | 0 | 0 | 7.7472 | 7.3205 | 5.8345 | 4.2134 | 2.4528 | 1.1359 | -1.5728 | -0.036688 | 0 | 0 | 0 | 0 | 0 | 0 | 0 | 0 | 0 | 0 | 0 | 0 | 0 | 0 | 0 | 0 | 139.4502 | 131.7692 | 105.0217 | 75.8406 | 44.1504 | 20.4457 | -28.3106 | -0.66038 | 0 | 0
0.583333333333333693October | Resource 1 | Sublap 1 | 14:00 | 6 | 93 | October | 19000 | 0 | 0 | 0 | 0 | 0 | 0 | 0 | 0 | 0 | 0 | 0 | 0 | 0 | 0 | 7.7472 | 7.3205 | 5.8345 | 4.2134 | 2.4528 | 1.1359 | -1.5728 | -0.036688 | 0 | 0 | 0 | 0 | 0 | 0 | 0 | 0 | 0 | 0 | 0 | 0 | 0 | 0 | 0 | 0 | 147.1974 | 139.0898 | 110.8563 | 80.054 | 46.6032 | 21.5816 | -29.8835 | -0.69707 | 0 | 0
0.583333333333333693November | Resource 1 | Sublap 1 | 14:00 | 6 | 93 | November | 20000 | 0 | 0 | 0 | 0 | 0 | 0 | 0 | 0 | 0 | 0 | 0 | 0 | 0 | 0 | 7.7472 | 7.3205 | 5.8345 | 4.2134 | 2.4528 | 1.1359 | -1.5728 | -0.036688 | 0 | 0 | 0 | 0 | 0 | 0 | 0 | 0 | 0 | 0 | 0 | 0 | 0 | 0 | 0 | 0 | 154.9447 | 146.4103 | 116.6908 | 84.2674 | 49.056 | 22.7174 | -31.4563 | -0.73375 | 0 | 0
0.583333333333333693December | Resource 1 | Sublap 1 | 14:00 | 6 | 93 | December | 21000 | 0 | 0 | 0 | 0 | 0 | 0 | 0 | 0 | 0 | 0 | 0 | 0 | 0 | 0 | 7.7472 | 7.3205 | 5.8345 | 4.2134 | 2.4528 | 1.1359 | -1.5728 | -0.036688 | 0 | 0 | 0 | 0 | 0 | 0 | 0 | 0 | 0 | 0 | 0 | 0 | 0 | 0 | 0 | 0 | 162.6919 | 153.7308 | 122.5254 | 88.4807 | 51.5088 | 23.8533 | -33.0291 | -0.77044 | 0 | 0
0.583333333333333694January | Resource 1 | Sublap 1 | 14:00 | 6 | 94 | January | 10000 | 0 | 0 | 0 | 0 | 0 | 0 | 0 | 0 | 0 | 0 | 0 | 0 | 0 | 0 | 7.7535 | 7.3429 | 5.6249 | 3.9626 | 2.3707 | 0.9083 | -1.5748 | -0.036733 | 0 | 0 | 0 | 0 | 0 | 0 | 0 | 0 | 0 | 0 | 0 | 0 | 0 | 0 | 0 | 0 | 77.5352 | 73.4289 | 56.2494 | 39.6257 | 23.7066 | 9.083 | -15.7476 | -0.36733 | 0 | 0
0.583333333333333694February | Resource 1 | Sublap 1 | 14:00 | 6 | 94 | February | 11000 | 0 | 0 | 0 | 0 | 0 | 0 | 0 | 0 | 0 | 0 | 0 | 0 | 0 | 0 | 7.7535 | 7.3429 | 5.6249 | 3.9626 | 2.3707 | 0.9083 | -1.5748 | -0.036733 | 0 | 0 | 0 | 0 | 0 | 0 | 0 | 0 | 0 | 0 | 0 | 0 | 0 | 0 | 0 | 0 | 85.2887 | 80.7717 | 61.8743 | 43.5883 | 26.0772 | 9.9913 | -17.3224 | -0.40406 | 0 | 0
0.583333333333333694March | Resource 1 | Sublap 1 | 14:00 | 6 | 94 | March | 12000 | 0 | 0 | 0 | 0 | 0 | 0 | 0 | 0 | 0 | 0 | 0 | 0 | 0 | 0 | 7.7535 | 7.3429 | 5.6249 | 3.9626 | 2.3707 | 0.9083 | -1.5748 | -0.036733 | 0 | 0 | 0 | 0 | 0 | 0 | 0 | 0 | 0 | 0 | 0 | 0 | 0 | 0 | 0 | 0 | 93.0423 | 88.1146 | 67.4993 | 47.5508 | 28.4479 | 10.8996 | -18.8971 | -0.44079 | 0 | 0
0.583333333333333694April | Resource 1 | Sublap 1 | 14:00 | 6 | 94 | April | 13000 | 0 | 0 | 0 | 0 | 0 | 0 | 0 | 0 | 0 | 0 | 0 | 0 | 0 | 0 | 7.7535 | 7.3429 | 5.6249 | 3.9626 | 2.3707 | 0.9083 | -1.5748 | -0.036733 | 0 | 0 | 0 | 0 | 0 | 0 | 0 | 0 | 0 | 0 | 0 | 0 | 0 | 0 | 0 | 0 | 100.7958 | 95.4575 | 73.1242 | 51.5134 | 30.8186 | 11.8079 | -20.4719 | -0.47753 | 0 | 0
0.583333333333333694May | Resource 1 | Sublap 1 | 14:00 | 6 | 94 | May | 14000 | 0 | 0 | 0 | 0 | 0 | 0 | 0 | 0 | 0 | 0 | 0 | 0 | 0 | 0 | 7.7535 | 7.3429 | 5.6249 | 3.9626 | 2.3707 | 0.9083 | -1.5748 | -0.036733 | 0 | 0 | 0 | 0 | 0 | 0 | 0 | 0 | 0 | 0 | 0 | 0 | 0 | 0 | 0 | 0 | 108.5493 | 102.8004 | 78.7491 | 55.476 | 33.1892 | 12.7162 | -22.0467 | -0.51426 | 0 | 0
0.583333333333333694June | Resource 1 | Sublap 1 | 14:00 | 6 | 94 | June | 15000 | 0 | 0 | 0 | 0 | 0 | 0 | 0 | 0 | 0 | 0 | 0 | 0 | 0 | 0 | 7.7535 | 7.3429 | 5.6249 | 3.9626 | 2.3707 | 0.9083 | -1.5748 | -0.036733 | 0 | 0 | 0 | 0 | 0 | 0 | 0 | 0 | 0 | 0 | 0 | 0 | 0 | 0 | 0 | 0 | 116.3028 | 110.1433 | 84.3741 | 59.4386 | 35.5599 | 13.6245 | -23.6214 | -0.55099 | 0 | 0
0.583333333333333694July | Resource 1 | Sublap 1 | 14:00 | 6 | 94 | July | 16000 | 0 | 0 | 0 | 0 | 0 | 0 | 0 | 0 | 0 | 0 | 0 | 0 | 0 | 0 | 7.7535 | 7.3429 | 5.6249 | 3.9626 | 2.3707 | 0.9083 | -1.5748 | -0.036733 | 0 | 0 | 0 | 0 | 0 | 0 | 0 | 0 | 0 | 0 | 0 | 0 | 0 | 0 | 0 | 0 | 124.0564 | 117.4862 | 89.999 | 63.4011 | 37.9305 | 14.5328 | -25.1962 | -0.58773 | 0 | 0
0.583333333333333694August | Resource 1 | Sublap 1 | 14:00 | 6 | 94 | August | 17000 | 0 | 0 | 0 | 0 | 0 | 0 | 0 | 0 | 0 | 0 | 0 | 0 | 0 | 0 | 7.7535 | 7.3429 | 5.6249 | 3.9626 | 2.3707 | 0.9083 | -1.5748 | -0.036733 | 0 | 0 | 0 | 0 | 0 | 0 | 0 | 0 | 0 | 0 | 0 | 0 | 0 | 0 | 0 | 0 | 131.8099 | 124.8291 | 95.6239 | 67.3637 | 40.3012 | 15.4411 | -26.7709 | -0.62446 | 0 | 0
0.583333333333333694September | Resource 1 | Sublap 1 | 14:00 | 6 | 94 | September | 18000 | 0 | 0 | 0 | 0 | 0 | 0 | 0 | 0 | 0 | 0 | 0 | 0 | 0 | 0 | 7.7535 | 7.3429 | 5.6249 | 3.9626 | 2.3707 | 0.9083 | -1.5748 | -0.036733 | 0 | 0 | 0 | 0 | 0 | 0 | 0 | 0 | 0 | 0 | 0 | 0 | 0 | 0 | 0 | 0 | 139.5634 | 132.172 | 101.2489 | 71.3263 | 42.6719 | 16.3494 | -28.3457 | -0.66119 | 0 | 0
0.583333333333333694October | Resource 1 | Sublap 1 | 14:00 | 6 | 94 | October | 19000 | 0 | 0 | 0 | 0 | 0 | 0 | 0 | 0 | 0 | 0 | 0 | 0 | 0 | 0 | 7.7535 | 7.3429 | 5.6249 | 3.9626 | 2.3707 | 0.9083 | -1.5748 | -0.036733 | 0 | 0 | 0 | 0 | 0 | 0 | 0 | 0 | 0 | 0 | 0 | 0 | 0 | 0 | 0 | 0 | 147.3169 | 139.5148 | 106.8738 | 75.2888 | 45.0425 | 17.2577 | -29.9205 | -0.69793 | 0 | 0
0.583333333333333694November | Resource 1 | Sublap 1 | 14:00 | 6 | 94 | November | 20000 | 0 | 0 | 0 | 0 | 0 | 0 | 0 | 0 | 0 | 0 | 0 | 0 | 0 | 0 | 7.7535 | 7.3429 | 5.6249 | 3.9626 | 2.3707 | 0.9083 | -1.5748 | -0.036733 | 0 | 0 | 0 | 0 | 0 | 0 | 0 | 0 | 0 | 0 | 0 | 0 | 0 | 0 | 0 | 0 | 155.0704 | 146.8577 | 112.4988 | 79.2514 | 47.4132 | 18.166 | -31.4952 | -0.73466 | 0 | 0
0.583333333333333694December | Resource 1 | Sublap 1 | 14:00 | 6 | 94 | December | 21000 | 0 | 0 | 0 | 0 | 0 | 0 | 0 | 0 | 0 | 0 | 0 | 0 | 0 | 0 | 7.7535 | 7.3429 | 5.6249 | 3.9626 | 2.3707 | 0.9083 | -1.5748 | -0.036733 | 0 | 0 | 0 | 0 | 0 | 0 | 0 | 0 | 0 | 0 | 0 | 0 | 0 | 0 | 0 | 0 | 162.824 | 154.2006 | 118.1237 | 83.214 | 49.7838 | 19.0743 | -33.07 | -0.77139 | 0 | 0
0.583333333333333695January | Resource 1 | Sublap 1 | 14:00 | 6 | 95 | January | 10000 | 0 | 0 | 0 | 0 | 0 | 0 | 0 | 0 | 0 | 0 | 0 | 0 | 0 | 0 | 10.2552 | 10.9577 | 8.8714 | 6.7165 | 4.5266 | 2.6241 | -2.0585 | -0.047969 | 0 | 0 | 0 | 0 | 0 | 0 | 0 | 0 | 0 | 0 | 0 | 0 | 0 | 0 | 0 | 0 | 102.5524 | 109.5769 | 88.7136 | 67.1648 | 45.2664 | 26.2408 | -20.5845 | -0.47969 | 0 | 0
0.583333333333333695February | Resource 1 | Sublap 1 | 14:00 | 6 | 95 | February | 11000 | 0 | 0 | 0 | 0 | 0 | 0 | 0 | 0 | 0 | 0 | 0 | 0 | 0 | 0 | 10.2552 | 10.9577 | 8.8714 | 6.7165 | 4.5266 | 2.6241 | -2.0585 | -0.047969 | 0 | 0 | 0 | 0 | 0 | 0 | 0 | 0 | 0 | 0 | 0 | 0 | 0 | 0 | 0 | 0 | 112.8076 | 120.5346 | 97.585 | 73.8813 | 49.793 | 28.8649 | -22.643 | -0.52766 | 0 | 0
0.583333333333333695March | Resource 1 | Sublap 1 | 14:00 | 6 | 95 | March | 12000 | 0 | 0 | 0 | 0 | 0 | 0 | 0 | 0 | 0 | 0 | 0 | 0 | 0 | 0 | 10.2552 | 10.9577 | 8.8714 | 6.7165 | 4.5266 | 2.6241 | -2.0585 | -0.047969 | 0 | 0 | 0 | 0 | 0 | 0 | 0 | 0 | 0 | 0 | 0 | 0 | 0 | 0 | 0 | 0 | 123.0629 | 131.4923 | 106.4564 | 80.5978 | 54.3196 | 31.489 | -24.7014 | -0.57563 | 0 | 0
0.583333333333333695April | Resource 1 | Sublap 1 | 14:00 | 6 | 95 | April | 13000 | 0 | 0 | 0 | 0 | 0 | 0 | 0 | 0 | 0 | 0 | 0 | 0 | 0 | 0 | 10.2552 | 10.9577 | 8.8714 | 6.7165 | 4.5266 | 2.6241 | -2.0585 | -0.047969 | 0 | 0 | 0 | 0 | 0 | 0 | 0 | 0 | 0 | 0 | 0 | 0 | 0 | 0 | 0 | 0 | 133.3181 | 142.45 | 115.3277 | 87.3143 | 58.8463 | 34.113 | -26.7599 | -0.62359 | 0 | 0
0.583333333333333695May | Resource 1 | Sublap 1 | 14:00 | 6 | 95 | May | 14000 | 0 | 0 | 0 | 0 | 0 | 0 | 0 | 0 | 0 | 0 | 0 | 0 | 0 | 0 | 10.2552 | 10.9577 | 8.8714 | 6.7165 | 4.5266 | 2.6241 | -2.0585 | -0.047969 | 0 | 0 | 0 | 0 | 0 | 0 | 0 | 0 | 0 | 0 | 0 | 0 | 0 | 0 | 0 | 0 | 143.5734 | 153.4077 | 124.1991 | 94.0308 | 63.3729 | 36.7371 | -28.8183 | -0.67156 | 0 | 0
0.583333333333333695June | Resource 1 | Sublap 1 | 14:00 | 6 | 95 | June | 15000 | 0 | 0 | 0 | 0 | 0 | 0 | 0 | 0 | 0 | 0 | 0 | 0 | 0 | 0 | 10.2552 | 10.9577 | 8.8714 | 6.7165 | 4.5266 | 2.6241 | -2.0585 | -0.047969 | 0 | 0 | 0 | 0 | 0 | 0 | 0 | 0 | 0 | 0 | 0 | 0 | 0 | 0 | 0 | 0 | 153.8286 | 164.3654 | 133.0704 | 100.7473 | 67.8996 | 39.3612 | -30.8768 | -0.71953 | 0 | 0
0.583333333333333695July | Resource 1 | Sublap 1 | 14:00 | 6 | 95 | July | 16000 | 0 | 0 | 0 | 0 | 0 | 0 | 0 | 0 | 0 | 0 | 0 | 0 | 0 | 0 | 10.2552 | 10.9577 | 8.8714 | 6.7165 | 4.5266 | 2.6241 | -2.0585 | -0.047969 | 0 | 0 | 0 | 0 | 0 | 0 | 0 | 0 | 0 | 0 | 0 | 0 | 0 | 0 | 0 | 0 | 164.0838 | 175.323 | 141.9418 | 107.4637 | 72.4262 | 41.9853 | -32.9352 | -0.7675 | 0 | 0
0.583333333333333695August | Resource 1 | Sublap 1 | 14:00 | 6 | 95 | August | 17000 | 0 | 0 | 0 | 0 | 0 | 0 | 0 | 0 | 0 | 0 | 0 | 0 | 0 | 0 | 10.2552 | 10.9577 | 8.8714 | 6.7165 | 4.5266 | 2.6241 | -2.0585 | -0.047969 | 0 | 0 | 0 | 0 | 0 | 0 | 0 | 0 | 0 | 0 | 0 | 0 | 0 | 0 | 0 | 0 | 174.3391 | 186.2807 | 150.8132 | 114.1802 | 76.9528 | 44.6094 | -34.9937 | -0.81547 | 0 | 0
0.583333333333333695September | Resource 1 | Sublap 1 | 14:00 | 6 | 95 | September | 18000 | 0 | 0 | 0 | 0 | 0 | 0 | 0 | 0 | 0 | 0 | 0 | 0 | 0 | 0 | 10.2552 | 10.9577 | 8.8714 | 6.7165 | 4.5266 | 2.6241 | -2.0585 | -0.047969 | 0 | 0 | 0 | 0 | 0 | 0 | 0 | 0 | 0 | 0 | 0 | 0 | 0 | 0 | 0 | 0 | 184.5943 | 197.2384 | 159.6846 | 120.8967 | 81.4795 | 47.2334 | -37.0521 | -0.86344 | 0 | 0
0.583333333333333695October | Resource 1 | Sublap 1 | 14:00 | 6 | 95 | October | 19000 | 0 | 0 | 0 | 0 | 0 | 0 | 0 | 0 | 0 | 0 | 0 | 0 | 0 | 0 | 10.2552 | 10.9577 | 8.8714 | 6.7165 | 4.5266 | 2.6241 | -2.0585 | -0.047969 | 0 | 0 | 0 | 0 | 0 | 0 | 0 | 0 | 0 | 0 | 0 | 0 | 0 | 0 | 0 | 0 | 194.8496 | 208.1961 | 168.5559 | 127.6132 | 86.0061 | 49.8575 | -39.1106 | -0.91141 | 0 | 0
0.583333333333333695November | Resource 1 | Sublap 1 | 14:00 | 6 | 95 | November | 20000 | 0 | 0 | 0 | 0 | 0 | 0 | 0 | 0 | 0 | 0 | 0 | 0 | 0 | 0 | 10.2552 | 10.9577 | 8.8714 | 6.7165 | 4.5266 | 2.6241 | -2.0585 | -0.047969 | 0 | 0 | 0 | 0 | 0 | 0 | 0 | 0 | 0 | 0 | 0 | 0 | 0 | 0 | 0 | 0 | 205.1048 | 219.1538 | 177.4273 | 134.3297 | 90.5327 | 52.4816 | -41.169 | -0.95938 | 0 | 0
0.583333333333333695December | Resource 1 | Sublap 1 | 14:00 | 6 | 95 | December | 21000 | 0 | 0 | 0 | 0 | 0 | 0 | 0 | 0 | 0 | 0 | 0 | 0 | 0 | 0 | 10.2552 | 10.9577 | 8.8714 | 6.7165 | 4.5266 | 2.6241 | -2.0585 | -0.047969 | 0 | 0 | 0 | 0 | 0 | 0 | 0 | 0 | 0 | 0 | 0 | 0 | 0 | 0 | 0 | 0 | 215.36 | 230.1115 | 186.2986 | 141.0462 | 95.0594 | 55.1057 | -43.2275 | -1.0073 | 0 | 0
0.583333333333333696January | Resource 1 | Sublap 1 | 14:00 | 6 | 96 | January | 10000 | 0 | 0 | 0 | 0 | 0 | 0 | 0 | 0 | 0 | 0 | 0 | 0 | 0 | 0 | 9.1247 | 9.7578 | 7.8746 | 6.2276 | 4.1779 | 2.2676 | -1.8322 | -0.042713 | 0 | 0 | 0 | 0 | 0 | 0 | 0 | 0 | 0 | 0 | 0 | 0 | 0 | 0 | 0 | 0 | 91.2466 | 97.5783 | 78.7461 | 62.2756 | 41.779 | 22.6762 | -18.3221 | -0.42713 | 0 | 0
0.583333333333333696February | Resource 1 | Sublap 1 | 14:00 | 6 | 96 | February | 11000 | 0 | 0 | 0 | 0 | 0 | 0 | 0 | 0 | 0 | 0 | 0 | 0 | 0 | 0 | 9.1247 | 9.7578 | 7.8746 | 6.2276 | 4.1779 | 2.2676 | -1.8322 | -0.042713 | 0 | 0 | 0 | 0 | 0 | 0 | 0 | 0 | 0 | 0 | 0 | 0 | 0 | 0 | 0 | 0 | 100.3712 | 107.3361 | 86.6207 | 68.5032 | 45.9569 | 24.9439 | -20.1543 | -0.46985 | 0 | 0
0.583333333333333696March | Resource 1 | Sublap 1 | 14:00 | 6 | 96 | March | 12000 | 0 | 0 | 0 | 0 | 0 | 0 | 0 | 0 | 0 | 0 | 0 | 0 | 0 | 0 | 9.1247 | 9.7578 | 7.8746 | 6.2276 | 4.1779 | 2.2676 | -1.8322 | -0.042713 | 0 | 0 | 0 | 0 | 0 | 0 | 0 | 0 | 0 | 0 | 0 | 0 | 0 | 0 | 0 | 0 | 109.4959 | 117.0939 | 94.4953 | 74.7308 | 50.1348 | 27.2115 | -21.9865 | -0.51256 | 0 | 0
0.583333333333333696April | Resource 1 | Sublap 1 | 14:00 | 6 | 96 | April | 13000 | 0 | 0 | 0 | 0 | 0 | 0 | 0 | 0 | 0 | 0 | 0 | 0 | 0 | 0 | 9.1247 | 9.7578 | 7.8746 | 6.2276 | 4.1779 | 2.2676 | -1.8322 | -0.042713 | 0 | 0 | 0 | 0 | 0 | 0 | 0 | 0 | 0 | 0 | 0 | 0 | 0 | 0 | 0 | 0 | 118.6205 | 126.8517 | 102.3699 | 80.9583 | 54.3127 | 29.4791 | -23.8187 | -0.55527 | 0 | 0
0.583333333333333696May | Resource 1 | Sublap 1 | 14:00 | 6 | 96 | May | 14000 | 0 | 0 | 0 | 0 | 0 | 0 | 0 | 0 | 0 | 0 | 0 | 0 | 0 | 0 | 9.1247 | 9.7578 | 7.8746 | 6.2276 | 4.1779 | 2.2676 | -1.8322 | -0.042713 | 0 | 0 | 0 | 0 | 0 | 0 | 0 | 0 | 0 | 0 | 0 | 0 | 0 | 0 | 0 | 0 | 127.7452 | 136.6096 | 110.2445 | 87.1859 | 58.4906 | 31.7467 | -25.6509 | -0.59799 | 0 | 0
0.583333333333333696June | Resource 1 | Sublap 1 | 14:00 | 6 | 96 | June | 15000 | 0 | 0 | 0 | 0 | 0 | 0 | 0 | 0 | 0 | 0 | 0 | 0 | 0 | 0 | 9.1247 | 9.7578 | 7.8746 | 6.2276 | 4.1779 | 2.2676 | -1.8322 | -0.042713 | 0 | 0 | 0 | 0 | 0 | 0 | 0 | 0 | 0 | 0 | 0 | 0 | 0 | 0 | 0 | 0 | 136.8698 | 146.3674 | 118.1191 | 93.4135 | 62.6685 | 34.0144 | -27.4831 | -0.6407 | 0 | 0
0.583333333333333696July | Resource 1 | Sublap 1 | 14:00 | 6 | 96 | July | 16000 | 0 | 0 | 0 | 0 | 0 | 0 | 0 | 0 | 0 | 0 | 0 | 0 | 0 | 0 | 9.1247 | 9.7578 | 7.8746 | 6.2276 | 4.1779 | 2.2676 | -1.8322 | -0.042713 | 0 | 0 | 0 | 0 | 0 | 0 | 0 | 0 | 0 | 0 | 0 | 0 | 0 | 0 | 0 | 0 | 145.9945 | 156.1252 | 125.9937 | 99.641 | 66.8464 | 36.282 | -29.3153 | -0.68341 | 0 | 0
0.583333333333333696August | Resource 1 | Sublap 1 | 14:00 | 6 | 96 | August | 17000 | 0 | 0 | 0 | 0 | 0 | 0 | 0 | 0 | 0 | 0 | 0 | 0 | 0 | 0 | 9.1247 | 9.7578 | 7.8746 | 6.2276 | 4.1779 | 2.2676 | -1.8322 | -0.042713 | 0 | 0 | 0 | 0 | 0 | 0 | 0 | 0 | 0 | 0 | 0 | 0 | 0 | 0 | 0 | 0 | 155.1192 | 165.883 | 133.8683 | 105.8686 | 71.0243 | 38.5496 | -31.1475 | -0.72613 | 0 | 0
0.583333333333333696September | Resource 1 | Sublap 1 | 14:00 | 6 | 96 | September | 18000 | 0 | 0 | 0 | 0 | 0 | 0 | 0 | 0 | 0 | 0 | 0 | 0 | 0 | 0 | 9.1247 | 9.7578 | 7.8746 | 6.2276 | 4.1779 | 2.2676 | -1.8322 | -0.042713 | 0 | 0 | 0 | 0 | 0 | 0 | 0 | 0 | 0 | 0 | 0 | 0 | 0 | 0 | 0 | 0 | 164.2438 | 175.6409 | 141.7429 | 112.0962 | 75.2022 | 40.8172 | -32.9797 | -0.76884 | 0 | 0
0.583333333333333696October | Resource 1 | Sublap 1 | 14:00 | 6 | 96 | October | 19000 | 0 | 0 | 0 | 0 | 0 | 0 | 0 | 0 | 0 | 0 | 0 | 0 | 0 | 0 | 9.1247 | 9.7578 | 7.8746 | 6.2276 | 4.1779 | 2.2676 | -1.8322 | -0.042713 | 0 | 0 | 0 | 0 | 0 | 0 | 0 | 0 | 0 | 0 | 0 | 0 | 0 | 0 | 0 | 0 | 173.3685 | 185.3987 | 149.6175 | 118.3237 | 79.3801 | 43.0848 | -34.812 | -0.81155 | 0 | 0
0.583333333333333696November | Resource 1 | Sublap 1 | 14:00 | 6 | 96 | November | 20000 | 0 | 0 | 0 | 0 | 0 | 0 | 0 | 0 | 0 | 0 | 0 | 0 | 0 | 0 | 9.1247 | 9.7578 | 7.8746 | 6.2276 | 4.1779 | 2.2676 | -1.8322 | -0.042713 | 0 | 0 | 0 | 0 | 0 | 0 | 0 | 0 | 0 | 0 | 0 | 0 | 0 | 0 | 0 | 0 | 182.4931 | 195.1565 | 157.4921 | 124.5513 | 83.558 | 45.3525 | -36.6442 | -0.85427 | 0 | 0
0.583333333333333696December | Resource 1 | Sublap 1 | 14:00 | 6 | 96 | December | 21000 | 0 | 0 | 0 | 0 | 0 | 0 | 0 | 0 | 0 | 0 | 0 | 0 | 0 | 0 | 9.1247 | 9.7578 | 7.8746 | 6.2276 | 4.1779 | 2.2676 | -1.8322 | -0.042713 | 0 | 0 | 0 | 0 | 0 | 0 | 0 | 0 | 0 | 0 | 0 | 0 | 0 | 0 | 0 | 0 | 191.6178 | 204.9144 | 165.3667 | 130.7788 | 87.7359 | 47.6201 | -38.4764 | -0.89698 | 0 | 0
0.583333333333333697January | Resource 1 | Sublap 1 | 14:00 | 6 | 97 | January | 10000 | 0 | 0 | 0 | 0 | 0 | 0 | 0 | 0 | 0 | 0 | 0 | 0 | 0 | 0 | 8.5023 | 9.0102 | 7.0263 | 4.6764 | 2.3397 | 1.0477 | -1.7012 | -0.03967 | 0 | 0 | 0 | 0 | 0 | 0 | 0 | 0 | 0 | 0 | 0 | 0 | 0 | 0 | 0 | 0 | 85.0231 | 90.1025 | 70.2626 | 46.7643 | 23.3968 | 10.4769 | -17.0119 | -0.3967 | 0 | 0
0.583333333333333697February | Resource 1 | Sublap 1 | 14:00 | 6 | 97 | February | 11000 | 0 | 0 | 0 | 0 | 0 | 0 | 0 | 0 | 0 | 0 | 0 | 0 | 0 | 0 | 8.5023 | 9.0102 | 7.0263 | 4.6764 | 2.3397 | 1.0477 | -1.7012 | -0.03967 | 0 | 0 | 0 | 0 | 0 | 0 | 0 | 0 | 0 | 0 | 0 | 0 | 0 | 0 | 0 | 0 | 93.5254 | 99.1128 | 77.2889 | 51.4407 | 25.7365 | 11.5245 | -18.713 | -0.43637 | 0 | 0
0.583333333333333697March | Resource 1 | Sublap 1 | 14:00 | 6 | 97 | March | 12000 | 0 | 0 | 0 | 0 | 0 | 0 | 0 | 0 | 0 | 0 | 0 | 0 | 0 | 0 | 8.5023 | 9.0102 | 7.0263 | 4.6764 | 2.3397 | 1.0477 | -1.7012 | -0.03967 | 0 | 0 | 0 | 0 | 0 | 0 | 0 | 0 | 0 | 0 | 0 | 0 | 0 | 0 | 0 | 0 | 102.0277 | 108.123 | 84.3152 | 56.1172 | 28.0761 | 12.5722 | -20.4142 | -0.47604 | 0 | 0
0.583333333333333697April | Resource 1 | Sublap 1 | 14:00 | 6 | 97 | April | 13000 | 0 | 0 | 0 | 0 | 0 | 0 | 0 | 0 | 0 | 0 | 0 | 0 | 0 | 0 | 8.5023 | 9.0102 | 7.0263 | 4.6764 | 2.3397 | 1.0477 | -1.7012 | -0.03967 | 0 | 0 | 0 | 0 | 0 | 0 | 0 | 0 | 0 | 0 | 0 | 0 | 0 | 0 | 0 | 0 | 110.5301 | 117.1333 | 91.3414 | 60.7936 | 30.4158 | 13.6199 | -22.1154 | -0.51571 | 0 | 0
0.583333333333333697May | Resource 1 | Sublap 1 | 14:00 | 6 | 97 | May | 14000 | 0 | 0 | 0 | 0 | 0 | 0 | 0 | 0 | 0 | 0 | 0 | 0 | 0 | 0 | 8.5023 | 9.0102 | 7.0263 | 4.6764 | 2.3397 | 1.0477 | -1.7012 | -0.03967 | 0 | 0 | 0 | 0 | 0 | 0 | 0 | 0 | 0 | 0 | 0 | 0 | 0 | 0 | 0 | 0 | 119.0324 | 126.1435 | 98.3677 | 65.47 | 32.7555 | 14.6676 | -23.8166 | -0.55538 | 0 | 0
0.583333333333333697June | Resource 1 | Sublap 1 | 14:00 | 6 | 97 | June | 15000 | 0 | 0 | 0 | 0 | 0 | 0 | 0 | 0 | 0 | 0 | 0 | 0 | 0 | 0 | 8.5023 | 9.0102 | 7.0263 | 4.6764 | 2.3397 | 1.0477 | -1.7012 | -0.03967 | 0 | 0 | 0 | 0 | 0 | 0 | 0 | 0 | 0 | 0 | 0 | 0 | 0 | 0 | 0 | 0 | 127.5347 | 135.1537 | 105.394 | 70.1464 | 35.0952 | 15.7153 | -25.5178 | -0.59505 | 0 | 0
0.583333333333333697July | Resource 1 | Sublap 1 | 14:00 | 6 | 97 | July | 16000 | 0 | 0 | 0 | 0 | 0 | 0 | 0 | 0 | 0 | 0 | 0 | 0 | 0 | 0 | 8.5023 | 9.0102 | 7.0263 | 4.6764 | 2.3397 | 1.0477 | -1.7012 | -0.03967 | 0 | 0 | 0 | 0 | 0 | 0 | 0 | 0 | 0 | 0 | 0 | 0 | 0 | 0 | 0 | 0 | 136.037 | 144.164 | 112.4202 | 74.8229 | 37.4349 | 16.763 | -27.219 | -0.63472 | 0 | 0
0.583333333333333697August | Resource 1 | Sublap 1 | 14:00 | 6 | 97 | August | 17000 | 0 | 0 | 0 | 0 | 0 | 0 | 0 | 0 | 0 | 0 | 0 | 0 | 0 | 0 | 8.5023 | 9.0102 | 7.0263 | 4.6764 | 2.3397 | 1.0477 | -1.7012 | -0.03967 | 0 | 0 | 0 | 0 | 0 | 0 | 0 | 0 | 0 | 0 | 0 | 0 | 0 | 0 | 0 | 0 | 144.5393 | 153.1743 | 119.4465 | 79.4993 | 39.7745 | 17.8107 | -28.9202 | -0.67438 | 0 | 0
0.583333333333333697September | Resource 1 | Sublap 1 | 14:00 | 6 | 97 | September | 18000 | 0 | 0 | 0 | 0 | 0 | 0 | 0 | 0 | 0 | 0 | 0 | 0 | 0 | 0 | 8.5023 | 9.0102 | 7.0263 | 4.6764 | 2.3397 | 1.0477 | -1.7012 | -0.03967 | 0 | 0 | 0 | 0 | 0 | 0 | 0 | 0 | 0 | 0 | 0 | 0 | 0 | 0 | 0 | 0 | 153.0416 | 162.1845 | 126.4728 | 84.1757 | 42.1142 | 18.8584 | -30.6213 | -0.71405 | 0 | 0
0.583333333333333697October | Resource 1 | Sublap 1 | 14:00 | 6 | 97 | October | 19000 | 0 | 0 | 0 | 0 | 0 | 0 | 0 | 0 | 0 | 0 | 0 | 0 | 0 | 0 | 8.5023 | 9.0102 | 7.0263 | 4.6764 | 2.3397 | 1.0477 | -1.7012 | -0.03967 | 0 | 0 | 0 | 0 | 0 | 0 | 0 | 0 | 0 | 0 | 0 | 0 | 0 | 0 | 0 | 0 | 161.5439 | 171.1947 | 133.499 | 88.8521 | 44.4539 | 19.906 | -32.3225 | -0.75372 | 0 | 0
0.583333333333333697November | Resource 1 | Sublap 1 | 14:00 | 6 | 97 | November | 20000 | 0 | 0 | 0 | 0 | 0 | 0 | 0 | 0 | 0 | 0 | 0 | 0 | 0 | 0 | 8.5023 | 9.0102 | 7.0263 | 4.6764 | 2.3397 | 1.0477 | -1.7012 | -0.03967 | 0 | 0 | 0 | 0 | 0 | 0 | 0 | 0 | 0 | 0 | 0 | 0 | 0 | 0 | 0 | 0 | 170.0462 | 180.205 | 140.5253 | 93.5286 | 46.7936 | 20.9537 | -34.0237 | -0.79339 | 0 | 0
0.583333333333333697December | Resource 1 | Sublap 1 | 14:00 | 6 | 97 | December | 21000 | 0 | 0 | 0 | 0 | 0 | 0 | 0 | 0 | 0 | 0 | 0 | 0 | 0 | 0 | 8.5023 | 9.0102 | 7.0263 | 4.6764 | 2.3397 | 1.0477 | -1.7012 | -0.03967 | 0 | 0 | 0 | 0 | 0 | 0 | 0 | 0 | 0 | 0 | 0 | 0 | 0 | 0 | 0 | 0 | 178.5486 | 189.2153 | 147.5515 | 98.205 | 49.1333 | 22.0014 | -35.7249 | -0.83306 | 0 | 0
0.583333333333333698January | Resource 1 | Sublap 1 | 14:00 | 6 | 98 | January | 10000 | 0 | 0 | 0 | 0 | 0 | 0 | 0 | 0 | 0 | 0 | 0 | 0 | 0 | 0 | 9.7109 | 10.4007 | 8.7349 | 6.3484 | 3.84 | 1.7672 | -1.9453 | -0.04534 | 0 | 0 | 0 | 0 | 0 | 0 | 0 | 0 | 0 | 0 | 0 | 0 | 0 | 0 | 0 | 0 | 97.1095 | 104.0071 | 87.349 | 63.4837 | 38.4 | 17.6715 | -19.453 | -0.4534 | 0 | 0
0.583333333333333698February | Resource 1 | Sublap 1 | 14:00 | 6 | 98 | February | 11000 | 0 | 0 | 0 | 0 | 0 | 0 | 0 | 0 | 0 | 0 | 0 | 0 | 0 | 0 | 9.7109 | 10.4007 | 8.7349 | 6.3484 | 3.84 | 1.7672 | -1.9453 | -0.04534 | 0 | 0 | 0 | 0 | 0 | 0 | 0 | 0 | 0 | 0 | 0 | 0 | 0 | 0 | 0 | 0 | 106.8204 | 114.4078 | 96.0838 | 69.8321 | 42.24 | 19.4387 | -21.3983 | -0.49874 | 0 | 0
0.583333333333333698March | Resource 1 | Sublap 1 | 14:00 | 6 | 98 | March | 12000 | 0 | 0 | 0 | 0 | 0 | 0 | 0 | 0 | 0 | 0 | 0 | 0 | 0 | 0 | 9.7109 | 10.4007 | 8.7349 | 6.3484 | 3.84 | 1.7672 | -1.9453 | -0.04534 | 0 | 0 | 0 | 0 | 0 | 0 | 0 | 0 | 0 | 0 | 0 | 0 | 0 | 0 | 0 | 0 | 116.5314 | 124.8085 | 104.8187 | 76.1805 | 46.08 | 21.2058 | -23.3436 | -0.54408 | 0 | 0
0.583333333333333698April | Resource 1 | Sublap 1 | 14:00 | 6 | 98 | April | 13000 | 0 | 0 | 0 | 0 | 0 | 0 | 0 | 0 | 0 | 0 | 0 | 0 | 0 | 0 | 9.7109 | 10.4007 | 8.7349 | 6.3484 | 3.84 | 1.7672 | -1.9453 | -0.04534 | 0 | 0 | 0 | 0 | 0 | 0 | 0 | 0 | 0 | 0 | 0 | 0 | 0 | 0 | 0 | 0 | 126.2423 | 135.2092 | 113.5536 | 82.5288 | 49.92 | 22.973 | -25.2889 | -0.58942 | 0 | 0
0.583333333333333698May | Resource 1 | Sublap 1 | 14:00 | 6 | 98 | May | 14000 | 0 | 0 | 0 | 0 | 0 | 0 | 0 | 0 | 0 | 0 | 0 | 0 | 0 | 0 | 9.7109 | 10.4007 | 8.7349 | 6.3484 | 3.84 | 1.7672 | -1.9453 | -0.04534 | 0 | 0 | 0 | 0 | 0 | 0 | 0 | 0 | 0 | 0 | 0 | 0 | 0 | 0 | 0 | 0 | 135.9533 | 145.6099 | 122.2885 | 88.8772 | 53.76 | 24.7401 | -27.2342 | -0.63476 | 0 | 0
0.583333333333333698June | Resource 1 | Sublap 1 | 14:00 | 6 | 98 | June | 15000 | 0 | 0 | 0 | 0 | 0 | 0 | 0 | 0 | 0 | 0 | 0 | 0 | 0 | 0 | 9.7109 | 10.4007 | 8.7349 | 6.3484 | 3.84 | 1.7672 | -1.9453 | -0.04534 | 0 | 0 | 0 | 0 | 0 | 0 | 0 | 0 | 0 | 0 | 0 | 0 | 0 | 0 | 0 | 0 | 145.6642 | 156.0106 | 131.0234 | 95.2256 | 57.6 | 26.5073 | -29.1795 | -0.6801 | 0 | 0
0.583333333333333698July | Resource 1 | Sublap 1 | 14:00 | 6 | 98 | July | 16000 | 0 | 0 | 0 | 0 | 0 | 0 | 0 | 0 | 0 | 0 | 0 | 0 | 0 | 0 | 9.7109 | 10.4007 | 8.7349 | 6.3484 | 3.84 | 1.7672 | -1.9453 | -0.04534 | 0 | 0 | 0 | 0 | 0 | 0 | 0 | 0 | 0 | 0 | 0 | 0 | 0 | 0 | 0 | 0 | 155.3752 | 166.4113 | 139.7583 | 101.5739 | 61.44 | 28.2744 | -31.1248 | -0.72545 | 0 | 0
0.583333333333333698August | Resource 1 | Sublap 1 | 14:00 | 6 | 98 | August | 17000 | 0 | 0 | 0 | 0 | 0 | 0 | 0 | 0 | 0 | 0 | 0 | 0 | 0 | 0 | 9.7109 | 10.4007 | 8.7349 | 6.3484 | 3.84 | 1.7672 | -1.9453 | -0.04534 | 0 | 0 | 0 | 0 | 0 | 0 | 0 | 0 | 0 | 0 | 0 | 0 | 0 | 0 | 0 | 0 | 165.0861 | 176.812 | 148.4932 | 107.9223 | 65.28 | 30.0416 | -33.0701 | -0.77079 | 0 | 0
0.583333333333333698September | Resource 1 | Sublap 1 | 14:00 | 6 | 98 | September | 18000 | 0 | 0 | 0 | 0 | 0 | 0 | 0 | 0 | 0 | 0 | 0 | 0 | 0 | 0 | 9.7109 | 10.4007 | 8.7349 | 6.3484 | 3.84 | 1.7672 | -1.9453 | -0.04534 | 0 | 0 | 0 | 0 | 0 | 0 | 0 | 0 | 0 | 0 | 0 | 0 | 0 | 0 | 0 | 0 | 174.7971 | 187.2127 | 157.2281 | 114.2707 | 69.12 | 31.8087 | -35.0154 | -0.81613 | 0 | 0
0.583333333333333698October | Resource 1 | Sublap 1 | 14:00 | 6 | 98 | October | 19000 | 0 | 0 | 0 | 0 | 0 | 0 | 0 | 0 | 0 | 0 | 0 | 0 | 0 | 0 | 9.7109 | 10.4007 | 8.7349 | 6.3484 | 3.84 | 1.7672 | -1.9453 | -0.04534 | 0 | 0 | 0 | 0 | 0 | 0 | 0 | 0 | 0 | 0 | 0 | 0 | 0 | 0 | 0 | 0 | 184.508 | 197.6134 | 165.963 | 120.6191 | 72.96 | 33.5759 | -36.9607 | -0.86147 | 0 | 0
0.583333333333333698November | Resource 1 | Sublap 1 | 14:00 | 6 | 98 | November | 20000 | 0 | 0 | 0 | 0 | 0 | 0 | 0 | 0 | 0 | 0 | 0 | 0 | 0 | 0 | 9.7109 | 10.4007 | 8.7349 | 6.3484 | 3.84 | 1.7672 | -1.9453 | -0.04534 | 0 | 0 | 0 | 0 | 0 | 0 | 0 | 0 | 0 | 0 | 0 | 0 | 0 | 0 | 0 | 0 | 194.219 | 208.0141 | 174.6979 | 126.9674 | 76.8 | 35.343 | -38.906 | -0.90681 | 0 | 0
0.583333333333333698December | Resource 1 | Sublap 1 | 14:00 | 6 | 98 | December | 21000 | 0 | 0 | 0 | 0 | 0 | 0 | 0 | 0 | 0 | 0 | 0 | 0 | 0 | 0 | 9.7109 | 10.4007 | 8.7349 | 6.3484 | 3.84 | 1.7672 | -1.9453 | -0.04534 | 0 | 0 | 0 | 0 | 0 | 0 | 0 | 0 | 0 | 0 | 0 | 0 | 0 | 0 | 0 | 0 | 203.9299 | 218.4148 | 183.4328 | 133.3158 | 80.64 | 37.1102 | -40.8513 | -0.95215 | 0 | 0
0.583333333333333699January | Resource 1 | Sublap 1 | 14:00 | 6 | 99 | January | 10000 | 0 | 0 | 0 | 0 | 0 | 0 | 0 | 0 | 0 | 0 | 0 | 0 | 0 | 0 | 9.6132 | 10.2743 | 8.4301 | 6.104 | 3.1485 | 1.4679 | -1.924 | -0.044846 | 0 | 0 | 0 | 0 | 0 | 0 | 0 | 0 | 0 | 0 | 0 | 0 | 0 | 0 | 0 | 0 | 96.1315 | 102.7426 | 84.3015 | 61.0398 | 31.4847 | 14.6789 | -19.24 | -0.44846 | 0 | 0
0.583333333333333699February | Resource 1 | Sublap 1 | 14:00 | 6 | 99 | February | 11000 | 0 | 0 | 0 | 0 | 0 | 0 | 0 | 0 | 0 | 0 | 0 | 0 | 0 | 0 | 9.6132 | 10.2743 | 8.4301 | 6.104 | 3.1485 | 1.4679 | -1.924 | -0.044846 | 0 | 0 | 0 | 0 | 0 | 0 | 0 | 0 | 0 | 0 | 0 | 0 | 0 | 0 | 0 | 0 | 105.7447 | 113.0168 | 92.7316 | 67.1438 | 34.6331 | 16.1468 | -21.164 | -0.4933 | 0 | 0
0.583333333333333699March | Resource 1 | Sublap 1 | 14:00 | 6 | 99 | March | 12000 | 0 | 0 | 0 | 0 | 0 | 0 | 0 | 0 | 0 | 0 | 0 | 0 | 0 | 0 | 9.6132 | 10.2743 | 8.4301 | 6.104 | 3.1485 | 1.4679 | -1.924 | -0.044846 | 0 | 0 | 0 | 0 | 0 | 0 | 0 | 0 | 0 | 0 | 0 | 0 | 0 | 0 | 0 | 0 | 115.3578 | 123.2911 | 101.1617 | 73.2478 | 37.7816 | 17.6147 | -23.088 | -0.53815 | 0 | 0
0.583333333333333699April | Resource 1 | Sublap 1 | 14:00 | 6 | 99 | April | 13000 | 0 | 0 | 0 | 0 | 0 | 0 | 0 | 0 | 0 | 0 | 0 | 0 | 0 | 0 | 9.6132 | 10.2743 | 8.4301 | 6.104 | 3.1485 | 1.4679 | -1.924 | -0.044846 | 0 | 0 | 0 | 0 | 0 | 0 | 0 | 0 | 0 | 0 | 0 | 0 | 0 | 0 | 0 | 0 | 124.971 | 133.5653 | 109.5919 | 79.3518 | 40.9301 | 19.0826 | -25.0121 | -0.58299 | 0 | 0
0.583333333333333699May | Resource 1 | Sublap 1 | 14:00 | 6 | 99 | May | 14000 | 0 | 0 | 0 | 0 | 0 | 0 | 0 | 0 | 0 | 0 | 0 | 0 | 0 | 0 | 9.6132 | 10.2743 | 8.4301 | 6.104 | 3.1485 | 1.4679 | -1.924 | -0.044846 | 0 | 0 | 0 | 0 | 0 | 0 | 0 | 0 | 0 | 0 | 0 | 0 | 0 | 0 | 0 | 0 | 134.5841 | 143.8396 | 118.022 | 85.4558 | 44.0785 | 20.5505 | -26.9361 | -0.62784 | 0 | 0
0.583333333333333699June | Resource 1 | Sublap 1 | 14:00 | 6 | 99 | June | 15000 | 0 | 0 | 0 | 0 | 0 | 0 | 0 | 0 | 0 | 0 | 0 | 0 | 0 | 0 | 9.6132 | 10.2743 | 8.4301 | 6.104 | 3.1485 | 1.4679 | -1.924 | -0.044846 | 0 | 0 | 0 | 0 | 0 | 0 | 0 | 0 | 0 | 0 | 0 | 0 | 0 | 0 | 0 | 0 | 144.1973 | 154.1138 | 126.4522 | 91.5597 | 47.227 | 22.0183 | -28.8601 | -0.67268 | 0 | 0
0.583333333333333699July | Resource 1 | Sublap 1 | 14:00 | 6 | 99 | July | 16000 | 0 | 0 | 0 | 0 | 0 | 0 | 0 | 0 | 0 | 0 | 0 | 0 | 0 | 0 | 9.6132 | 10.2743 | 8.4301 | 6.104 | 3.1485 | 1.4679 | -1.924 | -0.044846 | 0 | 0 | 0 | 0 | 0 | 0 | 0 | 0 | 0 | 0 | 0 | 0 | 0 | 0 | 0 | 0 | 153.8104 | 164.3881 | 134.8823 | 97.6637 | 50.3755 | 23.4862 | -30.7841 | -0.71753 | 0 | 0
0.583333333333333699August | Resource 1 | Sublap 1 | 14:00 | 6 | 99 | August | 17000 | 0 | 0 | 0 | 0 | 0 | 0 | 0 | 0 | 0 | 0 | 0 | 0 | 0 | 0 | 9.6132 | 10.2743 | 8.4301 | 6.104 | 3.1485 | 1.4679 | -1.924 | -0.044846 | 0 | 0 | 0 | 0 | 0 | 0 | 0 | 0 | 0 | 0 | 0 | 0 | 0 | 0 | 0 | 0 | 163.4236 | 174.6624 | 143.3125 | 103.7677 | 53.5239 | 24.9541 | -32.7081 | -0.76238 | 0 | 0
0.583333333333333699September | Resource 1 | Sublap 1 | 14:00 | 6 | 99 | September | 18000 | 0 | 0 | 0 | 0 | 0 | 0 | 0 | 0 | 0 | 0 | 0 | 0 | 0 | 0 | 9.6132 | 10.2743 | 8.4301 | 6.104 | 3.1485 | 1.4679 | -1.924 | -0.044846 | 0 | 0 | 0 | 0 | 0 | 0 | 0 | 0 | 0 | 0 | 0 | 0 | 0 | 0 | 0 | 0 | 173.0367 | 184.9366 | 151.7426 | 109.8717 | 56.6724 | 26.422 | -34.6321 | -0.80722 | 0 | 0
0.583333333333333699October | Resource 1 | Sublap 1 | 14:00 | 6 | 99 | October | 19000 | 0 | 0 | 0 | 0 | 0 | 0 | 0 | 0 | 0 | 0 | 0 | 0 | 0 | 0 | 9.6132 | 10.2743 | 8.4301 | 6.104 | 3.1485 | 1.4679 | -1.924 | -0.044846 | 0 | 0 | 0 | 0 | 0 | 0 | 0 | 0 | 0 | 0 | 0 | 0 | 0 | 0 | 0 | 0 | 182.6499 | 195.2109 | 160.1728 | 115.9757 | 59.8209 | 27.8899 | -36.5561 | -0.85207 | 0 | 0
0.583333333333333699November | Resource 1 | Sublap 1 | 14:00 | 6 | 99 | November | 20000 | 0 | 0 | 0 | 0 | 0 | 0 | 0 | 0 | 0 | 0 | 0 | 0 | 0 | 0 | 9.6132 | 10.2743 | 8.4301 | 6.104 | 3.1485 | 1.4679 | -1.924 | -0.044846 | 0 | 0 | 0 | 0 | 0 | 0 | 0 | 0 | 0 | 0 | 0 | 0 | 0 | 0 | 0 | 0 | 192.263 | 205.4851 | 168.6029 | 122.0797 | 62.9693 | 29.3578 | -38.4801 | -0.89691 | 0 | 0
0.583333333333333699December | Resource 1 | Sublap 1 | 14:00 | 6 | 99 | December | 21000 | 0 | 0 | 0 | 0 | 0 | 0 | 0 | 0 | 0 | 0 | 0 | 0 | 0 | 0 | 9.6132 | 10.2743 | 8.4301 | 6.104 | 3.1485 | 1.4679 | -1.924 | -0.044846 | 0 | 0 | 0 | 0 | 0 | 0 | 0 | 0 | 0 | 0 | 0 | 0 | 0 | 0 | 0 | 0 | 201.8762 | 215.7594 | 177.0331 | 128.1836 | 66.1178 | 30.8257 | -40.4041 | -0.94176 | 0 | 0
0.5833333333333336100January | Resource 1 | Sublap 1 | 14:00 | 6 | 100 | January | 10000 | 0 | 0 | 0 | 0 | 0 | 0 | 0 | 0 | 0 | 0 | 0 | 0 | 0 | 0 | 11.1047 | 11.7904 | 11.0714 | 7.2665 | 4.1677 | 2.5442 | -2.2275 | -0.051896 | 0 | 0 | 0 | 0 | 0 | 0 | 0 | 0 | 0 | 0 | 0 | 0 | 0 | 0 | 0 | 0 | 111.0475 | 117.9042 | 110.7135 | 72.6647 | 41.6773 | 25.4416 | -22.2751 | -0.51896 | 0 | 0
0.5833333333333336100February | Resource 1 | Sublap 1 | 14:00 | 6 | 100 | February | 11000 | 0 | 0 | 0 | 0 | 0 | 0 | 0 | 0 | 0 | 0 | 0 | 0 | 0 | 0 | 11.1047 | 11.7904 | 11.0714 | 7.2665 | 4.1677 | 2.5442 | -2.2275 | -0.051896 | 0 | 0 | 0 | 0 | 0 | 0 | 0 | 0 | 0 | 0 | 0 | 0 | 0 | 0 | 0 | 0 | 122.1522 | 129.6946 | 121.7849 | 79.9312 | 45.845 | 27.9858 | -24.5026 | -0.57086 | 0 | 0
0.5833333333333336100March | Resource 1 | Sublap 1 | 14:00 | 6 | 100 | March | 12000 | 0 | 0 | 0 | 0 | 0 | 0 | 0 | 0 | 0 | 0 | 0 | 0 | 0 | 0 | 11.1047 | 11.7904 | 11.0714 | 7.2665 | 4.1677 | 2.5442 | -2.2275 | -0.051896 | 0 | 0 | 0 | 0 | 0 | 0 | 0 | 0 | 0 | 0 | 0 | 0 | 0 | 0 | 0 | 0 | 133.257 | 141.485 | 132.8562 | 87.1977 | 50.0128 | 30.5299 | -26.7302 | -0.62275 | 0 | 0
0.5833333333333336100April | Resource 1 | Sublap 1 | 14:00 | 6 | 100 | April | 13000 | 0 | 0 | 0 | 0 | 0 | 0 | 0 | 0 | 0 | 0 | 0 | 0 | 0 | 0 | 11.1047 | 11.7904 | 11.0714 | 7.2665 | 4.1677 | 2.5442 | -2.2275 | -0.051896 | 0 | 0 | 0 | 0 | 0 | 0 | 0 | 0 | 0 | 0 | 0 | 0 | 0 | 0 | 0 | 0 | 144.3617 | 153.2754 | 143.9276 | 94.4641 | 54.1805 | 33.0741 | -28.9577 | -0.67465 | 0 | 0
0.5833333333333336100May | Resource 1 | Sublap 1 | 14:00 | 6 | 100 | May | 14000 | 0 | 0 | 0 | 0 | 0 | 0 | 0 | 0 | 0 | 0 | 0 | 0 | 0 | 0 | 11.1047 | 11.7904 | 11.0714 | 7.2665 | 4.1677 | 2.5442 | -2.2275 | -0.051896 | 0 | 0 | 0 | 0 | 0 | 0 | 0 | 0 | 0 | 0 | 0 | 0 | 0 | 0 | 0 | 0 | 155.4665 | 165.0659 | 154.9989 | 101.7306 | 58.3482 | 35.6183 | -31.1852 | -0.72655 | 0 | 0
0.5833333333333336100June | Resource 1 | Sublap 1 | 14:00 | 6 | 100 | June | 15000 | 0 | 0 | 0 | 0 | 0 | 0 | 0 | 0 | 0 | 0 | 0 | 0 | 0 | 0 | 11.1047 | 11.7904 | 11.0714 | 7.2665 | 4.1677 | 2.5442 | -2.2275 | -0.051896 | 0 | 0 | 0 | 0 | 0 | 0 | 0 | 0 | 0 | 0 | 0 | 0 | 0 | 0 | 0 | 0 | 166.5712 | 176.8563 | 166.0703 | 108.9971 | 62.5159 | 38.1624 | -33.4127 | -0.77844 | 0 | 0
0.5833333333333336100July | Resource 1 | Sublap 1 | 14:00 | 6 | 100 | July | 16000 | 0 | 0 | 0 | 0 | 0 | 0 | 0 | 0 | 0 | 0 | 0 | 0 | 0 | 0 | 11.1047 | 11.7904 | 11.0714 | 7.2665 | 4.1677 | 2.5442 | -2.2275 | -0.051896 | 0 | 0 | 0 | 0 | 0 | 0 | 0 | 0 | 0 | 0 | 0 | 0 | 0 | 0 | 0 | 0 | 177.676 | 188.6467 | 177.1416 | 116.2636 | 66.6837 | 40.7066 | -35.6402 | -0.83034 | 0 | 0
0.5833333333333336100August | Resource 1 | Sublap 1 | 14:00 | 6 | 100 | August | 17000 | 0 | 0 | 0 | 0 | 0 | 0 | 0 | 0 | 0 | 0 | 0 | 0 | 0 | 0 | 11.1047 | 11.7904 | 11.0714 | 7.2665 | 4.1677 | 2.5442 | -2.2275 | -0.051896 | 0 | 0 | 0 | 0 | 0 | 0 | 0 | 0 | 0 | 0 | 0 | 0 | 0 | 0 | 0 | 0 | 188.7807 | 200.4371 | 188.213 | 123.53 | 70.8514 | 43.2507 | -37.8677 | -0.88223 | 0 | 0
0.5833333333333336100September | Resource 1 | Sublap 1 | 14:00 | 6 | 100 | September | 18000 | 0 | 0 | 0 | 0 | 0 | 0 | 0 | 0 | 0 | 0 | 0 | 0 | 0 | 0 | 11.1047 | 11.7904 | 11.0714 | 7.2665 | 4.1677 | 2.5442 | -2.2275 | -0.051896 | 0 | 0 | 0 | 0 | 0 | 0 | 0 | 0 | 0 | 0 | 0 | 0 | 0 | 0 | 0 | 0 | 199.8855 | 212.2275 | 199.2843 | 130.7965 | 75.0191 | 45.7949 | -40.0953 | -0.93413 | 0 | 0
0.5833333333333336100October | Resource 1 | Sublap 1 | 14:00 | 6 | 100 | October | 19000 | 0 | 0 | 0 | 0 | 0 | 0 | 0 | 0 | 0 | 0 | 0 | 0 | 0 | 0 | 11.1047 | 11.7904 | 11.0714 | 7.2665 | 4.1677 | 2.5442 | -2.2275 | -0.051896 | 0 | 0 | 0 | 0 | 0 | 0 | 0 | 0 | 0 | 0 | 0 | 0 | 0 | 0 | 0 | 0 | 210.9902 | 224.0179 | 210.3557 | 138.063 | 79.1869 | 48.3391 | -42.3228 | -0.98603 | 0 | 0
0.5833333333333336100November | Resource 1 | Sublap 1 | 14:00 | 6 | 100 | November | 20000 | 0 | 0 | 0 | 0 | 0 | 0 | 0 | 0 | 0 | 0 | 0 | 0 | 0 | 0 | 11.1047 | 11.7904 | 11.0714 | 7.2665 | 4.1677 | 2.5442 | -2.2275 | -0.051896 | 0 | 0 | 0 | 0 | 0 | 0 | 0 | 0 | 0 | 0 | 0 | 0 | 0 | 0 | 0 | 0 | 222.095 | 235.8084 | 221.4271 | 145.3295 | 83.3546 | 50.8832 | -44.5503 | -1.0379 | 0 | 0
0.5833333333333336100December | Resource 1 | Sublap 1 | 14:00 | 6 | 100 | December | 21000 | 0 | 0 | 0 | 0 | 0 | 0 | 0 | 0 | 0 | 0 | 0 | 0 | 0 | 0 | 11.1047 | 11.7904 | 11.0714 | 7.2665 | 4.1677 | 2.5442 | -2.2275 | -0.051896 | 0 | 0 | 0 | 0 | 0 | 0 | 0 | 0 | 0 | 0 | 0 | 0 | 0 | 0 | 0 | 0 | 233.1997 | 247.5988 | 232.4984 | 152.5959 | 87.5223 | 53.4274 | -46.7778 | -1.0898 | 0 | 0
0.5833333333333336101January | Resource 1 | Sublap 1 | 14:00 | 6 | 101 | January | 10000 | 0 | 0 | 0 | 0 | 0 | 0 | 0 | 0 | 0 | 0 | 0 | 0 | 0 | 0 | 9.6731 | 10.3154 | 9.2084 | 6.3747 | 3.4489 | 1.3758 | -1.9089 | -0.044494 | 0 | 0 | 0 | 0 | 0 | 0 | 0 | 0 | 0 | 0 | 0 | 0 | 0 | 0 | 0 | 0 | 96.731 | 103.1537 | 92.0843 | 63.7467 | 34.4891 | 13.7578 | -19.0888 | -0.44494 | 0 | 0
0.5833333333333336101February | Resource 1 | Sublap 1 | 14:00 | 6 | 101 | February | 11000 | 0 | 0 | 0 | 0 | 0 | 0 | 0 | 0 | 0 | 0 | 0 | 0 | 0 | 0 | 9.6731 | 10.3154 | 9.2084 | 6.3747 | 3.4489 | 1.3758 | -1.9089 | -0.044494 | 0 | 0 | 0 | 0 | 0 | 0 | 0 | 0 | 0 | 0 | 0 | 0 | 0 | 0 | 0 | 0 | 106.4041 | 113.4691 | 101.2927 | 70.1214 | 37.938 | 15.1335 | -20.9976 | -0.48944 | 0 | 0
0.5833333333333336101March | Resource 1 | Sublap 1 | 14:00 | 6 | 101 | March | 12000 | 0 | 0 | 0 | 0 | 0 | 0 | 0 | 0 | 0 | 0 | 0 | 0 | 0 | 0 | 9.6731 | 10.3154 | 9.2084 | 6.3747 | 3.4489 | 1.3758 | -1.9089 | -0.044494 | 0 | 0 | 0 | 0 | 0 | 0 | 0 | 0 | 0 | 0 | 0 | 0 | 0 | 0 | 0 | 0 | 116.0772 | 123.7845 | 110.5011 | 76.496 | 41.3869 | 16.5093 | -22.9065 | -0.53393 | 0 | 0
0.5833333333333336101April | Resource 1 | Sublap 1 | 14:00 | 6 | 101 | April | 13000 | 0 | 0 | 0 | 0 | 0 | 0 | 0 | 0 | 0 | 0 | 0 | 0 | 0 | 0 | 9.6731 | 10.3154 | 9.2084 | 6.3747 | 3.4489 | 1.3758 | -1.9089 | -0.044494 | 0 | 0 | 0 | 0 | 0 | 0 | 0 | 0 | 0 | 0 | 0 | 0 | 0 | 0 | 0 | 0 | 125.7503 | 134.0999 | 119.7095 | 82.8707 | 44.8358 | 17.8851 | -24.8154 | -0.57842 | 0 | 0
0.5833333333333336101May | Resource 1 | Sublap 1 | 14:00 | 6 | 101 | May | 14000 | 0 | 0 | 0 | 0 | 0 | 0 | 0 | 0 | 0 | 0 | 0 | 0 | 0 | 0 | 9.6731 | 10.3154 | 9.2084 | 6.3747 | 3.4489 | 1.3758 | -1.9089 | -0.044494 | 0 | 0 | 0 | 0 | 0 | 0 | 0 | 0 | 0 | 0 | 0 | 0 | 0 | 0 | 0 | 0 | 135.4234 | 144.4152 | 128.918 | 89.2454 | 48.2847 | 19.2609 | -26.7243 | -0.62292 | 0 | 0
0.5833333333333336101June | Resource 1 | Sublap 1 | 14:00 | 6 | 101 | June | 15000 | 0 | 0 | 0 | 0 | 0 | 0 | 0 | 0 | 0 | 0 | 0 | 0 | 0 | 0 | 9.6731 | 10.3154 | 9.2084 | 6.3747 | 3.4489 | 1.3758 | -1.9089 | -0.044494 | 0 | 0 | 0 | 0 | 0 | 0 | 0 | 0 | 0 | 0 | 0 | 0 | 0 | 0 | 0 | 0 | 145.0965 | 154.7306 | 138.1264 | 95.62 | 51.7336 | 20.6366 | -28.6331 | -0.66741 | 0 | 0
0.5833333333333336101July | Resource 1 | Sublap 1 | 14:00 | 6 | 101 | July | 16000 | 0 | 0 | 0 | 0 | 0 | 0 | 0 | 0 | 0 | 0 | 0 | 0 | 0 | 0 | 9.6731 | 10.3154 | 9.2084 | 6.3747 | 3.4489 | 1.3758 | -1.9089 | -0.044494 | 0 | 0 | 0 | 0 | 0 | 0 | 0 | 0 | 0 | 0 | 0 | 0 | 0 | 0 | 0 | 0 | 154.7696 | 165.046 | 147.3348 | 101.9947 | 55.1825 | 22.0124 | -30.542 | -0.71191 | 0 | 0
0.5833333333333336101August | Resource 1 | Sublap 1 | 14:00 | 6 | 101 | August | 17000 | 0 | 0 | 0 | 0 | 0 | 0 | 0 | 0 | 0 | 0 | 0 | 0 | 0 | 0 | 9.6731 | 10.3154 | 9.2084 | 6.3747 | 3.4489 | 1.3758 | -1.9089 | -0.044494 | 0 | 0 | 0 | 0 | 0 | 0 | 0 | 0 | 0 | 0 | 0 | 0 | 0 | 0 | 0 | 0 | 164.4427 | 175.3613 | 156.5433 | 108.3694 | 58.6314 | 23.3882 | -32.4509 | -0.7564 | 0 | 0
0.5833333333333336101September | Resource 1 | Sublap 1 | 14:00 | 6 | 101 | September | 18000 | 0 | 0 | 0 | 0 | 0 | 0 | 0 | 0 | 0 | 0 | 0 | 0 | 0 | 0 | 9.6731 | 10.3154 | 9.2084 | 6.3747 | 3.4489 | 1.3758 | -1.9089 | -0.044494 | 0 | 0 | 0 | 0 | 0 | 0 | 0 | 0 | 0 | 0 | 0 | 0 | 0 | 0 | 0 | 0 | 174.1158 | 185.6767 | 165.7517 | 114.744 | 62.0803 | 24.764 | -34.3597 | -0.8009 | 0 | 0
0.5833333333333336101October | Resource 1 | Sublap 1 | 14:00 | 6 | 101 | October | 19000 | 0 | 0 | 0 | 0 | 0 | 0 | 0 | 0 | 0 | 0 | 0 | 0 | 0 | 0 | 9.6731 | 10.3154 | 9.2084 | 6.3747 | 3.4489 | 1.3758 | -1.9089 | -0.044494 | 0 | 0 | 0 | 0 | 0 | 0 | 0 | 0 | 0 | 0 | 0 | 0 | 0 | 0 | 0 | 0 | 183.7889 | 195.9921 | 174.9601 | 121.1187 | 65.5292 | 26.1398 | -36.2686 | -0.84539 | 0 | 0
0.5833333333333336101November | Resource 1 | Sublap 1 | 14:00 | 6 | 101 | November | 20000 | 0 | 0 | 0 | 0 | 0 | 0 | 0 | 0 | 0 | 0 | 0 | 0 | 0 | 0 | 9.6731 | 10.3154 | 9.2084 | 6.3747 | 3.4489 | 1.3758 | -1.9089 | -0.044494 | 0 | 0 | 0 | 0 | 0 | 0 | 0 | 0 | 0 | 0 | 0 | 0 | 0 | 0 | 0 | 0 | 193.462 | 206.3074 | 184.1685 | 127.4934 | 68.9781 | 27.5155 | -38.1775 | -0.88988 | 0 | 0
0.5833333333333336101December | Resource 1 | Sublap 1 | 14:00 | 6 | 101 | December | 21000 | 0 | 0 | 0 | 0 | 0 | 0 | 0 | 0 | 0 | 0 | 0 | 0 | 0 | 0 | 9.6731 | 10.3154 | 9.2084 | 6.3747 | 3.4489 | 1.3758 | -1.9089 | -0.044494 | 0 | 0 | 0 | 0 | 0 | 0 | 0 | 0 | 0 | 0 | 0 | 0 | 0 | 0 | 0 | 0 | 203.1351 | 216.6228 | 193.377 | 133.868 | 72.427 | 28.8913 | -40.0864 | -0.93438 | 0 | 0
0.5833333333333336102January | Resource 1 | Sublap 1 | 14:00 | 6 | 102 | January | 10000 | 0 | 0 | 0 | 0 | 0 | 0 | 0 | 0 | 0 | 0 | 0 | 0 | 0 | 0 | 12.4503 | 13.4033 | 12.2672 | 10.5202 | 8.6937 | 4.8339 | -2.4338 | -0.056689 | 0 | 0 | 0 | 0 | 0 | 0 | 0 | 0 | 0 | 0 | 0 | 0 | 0 | 0 | 0 | 0 | 124.5031 | 134.0333 | 122.6721 | 105.202 | 86.9371 | 48.3388 | -24.3383 | -0.56689 | 0 | 0
0.5833333333333336102February | Resource 1 | Sublap 1 | 14:00 | 6 | 102 | February | 11000 | 0 | 0 | 0 | 0 | 0 | 0 | 0 | 0 | 0 | 0 | 0 | 0 | 0 | 0 | 12.4503 | 13.4033 | 12.2672 | 10.5202 | 8.6937 | 4.8339 | -2.4338 | -0.056689 | 0 | 0 | 0 | 0 | 0 | 0 | 0 | 0 | 0 | 0 | 0 | 0 | 0 | 0 | 0 | 0 | 136.9534 | 147.4367 | 134.9393 | 115.7222 | 95.6308 | 53.1727 | -26.7721 | -0.62358 | 0 | 0
0.5833333333333336102March | Resource 1 | Sublap 1 | 14:00 | 6 | 102 | March | 12000 | 0 | 0 | 0 | 0 | 0 | 0 | 0 | 0 | 0 | 0 | 0 | 0 | 0 | 0 | 12.4503 | 13.4033 | 12.2672 | 10.5202 | 8.6937 | 4.8339 | -2.4338 | -0.056689 | 0 | 0 | 0 | 0 | 0 | 0 | 0 | 0 | 0 | 0 | 0 | 0 | 0 | 0 | 0 | 0 | 149.4038 | 160.84 | 147.2065 | 126.2424 | 104.3245 | 58.0065 | -29.2059 | -0.68026 | 0 | 0
0.5833333333333336102April | Resource 1 | Sublap 1 | 14:00 | 6 | 102 | April | 13000 | 0 | 0 | 0 | 0 | 0 | 0 | 0 | 0 | 0 | 0 | 0 | 0 | 0 | 0 | 12.4503 | 13.4033 | 12.2672 | 10.5202 | 8.6937 | 4.8339 | -2.4338 | -0.056689 | 0 | 0 | 0 | 0 | 0 | 0 | 0 | 0 | 0 | 0 | 0 | 0 | 0 | 0 | 0 | 0 | 161.8541 | 174.2433 | 159.4737 | 136.7626 | 113.0182 | 62.8404 | -31.6397 | -0.73695 | 0 | 0
0.5833333333333336102May | Resource 1 | Sublap 1 | 14:00 | 6 | 102 | May | 14000 | 0 | 0 | 0 | 0 | 0 | 0 | 0 | 0 | 0 | 0 | 0 | 0 | 0 | 0 | 12.4503 | 13.4033 | 12.2672 | 10.5202 | 8.6937 | 4.8339 | -2.4338 | -0.056689 | 0 | 0 | 0 | 0 | 0 | 0 | 0 | 0 | 0 | 0 | 0 | 0 | 0 | 0 | 0 | 0 | 174.3044 | 187.6467 | 171.7409 | 147.2828 | 121.7119 | 67.6743 | -34.0736 | -0.79364 | 0 | 0
0.5833333333333336102June | Resource 1 | Sublap 1 | 14:00 | 6 | 102 | June | 15000 | 0 | 0 | 0 | 0 | 0 | 0 | 0 | 0 | 0 | 0 | 0 | 0 | 0 | 0 | 12.4503 | 13.4033 | 12.2672 | 10.5202 | 8.6937 | 4.8339 | -2.4338 | -0.056689 | 0 | 0 | 0 | 0 | 0 | 0 | 0 | 0 | 0 | 0 | 0 | 0 | 0 | 0 | 0 | 0 | 186.7547 | 201.05 | 184.0081 | 157.803 | 130.4057 | 72.5082 | -36.5074 | -0.85033 | 0 | 0
0.5833333333333336102July | Resource 1 | Sublap 1 | 14:00 | 6 | 102 | July | 16000 | 0 | 0 | 0 | 0 | 0 | 0 | 0 | 0 | 0 | 0 | 0 | 0 | 0 | 0 | 12.4503 | 13.4033 | 12.2672 | 10.5202 | 8.6937 | 4.8339 | -2.4338 | -0.056689 | 0 | 0 | 0 | 0 | 0 | 0 | 0 | 0 | 0 | 0 | 0 | 0 | 0 | 0 | 0 | 0 | 199.205 | 214.4533 | 196.2753 | 168.3232 | 139.0994 | 77.3421 | -38.9412 | -0.90702 | 0 | 0
0.5833333333333336102August | Resource 1 | Sublap 1 | 14:00 | 6 | 102 | August | 17000 | 0 | 0 | 0 | 0 | 0 | 0 | 0 | 0 | 0 | 0 | 0 | 0 | 0 | 0 | 12.4503 | 13.4033 | 12.2672 | 10.5202 | 8.6937 | 4.8339 | -2.4338 | -0.056689 | 0 | 0 | 0 | 0 | 0 | 0 | 0 | 0 | 0 | 0 | 0 | 0 | 0 | 0 | 0 | 0 | 211.6553 | 227.8567 | 208.5425 | 178.8434 | 147.7931 | 82.176 | -41.3751 | -0.96371 | 0 | 0
0.5833333333333336102September | Resource 1 | Sublap 1 | 14:00 | 6 | 102 | September | 18000 | 0 | 0 | 0 | 0 | 0 | 0 | 0 | 0 | 0 | 0 | 0 | 0 | 0 | 0 | 12.4503 | 13.4033 | 12.2672 | 10.5202 | 8.6937 | 4.8339 | -2.4338 | -0.056689 | 0 | 0 | 0 | 0 | 0 | 0 | 0 | 0 | 0 | 0 | 0 | 0 | 0 | 0 | 0 | 0 | 224.1056 | 241.26 | 220.8097 | 189.3636 | 156.4868 | 87.0098 | -43.8089 | -1.0204 | 0 | 0
0.5833333333333336102October | Resource 1 | Sublap 1 | 14:00 | 6 | 102 | October | 19000 | 0 | 0 | 0 | 0 | 0 | 0 | 0 | 0 | 0 | 0 | 0 | 0 | 0 | 0 | 12.4503 | 13.4033 | 12.2672 | 10.5202 | 8.6937 | 4.8339 | -2.4338 | -0.056689 | 0 | 0 | 0 | 0 | 0 | 0 | 0 | 0 | 0 | 0 | 0 | 0 | 0 | 0 | 0 | 0 | 236.556 | 254.6633 | 233.0769 | 199.8838 | 165.1805 | 91.8437 | -46.2427 | -1.0771 | 0 | 0
0.5833333333333336102November | Resource 1 | Sublap 1 | 14:00 | 6 | 102 | November | 20000 | 0 | 0 | 0 | 0 | 0 | 0 | 0 | 0 | 0 | 0 | 0 | 0 | 0 | 0 | 12.4503 | 13.4033 | 12.2672 | 10.5202 | 8.6937 | 4.8339 | -2.4338 | -0.056689 | 0 | 0 | 0 | 0 | 0 | 0 | 0 | 0 | 0 | 0 | 0 | 0 | 0 | 0 | 0 | 0 | 249.0063 | 268.0667 | 245.3441 | 210.404 | 173.8742 | 96.6776 | -48.6765 | -1.1338 | 0 | 0
0.5833333333333336102December | Resource 1 | Sublap 1 | 14:00 | 6 | 102 | December | 21000 | 0 | 0 | 0 | 0 | 0 | 0 | 0 | 0 | 0 | 0 | 0 | 0 | 0 | 0 | 12.4503 | 13.4033 | 12.2672 | 10.5202 | 8.6937 | 4.8339 | -2.4338 | -0.056689 | 0 | 0 | 0 | 0 | 0 | 0 | 0 | 0 | 0 | 0 | 0 | 0 | 0 | 0 | 0 | 0 | 261.4566 | 281.47 | 257.6113 | 220.9242 | 182.5679 | 101.5115 | -51.1104 | -1.1905 | 0 | 0
0.5833333333333336103January | Resource 1 | Sublap 1 | 14:00 | 6 | 103 | January | 10000 | 0 | 0 | 0 | 0 | 0 | 0 | 0 | 0 | 0 | 0 | 0 | 0 | 0 | 0 | 12.9915 | 13.9005 | 12.8667 | 11.808 | 8.4498 | 5.6085 | -2.553 | -0.059458 | 0 | 0 | 0 | 0 | 0 | 0 | 0 | 0 | 0 | 0 | 0 | 0 | 0 | 0 | 0 | 0 | 129.9146 | 139.0051 | 128.6668 | 118.0805 | 84.4984 | 56.0854 | -25.5303 | -0.59458 | 0 | 0
0.5833333333333336103February | Resource 1 | Sublap 1 | 14:00 | 6 | 103 | February | 11000 | 0 | 0 | 0 | 0 | 0 | 0 | 0 | 0 | 0 | 0 | 0 | 0 | 0 | 0 | 12.9915 | 13.9005 | 12.8667 | 11.808 | 8.4498 | 5.6085 | -2.553 | -0.059458 | 0 | 0 | 0 | 0 | 0 | 0 | 0 | 0 | 0 | 0 | 0 | 0 | 0 | 0 | 0 | 0 | 142.906 | 152.9055 | 141.5334 | 129.8886 | 92.9482 | 61.6939 | -28.0833 | -0.65403 | 0 | 0
0.5833333333333336103March | Resource 1 | Sublap 1 | 14:00 | 6 | 103 | March | 12000 | 0 | 0 | 0 | 0 | 0 | 0 | 0 | 0 | 0 | 0 | 0 | 0 | 0 | 0 | 12.9915 | 13.9005 | 12.8667 | 11.808 | 8.4498 | 5.6085 | -2.553 | -0.059458 | 0 | 0 | 0 | 0 | 0 | 0 | 0 | 0 | 0 | 0 | 0 | 0 | 0 | 0 | 0 | 0 | 155.8975 | 166.8061 | 154.4001 | 141.6966 | 101.3981 | 67.3024 | -30.6364 | -0.71349 | 0 | 0
0.5833333333333336103April | Resource 1 | Sublap 1 | 14:00 | 6 | 103 | April | 13000 | 0 | 0 | 0 | 0 | 0 | 0 | 0 | 0 | 0 | 0 | 0 | 0 | 0 | 0 | 12.9915 | 13.9005 | 12.8667 | 11.808 | 8.4498 | 5.6085 | -2.553 | -0.059458 | 0 | 0 | 0 | 0 | 0 | 0 | 0 | 0 | 0 | 0 | 0 | 0 | 0 | 0 | 0 | 0 | 168.8889 | 180.7066 | 167.2668 | 153.5047 | 109.8479 | 72.911 | -33.1894 | -0.77295 | 0 | 0
0.5833333333333336103May | Resource 1 | Sublap 1 | 14:00 | 6 | 103 | May | 14000 | 0 | 0 | 0 | 0 | 0 | 0 | 0 | 0 | 0 | 0 | 0 | 0 | 0 | 0 | 12.9915 | 13.9005 | 12.8667 | 11.808 | 8.4498 | 5.6085 | -2.553 | -0.059458 | 0 | 0 | 0 | 0 | 0 | 0 | 0 | 0 | 0 | 0 | 0 | 0 | 0 | 0 | 0 | 0 | 181.8804 | 194.6071 | 180.1335 | 165.3127 | 118.2977 | 78.5195 | -35.7424 | -0.83241 | 0 | 0
0.5833333333333336103June | Resource 1 | Sublap 1 | 14:00 | 6 | 103 | June | 15000 | 0 | 0 | 0 | 0 | 0 | 0 | 0 | 0 | 0 | 0 | 0 | 0 | 0 | 0 | 12.9915 | 13.9005 | 12.8667 | 11.808 | 8.4498 | 5.6085 | -2.553 | -0.059458 | 0 | 0 | 0 | 0 | 0 | 0 | 0 | 0 | 0 | 0 | 0 | 0 | 0 | 0 | 0 | 0 | 194.8718 | 208.5076 | 193.0002 | 177.1208 | 126.7476 | 84.128 | -38.2955 | -0.89187 | 0 | 0
0.5833333333333336103July | Resource 1 | Sublap 1 | 14:00 | 6 | 103 | July | 16000 | 0 | 0 | 0 | 0 | 0 | 0 | 0 | 0 | 0 | 0 | 0 | 0 | 0 | 0 | 12.9915 | 13.9005 | 12.8667 | 11.808 | 8.4498 | 5.6085 | -2.553 | -0.059458 | 0 | 0 | 0 | 0 | 0 | 0 | 0 | 0 | 0 | 0 | 0 | 0 | 0 | 0 | 0 | 0 | 207.8633 | 222.4081 | 205.8668 | 188.9288 | 135.1974 | 89.7366 | -40.8485 | -0.95132 | 0 | 0
0.5833333333333336103August | Resource 1 | Sublap 1 | 14:00 | 6 | 103 | August | 17000 | 0 | 0 | 0 | 0 | 0 | 0 | 0 | 0 | 0 | 0 | 0 | 0 | 0 | 0 | 12.9915 | 13.9005 | 12.8667 | 11.808 | 8.4498 | 5.6085 | -2.553 | -0.059458 | 0 | 0 | 0 | 0 | 0 | 0 | 0 | 0 | 0 | 0 | 0 | 0 | 0 | 0 | 0 | 0 | 220.8548 | 236.3086 | 218.7335 | 200.7369 | 143.6472 | 95.3451 | -43.4015 | -1.0108 | 0 | 0
0.5833333333333336103September | Resource 1 | Sublap 1 | 14:00 | 6 | 103 | September | 18000 | 0 | 0 | 0 | 0 | 0 | 0 | 0 | 0 | 0 | 0 | 0 | 0 | 0 | 0 | 12.9915 | 13.9005 | 12.8667 | 11.808 | 8.4498 | 5.6085 | -2.553 | -0.059458 | 0 | 0 | 0 | 0 | 0 | 0 | 0 | 0 | 0 | 0 | 0 | 0 | 0 | 0 | 0 | 0 | 233.8462 | 250.2091 | 231.6002 | 212.545 | 152.0971 | 100.9536 | -45.9545 | -1.0702 | 0 | 0
0.5833333333333336103October | Resource 1 | Sublap 1 | 14:00 | 6 | 103 | October | 19000 | 0 | 0 | 0 | 0 | 0 | 0 | 0 | 0 | 0 | 0 | 0 | 0 | 0 | 0 | 12.9915 | 13.9005 | 12.8667 | 11.808 | 8.4498 | 5.6085 | -2.553 | -0.059458 | 0 | 0 | 0 | 0 | 0 | 0 | 0 | 0 | 0 | 0 | 0 | 0 | 0 | 0 | 0 | 0 | 246.8377 | 264.1096 | 244.4669 | 224.353 | 160.5469 | 106.5622 | -48.5076 | -1.1297 | 0 | 0
0.5833333333333336103November | Resource 1 | Sublap 1 | 14:00 | 6 | 103 | November | 20000 | 0 | 0 | 0 | 0 | 0 | 0 | 0 | 0 | 0 | 0 | 0 | 0 | 0 | 0 | 12.9915 | 13.9005 | 12.8667 | 11.808 | 8.4498 | 5.6085 | -2.553 | -0.059458 | 0 | 0 | 0 | 0 | 0 | 0 | 0 | 0 | 0 | 0 | 0 | 0 | 0 | 0 | 0 | 0 | 259.8291 | 278.0101 | 257.3336 | 236.1611 | 168.9968 | 112.1707 | -51.0606 | -1.1892 | 0 | 0
0.5833333333333336103December | Resource 1 | Sublap 1 | 14:00 | 6 | 103 | December | 21000 | 0 | 0 | 0 | 0 | 0 | 0 | 0 | 0 | 0 | 0 | 0 | 0 | 0 | 0 | 12.9915 | 13.9005 | 12.8667 | 11.808 | 8.4498 | 5.6085 | -2.553 | -0.059458 | 0 | 0 | 0 | 0 | 0 | 0 | 0 | 0 | 0 | 0 | 0 | 0 | 0 | 0 | 0 | 0 | 272.8206 | 291.9106 | 270.2002 | 247.9691 | 177.4466 | 117.7793 | -53.6136 | -1.2486 | 0 | 0
0.5833333333333336104January | Resource 1 | Sublap 1 | 14:00 | 6 | 104 | January | 10000 | 0 | 0 | 0 | 0 | 0 | 0 | 0 | 0 | 0 | 0 | 0 | 0 | 0 | 0 | 13.9382 | 14.9843 | 13.8452 | 11.6854 | 7.6672 | 4.8829 | -2.7525 | -0.06409 | 0 | 0 | 0 | 0 | 0 | 0 | 0 | 0 | 0 | 0 | 0 | 0 | 0 | 0 | 0 | 0 | 139.3815 | 149.8432 | 138.4522 | 116.8544 | 76.6716 | 48.8286 | -27.5247 | -0.64091 | 0 | 0
0.5833333333333336104February | Resource 1 | Sublap 1 | 14:00 | 6 | 104 | February | 11000 | 0 | 0 | 0 | 0 | 0 | 0 | 0 | 0 | 0 | 0 | 0 | 0 | 0 | 0 | 13.9382 | 14.9843 | 13.8452 | 11.6854 | 7.6672 | 4.8829 | -2.7525 | -0.06409 | 0 | 0 | 0 | 0 | 0 | 0 | 0 | 0 | 0 | 0 | 0 | 0 | 0 | 0 | 0 | 0 | 153.3197 | 164.8276 | 152.2974 | 128.5399 | 84.3388 | 53.7115 | -30.2771 | -0.705 | 0 | 0
0.5833333333333336104March | Resource 1 | Sublap 1 | 14:00 | 6 | 104 | March | 12000 | 0 | 0 | 0 | 0 | 0 | 0 | 0 | 0 | 0 | 0 | 0 | 0 | 0 | 0 | 13.9382 | 14.9843 | 13.8452 | 11.6854 | 7.6672 | 4.8829 | -2.7525 | -0.06409 | 0 | 0 | 0 | 0 | 0 | 0 | 0 | 0 | 0 | 0 | 0 | 0 | 0 | 0 | 0 | 0 | 167.2579 | 179.8119 | 166.1427 | 140.2253 | 92.006 | 58.5944 | -33.0296 | -0.76909 | 0 | 0
0.5833333333333336104April | Resource 1 | Sublap 1 | 14:00 | 6 | 104 | April | 13000 | 0 | 0 | 0 | 0 | 0 | 0 | 0 | 0 | 0 | 0 | 0 | 0 | 0 | 0 | 13.9382 | 14.9843 | 13.8452 | 11.6854 | 7.6672 | 4.8829 | -2.7525 | -0.06409 | 0 | 0 | 0 | 0 | 0 | 0 | 0 | 0 | 0 | 0 | 0 | 0 | 0 | 0 | 0 | 0 | 181.196 | 194.7962 | 179.9879 | 151.9108 | 99.6731 | 63.4772 | -35.7821 | -0.83318 | 0 | 0
0.5833333333333336104May | Resource 1 | Sublap 1 | 14:00 | 6 | 104 | May | 14000 | 0 | 0 | 0 | 0 | 0 | 0 | 0 | 0 | 0 | 0 | 0 | 0 | 0 | 0 | 13.9382 | 14.9843 | 13.8452 | 11.6854 | 7.6672 | 4.8829 | -2.7525 | -0.06409 | 0 | 0 | 0 | 0 | 0 | 0 | 0 | 0 | 0 | 0 | 0 | 0 | 0 | 0 | 0 | 0 | 195.1342 | 209.7805 | 193.8331 | 163.5962 | 107.3403 | 68.3601 | -38.5345 | -0.89727 | 0 | 0
0.5833333333333336104June | Resource 1 | Sublap 1 | 14:00 | 6 | 104 | June | 15000 | 0 | 0 | 0 | 0 | 0 | 0 | 0 | 0 | 0 | 0 | 0 | 0 | 0 | 0 | 13.9382 | 14.9843 | 13.8452 | 11.6854 | 7.6672 | 4.8829 | -2.7525 | -0.06409 | 0 | 0 | 0 | 0 | 0 | 0 | 0 | 0 | 0 | 0 | 0 | 0 | 0 | 0 | 0 | 0 | 209.0723 | 224.7648 | 207.6783 | 175.2816 | 115.0074 | 73.243 | -41.287 | -0.96136 | 0 | 0
0.5833333333333336104July | Resource 1 | Sublap 1 | 14:00 | 6 | 104 | July | 16000 | 0 | 0 | 0 | 0 | 0 | 0 | 0 | 0 | 0 | 0 | 0 | 0 | 0 | 0 | 13.9382 | 14.9843 | 13.8452 | 11.6854 | 7.6672 | 4.8829 | -2.7525 | -0.06409 | 0 | 0 | 0 | 0 | 0 | 0 | 0 | 0 | 0 | 0 | 0 | 0 | 0 | 0 | 0 | 0 | 223.0105 | 239.7492 | 221.5235 | 186.9671 | 122.6746 | 78.1258 | -44.0395 | -1.0254 | 0 | 0
0.5833333333333336104August | Resource 1 | Sublap 1 | 14:00 | 6 | 104 | August | 17000 | 0 | 0 | 0 | 0 | 0 | 0 | 0 | 0 | 0 | 0 | 0 | 0 | 0 | 0 | 13.9382 | 14.9843 | 13.8452 | 11.6854 | 7.6672 | 4.8829 | -2.7525 | -0.06409 | 0 | 0 | 0 | 0 | 0 | 0 | 0 | 0 | 0 | 0 | 0 | 0 | 0 | 0 | 0 | 0 | 236.9486 | 254.7335 | 235.3688 | 198.6525 | 130.3418 | 83.0087 | -46.7919 | -1.0895 | 0 | 0
0.5833333333333336104September | Resource 1 | Sublap 1 | 14:00 | 6 | 104 | September | 18000 | 0 | 0 | 0 | 0 | 0 | 0 | 0 | 0 | 0 | 0 | 0 | 0 | 0 | 0 | 13.9382 | 14.9843 | 13.8452 | 11.6854 | 7.6672 | 4.8829 | -2.7525 | -0.06409 | 0 | 0 | 0 | 0 | 0 | 0 | 0 | 0 | 0 | 0 | 0 | 0 | 0 | 0 | 0 | 0 | 250.8868 | 269.7178 | 249.214 | 210.338 | 138.0089 | 87.8915 | -49.5444 | -1.1536 | 0 | 0
0.5833333333333336104October | Resource 1 | Sublap 1 | 14:00 | 6 | 104 | October | 19000 | 0 | 0 | 0 | 0 | 0 | 0 | 0 | 0 | 0 | 0 | 0 | 0 | 0 | 0 | 13.9382 | 14.9843 | 13.8452 | 11.6854 | 7.6672 | 4.8829 | -2.7525 | -0.06409 | 0 | 0 | 0 | 0 | 0 | 0 | 0 | 0 | 0 | 0 | 0 | 0 | 0 | 0 | 0 | 0 | 264.825 | 284.7021 | 263.0592 | 222.0234 | 145.6761 | 92.7744 | -52.2969 | -1.2177 | 0 | 0
0.5833333333333336104November | Resource 1 | Sublap 1 | 14:00 | 6 | 104 | November | 20000 | 0 | 0 | 0 | 0 | 0 | 0 | 0 | 0 | 0 | 0 | 0 | 0 | 0 | 0 | 13.9382 | 14.9843 | 13.8452 | 11.6854 | 7.6672 | 4.8829 | -2.7525 | -0.06409 | 0 | 0 | 0 | 0 | 0 | 0 | 0 | 0 | 0 | 0 | 0 | 0 | 0 | 0 | 0 | 0 | 278.7631 | 299.6865 | 276.9044 | 233.7088 | 153.3433 | 97.6573 | -55.0493 | -1.2818 | 0 | 0
0.5833333333333336104December | Resource 1 | Sublap 1 | 14:00 | 6 | 104 | December | 21000 | 0 | 0 | 0 | 0 | 0 | 0 | 0 | 0 | 0 | 0 | 0 | 0 | 0 | 0 | 13.9382 | 14.9843 | 13.8452 | 11.6854 | 7.6672 | 4.8829 | -2.7525 | -0.06409 | 0 | 0 | 0 | 0 | 0 | 0 | 0 | 0 | 0 | 0 | 0 | 0 | 0 | 0 | 0 | 0 | 292.7013 | 314.6708 | 290.7496 | 245.3943 | 161.0104 | 102.5401 | -57.8018 | -1.3459 | 0 | 0
0.5833333333333336105January | Resource 1 | Sublap 1 | 14:00 | 6 | 105 | January | 10000 | 0 | 0 | 0 | 0 | 0 | 0 | 0 | 0 | 0 | 0 | 0 | 0 | 0 | 0 | 11.9156 | 12.7501 | 11.7415 | 9.042 | 3.4547 | 1.9286 | -2.3375 | -0.054452 | 0 | 0 | 0 | 0 | 0 | 0 | 0 | 0 | 0 | 0 | 0 | 0 | 0 | 0 | 0 | 0 | 119.1565 | 127.5015 | 117.415 | 90.4196 | 34.5475 | 19.286 | -23.3755 | -0.54452 | 0 | 0
0.5833333333333336105February | Resource 1 | Sublap 1 | 14:00 | 6 | 105 | February | 11000 | 0 | 0 | 0 | 0 | 0 | 0 | 0 | 0 | 0 | 0 | 0 | 0 | 0 | 0 | 11.9156 | 12.7501 | 11.7415 | 9.042 | 3.4547 | 1.9286 | -2.3375 | -0.054452 | 0 | 0 | 0 | 0 | 0 | 0 | 0 | 0 | 0 | 0 | 0 | 0 | 0 | 0 | 0 | 0 | 131.0722 | 140.2517 | 129.1565 | 99.4615 | 38.0022 | 21.2147 | -25.713 | -0.59897 | 0 | 0
0.5833333333333336105March | Resource 1 | Sublap 1 | 14:00 | 6 | 105 | March | 12000 | 0 | 0 | 0 | 0 | 0 | 0 | 0 | 0 | 0 | 0 | 0 | 0 | 0 | 0 | 11.9156 | 12.7501 | 11.7415 | 9.042 | 3.4547 | 1.9286 | -2.3375 | -0.054452 | 0 | 0 | 0 | 0 | 0 | 0 | 0 | 0 | 0 | 0 | 0 | 0 | 0 | 0 | 0 | 0 | 142.9878 | 153.0018 | 140.898 | 108.5035 | 41.457 | 23.1433 | -28.0506 | -0.65343 | 0 | 0
0.5833333333333336105April | Resource 1 | Sublap 1 | 14:00 | 6 | 105 | April | 13000 | 0 | 0 | 0 | 0 | 0 | 0 | 0 | 0 | 0 | 0 | 0 | 0 | 0 | 0 | 11.9156 | 12.7501 | 11.7415 | 9.042 | 3.4547 | 1.9286 | -2.3375 | -0.054452 | 0 | 0 | 0 | 0 | 0 | 0 | 0 | 0 | 0 | 0 | 0 | 0 | 0 | 0 | 0 | 0 | 154.9035 | 165.752 | 152.6395 | 117.5454 | 44.9117 | 25.0719 | -30.3881 | -0.70788 | 0 | 0
0.5833333333333336105May | Resource 1 | Sublap 1 | 14:00 | 6 | 105 | May | 14000 | 0 | 0 | 0 | 0 | 0 | 0 | 0 | 0 | 0 | 0 | 0 | 0 | 0 | 0 | 11.9156 | 12.7501 | 11.7415 | 9.042 | 3.4547 | 1.9286 | -2.3375 | -0.054452 | 0 | 0 | 0 | 0 | 0 | 0 | 0 | 0 | 0 | 0 | 0 | 0 | 0 | 0 | 0 | 0 | 166.8191 | 178.5021 | 164.381 | 126.5874 | 48.3665 | 27.0005 | -32.7257 | -0.76233 | 0 | 0
0.5833333333333336105June | Resource 1 | Sublap 1 | 14:00 | 6 | 105 | June | 15000 | 0 | 0 | 0 | 0 | 0 | 0 | 0 | 0 | 0 | 0 | 0 | 0 | 0 | 0 | 11.9156 | 12.7501 | 11.7415 | 9.042 | 3.4547 | 1.9286 | -2.3375 | -0.054452 | 0 | 0 | 0 | 0 | 0 | 0 | 0 | 0 | 0 | 0 | 0 | 0 | 0 | 0 | 0 | 0 | 178.7348 | 191.2523 | 176.1225 | 135.6293 | 51.8212 | 28.9291 | -35.0632 | -0.81678 | 0 | 0
0.5833333333333336105July | Resource 1 | Sublap 1 | 14:00 | 6 | 105 | July | 16000 | 0 | 0 | 0 | 0 | 0 | 0 | 0 | 0 | 0 | 0 | 0 | 0 | 0 | 0 | 11.9156 | 12.7501 | 11.7415 | 9.042 | 3.4547 | 1.9286 | -2.3375 | -0.054452 | 0 | 0 | 0 | 0 | 0 | 0 | 0 | 0 | 0 | 0 | 0 | 0 | 0 | 0 | 0 | 0 | 190.6504 | 204.0024 | 187.864 | 144.6713 | 55.276 | 30.8577 | -37.4008 | -0.87123 | 0 | 0
0.5833333333333336105August | Resource 1 | Sublap 1 | 14:00 | 6 | 105 | August | 17000 | 0 | 0 | 0 | 0 | 0 | 0 | 0 | 0 | 0 | 0 | 0 | 0 | 0 | 0 | 11.9156 | 12.7501 | 11.7415 | 9.042 | 3.4547 | 1.9286 | -2.3375 | -0.054452 | 0 | 0 | 0 | 0 | 0 | 0 | 0 | 0 | 0 | 0 | 0 | 0 | 0 | 0 | 0 | 0 | 202.5661 | 216.7526 | 199.6055 | 153.7132 | 58.7307 | 32.7863 | -39.7383 | -0.92569 | 0 | 0
0.5833333333333336105September | Resource 1 | Sublap 1 | 14:00 | 6 | 105 | September | 18000 | 0 | 0 | 0 | 0 | 0 | 0 | 0 | 0 | 0 | 0 | 0 | 0 | 0 | 0 | 11.9156 | 12.7501 | 11.7415 | 9.042 | 3.4547 | 1.9286 | -2.3375 | -0.054452 | 0 | 0 | 0 | 0 | 0 | 0 | 0 | 0 | 0 | 0 | 0 | 0 | 0 | 0 | 0 | 0 | 214.4817 | 229.5027 | 211.347 | 162.7552 | 62.1855 | 34.7149 | -42.0759 | -0.98014 | 0 | 0
0.5833333333333336105October | Resource 1 | Sublap 1 | 14:00 | 6 | 105 | October | 19000 | 0 | 0 | 0 | 0 | 0 | 0 | 0 | 0 | 0 | 0 | 0 | 0 | 0 | 0 | 11.9156 | 12.7501 | 11.7415 | 9.042 | 3.4547 | 1.9286 | -2.3375 | -0.054452 | 0 | 0 | 0 | 0 | 0 | 0 | 0 | 0 | 0 | 0 | 0 | 0 | 0 | 0 | 0 | 0 | 226.3974 | 242.2529 | 223.0885 | 171.7971 | 65.6402 | 36.6435 | -44.4134 | -1.0346 | 0 | 0
0.5833333333333336105November | Resource 1 | Sublap 1 | 14:00 | 6 | 105 | November | 20000 | 0 | 0 | 0 | 0 | 0 | 0 | 0 | 0 | 0 | 0 | 0 | 0 | 0 | 0 | 11.9156 | 12.7501 | 11.7415 | 9.042 | 3.4547 | 1.9286 | -2.3375 | -0.054452 | 0 | 0 | 0 | 0 | 0 | 0 | 0 | 0 | 0 | 0 | 0 | 0 | 0 | 0 | 0 | 0 | 238.313 | 255.0031 | 234.83 | 180.8391 | 69.095 | 38.5721 | -46.751 | -1.089 | 0 | 0
0.5833333333333336105December | Resource 1 | Sublap 1 | 14:00 | 6 | 105 | December | 21000 | 0 | 0 | 0 | 0 | 0 | 0 | 0 | 0 | 0 | 0 | 0 | 0 | 0 | 0 | 11.9156 | 12.7501 | 11.7415 | 9.042 | 3.4547 | 1.9286 | -2.3375 | -0.054452 | 0 | 0 | 0 | 0 | 0 | 0 | 0 | 0 | 0 | 0 | 0 | 0 | 0 | 0 | 0 | 0 | 250.2287 | 267.7532 | 246.5715 | 189.8811 | 72.5497 | 40.5007 | -49.0885 | -1.1435 | 0 | 0
0.5833333333333336106January | Resource 1 | Sublap 1 | 14:00 | 6 | 106 | January | 10000 | 0 | 0 | 0 | 0 | 0 | 0 | 0 | 0 | 0 | 0 | 0 | 0 | 0 | 0 | 11.5083 | 12.4173 | 11.4649 | 10.7059 | 8.3354 | 4.2337 | -2.2504 | -0.052429 | 0 | 0 | 0 | 0 | 0 | 0 | 0 | 0 | 0 | 0 | 0 | 0 | 0 | 0 | 0 | 0 | 115.0825 | 124.1727 | 114.6489 | 107.0591 | 83.3543 | 42.3367 | -22.5044 | -0.52429 | 0 | 0
0.5833333333333336106February | Resource 1 | Sublap 1 | 14:00 | 6 | 106 | February | 11000 | 0 | 0 | 0 | 0 | 0 | 0 | 0 | 0 | 0 | 0 | 0 | 0 | 0 | 0 | 11.5083 | 12.4173 | 11.4649 | 10.7059 | 8.3354 | 4.2337 | -2.2504 | -0.052429 | 0 | 0 | 0 | 0 | 0 | 0 | 0 | 0 | 0 | 0 | 0 | 0 | 0 | 0 | 0 | 0 | 126.5907 | 136.59 | 126.1138 | 117.765 | 91.6897 | 46.5704 | -24.7548 | -0.57671 | 0 | 0
0.5833333333333336106March | Resource 1 | Sublap 1 | 14:00 | 6 | 106 | March | 12000 | 0 | 0 | 0 | 0 | 0 | 0 | 0 | 0 | 0 | 0 | 0 | 0 | 0 | 0 | 11.5083 | 12.4173 | 11.4649 | 10.7059 | 8.3354 | 4.2337 | -2.2504 | -0.052429 | 0 | 0 | 0 | 0 | 0 | 0 | 0 | 0 | 0 | 0 | 0 | 0 | 0 | 0 | 0 | 0 | 138.099 | 149.0073 | 137.5787 | 128.4709 | 100.0252 | 50.8041 | -27.0053 | -0.62914 | 0 | 0
0.5833333333333336106April | Resource 1 | Sublap 1 | 14:00 | 6 | 106 | April | 13000 | 0 | 0 | 0 | 0 | 0 | 0 | 0 | 0 | 0 | 0 | 0 | 0 | 0 | 0 | 11.5083 | 12.4173 | 11.4649 | 10.7059 | 8.3354 | 4.2337 | -2.2504 | -0.052429 | 0 | 0 | 0 | 0 | 0 | 0 | 0 | 0 | 0 | 0 | 0 | 0 | 0 | 0 | 0 | 0 | 149.6072 | 161.4246 | 149.0435 | 139.1768 | 108.3606 | 55.0378 | -29.2557 | -0.68157 | 0 | 0
0.5833333333333336106May | Resource 1 | Sublap 1 | 14:00 | 6 | 106 | May | 14000 | 0 | 0 | 0 | 0 | 0 | 0 | 0 | 0 | 0 | 0 | 0 | 0 | 0 | 0 | 11.5083 | 12.4173 | 11.4649 | 10.7059 | 8.3354 | 4.2337 | -2.2504 | -0.052429 | 0 | 0 | 0 | 0 | 0 | 0 | 0 | 0 | 0 | 0 | 0 | 0 | 0 | 0 | 0 | 0 | 161.1155 | 173.8418 | 160.5084 | 149.8827 | 116.696 | 59.2714 | -31.5061 | -0.734 | 0 | 0
0.5833333333333336106June | Resource 1 | Sublap 1 | 14:00 | 6 | 106 | June | 15000 | 0 | 0 | 0 | 0 | 0 | 0 | 0 | 0 | 0 | 0 | 0 | 0 | 0 | 0 | 11.5083 | 12.4173 | 11.4649 | 10.7059 | 8.3354 | 4.2337 | -2.2504 | -0.052429 | 0 | 0 | 0 | 0 | 0 | 0 | 0 | 0 | 0 | 0 | 0 | 0 | 0 | 0 | 0 | 0 | 172.6237 | 186.2591 | 171.9733 | 160.5886 | 125.0315 | 63.5051 | -33.7566 | -0.78643 | 0 | 0
0.5833333333333336106July | Resource 1 | Sublap 1 | 14:00 | 6 | 106 | July | 16000 | 0 | 0 | 0 | 0 | 0 | 0 | 0 | 0 | 0 | 0 | 0 | 0 | 0 | 0 | 11.5083 | 12.4173 | 11.4649 | 10.7059 | 8.3354 | 4.2337 | -2.2504 | -0.052429 | 0 | 0 | 0 | 0 | 0 | 0 | 0 | 0 | 0 | 0 | 0 | 0 | 0 | 0 | 0 | 0 | 184.132 | 198.6764 | 183.4382 | 171.2945 | 133.3669 | 67.7388 | -36.007 | -0.83886 | 0 | 0
0.5833333333333336106August | Resource 1 | Sublap 1 | 14:00 | 6 | 106 | August | 17000 | 0 | 0 | 0 | 0 | 0 | 0 | 0 | 0 | 0 | 0 | 0 | 0 | 0 | 0 | 11.5083 | 12.4173 | 11.4649 | 10.7059 | 8.3354 | 4.2337 | -2.2504 | -0.052429 | 0 | 0 | 0 | 0 | 0 | 0 | 0 | 0 | 0 | 0 | 0 | 0 | 0 | 0 | 0 | 0 | 195.6402 | 211.0936 | 194.9031 | 182.0004 | 141.7023 | 71.9724 | -38.2574 | -0.89129 | 0 | 0
0.5833333333333336106September | Resource 1 | Sublap 1 | 14:00 | 6 | 106 | September | 18000 | 0 | 0 | 0 | 0 | 0 | 0 | 0 | 0 | 0 | 0 | 0 | 0 | 0 | 0 | 11.5083 | 12.4173 | 11.4649 | 10.7059 | 8.3354 | 4.2337 | -2.2504 | -0.052429 | 0 | 0 | 0 | 0 | 0 | 0 | 0 | 0 | 0 | 0 | 0 | 0 | 0 | 0 | 0 | 0 | 207.1485 | 223.5109 | 206.368 | 192.7063 | 150.0378 | 76.2061 | -40.5079 | -0.94371 | 0 | 0
0.5833333333333336106October | Resource 1 | Sublap 1 | 14:00 | 6 | 106 | October | 19000 | 0 | 0 | 0 | 0 | 0 | 0 | 0 | 0 | 0 | 0 | 0 | 0 | 0 | 0 | 11.5083 | 12.4173 | 11.4649 | 10.7059 | 8.3354 | 4.2337 | -2.2504 | -0.052429 | 0 | 0 | 0 | 0 | 0 | 0 | 0 | 0 | 0 | 0 | 0 | 0 | 0 | 0 | 0 | 0 | 218.6567 | 235.9282 | 217.8329 | 203.4122 | 158.3732 | 80.4398 | -42.7583 | -0.99614 | 0 | 0
0.5833333333333336106November | Resource 1 | Sublap 1 | 14:00 | 6 | 106 | November | 20000 | 0 | 0 | 0 | 0 | 0 | 0 | 0 | 0 | 0 | 0 | 0 | 0 | 0 | 0 | 11.5083 | 12.4173 | 11.4649 | 10.7059 | 8.3354 | 4.2337 | -2.2504 | -0.052429 | 0 | 0 | 0 | 0 | 0 | 0 | 0 | 0 | 0 | 0 | 0 | 0 | 0 | 0 | 0 | 0 | 230.165 | 248.3455 | 229.2978 | 214.1181 | 166.7086 | 84.6735 | -45.0087 | -1.0486 | 0 | 0
0.5833333333333336106December | Resource 1 | Sublap 1 | 14:00 | 6 | 106 | December | 21000 | 0 | 0 | 0 | 0 | 0 | 0 | 0 | 0 | 0 | 0 | 0 | 0 | 0 | 0 | 11.5083 | 12.4173 | 11.4649 | 10.7059 | 8.3354 | 4.2337 | -2.2504 | -0.052429 | 0 | 0 | 0 | 0 | 0 | 0 | 0 | 0 | 0 | 0 | 0 | 0 | 0 | 0 | 0 | 0 | 241.6732 | 260.7628 | 240.7627 | 224.824 | 175.0441 | 88.9071 | -47.2592 | -1.101 | 0 | 0
0.5833333333333336107January | Resource 1 | Sublap 1 | 14:00 | 6 | 107 | January | 10000 | 0 | 0 | 0 | 0 | 0 | 0 | 0 | 0 | 0 | 0 | 0 | 0 | 0 | 0 | 13.477 | 14.4654 | 13.4688 | 12.1888 | 6.6527 | 3.0073 | -2.6356 | -0.061375 | 0 | 0 | 0 | 0 | 0 | 0 | 0 | 0 | 0 | 0 | 0 | 0 | 0 | 0 | 0 | 0 | 134.7703 | 144.6544 | 134.6878 | 121.8881 | 66.5267 | 30.0726 | -26.3556 | -0.61375 | 0 | 0
0.5833333333333336107February | Resource 1 | Sublap 1 | 14:00 | 6 | 107 | February | 11000 | 0 | 0 | 0 | 0 | 0 | 0 | 0 | 0 | 0 | 0 | 0 | 0 | 0 | 0 | 13.477 | 14.4654 | 13.4688 | 12.1888 | 6.6527 | 3.0073 | -2.6356 | -0.061375 | 0 | 0 | 0 | 0 | 0 | 0 | 0 | 0 | 0 | 0 | 0 | 0 | 0 | 0 | 0 | 0 | 148.2473 | 159.1198 | 148.1566 | 134.0769 | 73.1793 | 33.0798 | -28.9911 | -0.67512 | 0 | 0
0.5833333333333336107March | Resource 1 | Sublap 1 | 14:00 | 6 | 107 | March | 12000 | 0 | 0 | 0 | 0 | 0 | 0 | 0 | 0 | 0 | 0 | 0 | 0 | 0 | 0 | 13.477 | 14.4654 | 13.4688 | 12.1888 | 6.6527 | 3.0073 | -2.6356 | -0.061375 | 0 | 0 | 0 | 0 | 0 | 0 | 0 | 0 | 0 | 0 | 0 | 0 | 0 | 0 | 0 | 0 | 161.7243 | 173.5853 | 161.6254 | 146.2657 | 79.832 | 36.0871 | -31.6267 | -0.7365 | 0 | 0
0.5833333333333336107April | Resource 1 | Sublap 1 | 14:00 | 6 | 107 | April | 13000 | 0 | 0 | 0 | 0 | 0 | 0 | 0 | 0 | 0 | 0 | 0 | 0 | 0 | 0 | 13.477 | 14.4654 | 13.4688 | 12.1888 | 6.6527 | 3.0073 | -2.6356 | -0.061375 | 0 | 0 | 0 | 0 | 0 | 0 | 0 | 0 | 0 | 0 | 0 | 0 | 0 | 0 | 0 | 0 | 175.2014 | 188.0507 | 175.0942 | 158.4545 | 86.4847 | 39.0943 | -34.2622 | -0.79787 | 0 | 0
0.5833333333333336107May | Resource 1 | Sublap 1 | 14:00 | 6 | 107 | May | 14000 | 0 | 0 | 0 | 0 | 0 | 0 | 0 | 0 | 0 | 0 | 0 | 0 | 0 | 0 | 13.477 | 14.4654 | 13.4688 | 12.1888 | 6.6527 | 3.0073 | -2.6356 | -0.061375 | 0 | 0 | 0 | 0 | 0 | 0 | 0 | 0 | 0 | 0 | 0 | 0 | 0 | 0 | 0 | 0 | 188.6784 | 202.5161 | 188.563 | 170.6433 | 93.1373 | 42.1016 | -36.8978 | -0.85925 | 0 | 0
0.5833333333333336107June | Resource 1 | Sublap 1 | 14:00 | 6 | 107 | June | 15000 | 0 | 0 | 0 | 0 | 0 | 0 | 0 | 0 | 0 | 0 | 0 | 0 | 0 | 0 | 13.477 | 14.4654 | 13.4688 | 12.1888 | 6.6527 | 3.0073 | -2.6356 | -0.061375 | 0 | 0 | 0 | 0 | 0 | 0 | 0 | 0 | 0 | 0 | 0 | 0 | 0 | 0 | 0 | 0 | 202.1554 | 216.9816 | 202.0318 | 182.8321 | 99.79 | 45.1088 | -39.5333 | -0.92062 | 0 | 0
0.5833333333333336107July | Resource 1 | Sublap 1 | 14:00 | 6 | 107 | July | 16000 | 0 | 0 | 0 | 0 | 0 | 0 | 0 | 0 | 0 | 0 | 0 | 0 | 0 | 0 | 13.477 | 14.4654 | 13.4688 | 12.1888 | 6.6527 | 3.0073 | -2.6356 | -0.061375 | 0 | 0 | 0 | 0 | 0 | 0 | 0 | 0 | 0 | 0 | 0 | 0 | 0 | 0 | 0 | 0 | 215.6324 | 231.447 | 215.5005 | 195.0209 | 106.4427 | 48.1161 | -42.1689 | -0.982 | 0 | 0
0.5833333333333336107August | Resource 1 | Sublap 1 | 14:00 | 6 | 107 | August | 17000 | 0 | 0 | 0 | 0 | 0 | 0 | 0 | 0 | 0 | 0 | 0 | 0 | 0 | 0 | 13.477 | 14.4654 | 13.4688 | 12.1888 | 6.6527 | 3.0073 | -2.6356 | -0.061375 | 0 | 0 | 0 | 0 | 0 | 0 | 0 | 0 | 0 | 0 | 0 | 0 | 0 | 0 | 0 | 0 | 229.1095 | 245.9125 | 228.9693 | 207.2097 | 113.0953 | 51.1234 | -44.8045 | -1.0434 | 0 | 0
0.5833333333333336107September | Resource 1 | Sublap 1 | 14:00 | 6 | 107 | September | 18000 | 0 | 0 | 0 | 0 | 0 | 0 | 0 | 0 | 0 | 0 | 0 | 0 | 0 | 0 | 13.477 | 14.4654 | 13.4688 | 12.1888 | 6.6527 | 3.0073 | -2.6356 | -0.061375 | 0 | 0 | 0 | 0 | 0 | 0 | 0 | 0 | 0 | 0 | 0 | 0 | 0 | 0 | 0 | 0 | 242.5865 | 260.3779 | 242.4381 | 219.3985 | 119.748 | 54.1306 | -47.44 | -1.1047 | 0 | 0
0.5833333333333336107October | Resource 1 | Sublap 1 | 14:00 | 6 | 107 | October | 19000 | 0 | 0 | 0 | 0 | 0 | 0 | 0 | 0 | 0 | 0 | 0 | 0 | 0 | 0 | 13.477 | 14.4654 | 13.4688 | 12.1888 | 6.6527 | 3.0073 | -2.6356 | -0.061375 | 0 | 0 | 0 | 0 | 0 | 0 | 0 | 0 | 0 | 0 | 0 | 0 | 0 | 0 | 0 | 0 | 256.0635 | 274.8433 | 255.9069 | 231.5873 | 126.4007 | 57.1379 | -50.0756 | -1.1661 | 0 | 0
0.5833333333333336107November | Resource 1 | Sublap 1 | 14:00 | 6 | 107 | November | 20000 | 0 | 0 | 0 | 0 | 0 | 0 | 0 | 0 | 0 | 0 | 0 | 0 | 0 | 0 | 13.477 | 14.4654 | 13.4688 | 12.1888 | 6.6527 | 3.0073 | -2.6356 | -0.061375 | 0 | 0 | 0 | 0 | 0 | 0 | 0 | 0 | 0 | 0 | 0 | 0 | 0 | 0 | 0 | 0 | 269.5406 | 289.3088 | 269.3757 | 243.7762 | 133.0533 | 60.1451 | -52.7111 | -1.2275 | 0 | 0
0.5833333333333336107December | Resource 1 | Sublap 1 | 14:00 | 6 | 107 | December | 21000 | 0 | 0 | 0 | 0 | 0 | 0 | 0 | 0 | 0 | 0 | 0 | 0 | 0 | 0 | 13.477 | 14.4654 | 13.4688 | 12.1888 | 6.6527 | 3.0073 | -2.6356 | -0.061375 | 0 | 0 | 0 | 0 | 0 | 0 | 0 | 0 | 0 | 0 | 0 | 0 | 0 | 0 | 0 | 0 | 283.0176 | 303.7742 | 282.8445 | 255.965 | 139.706 | 63.1524 | -55.3467 | -1.2889 | 0 | 0
0.625171January | Resource 1 | Sublap 1 | 15:00 | 1 | 71 | January | 10000 | 0 | 0 | 0 | 0 | 0 | 0 | 0 | 0 | 0 | 0 | 0 | 0 | 0 | 0 | 0 | 0 | 0 | 0 | 0 | 0 | 0 | 0 | 0 | 0 | 0 | 0 | 0 | 0 | 0 | 0 | 0 | 0 | 0 | 0 | 0 | 0 | 0 | 0 | 0 | 0 | 0 | 0 | 0 | 0 | 0 | 0 | 0 | 0
0.625171February | Resource 1 | Sublap 1 | 15:00 | 1 | 71 | February | 11000 | 0 | 0 | 0 | 0 | 0 | 0 | 0 | 0 | 0 | 0 | 0 | 0 | 0 | 0 | 0 | 0 | 0 | 0 | 0 | 0 | 0 | 0 | 0 | 0 | 0 | 0 | 0 | 0 | 0 | 0 | 0 | 0 | 0 | 0 | 0 | 0 | 0 | 0 | 0 | 0 | 0 | 0 | 0 | 0 | 0 | 0 | 0 | 0
0.625171March | Resource 1 | Sublap 1 | 15:00 | 1 | 71 | March | 12000 | 0 | 0 | 0 | 0 | 0 | 0 | 0 | 0 | 0 | 0 | 0 | 0 | 0 | 0 | 0 | 0 | 0 | 0 | 0 | 0 | 0 | 0 | 0 | 0 | 0 | 0 | 0 | 0 | 0 | 0 | 0 | 0 | 0 | 0 | 0 | 0 | 0 | 0 | 0 | 0 | 0 | 0 | 0 | 0 | 0 | 0 | 0 | 0
0.625171April | Resource 1 | Sublap 1 | 15:00 | 1 | 71 | April | 13000 | 0 | 0 | 0 | 0 | 0 | 0 | 0 | 0 | 0 | 0 | 0 | 0 | 0 | 0 | 0 | 0 | 0 | 0 | 0 | 0 | 0 | 0 | 0 | 0 | 0 | 0 | 0 | 0 | 0 | 0 | 0 | 0 | 0 | 0 | 0 | 0 | 0 | 0 | 0 | 0 | 0 | 0 | 0 | 0 | 0 | 0 | 0 | 0
0.625171May | Resource 1 | Sublap 1 | 15:00 | 1 | 71 | May | 14000 | 0 | 0 | 0 | 0 | 0 | 0 | 0 | 0 | 0 | 0 | 0 | 0 | 0 | 0 | 0 | 0 | 0 | 0 | 0 | 0 | 0 | 0 | 0 | 0 | 0 | 0 | 0 | 0 | 0 | 0 | 0 | 0 | 0 | 0 | 0 | 0 | 0 | 0 | 0 | 0 | 0 | 0 | 0 | 0 | 0 | 0 | 0 | 0
0.625171June | Resource 1 | Sublap 1 | 15:00 | 1 | 71 | June | 15000 | 0 | 0 | 0 | 0 | 0 | 0 | 0 | 0 | 0 | 0 | 0 | 0 | 0 | 0 | 0 | 0 | 0 | 0 | 0 | 0 | 0 | 0 | 0 | 0 | 0 | 0 | 0 | 0 | 0 | 0 | 0 | 0 | 0 | 0 | 0 | 0 | 0 | 0 | 0 | 0 | 0 | 0 | 0 | 0 | 0 | 0 | 0 | 0
0.625171July | Resource 1 | Sublap 1 | 15:00 | 1 | 71 | July | 16000 | 0 | 0 | 0 | 0 | 0 | 0 | 0 | 0 | 0 | 0 | 0 | 0 | 0 | 0 | 0 | 0 | 0 | 0 | 0 | 0 | 0 | 0 | 0 | 0 | 0 | 0 | 0 | 0 | 0 | 0 | 0 | 0 | 0 | 0 | 0 | 0 | 0 | 0 | 0 | 0 | 0 | 0 | 0 | 0 | 0 | 0 | 0 | 0
0.625171August | Resource 1 | Sublap 1 | 15:00 | 1 | 71 | August | 17000 | 0 | 0 | 0 | 0 | 0 | 0 | 0 | 0 | 0 | 0 | 0 | 0 | 0 | 0 | 0 | 0 | 0 | 0 | 0 | 0 | 0 | 0 | 0 | 0 | 0 | 0 | 0 | 0 | 0 | 0 | 0 | 0 | 0 | 0 | 0 | 0 | 0 | 0 | 0 | 0 | 0 | 0 | 0 | 0 | 0 | 0 | 0 | 0
0.625171September | Resource 1 | Sublap 1 | 15:00 | 1 | 71 | September | 18000 | 0 | 0 | 0 | 0 | 0 | 0 | 0 | 0 | 0 | 0 | 0 | 0 | 0 | 0 | 0 | 0 | 0 | 0 | 0 | 0 | 0 | 0 | 0 | 0 | 0 | 0 | 0 | 0 | 0 | 0 | 0 | 0 | 0 | 0 | 0 | 0 | 0 | 0 | 0 | 0 | 0 | 0 | 0 | 0 | 0 | 0 | 0 | 0
0.625171October | Resource 1 | Sublap 1 | 15:00 | 1 | 71 | October | 19000 | 0 | 0 | 0 | 0 | 0 | 0 | 0 | 0 | 0 | 0 | 0 | 0 | 0 | 0 | 0 | 0 | 0 | 0 | 0 | 0 | 0 | 0 | 0 | 0 | 0 | 0 | 0 | 0 | 0 | 0 | 0 | 0 | 0 | 0 | 0 | 0 | 0 | 0 | 0 | 0 | 0 | 0 | 0 | 0 | 0 | 0 | 0 | 0
0.625171November | Resource 1 | Sublap 1 | 15:00 | 1 | 71 | November | 20000 | 0 | 0 | 0 | 0 | 0 | 0 | 0 | 0 | 0 | 0 | 0 | 0 | 0 | 0 | 0 | 0 | 0 | 0 | 0 | 0 | 0 | 0 | 0 | 0 | 0 | 0 | 0 | 0 | 0 | 0 | 0 | 0 | 0 | 0 | 0 | 0 | 0 | 0 | 0 | 0 | 0 | 0 | 0 | 0 | 0 | 0 | 0 | 0
0.625171December | Resource 1 | Sublap 1 | 15:00 | 1 | 71 | December | 21000 | 0 | 0 | 0 | 0 | 0 | 0 | 0 | 0 | 0 | 0 | 0 | 0 | 0 | 0 | 0 | 0 | 0 | 0 | 0 | 0 | 0 | 0 | 0 | 0 | 0 | 0 | 0 | 0 | 0 | 0 | 0 | 0 | 0 | 0 | 0 | 0 | 0 | 0 | 0 | 0 | 0 | 0 | 0 | 0 | 0 | 0 | 0 | 0
0.625172January | Resource 1 | Sublap 1 | 15:00 | 1 | 72 | January | 10000 | 0 | 0 | 0 | 0 | 0 | 0 | 0 | 0 | 0 | 0 | 0 | 0 | 0 | 0 | 0 | 0 | 0 | 0 | 0 | 0 | 0 | 0 | 0 | 0 | 0 | 0 | 0 | 0 | 0 | 0 | 0 | 0 | 0 | 0 | 0 | 0 | 0 | 0 | 0 | 0 | 0 | 0 | 0 | 0 | 0 | 0 | 0 | 0
0.625172February | Resource 1 | Sublap 1 | 15:00 | 1 | 72 | February | 11000 | 0 | 0 | 0 | 0 | 0 | 0 | 0 | 0 | 0 | 0 | 0 | 0 | 0 | 0 | 0 | 0 | 0 | 0 | 0 | 0 | 0 | 0 | 0 | 0 | 0 | 0 | 0 | 0 | 0 | 0 | 0 | 0 | 0 | 0 | 0 | 0 | 0 | 0 | 0 | 0 | 0 | 0 | 0 | 0 | 0 | 0 | 0 | 0
0.625172March | Resource 1 | Sublap 1 | 15:00 | 1 | 72 | March | 12000 | 0 | 0 | 0 | 0 | 0 | 0 | 0 | 0 | 0 | 0 | 0 | 0 | 0 | 0 | 0 | 0 | 0 | 0 | 0 | 0 | 0 | 0 | 0 | 0 | 0 | 0 | 0 | 0 | 0 | 0 | 0 | 0 | 0 | 0 | 0 | 0 | 0 | 0 | 0 | 0 | 0 | 0 | 0 | 0 | 0 | 0 | 0 | 0
0.625172April | Resource 1 | Sublap 1 | 15:00 | 1 | 72 | April | 13000 | 0 | 0 | 0 | 0 | 0 | 0 | 0 | 0 | 0 | 0 | 0 | 0 | 0 | 0 | 0 | 0 | 0 | 0 | 0 | 0 | 0 | 0 | 0 | 0 | 0 | 0 | 0 | 0 | 0 | 0 | 0 | 0 | 0 | 0 | 0 | 0 | 0 | 0 | 0 | 0 | 0 | 0 | 0 | 0 | 0 | 0 | 0 | 0
0.625172May | Resource 1 | Sublap 1 | 15:00 | 1 | 72 | May | 14000 | 0 | 0 | 0 | 0 | 0 | 0 | 0 | 0 | 0 | 0 | 0 | 0 | 0 | 0 | 0 | 0 | 0 | 0 | 0 | 0 | 0 | 0 | 0 | 0 | 0 | 0 | 0 | 0 | 0 | 0 | 0 | 0 | 0 | 0 | 0 | 0 | 0 | 0 | 0 | 0 | 0 | 0 | 0 | 0 | 0 | 0 | 0 | 0
0.625172June | Resource 1 | Sublap 1 | 15:00 | 1 | 72 | June | 15000 | 0 | 0 | 0 | 0 | 0 | 0 | 0 | 0 | 0 | 0 | 0 | 0 | 0 | 0 | 0 | 0 | 0 | 0 | 0 | 0 | 0 | 0 | 0 | 0 | 0 | 0 | 0 | 0 | 0 | 0 | 0 | 0 | 0 | 0 | 0 | 0 | 0 | 0 | 0 | 0 | 0 | 0 | 0 | 0 | 0 | 0 | 0 | 0
0.625172July | Resource 1 | Sublap 1 | 15:00 | 1 | 72 | July | 16000 | 0 | 0 | 0 | 0 | 0 | 0 | 0 | 0 | 0 | 0 | 0 | 0 | 0 | 0 | 0 | 0 | 0 | 0 | 0 | 0 | 0 | 0 | 0 | 0 | 0 | 0 | 0 | 0 | 0 | 0 | 0 | 0 | 0 | 0 | 0 | 0 | 0 | 0 | 0 | 0 | 0 | 0 | 0 | 0 | 0 | 0 | 0 | 0
0.625172August | Resource 1 | Sublap 1 | 15:00 | 1 | 72 | August | 17000 | 0 | 0 | 0 | 0 | 0 | 0 | 0 | 0 | 0 | 0 | 0 | 0 | 0 | 0 | 0 | 0 | 0 | 0 | 0 | 0 | 0 | 0 | 0 | 0 | 0 | 0 | 0 | 0 | 0 | 0 | 0 | 0 | 0 | 0 | 0 | 0 | 0 | 0 | 0 | 0 | 0 | 0 | 0 | 0 | 0 | 0 | 0 | 0
0.625172September | Resource 1 | Sublap 1 | 15:00 | 1 | 72 | September | 18000 | 0 | 0 | 0 | 0 | 0 | 0 | 0 | 0 | 0 | 0 | 0 | 0 | 0 | 0 | 0 | 0 | 0 | 0 | 0 | 0 | 0 | 0 | 0 | 0 | 0 | 0 | 0 | 0 | 0 | 0 | 0 | 0 | 0 | 0 | 0 | 0 | 0 | 0 | 0 | 0 | 0 | 0 | 0 | 0 | 0 | 0 | 0 | 0
0.625172October | Resource 1 | Sublap 1 | 15:00 | 1 | 72 | October | 19000 | 0 | 0 | 0 | 0 | 0 | 0 | 0 | 0 | 0 | 0 | 0 | 0 | 0 | 0 | 0 | 0 | 0 | 0 | 0 | 0 | 0 | 0 | 0 | 0 | 0 | 0 | 0 | 0 | 0 | 0 | 0 | 0 | 0 | 0 | 0 | 0 | 0 | 0 | 0 | 0 | 0 | 0 | 0 | 0 | 0 | 0 | 0 | 0
0.625172November | Resource 1 | Sublap 1 | 15:00 | 1 | 72 | November | 20000 | 0 | 0 | 0 | 0 | 0 | 0 | 0 | 0 | 0 | 0 | 0 | 0 | 0 | 0 | 0 | 0 | 0 | 0 | 0 | 0 | 0 | 0 | 0 | 0 | 0 | 0 | 0 | 0 | 0 | 0 | 0 | 0 | 0 | 0 | 0 | 0 | 0 | 0 | 0 | 0 | 0 | 0 | 0 | 0 | 0 | 0 | 0 | 0
0.625172December | Resource 1 | Sublap 1 | 15:00 | 1 | 72 | December | 21000 | 0 | 0 | 0 | 0 | 0 | 0 | 0 | 0 | 0 | 0 | 0 | 0 | 0 | 0 | 0 | 0 | 0 | 0 | 0 | 0 | 0 | 0 | 0 | 0 | 0 | 0 | 0 | 0 | 0 | 0 | 0 | 0 | 0 | 0 | 0 | 0 | 0 | 0 | 0 | 0 | 0 | 0 | 0 | 0 | 0 | 0 | 0 | 0
0.625173January | Resource 1 | Sublap 1 | 15:00 | 1 | 73 | January | 10000 | 0 | 0 | 0 | 0 | 0 | 0 | 0 | 0 | 0 | 0 | 0 | 0 | 0 | 0 | 0 | 0 | 0 | 0 | 0 | 0 | 0 | 0 | 0 | 0 | 0 | 0 | 0 | 0 | 0 | 0 | 0 | 0 | 0 | 0 | 0 | 0 | 0 | 0 | 0 | 0 | 0 | 0 | 0 | 0 | 0 | 0 | 0 | 0
0.625173February | Resource 1 | Sublap 1 | 15:00 | 1 | 73 | February | 11000 | 0 | 0 | 0 | 0 | 0 | 0 | 0 | 0 | 0 | 0 | 0 | 0 | 0 | 0 | 0 | 0 | 0 | 0 | 0 | 0 | 0 | 0 | 0 | 0 | 0 | 0 | 0 | 0 | 0 | 0 | 0 | 0 | 0 | 0 | 0 | 0 | 0 | 0 | 0 | 0 | 0 | 0 | 0 | 0 | 0 | 0 | 0 | 0
0.625173March | Resource 1 | Sublap 1 | 15:00 | 1 | 73 | March | 12000 | 0 | 0 | 0 | 0 | 0 | 0 | 0 | 0 | 0 | 0 | 0 | 0 | 0 | 0 | 0 | 0 | 0 | 0 | 0 | 0 | 0 | 0 | 0 | 0 | 0 | 0 | 0 | 0 | 0 | 0 | 0 | 0 | 0 | 0 | 0 | 0 | 0 | 0 | 0 | 0 | 0 | 0 | 0 | 0 | 0 | 0 | 0 | 0
0.625173April | Resource 1 | Sublap 1 | 15:00 | 1 | 73 | April | 13000 | 0 | 0 | 0 | 0 | 0 | 0 | 0 | 0 | 0 | 0 | 0 | 0 | 0 | 0 | 0 | 0 | 0 | 0 | 0 | 0 | 0 | 0 | 0 | 0 | 0 | 0 | 0 | 0 | 0 | 0 | 0 | 0 | 0 | 0 | 0 | 0 | 0 | 0 | 0 | 0 | 0 | 0 | 0 | 0 | 0 | 0 | 0 | 0
0.625173May | Resource 1 | Sublap 1 | 15:00 | 1 | 73 | May | 14000 | 0 | 0 | 0 | 0 | 0 | 0 | 0 | 0 | 0 | 0 | 0 | 0 | 0 | 0 | 0 | 0 | 0 | 0 | 0 | 0 | 0 | 0 | 0 | 0 | 0 | 0 | 0 | 0 | 0 | 0 | 0 | 0 | 0 | 0 | 0 | 0 | 0 | 0 | 0 | 0 | 0 | 0 | 0 | 0 | 0 | 0 | 0 | 0
0.625173June | Resource 1 | Sublap 1 | 15:00 | 1 | 73 | June | 15000 | 0 | 0 | 0 | 0 | 0 | 0 | 0 | 0 | 0 | 0 | 0 | 0 | 0 | 0 | 0 | 0 | 0 | 0 | 0 | 0 | 0 | 0 | 0 | 0 | 0 | 0 | 0 | 0 | 0 | 0 | 0 | 0 | 0 | 0 | 0 | 0 | 0 | 0 | 0 | 0 | 0 | 0 | 0 | 0 | 0 | 0 | 0 | 0
0.625173July | Resource 1 | Sublap 1 | 15:00 | 1 | 73 | July | 16000 | 0 | 0 | 0 | 0 | 0 | 0 | 0 | 0 | 0 | 0 | 0 | 0 | 0 | 0 | 0 | 0 | 0 | 0 | 0 | 0 | 0 | 0 | 0 | 0 | 0 | 0 | 0 | 0 | 0 | 0 | 0 | 0 | 0 | 0 | 0 | 0 | 0 | 0 | 0 | 0 | 0 | 0 | 0 | 0 | 0 | 0 | 0 | 0
0.625173August | Resource 1 | Sublap 1 | 15:00 | 1 | 73 | August | 17000 | 0 | 0 | 0 | 0 | 0 | 0 | 0 | 0 | 0 | 0 | 0 | 0 | 0 | 0 | 0 | 0 | 0 | 0 | 0 | 0 | 0 | 0 | 0 | 0 | 0 | 0 | 0 | 0 | 0 | 0 | 0 | 0 | 0 | 0 | 0 | 0 | 0 | 0 | 0 | 0 | 0 | 0 | 0 | 0 | 0 | 0 | 0 | 0
0.625173September | Resource 1 | Sublap 1 | 15:00 | 1 | 73 | September | 18000 | 0 | 0 | 0 | 0 | 0 | 0 | 0 | 0 | 0 | 0 | 0 | 0 | 0 | 0 | 0 | 0 | 0 | 0 | 0 | 0 | 0 | 0 | 0 | 0 | 0 | 0 | 0 | 0 | 0 | 0 | 0 | 0 | 0 | 0 | 0 | 0 | 0 | 0 | 0 | 0 | 0 | 0 | 0 | 0 | 0 | 0 | 0 | 0
0.625173October | Resource 1 | Sublap 1 | 15:00 | 1 | 73 | October | 19000 | 0 | 0 | 0 | 0 | 0 | 0 | 0 | 0 | 0 | 0 | 0 | 0 | 0 | 0 | 0 | 0 | 0 | 0 | 0 | 0 | 0 | 0 | 0 | 0 | 0 | 0 | 0 | 0 | 0 | 0 | 0 | 0 | 0 | 0 | 0 | 0 | 0 | 0 | 0 | 0 | 0 | 0 | 0 | 0 | 0 | 0 | 0 | 0
0.625173November | Resource 1 | Sublap 1 | 15:00 | 1 | 73 | November | 20000 | 0 | 0 | 0 | 0 | 0 | 0 | 0 | 0 | 0 | 0 | 0 | 0 | 0 | 0 | 0 | 0 | 0 | 0 | 0 | 0 | 0 | 0 | 0 | 0 | 0 | 0 | 0 | 0 | 0 | 0 | 0 | 0 | 0 | 0 | 0 | 0 | 0 | 0 | 0 | 0 | 0 | 0 | 0 | 0 | 0 | 0 | 0 | 0
0.625173December | Resource 1 | Sublap 1 | 15:00 | 1 | 73 | December | 21000 | 0 | 0 | 0 | 0 | 0 | 0 | 0 | 0 | 0 | 0 | 0 | 0 | 0 | 0 | 0 | 0 | 0 | 0 | 0 | 0 | 0 | 0 | 0 | 0 | 0 | 0 | 0 | 0 | 0 | 0 | 0 | 0 | 0 | 0 | 0 | 0 | 0 | 0 | 0 | 0 | 0 | 0 | 0 | 0 | 0 | 0 | 0 | 0
0.625174January | Resource 1 | Sublap 1 | 15:00 | 1 | 74 | January | 10000 | 0 | 0 | 0 | 0 | 0 | 0 | 0 | 0 | 0 | 0 | 0 | 0 | 0 | 0 | 0 | 0.32674 | -0.21511 | -0.0052755 | 0 | 0 | 0 | 0 | 0 | 0 | 0 | 0 | 0 | 0 | 0 | 0 | 0 | 0 | 0 | 0 | 0 | 0 | 0 | 0 | 0 | 3.2674 | -2.1511 | -0.052755 | 0 | 0 | 0 | 0 | 0 | 0
0.625174February | Resource 1 | Sublap 1 | 15:00 | 1 | 74 | February | 11000 | 0 | 0 | 0 | 0 | 0 | 0 | 0 | 0 | 0 | 0 | 0 | 0 | 0 | 0 | 0 | 0.32674 | -0.21511 | -0.0052755 | 0 | 0 | 0 | 0 | 0 | 0 | 0 | 0 | 0 | 0 | 0 | 0 | 0 | 0 | 0 | 0 | 0 | 0 | 0 | 0 | 0 | 3.5941 | -2.3662 | -0.058031 | 0 | 0 | 0 | 0 | 0 | 0
0.625174March | Resource 1 | Sublap 1 | 15:00 | 1 | 74 | March | 12000 | 0 | 0 | 0 | 0 | 0 | 0 | 0 | 0 | 0 | 0 | 0 | 0 | 0 | 0 | 0 | 0.32674 | -0.21511 | -0.0052755 | 0 | 0 | 0 | 0 | 0 | 0 | 0 | 0 | 0 | 0 | 0 | 0 | 0 | 0 | 0 | 0 | 0 | 0 | 0 | 0 | 0 | 3.9209 | -2.5813 | -0.063306 | 0 | 0 | 0 | 0 | 0 | 0
0.625174April | Resource 1 | Sublap 1 | 15:00 | 1 | 74 | April | 13000 | 0 | 0 | 0 | 0 | 0 | 0 | 0 | 0 | 0 | 0 | 0 | 0 | 0 | 0 | 0 | 0.32674 | -0.21511 | -0.0052755 | 0 | 0 | 0 | 0 | 0 | 0 | 0 | 0 | 0 | 0 | 0 | 0 | 0 | 0 | 0 | 0 | 0 | 0 | 0 | 0 | 0 | 4.2476 | -2.7964 | -0.068582 | 0 | 0 | 0 | 0 | 0 | 0
0.625174May | Resource 1 | Sublap 1 | 15:00 | 1 | 74 | May | 14000 | 0 | 0 | 0 | 0 | 0 | 0 | 0 | 0 | 0 | 0 | 0 | 0 | 0 | 0 | 0 | 0.32674 | -0.21511 | -0.0052755 | 0 | 0 | 0 | 0 | 0 | 0 | 0 | 0 | 0 | 0 | 0 | 0 | 0 | 0 | 0 | 0 | 0 | 0 | 0 | 0 | 0 | 4.5743 | -3.0115 | -0.073857 | 0 | 0 | 0 | 0 | 0 | 0
0.625174June | Resource 1 | Sublap 1 | 15:00 | 1 | 74 | June | 15000 | 0 | 0 | 0 | 0 | 0 | 0 | 0 | 0 | 0 | 0 | 0 | 0 | 0 | 0 | 0 | 0.32674 | -0.21511 | -0.0052755 | 0 | 0 | 0 | 0 | 0 | 0 | 0 | 0 | 0 | 0 | 0 | 0 | 0 | 0 | 0 | 0 | 0 | 0 | 0 | 0 | 0 | 4.9011 | -3.2266 | -0.079133 | 0 | 0 | 0 | 0 | 0 | 0
0.625174July | Resource 1 | Sublap 1 | 15:00 | 1 | 74 | July | 16000 | 0 | 0 | 0 | 0 | 0 | 0 | 0 | 0 | 0 | 0 | 0 | 0 | 0 | 0 | 0 | 0.32674 | -0.21511 | -0.0052755 | 0 | 0 | 0 | 0 | 0 | 0 | 0 | 0 | 0 | 0 | 0 | 0 | 0 | 0 | 0 | 0 | 0 | 0 | 0 | 0 | 0 | 5.2278 | -3.4418 | -0.084408 | 0 | 0 | 0 | 0 | 0 | 0
0.625174August | Resource 1 | Sublap 1 | 15:00 | 1 | 74 | August | 17000 | 0 | 0 | 0 | 0 | 0 | 0 | 0 | 0 | 0 | 0 | 0 | 0 | 0 | 0 | 0 | 0.32674 | -0.21511 | -0.0052755 | 0 | 0 | 0 | 0 | 0 | 0 | 0 | 0 | 0 | 0 | 0 | 0 | 0 | 0 | 0 | 0 | 0 | 0 | 0 | 0 | 0 | 5.5545 | -3.6569 | -0.089684 | 0 | 0 | 0 | 0 | 0 | 0
0.625174September | Resource 1 | Sublap 1 | 15:00 | 1 | 74 | September | 18000 | 0 | 0 | 0 | 0 | 0 | 0 | 0 | 0 | 0 | 0 | 0 | 0 | 0 | 0 | 0 | 0.32674 | -0.21511 | -0.0052755 | 0 | 0 | 0 | 0 | 0 | 0 | 0 | 0 | 0 | 0 | 0 | 0 | 0 | 0 | 0 | 0 | 0 | 0 | 0 | 0 | 0 | 5.8813 | -3.872 | -0.09496 | 0 | 0 | 0 | 0 | 0 | 0
0.625174October | Resource 1 | Sublap 1 | 15:00 | 1 | 74 | October | 19000 | 0 | 0 | 0 | 0 | 0 | 0 | 0 | 0 | 0 | 0 | 0 | 0 | 0 | 0 | 0 | 0.32674 | -0.21511 | -0.0052755 | 0 | 0 | 0 | 0 | 0 | 0 | 0 | 0 | 0 | 0 | 0 | 0 | 0 | 0 | 0 | 0 | 0 | 0 | 0 | 0 | 0 | 6.208 | -4.0871 | -0.10024 | 0 | 0 | 0 | 0 | 0 | 0
0.625174November | Resource 1 | Sublap 1 | 15:00 | 1 | 74 | November | 20000 | 0 | 0 | 0 | 0 | 0 | 0 | 0 | 0 | 0 | 0 | 0 | 0 | 0 | 0 | 0 | 0.32674 | -0.21511 | -0.0052755 | 0 | 0 | 0 | 0 | 0 | 0 | 0 | 0 | 0 | 0 | 0 | 0 | 0 | 0 | 0 | 0 | 0 | 0 | 0 | 0 | 0 | 6.5348 | -4.3022 | -0.10551 | 0 | 0 | 0 | 0 | 0 | 0
0.625174December | Resource 1 | Sublap 1 | 15:00 | 1 | 74 | December | 21000 | 0 | 0 | 0 | 0 | 0 | 0 | 0 | 0 | 0 | 0 | 0 | 0 | 0 | 0 | 0 | 0.32674 | -0.21511 | -0.0052755 | 0 | 0 | 0 | 0 | 0 | 0 | 0 | 0 | 0 | 0 | 0 | 0 | 0 | 0 | 0 | 0 | 0 | 0 | 0 | 0 | 0 | 6.8615 | -4.5173 | -0.11079 | 0 | 0 | 0 | 0 | 0 | 0
0.625175January | Resource 1 | Sublap 1 | 15:00 | 1 | 75 | January | 10000 | 0 | 0 | 0 | 0 | 0 | 0 | 0 | 0 | 0 | 0 | 0 | 0 | 0 | 0 | 0 | 0.19326 | -0.12136 | -0.0029763 | 0 | 0 | 0 | 0 | 0 | 0 | 0 | 0 | 0 | 0 | 0 | 0 | 0 | 0 | 0 | 0 | 0 | 0 | 0 | 0 | 0 | 1.9326 | -1.2136 | -0.029763 | 0 | 0 | 0 | 0 | 0 | 0
0.625175February | Resource 1 | Sublap 1 | 15:00 | 1 | 75 | February | 11000 | 0 | 0 | 0 | 0 | 0 | 0 | 0 | 0 | 0 | 0 | 0 | 0 | 0 | 0 | 0 | 0.19326 | -0.12136 | -0.0029763 | 0 | 0 | 0 | 0 | 0 | 0 | 0 | 0 | 0 | 0 | 0 | 0 | 0 | 0 | 0 | 0 | 0 | 0 | 0 | 0 | 0 | 2.1259 | -1.3349 | -0.032739 | 0 | 0 | 0 | 0 | 0 | 0
0.625175March | Resource 1 | Sublap 1 | 15:00 | 1 | 75 | March | 12000 | 0 | 0 | 0 | 0 | 0 | 0 | 0 | 0 | 0 | 0 | 0 | 0 | 0 | 0 | 0 | 0.19326 | -0.12136 | -0.0029763 | 0 | 0 | 0 | 0 | 0 | 0 | 0 | 0 | 0 | 0 | 0 | 0 | 0 | 0 | 0 | 0 | 0 | 0 | 0 | 0 | 0 | 2.3191 | -1.4563 | -0.035715 | 0 | 0 | 0 | 0 | 0 | 0
0.625175April | Resource 1 | Sublap 1 | 15:00 | 1 | 75 | April | 13000 | 0 | 0 | 0 | 0 | 0 | 0 | 0 | 0 | 0 | 0 | 0 | 0 | 0 | 0 | 0 | 0.19326 | -0.12136 | -0.0029763 | 0 | 0 | 0 | 0 | 0 | 0 | 0 | 0 | 0 | 0 | 0 | 0 | 0 | 0 | 0 | 0 | 0 | 0 | 0 | 0 | 0 | 2.5124 | -1.5777 | -0.038692 | 0 | 0 | 0 | 0 | 0 | 0
0.625175May | Resource 1 | Sublap 1 | 15:00 | 1 | 75 | May | 14000 | 0 | 0 | 0 | 0 | 0 | 0 | 0 | 0 | 0 | 0 | 0 | 0 | 0 | 0 | 0 | 0.19326 | -0.12136 | -0.0029763 | 0 | 0 | 0 | 0 | 0 | 0 | 0 | 0 | 0 | 0 | 0 | 0 | 0 | 0 | 0 | 0 | 0 | 0 | 0 | 0 | 0 | 2.7057 | -1.699 | -0.041668 | 0 | 0 | 0 | 0 | 0 | 0
0.625175June | Resource 1 | Sublap 1 | 15:00 | 1 | 75 | June | 15000 | 0 | 0 | 0 | 0 | 0 | 0 | 0 | 0 | 0 | 0 | 0 | 0 | 0 | 0 | 0 | 0.19326 | -0.12136 | -0.0029763 | 0 | 0 | 0 | 0 | 0 | 0 | 0 | 0 | 0 | 0 | 0 | 0 | 0 | 0 | 0 | 0 | 0 | 0 | 0 | 0 | 0 | 2.8989 | -1.8204 | -0.044644 | 0 | 0 | 0 | 0 | 0 | 0
0.625175July | Resource 1 | Sublap 1 | 15:00 | 1 | 75 | July | 16000 | 0 | 0 | 0 | 0 | 0 | 0 | 0 | 0 | 0 | 0 | 0 | 0 | 0 | 0 | 0 | 0.19326 | -0.12136 | -0.0029763 | 0 | 0 | 0 | 0 | 0 | 0 | 0 | 0 | 0 | 0 | 0 | 0 | 0 | 0 | 0 | 0 | 0 | 0 | 0 | 0 | 0 | 3.0922 | -1.9417 | -0.047621 | 0 | 0 | 0 | 0 | 0 | 0
0.625175August | Resource 1 | Sublap 1 | 15:00 | 1 | 75 | August | 17000 | 0 | 0 | 0 | 0 | 0 | 0 | 0 | 0 | 0 | 0 | 0 | 0 | 0 | 0 | 0 | 0.19326 | -0.12136 | -0.0029763 | 0 | 0 | 0 | 0 | 0 | 0 | 0 | 0 | 0 | 0 | 0 | 0 | 0 | 0 | 0 | 0 | 0 | 0 | 0 | 0 | 0 | 3.2855 | -2.0631 | -0.050597 | 0 | 0 | 0 | 0 | 0 | 0
0.625175September | Resource 1 | Sublap 1 | 15:00 | 1 | 75 | September | 18000 | 0 | 0 | 0 | 0 | 0 | 0 | 0 | 0 | 0 | 0 | 0 | 0 | 0 | 0 | 0 | 0.19326 | -0.12136 | -0.0029763 | 0 | 0 | 0 | 0 | 0 | 0 | 0 | 0 | 0 | 0 | 0 | 0 | 0 | 0 | 0 | 0 | 0 | 0 | 0 | 0 | 0 | 3.4787 | -2.1844 | -0.053573 | 0 | 0 | 0 | 0 | 0 | 0
0.625175October | Resource 1 | Sublap 1 | 15:00 | 1 | 75 | October | 19000 | 0 | 0 | 0 | 0 | 0 | 0 | 0 | 0 | 0 | 0 | 0 | 0 | 0 | 0 | 0 | 0.19326 | -0.12136 | -0.0029763 | 0 | 0 | 0 | 0 | 0 | 0 | 0 | 0 | 0 | 0 | 0 | 0 | 0 | 0 | 0 | 0 | 0 | 0 | 0 | 0 | 0 | 3.672 | -2.3058 | -0.05655 | 0 | 0 | 0 | 0 | 0 | 0
0.625175November | Resource 1 | Sublap 1 | 15:00 | 1 | 75 | November | 20000 | 0 | 0 | 0 | 0 | 0 | 0 | 0 | 0 | 0 | 0 | 0 | 0 | 0 | 0 | 0 | 0.19326 | -0.12136 | -0.0029763 | 0 | 0 | 0 | 0 | 0 | 0 | 0 | 0 | 0 | 0 | 0 | 0 | 0 | 0 | 0 | 0 | 0 | 0 | 0 | 0 | 0 | 3.8652 | -2.4272 | -0.059526 | 0 | 0 | 0 | 0 | 0 | 0
0.625175December | Resource 1 | Sublap 1 | 15:00 | 1 | 75 | December | 21000 | 0 | 0 | 0 | 0 | 0 | 0 | 0 | 0 | 0 | 0 | 0 | 0 | 0 | 0 | 0 | 0.19326 | -0.12136 | -0.0029763 | 0 | 0 | 0 | 0 | 0 | 0 | 0 | 0 | 0 | 0 | 0 | 0 | 0 | 0 | 0 | 0 | 0 | 0 | 0 | 0 | 0 | 4.0585 | -2.5485 | -0.062502 | 0 | 0 | 0 | 0 | 0 | 0
0.625176January | Resource 1 | Sublap 1 | 15:00 | 1 | 76 | January | 10000 | 0 | 0 | 0 | 0 | 0 | 0 | 0 | 0 | 0 | 0 | 0 | 0 | 0 | 0 | 0 | 0.68664 | -0.40222 | -0.0098643 | 0 | 0 | 0 | 0 | 0 | 0 | 0 | 0 | 0 | 0 | 0 | 0 | 0 | 0 | 0 | 0 | 0 | 0 | 0 | 0 | 0 | 6.8664 | -4.0222 | -0.098643 | 0 | 0 | 0 | 0 | 0 | 0
0.625176February | Resource 1 | Sublap 1 | 15:00 | 1 | 76 | February | 11000 | 0 | 0 | 0 | 0 | 0 | 0 | 0 | 0 | 0 | 0 | 0 | 0 | 0 | 0 | 0 | 0.68664 | -0.40222 | -0.0098643 | 0 | 0 | 0 | 0 | 0 | 0 | 0 | 0 | 0 | 0 | 0 | 0 | 0 | 0 | 0 | 0 | 0 | 0 | 0 | 0 | 0 | 7.553 | -4.4244 | -0.10851 | 0 | 0 | 0 | 0 | 0 | 0
0.625176March | Resource 1 | Sublap 1 | 15:00 | 1 | 76 | March | 12000 | 0 | 0 | 0 | 0 | 0 | 0 | 0 | 0 | 0 | 0 | 0 | 0 | 0 | 0 | 0 | 0.68664 | -0.40222 | -0.0098643 | 0 | 0 | 0 | 0 | 0 | 0 | 0 | 0 | 0 | 0 | 0 | 0 | 0 | 0 | 0 | 0 | 0 | 0 | 0 | 0 | 0 | 8.2397 | -4.8266 | -0.11837 | 0 | 0 | 0 | 0 | 0 | 0
0.625176April | Resource 1 | Sublap 1 | 15:00 | 1 | 76 | April | 13000 | 0 | 0 | 0 | 0 | 0 | 0 | 0 | 0 | 0 | 0 | 0 | 0 | 0 | 0 | 0 | 0.68664 | -0.40222 | -0.0098643 | 0 | 0 | 0 | 0 | 0 | 0 | 0 | 0 | 0 | 0 | 0 | 0 | 0 | 0 | 0 | 0 | 0 | 0 | 0 | 0 | 0 | 8.9263 | -5.2288 | -0.12824 | 0 | 0 | 0 | 0 | 0 | 0
0.625176May | Resource 1 | Sublap 1 | 15:00 | 1 | 76 | May | 14000 | 0 | 0 | 0 | 0 | 0 | 0 | 0 | 0 | 0 | 0 | 0 | 0 | 0 | 0 | 0 | 0.68664 | -0.40222 | -0.0098643 | 0 | 0 | 0 | 0 | 0 | 0 | 0 | 0 | 0 | 0 | 0 | 0 | 0 | 0 | 0 | 0 | 0 | 0 | 0 | 0 | 0 | 9.6129 | -5.631 | -0.1381 | 0 | 0 | 0 | 0 | 0 | 0
0.625176June | Resource 1 | Sublap 1 | 15:00 | 1 | 76 | June | 15000 | 0 | 0 | 0 | 0 | 0 | 0 | 0 | 0 | 0 | 0 | 0 | 0 | 0 | 0 | 0 | 0.68664 | -0.40222 | -0.0098643 | 0 | 0 | 0 | 0 | 0 | 0 | 0 | 0 | 0 | 0 | 0 | 0 | 0 | 0 | 0 | 0 | 0 | 0 | 0 | 0 | 0 | 10.2996 | -6.0332 | -0.14796 | 0 | 0 | 0 | 0 | 0 | 0
0.625176July | Resource 1 | Sublap 1 | 15:00 | 1 | 76 | July | 16000 | 0 | 0 | 0 | 0 | 0 | 0 | 0 | 0 | 0 | 0 | 0 | 0 | 0 | 0 | 0 | 0.68664 | -0.40222 | -0.0098643 | 0 | 0 | 0 | 0 | 0 | 0 | 0 | 0 | 0 | 0 | 0 | 0 | 0 | 0 | 0 | 0 | 0 | 0 | 0 | 0 | 0 | 10.9862 | -6.4355 | -0.15783 | 0 | 0 | 0 | 0 | 0 | 0
0.625176August | Resource 1 | Sublap 1 | 15:00 | 1 | 76 | August | 17000 | 0 | 0 | 0 | 0 | 0 | 0 | 0 | 0 | 0 | 0 | 0 | 0 | 0 | 0 | 0 | 0.68664 | -0.40222 | -0.0098643 | 0 | 0 | 0 | 0 | 0 | 0 | 0 | 0 | 0 | 0 | 0 | 0 | 0 | 0 | 0 | 0 | 0 | 0 | 0 | 0 | 0 | 11.6728 | -6.8377 | -0.16769 | 0 | 0 | 0 | 0 | 0 | 0
0.625176September | Resource 1 | Sublap 1 | 15:00 | 1 | 76 | September | 18000 | 0 | 0 | 0 | 0 | 0 | 0 | 0 | 0 | 0 | 0 | 0 | 0 | 0 | 0 | 0 | 0.68664 | -0.40222 | -0.0098643 | 0 | 0 | 0 | 0 | 0 | 0 | 0 | 0 | 0 | 0 | 0 | 0 | 0 | 0 | 0 | 0 | 0 | 0 | 0 | 0 | 0 | 12.3595 | -7.2399 | -0.17756 | 0 | 0 | 0 | 0 | 0 | 0
0.625176October | Resource 1 | Sublap 1 | 15:00 | 1 | 76 | October | 19000 | 0 | 0 | 0 | 0 | 0 | 0 | 0 | 0 | 0 | 0 | 0 | 0 | 0 | 0 | 0 | 0.68664 | -0.40222 | -0.0098643 | 0 | 0 | 0 | 0 | 0 | 0 | 0 | 0 | 0 | 0 | 0 | 0 | 0 | 0 | 0 | 0 | 0 | 0 | 0 | 0 | 0 | 13.0461 | -7.6421 | -0.18742 | 0 | 0 | 0 | 0 | 0 | 0
0.625176November | Resource 1 | Sublap 1 | 15:00 | 1 | 76 | November | 20000 | 0 | 0 | 0 | 0 | 0 | 0 | 0 | 0 | 0 | 0 | 0 | 0 | 0 | 0 | 0 | 0.68664 | -0.40222 | -0.0098643 | 0 | 0 | 0 | 0 | 0 | 0 | 0 | 0 | 0 | 0 | 0 | 0 | 0 | 0 | 0 | 0 | 0 | 0 | 0 | 0 | 0 | 13.7327 | -8.0443 | -0.19729 | 0 | 0 | 0 | 0 | 0 | 0
0.625176December | Resource 1 | Sublap 1 | 15:00 | 1 | 76 | December | 21000 | 0 | 0 | 0 | 0 | 0 | 0 | 0 | 0 | 0 | 0 | 0 | 0 | 0 | 0 | 0 | 0.68664 | -0.40222 | -0.0098643 | 0 | 0 | 0 | 0 | 0 | 0 | 0 | 0 | 0 | 0 | 0 | 0 | 0 | 0 | 0 | 0 | 0 | 0 | 0 | 0 | 0 | 14.4194 | -8.4465 | -0.20715 | 0 | 0 | 0 | 0 | 0 | 0
0.625177January | Resource 1 | Sublap 1 | 15:00 | 1 | 77 | January | 10000 | 0 | 0 | 0 | 0 | 0 | 0 | 0 | 0 | 0 | 0 | 0 | 0 | 0 | 0 | 0 | 1.16 | -0.62309 | -0.015235 | 0 | 0 | 0 | 0 | 0 | 0 | 0 | 0 | 0 | 0 | 0 | 0 | 0 | 0 | 0 | 0 | 0 | 0 | 0 | 0 | 0 | 11.5998 | -6.2309 | -0.15235 | 0 | 0 | 0 | 0 | 0 | 0
0.625177February | Resource 1 | Sublap 1 | 15:00 | 1 | 77 | February | 11000 | 0 | 0 | 0 | 0 | 0 | 0 | 0 | 0 | 0 | 0 | 0 | 0 | 0 | 0 | 0 | 1.16 | -0.62309 | -0.015235 | 0 | 0 | 0 | 0 | 0 | 0 | 0 | 0 | 0 | 0 | 0 | 0 | 0 | 0 | 0 | 0 | 0 | 0 | 0 | 0 | 0 | 12.7597 | -6.854 | -0.16759 | 0 | 0 | 0 | 0 | 0 | 0
0.625177March | Resource 1 | Sublap 1 | 15:00 | 1 | 77 | March | 12000 | 0 | 0 | 0 | 0 | 0 | 0 | 0 | 0 | 0 | 0 | 0 | 0 | 0 | 0 | 0 | 1.16 | -0.62309 | -0.015235 | 0 | 0 | 0 | 0 | 0 | 0 | 0 | 0 | 0 | 0 | 0 | 0 | 0 | 0 | 0 | 0 | 0 | 0 | 0 | 0 | 0 | 13.9197 | -7.4771 | -0.18282 | 0 | 0 | 0 | 0 | 0 | 0
0.625177April | Resource 1 | Sublap 1 | 15:00 | 1 | 77 | April | 13000 | 0 | 0 | 0 | 0 | 0 | 0 | 0 | 0 | 0 | 0 | 0 | 0 | 0 | 0 | 0 | 1.16 | -0.62309 | -0.015235 | 0 | 0 | 0 | 0 | 0 | 0 | 0 | 0 | 0 | 0 | 0 | 0 | 0 | 0 | 0 | 0 | 0 | 0 | 0 | 0 | 0 | 15.0797 | -8.1002 | -0.19806 | 0 | 0 | 0 | 0 | 0 | 0
0.625177May | Resource 1 | Sublap 1 | 15:00 | 1 | 77 | May | 14000 | 0 | 0 | 0 | 0 | 0 | 0 | 0 | 0 | 0 | 0 | 0 | 0 | 0 | 0 | 0 | 1.16 | -0.62309 | -0.015235 | 0 | 0 | 0 | 0 | 0 | 0 | 0 | 0 | 0 | 0 | 0 | 0 | 0 | 0 | 0 | 0 | 0 | 0 | 0 | 0 | 0 | 16.2397 | -8.7233 | -0.21329 | 0 | 0 | 0 | 0 | 0 | 0
0.625177June | Resource 1 | Sublap 1 | 15:00 | 1 | 77 | June | 15000 | 0 | 0 | 0 | 0 | 0 | 0 | 0 | 0 | 0 | 0 | 0 | 0 | 0 | 0 | 0 | 1.16 | -0.62309 | -0.015235 | 0 | 0 | 0 | 0 | 0 | 0 | 0 | 0 | 0 | 0 | 0 | 0 | 0 | 0 | 0 | 0 | 0 | 0 | 0 | 0 | 0 | 17.3996 | -9.3464 | -0.22853 | 0 | 0 | 0 | 0 | 0 | 0
0.625177July | Resource 1 | Sublap 1 | 15:00 | 1 | 77 | July | 16000 | 0 | 0 | 0 | 0 | 0 | 0 | 0 | 0 | 0 | 0 | 0 | 0 | 0 | 0 | 0 | 1.16 | -0.62309 | -0.015235 | 0 | 0 | 0 | 0 | 0 | 0 | 0 | 0 | 0 | 0 | 0 | 0 | 0 | 0 | 0 | 0 | 0 | 0 | 0 | 0 | 0 | 18.5596 | -9.9695 | -0.24376 | 0 | 0 | 0 | 0 | 0 | 0
0.625177August | Resource 1 | Sublap 1 | 15:00 | 1 | 77 | August | 17000 | 0 | 0 | 0 | 0 | 0 | 0 | 0 | 0 | 0 | 0 | 0 | 0 | 0 | 0 | 0 | 1.16 | -0.62309 | -0.015235 | 0 | 0 | 0 | 0 | 0 | 0 | 0 | 0 | 0 | 0 | 0 | 0 | 0 | 0 | 0 | 0 | 0 | 0 | 0 | 0 | 0 | 19.7196 | -10.5926 | -0.259 | 0 | 0 | 0 | 0 | 0 | 0
0.625177September | Resource 1 | Sublap 1 | 15:00 | 1 | 77 | September | 18000 | 0 | 0 | 0 | 0 | 0 | 0 | 0 | 0 | 0 | 0 | 0 | 0 | 0 | 0 | 0 | 1.16 | -0.62309 | -0.015235 | 0 | 0 | 0 | 0 | 0 | 0 | 0 | 0 | 0 | 0 | 0 | 0 | 0 | 0 | 0 | 0 | 0 | 0 | 0 | 0 | 0 | 20.8796 | -11.2157 | -0.27423 | 0 | 0 | 0 | 0 | 0 | 0
0.625177October | Resource 1 | Sublap 1 | 15:00 | 1 | 77 | October | 19000 | 0 | 0 | 0 | 0 | 0 | 0 | 0 | 0 | 0 | 0 | 0 | 0 | 0 | 0 | 0 | 1.16 | -0.62309 | -0.015235 | 0 | 0 | 0 | 0 | 0 | 0 | 0 | 0 | 0 | 0 | 0 | 0 | 0 | 0 | 0 | 0 | 0 | 0 | 0 | 0 | 0 | 22.0395 | -11.8388 | -0.28947 | 0 | 0 | 0 | 0 | 0 | 0
0.625177November | Resource 1 | Sublap 1 | 15:00 | 1 | 77 | November | 20000 | 0 | 0 | 0 | 0 | 0 | 0 | 0 | 0 | 0 | 0 | 0 | 0 | 0 | 0 | 0 | 1.16 | -0.62309 | -0.015235 | 0 | 0 | 0 | 0 | 0 | 0 | 0 | 0 | 0 | 0 | 0 | 0 | 0 | 0 | 0 | 0 | 0 | 0 | 0 | 0 | 0 | 23.1995 | -12.4619 | -0.30471 | 0 | 0 | 0 | 0 | 0 | 0
0.625177December | Resource 1 | Sublap 1 | 15:00 | 1 | 77 | December | 21000 | 0 | 0 | 0 | 0 | 0 | 0 | 0 | 0 | 0 | 0 | 0 | 0 | 0 | 0 | 0 | 1.16 | -0.62309 | -0.015235 | 0 | 0 | 0 | 0 | 0 | 0 | 0 | 0 | 0 | 0 | 0 | 0 | 0 | 0 | 0 | 0 | 0 | 0 | 0 | 0 | 0 | 24.3595 | -13.085 | -0.31994 | 0 | 0 | 0 | 0 | 0 | 0
0.625178January | Resource 1 | Sublap 1 | 15:00 | 1 | 78 | January | 10000 | 0 | 0 | 0 | 0 | 0 | 0 | 0 | 0 | 0 | 0 | 0 | 0 | 0 | 0 | 0 | 1.2314 | -0.64052 | -0.015657 | 0 | 0 | 0 | 0 | 0 | 0 | 0 | 0 | 0 | 0 | 0 | 0 | 0 | 0 | 0 | 0 | 0 | 0 | 0 | 0 | 0 | 12.314 | -6.4052 | -0.15657 | 0 | 0 | 0 | 0 | 0 | 0
0.625178February | Resource 1 | Sublap 1 | 15:00 | 1 | 78 | February | 11000 | 0 | 0 | 0 | 0 | 0 | 0 | 0 | 0 | 0 | 0 | 0 | 0 | 0 | 0 | 0 | 1.2314 | -0.64052 | -0.015657 | 0 | 0 | 0 | 0 | 0 | 0 | 0 | 0 | 0 | 0 | 0 | 0 | 0 | 0 | 0 | 0 | 0 | 0 | 0 | 0 | 0 | 13.5454 | -7.0458 | -0.17222 | 0 | 0 | 0 | 0 | 0 | 0
0.625178March | Resource 1 | Sublap 1 | 15:00 | 1 | 78 | March | 12000 | 0 | 0 | 0 | 0 | 0 | 0 | 0 | 0 | 0 | 0 | 0 | 0 | 0 | 0 | 0 | 1.2314 | -0.64052 | -0.015657 | 0 | 0 | 0 | 0 | 0 | 0 | 0 | 0 | 0 | 0 | 0 | 0 | 0 | 0 | 0 | 0 | 0 | 0 | 0 | 0 | 0 | 14.7768 | -7.6863 | -0.18788 | 0 | 0 | 0 | 0 | 0 | 0
0.625178April | Resource 1 | Sublap 1 | 15:00 | 1 | 78 | April | 13000 | 0 | 0 | 0 | 0 | 0 | 0 | 0 | 0 | 0 | 0 | 0 | 0 | 0 | 0 | 0 | 1.2314 | -0.64052 | -0.015657 | 0 | 0 | 0 | 0 | 0 | 0 | 0 | 0 | 0 | 0 | 0 | 0 | 0 | 0 | 0 | 0 | 0 | 0 | 0 | 0 | 0 | 16.0082 | -8.3268 | -0.20354 | 0 | 0 | 0 | 0 | 0 | 0
0.625178May | Resource 1 | Sublap 1 | 15:00 | 1 | 78 | May | 14000 | 0 | 0 | 0 | 0 | 0 | 0 | 0 | 0 | 0 | 0 | 0 | 0 | 0 | 0 | 0 | 1.2314 | -0.64052 | -0.015657 | 0 | 0 | 0 | 0 | 0 | 0 | 0 | 0 | 0 | 0 | 0 | 0 | 0 | 0 | 0 | 0 | 0 | 0 | 0 | 0 | 0 | 17.2396 | -8.9673 | -0.21919 | 0 | 0 | 0 | 0 | 0 | 0
0.625178June | Resource 1 | Sublap 1 | 15:00 | 1 | 78 | June | 15000 | 0 | 0 | 0 | 0 | 0 | 0 | 0 | 0 | 0 | 0 | 0 | 0 | 0 | 0 | 0 | 1.2314 | -0.64052 | -0.015657 | 0 | 0 | 0 | 0 | 0 | 0 | 0 | 0 | 0 | 0 | 0 | 0 | 0 | 0 | 0 | 0 | 0 | 0 | 0 | 0 | 0 | 18.471 | -9.6078 | -0.23485 | 0 | 0 | 0 | 0 | 0 | 0
0.625178July | Resource 1 | Sublap 1 | 15:00 | 1 | 78 | July | 16000 | 0 | 0 | 0 | 0 | 0 | 0 | 0 | 0 | 0 | 0 | 0 | 0 | 0 | 0 | 0 | 1.2314 | -0.64052 | -0.015657 | 0 | 0 | 0 | 0 | 0 | 0 | 0 | 0 | 0 | 0 | 0 | 0 | 0 | 0 | 0 | 0 | 0 | 0 | 0 | 0 | 0 | 19.7024 | -10.2484 | -0.25051 | 0 | 0 | 0 | 0 | 0 | 0
0.625178August | Resource 1 | Sublap 1 | 15:00 | 1 | 78 | August | 17000 | 0 | 0 | 0 | 0 | 0 | 0 | 0 | 0 | 0 | 0 | 0 | 0 | 0 | 0 | 0 | 1.2314 | -0.64052 | -0.015657 | 0 | 0 | 0 | 0 | 0 | 0 | 0 | 0 | 0 | 0 | 0 | 0 | 0 | 0 | 0 | 0 | 0 | 0 | 0 | 0 | 0 | 20.9338 | -10.8889 | -0.26616 | 0 | 0 | 0 | 0 | 0 | 0
0.625178September | Resource 1 | Sublap 1 | 15:00 | 1 | 78 | September | 18000 | 0 | 0 | 0 | 0 | 0 | 0 | 0 | 0 | 0 | 0 | 0 | 0 | 0 | 0 | 0 | 1.2314 | -0.64052 | -0.015657 | 0 | 0 | 0 | 0 | 0 | 0 | 0 | 0 | 0 | 0 | 0 | 0 | 0 | 0 | 0 | 0 | 0 | 0 | 0 | 0 | 0 | 22.1652 | -11.5294 | -0.28182 | 0 | 0 | 0 | 0 | 0 | 0
0.625178October | Resource 1 | Sublap 1 | 15:00 | 1 | 78 | October | 19000 | 0 | 0 | 0 | 0 | 0 | 0 | 0 | 0 | 0 | 0 | 0 | 0 | 0 | 0 | 0 | 1.2314 | -0.64052 | -0.015657 | 0 | 0 | 0 | 0 | 0 | 0 | 0 | 0 | 0 | 0 | 0 | 0 | 0 | 0 | 0 | 0 | 0 | 0 | 0 | 0 | 0 | 23.3966 | -12.1699 | -0.29748 | 0 | 0 | 0 | 0 | 0 | 0
0.625178November | Resource 1 | Sublap 1 | 15:00 | 1 | 78 | November | 20000 | 0 | 0 | 0 | 0 | 0 | 0 | 0 | 0 | 0 | 0 | 0 | 0 | 0 | 0 | 0 | 1.2314 | -0.64052 | -0.015657 | 0 | 0 | 0 | 0 | 0 | 0 | 0 | 0 | 0 | 0 | 0 | 0 | 0 | 0 | 0 | 0 | 0 | 0 | 0 | 0 | 0 | 24.628 | -12.8105 | -0.31313 | 0 | 0 | 0 | 0 | 0 | 0
0.625178December | Resource 1 | Sublap 1 | 15:00 | 1 | 78 | December | 21000 | 0 | 0 | 0 | 0 | 0 | 0 | 0 | 0 | 0 | 0 | 0 | 0 | 0 | 0 | 0 | 1.2314 | -0.64052 | -0.015657 | 0 | 0 | 0 | 0 | 0 | 0 | 0 | 0 | 0 | 0 | 0 | 0 | 0 | 0 | 0 | 0 | 0 | 0 | 0 | 0 | 0 | 25.8594 | -13.451 | -0.32879 | 0 | 0 | 0 | 0 | 0 | 0
0.625179January | Resource 1 | Sublap 1 | 15:00 | 1 | 79 | January | 10000 | 0 | 0 | 0 | 0 | 0 | 0 | 0 | 0 | 0 | 0 | 0 | 0 | 0 | 0 | 0 | 1.4582 | -0.71142 | -0.017371 | 0 | 0 | 0 | 0 | 0 | 0 | 0 | 0 | 0 | 0 | 0 | 0 | 0 | 0 | 0 | 0 | 0 | 0 | 0 | 0 | 0 | 14.5817 | -7.1142 | -0.17371 | 0 | 0 | 0 | 0 | 0 | 0
0.625179February | Resource 1 | Sublap 1 | 15:00 | 1 | 79 | February | 11000 | 0 | 0 | 0 | 0 | 0 | 0 | 0 | 0 | 0 | 0 | 0 | 0 | 0 | 0 | 0 | 1.4582 | -0.71142 | -0.017371 | 0 | 0 | 0 | 0 | 0 | 0 | 0 | 0 | 0 | 0 | 0 | 0 | 0 | 0 | 0 | 0 | 0 | 0 | 0 | 0 | 0 | 16.0398 | -7.8257 | -0.19108 | 0 | 0 | 0 | 0 | 0 | 0
0.625179March | Resource 1 | Sublap 1 | 15:00 | 1 | 79 | March | 12000 | 0 | 0 | 0 | 0 | 0 | 0 | 0 | 0 | 0 | 0 | 0 | 0 | 0 | 0 | 0 | 1.4582 | -0.71142 | -0.017371 | 0 | 0 | 0 | 0 | 0 | 0 | 0 | 0 | 0 | 0 | 0 | 0 | 0 | 0 | 0 | 0 | 0 | 0 | 0 | 0 | 0 | 17.498 | -8.5371 | -0.20845 | 0 | 0 | 0 | 0 | 0 | 0
0.625179April | Resource 1 | Sublap 1 | 15:00 | 1 | 79 | April | 13000 | 0 | 0 | 0 | 0 | 0 | 0 | 0 | 0 | 0 | 0 | 0 | 0 | 0 | 0 | 0 | 1.4582 | -0.71142 | -0.017371 | 0 | 0 | 0 | 0 | 0 | 0 | 0 | 0 | 0 | 0 | 0 | 0 | 0 | 0 | 0 | 0 | 0 | 0 | 0 | 0 | 0 | 18.9562 | -9.2485 | -0.22582 | 0 | 0 | 0 | 0 | 0 | 0
0.625179May | Resource 1 | Sublap 1 | 15:00 | 1 | 79 | May | 14000 | 0 | 0 | 0 | 0 | 0 | 0 | 0 | 0 | 0 | 0 | 0 | 0 | 0 | 0 | 0 | 1.4582 | -0.71142 | -0.017371 | 0 | 0 | 0 | 0 | 0 | 0 | 0 | 0 | 0 | 0 | 0 | 0 | 0 | 0 | 0 | 0 | 0 | 0 | 0 | 0 | 0 | 20.4143 | -9.9599 | -0.24319 | 0 | 0 | 0 | 0 | 0 | 0
0.625179June | Resource 1 | Sublap 1 | 15:00 | 1 | 79 | June | 15000 | 0 | 0 | 0 | 0 | 0 | 0 | 0 | 0 | 0 | 0 | 0 | 0 | 0 | 0 | 0 | 1.4582 | -0.71142 | -0.017371 | 0 | 0 | 0 | 0 | 0 | 0 | 0 | 0 | 0 | 0 | 0 | 0 | 0 | 0 | 0 | 0 | 0 | 0 | 0 | 0 | 0 | 21.8725 | -10.6714 | -0.26056 | 0 | 0 | 0 | 0 | 0 | 0
0.625179July | Resource 1 | Sublap 1 | 15:00 | 1 | 79 | July | 16000 | 0 | 0 | 0 | 0 | 0 | 0 | 0 | 0 | 0 | 0 | 0 | 0 | 0 | 0 | 0 | 1.4582 | -0.71142 | -0.017371 | 0 | 0 | 0 | 0 | 0 | 0 | 0 | 0 | 0 | 0 | 0 | 0 | 0 | 0 | 0 | 0 | 0 | 0 | 0 | 0 | 0 | 23.3307 | -11.3828 | -0.27793 | 0 | 0 | 0 | 0 | 0 | 0
0.625179August | Resource 1 | Sublap 1 | 15:00 | 1 | 79 | August | 17000 | 0 | 0 | 0 | 0 | 0 | 0 | 0 | 0 | 0 | 0 | 0 | 0 | 0 | 0 | 0 | 1.4582 | -0.71142 | -0.017371 | 0 | 0 | 0 | 0 | 0 | 0 | 0 | 0 | 0 | 0 | 0 | 0 | 0 | 0 | 0 | 0 | 0 | 0 | 0 | 0 | 0 | 24.7888 | -12.0942 | -0.2953 | 0 | 0 | 0 | 0 | 0 | 0
0.625179September | Resource 1 | Sublap 1 | 15:00 | 1 | 79 | September | 18000 | 0 | 0 | 0 | 0 | 0 | 0 | 0 | 0 | 0 | 0 | 0 | 0 | 0 | 0 | 0 | 1.4582 | -0.71142 | -0.017371 | 0 | 0 | 0 | 0 | 0 | 0 | 0 | 0 | 0 | 0 | 0 | 0 | 0 | 0 | 0 | 0 | 0 | 0 | 0 | 0 | 0 | 26.247 | -12.8056 | -0.31267 | 0 | 0 | 0 | 0 | 0 | 0
0.625179October | Resource 1 | Sublap 1 | 15:00 | 1 | 79 | October | 19000 | 0 | 0 | 0 | 0 | 0 | 0 | 0 | 0 | 0 | 0 | 0 | 0 | 0 | 0 | 0 | 1.4582 | -0.71142 | -0.017371 | 0 | 0 | 0 | 0 | 0 | 0 | 0 | 0 | 0 | 0 | 0 | 0 | 0 | 0 | 0 | 0 | 0 | 0 | 0 | 0 | 0 | 27.7052 | -13.5171 | -0.33004 | 0 | 0 | 0 | 0 | 0 | 0
0.625179November | Resource 1 | Sublap 1 | 15:00 | 1 | 79 | November | 20000 | 0 | 0 | 0 | 0 | 0 | 0 | 0 | 0 | 0 | 0 | 0 | 0 | 0 | 0 | 0 | 1.4582 | -0.71142 | -0.017371 | 0 | 0 | 0 | 0 | 0 | 0 | 0 | 0 | 0 | 0 | 0 | 0 | 0 | 0 | 0 | 0 | 0 | 0 | 0 | 0 | 0 | 29.1633 | -14.2285 | -0.34741 | 0 | 0 | 0 | 0 | 0 | 0
0.625179December | Resource 1 | Sublap 1 | 15:00 | 1 | 79 | December | 21000 | 0 | 0 | 0 | 0 | 0 | 0 | 0 | 0 | 0 | 0 | 0 | 0 | 0 | 0 | 0 | 1.4582 | -0.71142 | -0.017371 | 0 | 0 | 0 | 0 | 0 | 0 | 0 | 0 | 0 | 0 | 0 | 0 | 0 | 0 | 0 | 0 | 0 | 0 | 0 | 0 | 0 | 30.6215 | -14.9399 | -0.36478 | 0 | 0 | 0 | 0 | 0 | 0
0.625180January | Resource 1 | Sublap 1 | 15:00 | 1 | 80 | January | 10000 | 0 | 0 | 0 | 0 | 0 | 0 | 0 | 0 | 0 | 0 | 0 | 0 | 0 | 0 | 0 | 1.8444 | -0.87496 | -0.021324 | 0 | 0 | 0 | 0 | 0 | 0 | 0 | 0 | 0 | 0 | 0 | 0 | 0 | 0 | 0 | 0 | 0 | 0 | 0 | 0 | 0 | 18.4441 | -8.7496 | -0.21324 | 0 | 0 | 0 | 0 | 0 | 0
0.625180February | Resource 1 | Sublap 1 | 15:00 | 1 | 80 | February | 11000 | 0 | 0 | 0 | 0 | 0 | 0 | 0 | 0 | 0 | 0 | 0 | 0 | 0 | 0 | 0 | 1.8444 | -0.87496 | -0.021324 | 0 | 0 | 0 | 0 | 0 | 0 | 0 | 0 | 0 | 0 | 0 | 0 | 0 | 0 | 0 | 0 | 0 | 0 | 0 | 0 | 0 | 20.2885 | -9.6246 | -0.23457 | 0 | 0 | 0 | 0 | 0 | 0
0.625180March | Resource 1 | Sublap 1 | 15:00 | 1 | 80 | March | 12000 | 0 | 0 | 0 | 0 | 0 | 0 | 0 | 0 | 0 | 0 | 0 | 0 | 0 | 0 | 0 | 1.8444 | -0.87496 | -0.021324 | 0 | 0 | 0 | 0 | 0 | 0 | 0 | 0 | 0 | 0 | 0 | 0 | 0 | 0 | 0 | 0 | 0 | 0 | 0 | 0 | 0 | 22.1329 | -10.4996 | -0.25589 | 0 | 0 | 0 | 0 | 0 | 0
0.625180April | Resource 1 | Sublap 1 | 15:00 | 1 | 80 | April | 13000 | 0 | 0 | 0 | 0 | 0 | 0 | 0 | 0 | 0 | 0 | 0 | 0 | 0 | 0 | 0 | 1.8444 | -0.87496 | -0.021324 | 0 | 0 | 0 | 0 | 0 | 0 | 0 | 0 | 0 | 0 | 0 | 0 | 0 | 0 | 0 | 0 | 0 | 0 | 0 | 0 | 0 | 23.9774 | -11.3745 | -0.27722 | 0 | 0 | 0 | 0 | 0 | 0
0.625180May | Resource 1 | Sublap 1 | 15:00 | 1 | 80 | May | 14000 | 0 | 0 | 0 | 0 | 0 | 0 | 0 | 0 | 0 | 0 | 0 | 0 | 0 | 0 | 0 | 1.8444 | -0.87496 | -0.021324 | 0 | 0 | 0 | 0 | 0 | 0 | 0 | 0 | 0 | 0 | 0 | 0 | 0 | 0 | 0 | 0 | 0 | 0 | 0 | 0 | 0 | 25.8218 | -12.2495 | -0.29854 | 0 | 0 | 0 | 0 | 0 | 0
0.625180June | Resource 1 | Sublap 1 | 15:00 | 1 | 80 | June | 15000 | 0 | 0 | 0 | 0 | 0 | 0 | 0 | 0 | 0 | 0 | 0 | 0 | 0 | 0 | 0 | 1.8444 | -0.87496 | -0.021324 | 0 | 0 | 0 | 0 | 0 | 0 | 0 | 0 | 0 | 0 | 0 | 0 | 0 | 0 | 0 | 0 | 0 | 0 | 0 | 0 | 0 | 27.6662 | -13.1245 | -0.31986 | 0 | 0 | 0 | 0 | 0 | 0
0.625180July | Resource 1 | Sublap 1 | 15:00 | 1 | 80 | July | 16000 | 0 | 0 | 0 | 0 | 0 | 0 | 0 | 0 | 0 | 0 | 0 | 0 | 0 | 0 | 0 | 1.8444 | -0.87496 | -0.021324 | 0 | 0 | 0 | 0 | 0 | 0 | 0 | 0 | 0 | 0 | 0 | 0 | 0 | 0 | 0 | 0 | 0 | 0 | 0 | 0 | 0 | 29.5106 | -13.9994 | -0.34119 | 0 | 0 | 0 | 0 | 0 | 0
0.625180August | Resource 1 | Sublap 1 | 15:00 | 1 | 80 | August | 17000 | 0 | 0 | 0 | 0 | 0 | 0 | 0 | 0 | 0 | 0 | 0 | 0 | 0 | 0 | 0 | 1.8444 | -0.87496 | -0.021324 | 0 | 0 | 0 | 0 | 0 | 0 | 0 | 0 | 0 | 0 | 0 | 0 | 0 | 0 | 0 | 0 | 0 | 0 | 0 | 0 | 0 | 31.355 | -14.8744 | -0.36251 | 0 | 0 | 0 | 0 | 0 | 0
0.625180September | Resource 1 | Sublap 1 | 15:00 | 1 | 80 | September | 18000 | 0 | 0 | 0 | 0 | 0 | 0 | 0 | 0 | 0 | 0 | 0 | 0 | 0 | 0 | 0 | 1.8444 | -0.87496 | -0.021324 | 0 | 0 | 0 | 0 | 0 | 0 | 0 | 0 | 0 | 0 | 0 | 0 | 0 | 0 | 0 | 0 | 0 | 0 | 0 | 0 | 0 | 33.1994 | -15.7493 | -0.38384 | 0 | 0 | 0 | 0 | 0 | 0
0.625180October | Resource 1 | Sublap 1 | 15:00 | 1 | 80 | October | 19000 | 0 | 0 | 0 | 0 | 0 | 0 | 0 | 0 | 0 | 0 | 0 | 0 | 0 | 0 | 0 | 1.8444 | -0.87496 | -0.021324 | 0 | 0 | 0 | 0 | 0 | 0 | 0 | 0 | 0 | 0 | 0 | 0 | 0 | 0 | 0 | 0 | 0 | 0 | 0 | 0 | 0 | 35.0438 | -16.6243 | -0.40516 | 0 | 0 | 0 | 0 | 0 | 0
0.625180November | Resource 1 | Sublap 1 | 15:00 | 1 | 80 | November | 20000 | 0 | 0 | 0 | 0 | 0 | 0 | 0 | 0 | 0 | 0 | 0 | 0 | 0 | 0 | 0 | 1.8444 | -0.87496 | -0.021324 | 0 | 0 | 0 | 0 | 0 | 0 | 0 | 0 | 0 | 0 | 0 | 0 | 0 | 0 | 0 | 0 | 0 | 0 | 0 | 0 | 0 | 36.8882 | -17.4993 | -0.42649 | 0 | 0 | 0 | 0 | 0 | 0
0.625180December | Resource 1 | Sublap 1 | 15:00 | 1 | 80 | December | 21000 | 0 | 0 | 0 | 0 | 0 | 0 | 0 | 0 | 0 | 0 | 0 | 0 | 0 | 0 | 0 | 1.8444 | -0.87496 | -0.021324 | 0 | 0 | 0 | 0 | 0 | 0 | 0 | 0 | 0 | 0 | 0 | 0 | 0 | 0 | 0 | 0 | 0 | 0 | 0 | 0 | 0 | 38.7326 | -18.3742 | -0.44781 | 0 | 0 | 0 | 0 | 0 | 0
0.625181January | Resource 1 | Sublap 1 | 15:00 | 1 | 81 | January | 10000 | 0 | 0 | 0 | 0 | 0 | 0 | 0 | 0 | 0 | 0 | 0 | 0 | 0 | 0 | 0 | 2.4554 | -1.0832 | -0.026358 | 0 | 0 | 0 | 0 | 0 | 0 | 0 | 0 | 0 | 0 | 0 | 0 | 0 | 0 | 0 | 0 | 0 | 0 | 0 | 0 | 0 | 24.5541 | -10.8319 | -0.26358 | 0 | 0 | 0 | 0 | 0 | 0
0.625181February | Resource 1 | Sublap 1 | 15:00 | 1 | 81 | February | 11000 | 0 | 0 | 0 | 0 | 0 | 0 | 0 | 0 | 0 | 0 | 0 | 0 | 0 | 0 | 0 | 2.4554 | -1.0832 | -0.026358 | 0 | 0 | 0 | 0 | 0 | 0 | 0 | 0 | 0 | 0 | 0 | 0 | 0 | 0 | 0 | 0 | 0 | 0 | 0 | 0 | 0 | 27.0095 | -11.9151 | -0.28994 | 0 | 0 | 0 | 0 | 0 | 0
0.625181March | Resource 1 | Sublap 1 | 15:00 | 1 | 81 | March | 12000 | 0 | 0 | 0 | 0 | 0 | 0 | 0 | 0 | 0 | 0 | 0 | 0 | 0 | 0 | 0 | 2.4554 | -1.0832 | -0.026358 | 0 | 0 | 0 | 0 | 0 | 0 | 0 | 0 | 0 | 0 | 0 | 0 | 0 | 0 | 0 | 0 | 0 | 0 | 0 | 0 | 0 | 29.465 | -12.9983 | -0.3163 | 0 | 0 | 0 | 0 | 0 | 0
0.625181April | Resource 1 | Sublap 1 | 15:00 | 1 | 81 | April | 13000 | 0 | 0 | 0 | 0 | 0 | 0 | 0 | 0 | 0 | 0 | 0 | 0 | 0 | 0 | 0 | 2.4554 | -1.0832 | -0.026358 | 0 | 0 | 0 | 0 | 0 | 0 | 0 | 0 | 0 | 0 | 0 | 0 | 0 | 0 | 0 | 0 | 0 | 0 | 0 | 0 | 0 | 31.9204 | -14.0815 | -0.34266 | 0 | 0 | 0 | 0 | 0 | 0
0.625181May | Resource 1 | Sublap 1 | 15:00 | 1 | 81 | May | 14000 | 0 | 0 | 0 | 0 | 0 | 0 | 0 | 0 | 0 | 0 | 0 | 0 | 0 | 0 | 0 | 2.4554 | -1.0832 | -0.026358 | 0 | 0 | 0 | 0 | 0 | 0 | 0 | 0 | 0 | 0 | 0 | 0 | 0 | 0 | 0 | 0 | 0 | 0 | 0 | 0 | 0 | 34.3758 | -15.1647 | -0.36902 | 0 | 0 | 0 | 0 | 0 | 0
0.625181June | Resource 1 | Sublap 1 | 15:00 | 1 | 81 | June | 15000 | 0 | 0 | 0 | 0 | 0 | 0 | 0 | 0 | 0 | 0 | 0 | 0 | 0 | 0 | 0 | 2.4554 | -1.0832 | -0.026358 | 0 | 0 | 0 | 0 | 0 | 0 | 0 | 0 | 0 | 0 | 0 | 0 | 0 | 0 | 0 | 0 | 0 | 0 | 0 | 0 | 0 | 36.8312 | -16.2479 | -0.39537 | 0 | 0 | 0 | 0 | 0 | 0
0.625181July | Resource 1 | Sublap 1 | 15:00 | 1 | 81 | July | 16000 | 0 | 0 | 0 | 0 | 0 | 0 | 0 | 0 | 0 | 0 | 0 | 0 | 0 | 0 | 0 | 2.4554 | -1.0832 | -0.026358 | 0 | 0 | 0 | 0 | 0 | 0 | 0 | 0 | 0 | 0 | 0 | 0 | 0 | 0 | 0 | 0 | 0 | 0 | 0 | 0 | 0 | 39.2866 | -17.3311 | -0.42173 | 0 | 0 | 0 | 0 | 0 | 0
0.625181August | Resource 1 | Sublap 1 | 15:00 | 1 | 81 | August | 17000 | 0 | 0 | 0 | 0 | 0 | 0 | 0 | 0 | 0 | 0 | 0 | 0 | 0 | 0 | 0 | 2.4554 | -1.0832 | -0.026358 | 0 | 0 | 0 | 0 | 0 | 0 | 0 | 0 | 0 | 0 | 0 | 0 | 0 | 0 | 0 | 0 | 0 | 0 | 0 | 0 | 0 | 41.742 | -18.4143 | -0.44809 | 0 | 0 | 0 | 0 | 0 | 0
0.625181September | Resource 1 | Sublap 1 | 15:00 | 1 | 81 | September | 18000 | 0 | 0 | 0 | 0 | 0 | 0 | 0 | 0 | 0 | 0 | 0 | 0 | 0 | 0 | 0 | 2.4554 | -1.0832 | -0.026358 | 0 | 0 | 0 | 0 | 0 | 0 | 0 | 0 | 0 | 0 | 0 | 0 | 0 | 0 | 0 | 0 | 0 | 0 | 0 | 0 | 0 | 44.1974 | -19.4975 | -0.47445 | 0 | 0 | 0 | 0 | 0 | 0
0.625181October | Resource 1 | Sublap 1 | 15:00 | 1 | 81 | October | 19000 | 0 | 0 | 0 | 0 | 0 | 0 | 0 | 0 | 0 | 0 | 0 | 0 | 0 | 0 | 0 | 2.4554 | -1.0832 | -0.026358 | 0 | 0 | 0 | 0 | 0 | 0 | 0 | 0 | 0 | 0 | 0 | 0 | 0 | 0 | 0 | 0 | 0 | 0 | 0 | 0 | 0 | 46.6529 | -20.5807 | -0.50081 | 0 | 0 | 0 | 0 | 0 | 0
0.625181November | Resource 1 | Sublap 1 | 15:00 | 1 | 81 | November | 20000 | 0 | 0 | 0 | 0 | 0 | 0 | 0 | 0 | 0 | 0 | 0 | 0 | 0 | 0 | 0 | 2.4554 | -1.0832 | -0.026358 | 0 | 0 | 0 | 0 | 0 | 0 | 0 | 0 | 0 | 0 | 0 | 0 | 0 | 0 | 0 | 0 | 0 | 0 | 0 | 0 | 0 | 49.1083 | -21.6639 | -0.52717 | 0 | 0 | 0 | 0 | 0 | 0
0.625181December | Resource 1 | Sublap 1 | 15:00 | 1 | 81 | December | 21000 | 0 | 0 | 0 | 0 | 0 | 0 | 0 | 0 | 0 | 0 | 0 | 0 | 0 | 0 | 0 | 2.4554 | -1.0832 | -0.026358 | 0 | 0 | 0 | 0 | 0 | 0 | 0 | 0 | 0 | 0 | 0 | 0 | 0 | 0 | 0 | 0 | 0 | 0 | 0 | 0 | 0 | 51.5637 | -22.7471 | -0.55352 | 0 | 0 | 0 | 0 | 0 | 0
0.625182January | Resource 1 | Sublap 1 | 15:00 | 1 | 82 | January | 10000 | 0 | 0 | 0 | 0 | 0 | 0 | 0 | 0 | 0 | 0 | 0 | 0 | 0 | 0 | 0 | 2.6833 | -1.1283 | -0.02745 | 0 | 0 | 0 | 0 | 0 | 0 | 0 | 0 | 0 | 0 | 0 | 0 | 0 | 0 | 0 | 0 | 0 | 0 | 0 | 0 | 0 | 26.8333 | -11.2834 | -0.2745 | 0 | 0 | 0 | 0 | 0 | 0
0.625182February | Resource 1 | Sublap 1 | 15:00 | 1 | 82 | February | 11000 | 0 | 0 | 0 | 0 | 0 | 0 | 0 | 0 | 0 | 0 | 0 | 0 | 0 | 0 | 0 | 2.6833 | -1.1283 | -0.02745 | 0 | 0 | 0 | 0 | 0 | 0 | 0 | 0 | 0 | 0 | 0 | 0 | 0 | 0 | 0 | 0 | 0 | 0 | 0 | 0 | 0 | 29.5166 | -12.4117 | -0.30195 | 0 | 0 | 0 | 0 | 0 | 0
0.625182March | Resource 1 | Sublap 1 | 15:00 | 1 | 82 | March | 12000 | 0 | 0 | 0 | 0 | 0 | 0 | 0 | 0 | 0 | 0 | 0 | 0 | 0 | 0 | 0 | 2.6833 | -1.1283 | -0.02745 | 0 | 0 | 0 | 0 | 0 | 0 | 0 | 0 | 0 | 0 | 0 | 0 | 0 | 0 | 0 | 0 | 0 | 0 | 0 | 0 | 0 | 32.2 | -13.5401 | -0.3294 | 0 | 0 | 0 | 0 | 0 | 0
0.625182April | Resource 1 | Sublap 1 | 15:00 | 1 | 82 | April | 13000 | 0 | 0 | 0 | 0 | 0 | 0 | 0 | 0 | 0 | 0 | 0 | 0 | 0 | 0 | 0 | 2.6833 | -1.1283 | -0.02745 | 0 | 0 | 0 | 0 | 0 | 0 | 0 | 0 | 0 | 0 | 0 | 0 | 0 | 0 | 0 | 0 | 0 | 0 | 0 | 0 | 0 | 34.8833 | -14.6684 | -0.35685 | 0 | 0 | 0 | 0 | 0 | 0
0.625182May | Resource 1 | Sublap 1 | 15:00 | 1 | 82 | May | 14000 | 0 | 0 | 0 | 0 | 0 | 0 | 0 | 0 | 0 | 0 | 0 | 0 | 0 | 0 | 0 | 2.6833 | -1.1283 | -0.02745 | 0 | 0 | 0 | 0 | 0 | 0 | 0 | 0 | 0 | 0 | 0 | 0 | 0 | 0 | 0 | 0 | 0 | 0 | 0 | 0 | 0 | 37.5666 | -15.7967 | -0.3843 | 0 | 0 | 0 | 0 | 0 | 0
0.625182June | Resource 1 | Sublap 1 | 15:00 | 1 | 82 | June | 15000 | 0 | 0 | 0 | 0 | 0 | 0 | 0 | 0 | 0 | 0 | 0 | 0 | 0 | 0 | 0 | 2.6833 | -1.1283 | -0.02745 | 0 | 0 | 0 | 0 | 0 | 0 | 0 | 0 | 0 | 0 | 0 | 0 | 0 | 0 | 0 | 0 | 0 | 0 | 0 | 0 | 0 | 40.25 | -16.9251 | -0.41175 | 0 | 0 | 0 | 0 | 0 | 0
0.625182July | Resource 1 | Sublap 1 | 15:00 | 1 | 82 | July | 16000 | 0 | 0 | 0 | 0 | 0 | 0 | 0 | 0 | 0 | 0 | 0 | 0 | 0 | 0 | 0 | 2.6833 | -1.1283 | -0.02745 | 0 | 0 | 0 | 0 | 0 | 0 | 0 | 0 | 0 | 0 | 0 | 0 | 0 | 0 | 0 | 0 | 0 | 0 | 0 | 0 | 0 | 42.9333 | -18.0534 | -0.4392 | 0 | 0 | 0 | 0 | 0 | 0
0.625182August | Resource 1 | Sublap 1 | 15:00 | 1 | 82 | August | 17000 | 0 | 0 | 0 | 0 | 0 | 0 | 0 | 0 | 0 | 0 | 0 | 0 | 0 | 0 | 0 | 2.6833 | -1.1283 | -0.02745 | 0 | 0 | 0 | 0 | 0 | 0 | 0 | 0 | 0 | 0 | 0 | 0 | 0 | 0 | 0 | 0 | 0 | 0 | 0 | 0 | 0 | 45.6166 | -19.1818 | -0.46664 | 0 | 0 | 0 | 0 | 0 | 0
0.625182September | Resource 1 | Sublap 1 | 15:00 | 1 | 82 | September | 18000 | 0 | 0 | 0 | 0 | 0 | 0 | 0 | 0 | 0 | 0 | 0 | 0 | 0 | 0 | 0 | 2.6833 | -1.1283 | -0.02745 | 0 | 0 | 0 | 0 | 0 | 0 | 0 | 0 | 0 | 0 | 0 | 0 | 0 | 0 | 0 | 0 | 0 | 0 | 0 | 0 | 0 | 48.3 | -20.3101 | -0.49409 | 0 | 0 | 0 | 0 | 0 | 0
0.625182October | Resource 1 | Sublap 1 | 15:00 | 1 | 82 | October | 19000 | 0 | 0 | 0 | 0 | 0 | 0 | 0 | 0 | 0 | 0 | 0 | 0 | 0 | 0 | 0 | 2.6833 | -1.1283 | -0.02745 | 0 | 0 | 0 | 0 | 0 | 0 | 0 | 0 | 0 | 0 | 0 | 0 | 0 | 0 | 0 | 0 | 0 | 0 | 0 | 0 | 0 | 50.9833 | -21.4384 | -0.52154 | 0 | 0 | 0 | 0 | 0 | 0
0.625182November | Resource 1 | Sublap 1 | 15:00 | 1 | 82 | November | 20000 | 0 | 0 | 0 | 0 | 0 | 0 | 0 | 0 | 0 | 0 | 0 | 0 | 0 | 0 | 0 | 2.6833 | -1.1283 | -0.02745 | 0 | 0 | 0 | 0 | 0 | 0 | 0 | 0 | 0 | 0 | 0 | 0 | 0 | 0 | 0 | 0 | 0 | 0 | 0 | 0 | 0 | 53.6666 | -22.5668 | -0.54899 | 0 | 0 | 0 | 0 | 0 | 0
0.625182December | Resource 1 | Sublap 1 | 15:00 | 1 | 82 | December | 21000 | 0 | 0 | 0 | 0 | 0 | 0 | 0 | 0 | 0 | 0 | 0 | 0 | 0 | 0 | 0 | 2.6833 | -1.1283 | -0.02745 | 0 | 0 | 0 | 0 | 0 | 0 | 0 | 0 | 0 | 0 | 0 | 0 | 0 | 0 | 0 | 0 | 0 | 0 | 0 | 0 | 0 | 56.35 | -23.6951 | -0.57644 | 0 | 0 | 0 | 0 | 0 | 0
0.625183January | Resource 1 | Sublap 1 | 15:00 | 1 | 83 | January | 10000 | 0 | 0 | 0 | 0 | 0 | 0 | 0 | 0 | 0 | 0 | 0 | 0 | 0 | 0 | 0 | 3.1002 | -1.2763 | -0.031026 | 0 | 0 | 0 | 0 | 0 | 0 | 0 | 0 | 0 | 0 | 0 | 0 | 0 | 0 | 0 | 0 | 0 | 0 | 0 | 0 | 0 | 31.0016 | -12.7627 | -0.31026 | 0 | 0 | 0 | 0 | 0 | 0
0.625183February | Resource 1 | Sublap 1 | 15:00 | 1 | 83 | February | 11000 | 0 | 0 | 0 | 0 | 0 | 0 | 0 | 0 | 0 | 0 | 0 | 0 | 0 | 0 | 0 | 3.1002 | -1.2763 | -0.031026 | 0 | 0 | 0 | 0 | 0 | 0 | 0 | 0 | 0 | 0 | 0 | 0 | 0 | 0 | 0 | 0 | 0 | 0 | 0 | 0 | 0 | 34.1018 | -14.039 | -0.34129 | 0 | 0 | 0 | 0 | 0 | 0
0.625183March | Resource 1 | Sublap 1 | 15:00 | 1 | 83 | March | 12000 | 0 | 0 | 0 | 0 | 0 | 0 | 0 | 0 | 0 | 0 | 0 | 0 | 0 | 0 | 0 | 3.1002 | -1.2763 | -0.031026 | 0 | 0 | 0 | 0 | 0 | 0 | 0 | 0 | 0 | 0 | 0 | 0 | 0 | 0 | 0 | 0 | 0 | 0 | 0 | 0 | 0 | 37.202 | -15.3153 | -0.37231 | 0 | 0 | 0 | 0 | 0 | 0
0.625183April | Resource 1 | Sublap 1 | 15:00 | 1 | 83 | April | 13000 | 0 | 0 | 0 | 0 | 0 | 0 | 0 | 0 | 0 | 0 | 0 | 0 | 0 | 0 | 0 | 3.1002 | -1.2763 | -0.031026 | 0 | 0 | 0 | 0 | 0 | 0 | 0 | 0 | 0 | 0 | 0 | 0 | 0 | 0 | 0 | 0 | 0 | 0 | 0 | 0 | 0 | 40.3021 | -16.5916 | -0.40334 | 0 | 0 | 0 | 0 | 0 | 0
0.625183May | Resource 1 | Sublap 1 | 15:00 | 1 | 83 | May | 14000 | 0 | 0 | 0 | 0 | 0 | 0 | 0 | 0 | 0 | 0 | 0 | 0 | 0 | 0 | 0 | 3.1002 | -1.2763 | -0.031026 | 0 | 0 | 0 | 0 | 0 | 0 | 0 | 0 | 0 | 0 | 0 | 0 | 0 | 0 | 0 | 0 | 0 | 0 | 0 | 0 | 0 | 43.4023 | -17.8678 | -0.43436 | 0 | 0 | 0 | 0 | 0 | 0
0.625183June | Resource 1 | Sublap 1 | 15:00 | 1 | 83 | June | 15000 | 0 | 0 | 0 | 0 | 0 | 0 | 0 | 0 | 0 | 0 | 0 | 0 | 0 | 0 | 0 | 3.1002 | -1.2763 | -0.031026 | 0 | 0 | 0 | 0 | 0 | 0 | 0 | 0 | 0 | 0 | 0 | 0 | 0 | 0 | 0 | 0 | 0 | 0 | 0 | 0 | 0 | 46.5025 | -19.1441 | -0.46539 | 0 | 0 | 0 | 0 | 0 | 0
0.625183July | Resource 1 | Sublap 1 | 15:00 | 1 | 83 | July | 16000 | 0 | 0 | 0 | 0 | 0 | 0 | 0 | 0 | 0 | 0 | 0 | 0 | 0 | 0 | 0 | 3.1002 | -1.2763 | -0.031026 | 0 | 0 | 0 | 0 | 0 | 0 | 0 | 0 | 0 | 0 | 0 | 0 | 0 | 0 | 0 | 0 | 0 | 0 | 0 | 0 | 0 | 49.6026 | -20.4204 | -0.49642 | 0 | 0 | 0 | 0 | 0 | 0
0.625183August | Resource 1 | Sublap 1 | 15:00 | 1 | 83 | August | 17000 | 0 | 0 | 0 | 0 | 0 | 0 | 0 | 0 | 0 | 0 | 0 | 0 | 0 | 0 | 0 | 3.1002 | -1.2763 | -0.031026 | 0 | 0 | 0 | 0 | 0 | 0 | 0 | 0 | 0 | 0 | 0 | 0 | 0 | 0 | 0 | 0 | 0 | 0 | 0 | 0 | 0 | 52.7028 | -21.6967 | -0.52744 | 0 | 0 | 0 | 0 | 0 | 0
0.625183September | Resource 1 | Sublap 1 | 15:00 | 1 | 83 | September | 18000 | 0 | 0 | 0 | 0 | 0 | 0 | 0 | 0 | 0 | 0 | 0 | 0 | 0 | 0 | 0 | 3.1002 | -1.2763 | -0.031026 | 0 | 0 | 0 | 0 | 0 | 0 | 0 | 0 | 0 | 0 | 0 | 0 | 0 | 0 | 0 | 0 | 0 | 0 | 0 | 0 | 0 | 55.8029 | -22.9729 | -0.55847 | 0 | 0 | 0 | 0 | 0 | 0
0.625183October | Resource 1 | Sublap 1 | 15:00 | 1 | 83 | October | 19000 | 0 | 0 | 0 | 0 | 0 | 0 | 0 | 0 | 0 | 0 | 0 | 0 | 0 | 0 | 0 | 3.1002 | -1.2763 | -0.031026 | 0 | 0 | 0 | 0 | 0 | 0 | 0 | 0 | 0 | 0 | 0 | 0 | 0 | 0 | 0 | 0 | 0 | 0 | 0 | 0 | 0 | 58.9031 | -24.2492 | -0.5895 | 0 | 0 | 0 | 0 | 0 | 0
0.625183November | Resource 1 | Sublap 1 | 15:00 | 1 | 83 | November | 20000 | 0 | 0 | 0 | 0 | 0 | 0 | 0 | 0 | 0 | 0 | 0 | 0 | 0 | 0 | 0 | 3.1002 | -1.2763 | -0.031026 | 0 | 0 | 0 | 0 | 0 | 0 | 0 | 0 | 0 | 0 | 0 | 0 | 0 | 0 | 0 | 0 | 0 | 0 | 0 | 0 | 0 | 62.0033 | -25.5255 | -0.62052 | 0 | 0 | 0 | 0 | 0 | 0
0.625183December | Resource 1 | Sublap 1 | 15:00 | 1 | 83 | December | 21000 | 0 | 0 | 0 | 0 | 0 | 0 | 0 | 0 | 0 | 0 | 0 | 0 | 0 | 0 | 0 | 3.1002 | -1.2763 | -0.031026 | 0 | 0 | 0 | 0 | 0 | 0 | 0 | 0 | 0 | 0 | 0 | 0 | 0 | 0 | 0 | 0 | 0 | 0 | 0 | 0 | 0 | 65.1034 | -26.8018 | -0.65155 | 0 | 0 | 0 | 0 | 0 | 0
0.625184January | Resource 1 | Sublap 1 | 15:00 | 1 | 84 | January | 10000 | 0 | 0 | 0 | 0 | 0 | 0 | 0 | 0 | 0 | 0 | 0 | 0 | 0 | 0 | 0 | 3.4179 | -1.3322 | -0.032378 | 0 | 0 | 0 | 0 | 0 | 0 | 0 | 0 | 0 | 0 | 0 | 0 | 0 | 0 | 0 | 0 | 0 | 0 | 0 | 0 | 0 | 34.1789 | -13.3222 | -0.32378 | 0 | 0 | 0 | 0 | 0 | 0
0.625184February | Resource 1 | Sublap 1 | 15:00 | 1 | 84 | February | 11000 | 0 | 0 | 0 | 0 | 0 | 0 | 0 | 0 | 0 | 0 | 0 | 0 | 0 | 0 | 0 | 3.4179 | -1.3322 | -0.032378 | 0 | 0 | 0 | 0 | 0 | 0 | 0 | 0 | 0 | 0 | 0 | 0 | 0 | 0 | 0 | 0 | 0 | 0 | 0 | 0 | 0 | 37.5968 | -14.6544 | -0.35616 | 0 | 0 | 0 | 0 | 0 | 0
0.625184March | Resource 1 | Sublap 1 | 15:00 | 1 | 84 | March | 12000 | 0 | 0 | 0 | 0 | 0 | 0 | 0 | 0 | 0 | 0 | 0 | 0 | 0 | 0 | 0 | 3.4179 | -1.3322 | -0.032378 | 0 | 0 | 0 | 0 | 0 | 0 | 0 | 0 | 0 | 0 | 0 | 0 | 0 | 0 | 0 | 0 | 0 | 0 | 0 | 0 | 0 | 41.0147 | -15.9866 | -0.38854 | 0 | 0 | 0 | 0 | 0 | 0
0.625184April | Resource 1 | Sublap 1 | 15:00 | 1 | 84 | April | 13000 | 0 | 0 | 0 | 0 | 0 | 0 | 0 | 0 | 0 | 0 | 0 | 0 | 0 | 0 | 0 | 3.4179 | -1.3322 | -0.032378 | 0 | 0 | 0 | 0 | 0 | 0 | 0 | 0 | 0 | 0 | 0 | 0 | 0 | 0 | 0 | 0 | 0 | 0 | 0 | 0 | 0 | 44.4326 | -17.3188 | -0.42092 | 0 | 0 | 0 | 0 | 0 | 0
0.625184May | Resource 1 | Sublap 1 | 15:00 | 1 | 84 | May | 14000 | 0 | 0 | 0 | 0 | 0 | 0 | 0 | 0 | 0 | 0 | 0 | 0 | 0 | 0 | 0 | 3.4179 | -1.3322 | -0.032378 | 0 | 0 | 0 | 0 | 0 | 0 | 0 | 0 | 0 | 0 | 0 | 0 | 0 | 0 | 0 | 0 | 0 | 0 | 0 | 0 | 0 | 47.8505 | -18.651 | -0.4533 | 0 | 0 | 0 | 0 | 0 | 0
0.625184June | Resource 1 | Sublap 1 | 15:00 | 1 | 84 | June | 15000 | 0 | 0 | 0 | 0 | 0 | 0 | 0 | 0 | 0 | 0 | 0 | 0 | 0 | 0 | 0 | 3.4179 | -1.3322 | -0.032378 | 0 | 0 | 0 | 0 | 0 | 0 | 0 | 0 | 0 | 0 | 0 | 0 | 0 | 0 | 0 | 0 | 0 | 0 | 0 | 0 | 0 | 51.2684 | -19.9833 | -0.48568 | 0 | 0 | 0 | 0 | 0 | 0
0.625184July | Resource 1 | Sublap 1 | 15:00 | 1 | 84 | July | 16000 | 0 | 0 | 0 | 0 | 0 | 0 | 0 | 0 | 0 | 0 | 0 | 0 | 0 | 0 | 0 | 3.4179 | -1.3322 | -0.032378 | 0 | 0 | 0 | 0 | 0 | 0 | 0 | 0 | 0 | 0 | 0 | 0 | 0 | 0 | 0 | 0 | 0 | 0 | 0 | 0 | 0 | 54.6863 | -21.3155 | -0.51806 | 0 | 0 | 0 | 0 | 0 | 0
0.625184August | Resource 1 | Sublap 1 | 15:00 | 1 | 84 | August | 17000 | 0 | 0 | 0 | 0 | 0 | 0 | 0 | 0 | 0 | 0 | 0 | 0 | 0 | 0 | 0 | 3.4179 | -1.3322 | -0.032378 | 0 | 0 | 0 | 0 | 0 | 0 | 0 | 0 | 0 | 0 | 0 | 0 | 0 | 0 | 0 | 0 | 0 | 0 | 0 | 0 | 0 | 58.1042 | -22.6477 | -0.55043 | 0 | 0 | 0 | 0 | 0 | 0
0.625184September | Resource 1 | Sublap 1 | 15:00 | 1 | 84 | September | 18000 | 0 | 0 | 0 | 0 | 0 | 0 | 0 | 0 | 0 | 0 | 0 | 0 | 0 | 0 | 0 | 3.4179 | -1.3322 | -0.032378 | 0 | 0 | 0 | 0 | 0 | 0 | 0 | 0 | 0 | 0 | 0 | 0 | 0 | 0 | 0 | 0 | 0 | 0 | 0 | 0 | 0 | 61.5221 | -23.9799 | -0.58281 | 0 | 0 | 0 | 0 | 0 | 0
0.625184October | Resource 1 | Sublap 1 | 15:00 | 1 | 84 | October | 19000 | 0 | 0 | 0 | 0 | 0 | 0 | 0 | 0 | 0 | 0 | 0 | 0 | 0 | 0 | 0 | 3.4179 | -1.3322 | -0.032378 | 0 | 0 | 0 | 0 | 0 | 0 | 0 | 0 | 0 | 0 | 0 | 0 | 0 | 0 | 0 | 0 | 0 | 0 | 0 | 0 | 0 | 64.94 | -25.3121 | -0.61519 | 0 | 0 | 0 | 0 | 0 | 0
0.625184November | Resource 1 | Sublap 1 | 15:00 | 1 | 84 | November | 20000 | 0 | 0 | 0 | 0 | 0 | 0 | 0 | 0 | 0 | 0 | 0 | 0 | 0 | 0 | 0 | 3.4179 | -1.3322 | -0.032378 | 0 | 0 | 0 | 0 | 0 | 0 | 0 | 0 | 0 | 0 | 0 | 0 | 0 | 0 | 0 | 0 | 0 | 0 | 0 | 0 | 0 | 68.3579 | -26.6443 | -0.64757 | 0 | 0 | 0 | 0 | 0 | 0
0.625184December | Resource 1 | Sublap 1 | 15:00 | 1 | 84 | December | 21000 | 0 | 0 | 0 | 0 | 0 | 0 | 0 | 0 | 0 | 0 | 0 | 0 | 0 | 0 | 0 | 3.4179 | -1.3322 | -0.032378 | 0 | 0 | 0 | 0 | 0 | 0 | 0 | 0 | 0 | 0 | 0 | 0 | 0 | 0 | 0 | 0 | 0 | 0 | 0 | 0 | 0 | 71.7758 | -27.9766 | -0.67995 | 0 | 0 | 0 | 0 | 0 | 0
0.625185January | Resource 1 | Sublap 1 | 15:00 | 1 | 85 | January | 10000 | 0 | 0 | 0 | 0 | 0 | 0 | 0 | 0 | 0 | 0 | 0 | 0 | 0 | 0 | 0 | 4.5294 | -1.6645 | -0.040412 | 0 | 0 | 0 | 0 | 0 | 0 | 0 | 0 | 0 | 0 | 0 | 0 | 0 | 0 | 0 | 0 | 0 | 0 | 0 | 0 | 0 | 45.294 | -16.645 | -0.40411 | 0 | 0 | 0 | 0 | 0 | 0
0.625185February | Resource 1 | Sublap 1 | 15:00 | 1 | 85 | February | 11000 | 0 | 0 | 0 | 0 | 0 | 0 | 0 | 0 | 0 | 0 | 0 | 0 | 0 | 0 | 0 | 4.5294 | -1.6645 | -0.040412 | 0 | 0 | 0 | 0 | 0 | 0 | 0 | 0 | 0 | 0 | 0 | 0 | 0 | 0 | 0 | 0 | 0 | 0 | 0 | 0 | 0 | 49.8234 | -18.3095 | -0.44453 | 0 | 0 | 0 | 0 | 0 | 0
0.625185March | Resource 1 | Sublap 1 | 15:00 | 1 | 85 | March | 12000 | 0 | 0 | 0 | 0 | 0 | 0 | 0 | 0 | 0 | 0 | 0 | 0 | 0 | 0 | 0 | 4.5294 | -1.6645 | -0.040412 | 0 | 0 | 0 | 0 | 0 | 0 | 0 | 0 | 0 | 0 | 0 | 0 | 0 | 0 | 0 | 0 | 0 | 0 | 0 | 0 | 0 | 54.3528 | -19.974 | -0.48494 | 0 | 0 | 0 | 0 | 0 | 0
0.625185April | Resource 1 | Sublap 1 | 15:00 | 1 | 85 | April | 13000 | 0 | 0 | 0 | 0 | 0 | 0 | 0 | 0 | 0 | 0 | 0 | 0 | 0 | 0 | 0 | 4.5294 | -1.6645 | -0.040412 | 0 | 0 | 0 | 0 | 0 | 0 | 0 | 0 | 0 | 0 | 0 | 0 | 0 | 0 | 0 | 0 | 0 | 0 | 0 | 0 | 0 | 58.8822 | -21.6385 | -0.52535 | 0 | 0 | 0 | 0 | 0 | 0
0.625185May | Resource 1 | Sublap 1 | 15:00 | 1 | 85 | May | 14000 | 0 | 0 | 0 | 0 | 0 | 0 | 0 | 0 | 0 | 0 | 0 | 0 | 0 | 0 | 0 | 4.5294 | -1.6645 | -0.040412 | 0 | 0 | 0 | 0 | 0 | 0 | 0 | 0 | 0 | 0 | 0 | 0 | 0 | 0 | 0 | 0 | 0 | 0 | 0 | 0 | 0 | 63.4116 | -23.303 | -0.56576 | 0 | 0 | 0 | 0 | 0 | 0
0.625185June | Resource 1 | Sublap 1 | 15:00 | 1 | 85 | June | 15000 | 0 | 0 | 0 | 0 | 0 | 0 | 0 | 0 | 0 | 0 | 0 | 0 | 0 | 0 | 0 | 4.5294 | -1.6645 | -0.040412 | 0 | 0 | 0 | 0 | 0 | 0 | 0 | 0 | 0 | 0 | 0 | 0 | 0 | 0 | 0 | 0 | 0 | 0 | 0 | 0 | 0 | 67.941 | -24.9675 | -0.60617 | 0 | 0 | 0 | 0 | 0 | 0
0.625185July | Resource 1 | Sublap 1 | 15:00 | 1 | 85 | July | 16000 | 0 | 0 | 0 | 0 | 0 | 0 | 0 | 0 | 0 | 0 | 0 | 0 | 0 | 0 | 0 | 4.5294 | -1.6645 | -0.040412 | 0 | 0 | 0 | 0 | 0 | 0 | 0 | 0 | 0 | 0 | 0 | 0 | 0 | 0 | 0 | 0 | 0 | 0 | 0 | 0 | 0 | 72.4704 | -26.632 | -0.64658 | 0 | 0 | 0 | 0 | 0 | 0
0.625185August | Resource 1 | Sublap 1 | 15:00 | 1 | 85 | August | 17000 | 0 | 0 | 0 | 0 | 0 | 0 | 0 | 0 | 0 | 0 | 0 | 0 | 0 | 0 | 0 | 4.5294 | -1.6645 | -0.040412 | 0 | 0 | 0 | 0 | 0 | 0 | 0 | 0 | 0 | 0 | 0 | 0 | 0 | 0 | 0 | 0 | 0 | 0 | 0 | 0 | 0 | 76.9998 | -28.2965 | -0.687 | 0 | 0 | 0 | 0 | 0 | 0
0.625185September | Resource 1 | Sublap 1 | 15:00 | 1 | 85 | September | 18000 | 0 | 0 | 0 | 0 | 0 | 0 | 0 | 0 | 0 | 0 | 0 | 0 | 0 | 0 | 0 | 4.5294 | -1.6645 | -0.040412 | 0 | 0 | 0 | 0 | 0 | 0 | 0 | 0 | 0 | 0 | 0 | 0 | 0 | 0 | 0 | 0 | 0 | 0 | 0 | 0 | 0 | 81.5292 | -29.961 | -0.72741 | 0 | 0 | 0 | 0 | 0 | 0
0.625185October | Resource 1 | Sublap 1 | 15:00 | 1 | 85 | October | 19000 | 0 | 0 | 0 | 0 | 0 | 0 | 0 | 0 | 0 | 0 | 0 | 0 | 0 | 0 | 0 | 4.5294 | -1.6645 | -0.040412 | 0 | 0 | 0 | 0 | 0 | 0 | 0 | 0 | 0 | 0 | 0 | 0 | 0 | 0 | 0 | 0 | 0 | 0 | 0 | 0 | 0 | 86.0586 | -31.6255 | -0.76782 | 0 | 0 | 0 | 0 | 0 | 0
0.625185November | Resource 1 | Sublap 1 | 15:00 | 1 | 85 | November | 20000 | 0 | 0 | 0 | 0 | 0 | 0 | 0 | 0 | 0 | 0 | 0 | 0 | 0 | 0 | 0 | 4.5294 | -1.6645 | -0.040412 | 0 | 0 | 0 | 0 | 0 | 0 | 0 | 0 | 0 | 0 | 0 | 0 | 0 | 0 | 0 | 0 | 0 | 0 | 0 | 0 | 0 | 90.588 | -33.29 | -0.80823 | 0 | 0 | 0 | 0 | 0 | 0
0.625185December | Resource 1 | Sublap 1 | 15:00 | 1 | 85 | December | 21000 | 0 | 0 | 0 | 0 | 0 | 0 | 0 | 0 | 0 | 0 | 0 | 0 | 0 | 0 | 0 | 4.5294 | -1.6645 | -0.040412 | 0 | 0 | 0 | 0 | 0 | 0 | 0 | 0 | 0 | 0 | 0 | 0 | 0 | 0 | 0 | 0 | 0 | 0 | 0 | 0 | 0 | 95.1174 | -34.9545 | -0.84864 | 0 | 0 | 0 | 0 | 0 | 0
0.625186January | Resource 1 | Sublap 1 | 15:00 | 1 | 86 | January | 10000 | 0 | 0 | 0 | 0 | 0 | 0 | 0 | 0 | 0 | 0 | 0 | 0 | 0 | 0 | 0 | 4.0204 | -1.5053 | -0.036562 | 0 | 0 | 0 | 0 | 0 | 0 | 0 | 0 | 0 | 0 | 0 | 0 | 0 | 0 | 0 | 0 | 0 | 0 | 0 | 0 | 0 | 40.2038 | -15.0525 | -0.36562 | 0 | 0 | 0 | 0 | 0 | 0
0.625186February | Resource 1 | Sublap 1 | 15:00 | 1 | 86 | February | 11000 | 0 | 0 | 0 | 0 | 0 | 0 | 0 | 0 | 0 | 0 | 0 | 0 | 0 | 0 | 0 | 4.0204 | -1.5053 | -0.036562 | 0 | 0 | 0 | 0 | 0 | 0 | 0 | 0 | 0 | 0 | 0 | 0 | 0 | 0 | 0 | 0 | 0 | 0 | 0 | 0 | 0 | 44.2242 | -16.5578 | -0.40218 | 0 | 0 | 0 | 0 | 0 | 0
0.625186March | Resource 1 | Sublap 1 | 15:00 | 1 | 86 | March | 12000 | 0 | 0 | 0 | 0 | 0 | 0 | 0 | 0 | 0 | 0 | 0 | 0 | 0 | 0 | 0 | 4.0204 | -1.5053 | -0.036562 | 0 | 0 | 0 | 0 | 0 | 0 | 0 | 0 | 0 | 0 | 0 | 0 | 0 | 0 | 0 | 0 | 0 | 0 | 0 | 0 | 0 | 48.2445 | -18.063 | -0.43874 | 0 | 0 | 0 | 0 | 0 | 0
0.625186April | Resource 1 | Sublap 1 | 15:00 | 1 | 86 | April | 13000 | 0 | 0 | 0 | 0 | 0 | 0 | 0 | 0 | 0 | 0 | 0 | 0 | 0 | 0 | 0 | 4.0204 | -1.5053 | -0.036562 | 0 | 0 | 0 | 0 | 0 | 0 | 0 | 0 | 0 | 0 | 0 | 0 | 0 | 0 | 0 | 0 | 0 | 0 | 0 | 0 | 0 | 52.2649 | -19.5683 | -0.4753 | 0 | 0 | 0 | 0 | 0 | 0
0.625186May | Resource 1 | Sublap 1 | 15:00 | 1 | 86 | May | 14000 | 0 | 0 | 0 | 0 | 0 | 0 | 0 | 0 | 0 | 0 | 0 | 0 | 0 | 0 | 0 | 4.0204 | -1.5053 | -0.036562 | 0 | 0 | 0 | 0 | 0 | 0 | 0 | 0 | 0 | 0 | 0 | 0 | 0 | 0 | 0 | 0 | 0 | 0 | 0 | 0 | 0 | 56.2853 | -21.0735 | -0.51186 | 0 | 0 | 0 | 0 | 0 | 0
0.625186June | Resource 1 | Sublap 1 | 15:00 | 1 | 86 | June | 15000 | 0 | 0 | 0 | 0 | 0 | 0 | 0 | 0 | 0 | 0 | 0 | 0 | 0 | 0 | 0 | 4.0204 | -1.5053 | -0.036562 | 0 | 0 | 0 | 0 | 0 | 0 | 0 | 0 | 0 | 0 | 0 | 0 | 0 | 0 | 0 | 0 | 0 | 0 | 0 | 0 | 0 | 60.3057 | -22.5788 | -0.54843 | 0 | 0 | 0 | 0 | 0 | 0
0.625186July | Resource 1 | Sublap 1 | 15:00 | 1 | 86 | July | 16000 | 0 | 0 | 0 | 0 | 0 | 0 | 0 | 0 | 0 | 0 | 0 | 0 | 0 | 0 | 0 | 4.0204 | -1.5053 | -0.036562 | 0 | 0 | 0 | 0 | 0 | 0 | 0 | 0 | 0 | 0 | 0 | 0 | 0 | 0 | 0 | 0 | 0 | 0 | 0 | 0 | 0 | 64.3261 | -24.084 | -0.58499 | 0 | 0 | 0 | 0 | 0 | 0
0.625186August | Resource 1 | Sublap 1 | 15:00 | 1 | 86 | August | 17000 | 0 | 0 | 0 | 0 | 0 | 0 | 0 | 0 | 0 | 0 | 0 | 0 | 0 | 0 | 0 | 4.0204 | -1.5053 | -0.036562 | 0 | 0 | 0 | 0 | 0 | 0 | 0 | 0 | 0 | 0 | 0 | 0 | 0 | 0 | 0 | 0 | 0 | 0 | 0 | 0 | 0 | 68.3464 | -25.5893 | -0.62155 | 0 | 0 | 0 | 0 | 0 | 0
0.625186September | Resource 1 | Sublap 1 | 15:00 | 1 | 86 | September | 18000 | 0 | 0 | 0 | 0 | 0 | 0 | 0 | 0 | 0 | 0 | 0 | 0 | 0 | 0 | 0 | 4.0204 | -1.5053 | -0.036562 | 0 | 0 | 0 | 0 | 0 | 0 | 0 | 0 | 0 | 0 | 0 | 0 | 0 | 0 | 0 | 0 | 0 | 0 | 0 | 0 | 0 | 72.3668 | -27.0945 | -0.65811 | 0 | 0 | 0 | 0 | 0 | 0
0.625186October | Resource 1 | Sublap 1 | 15:00 | 1 | 86 | October | 19000 | 0 | 0 | 0 | 0 | 0 | 0 | 0 | 0 | 0 | 0 | 0 | 0 | 0 | 0 | 0 | 4.0204 | -1.5053 | -0.036562 | 0 | 0 | 0 | 0 | 0 | 0 | 0 | 0 | 0 | 0 | 0 | 0 | 0 | 0 | 0 | 0 | 0 | 0 | 0 | 0 | 0 | 76.3872 | -28.5998 | -0.69467 | 0 | 0 | 0 | 0 | 0 | 0
0.625186November | Resource 1 | Sublap 1 | 15:00 | 1 | 86 | November | 20000 | 0 | 0 | 0 | 0 | 0 | 0 | 0 | 0 | 0 | 0 | 0 | 0 | 0 | 0 | 0 | 4.0204 | -1.5053 | -0.036562 | 0 | 0 | 0 | 0 | 0 | 0 | 0 | 0 | 0 | 0 | 0 | 0 | 0 | 0 | 0 | 0 | 0 | 0 | 0 | 0 | 0 | 80.4076 | -30.105 | -0.73123 | 0 | 0 | 0 | 0 | 0 | 0
0.625186December | Resource 1 | Sublap 1 | 15:00 | 1 | 86 | December | 21000 | 0 | 0 | 0 | 0 | 0 | 0 | 0 | 0 | 0 | 0 | 0 | 0 | 0 | 0 | 0 | 4.0204 | -1.5053 | -0.036562 | 0 | 0 | 0 | 0 | 0 | 0 | 0 | 0 | 0 | 0 | 0 | 0 | 0 | 0 | 0 | 0 | 0 | 0 | 0 | 0 | 0 | 84.4279 | -31.6103 | -0.7678 | 0 | 0 | 0 | 0 | 0 | 0
0.625187January | Resource 1 | Sublap 1 | 15:00 | 1 | 87 | January | 10000 | 0 | 0 | 0 | 0 | 0 | 0 | 0 | 0 | 0 | 0 | 0 | 0 | 0 | 0 | 0 | 4.5378 | -1.5781 | -0.038322 | 0 | 0 | 0 | 0 | 0 | 0 | 0 | 0 | 0 | 0 | 0 | 0 | 0 | 0 | 0 | 0 | 0 | 0 | 0 | 0 | 0 | 45.3784 | -15.7806 | -0.38322 | 0 | 0 | 0 | 0 | 0 | 0
0.625187February | Resource 1 | Sublap 1 | 15:00 | 1 | 87 | February | 11000 | 0 | 0 | 0 | 0 | 0 | 0 | 0 | 0 | 0 | 0 | 0 | 0 | 0 | 0 | 0 | 4.5378 | -1.5781 | -0.038322 | 0 | 0 | 0 | 0 | 0 | 0 | 0 | 0 | 0 | 0 | 0 | 0 | 0 | 0 | 0 | 0 | 0 | 0 | 0 | 0 | 0 | 49.9162 | -17.3587 | -0.42154 | 0 | 0 | 0 | 0 | 0 | 0
0.625187March | Resource 1 | Sublap 1 | 15:00 | 1 | 87 | March | 12000 | 0 | 0 | 0 | 0 | 0 | 0 | 0 | 0 | 0 | 0 | 0 | 0 | 0 | 0 | 0 | 4.5378 | -1.5781 | -0.038322 | 0 | 0 | 0 | 0 | 0 | 0 | 0 | 0 | 0 | 0 | 0 | 0 | 0 | 0 | 0 | 0 | 0 | 0 | 0 | 0 | 0 | 54.4541 | -18.9367 | -0.45986 | 0 | 0 | 0 | 0 | 0 | 0
0.625187April | Resource 1 | Sublap 1 | 15:00 | 1 | 87 | April | 13000 | 0 | 0 | 0 | 0 | 0 | 0 | 0 | 0 | 0 | 0 | 0 | 0 | 0 | 0 | 0 | 4.5378 | -1.5781 | -0.038322 | 0 | 0 | 0 | 0 | 0 | 0 | 0 | 0 | 0 | 0 | 0 | 0 | 0 | 0 | 0 | 0 | 0 | 0 | 0 | 0 | 0 | 58.9919 | -20.5148 | -0.49818 | 0 | 0 | 0 | 0 | 0 | 0
0.625187May | Resource 1 | Sublap 1 | 15:00 | 1 | 87 | May | 14000 | 0 | 0 | 0 | 0 | 0 | 0 | 0 | 0 | 0 | 0 | 0 | 0 | 0 | 0 | 0 | 4.5378 | -1.5781 | -0.038322 | 0 | 0 | 0 | 0 | 0 | 0 | 0 | 0 | 0 | 0 | 0 | 0 | 0 | 0 | 0 | 0 | 0 | 0 | 0 | 0 | 0 | 63.5297 | -22.0928 | -0.53651 | 0 | 0 | 0 | 0 | 0 | 0
0.625187June | Resource 1 | Sublap 1 | 15:00 | 1 | 87 | June | 15000 | 0 | 0 | 0 | 0 | 0 | 0 | 0 | 0 | 0 | 0 | 0 | 0 | 0 | 0 | 0 | 4.5378 | -1.5781 | -0.038322 | 0 | 0 | 0 | 0 | 0 | 0 | 0 | 0 | 0 | 0 | 0 | 0 | 0 | 0 | 0 | 0 | 0 | 0 | 0 | 0 | 0 | 68.0676 | -23.6709 | -0.57483 | 0 | 0 | 0 | 0 | 0 | 0
0.625187July | Resource 1 | Sublap 1 | 15:00 | 1 | 87 | July | 16000 | 0 | 0 | 0 | 0 | 0 | 0 | 0 | 0 | 0 | 0 | 0 | 0 | 0 | 0 | 0 | 4.5378 | -1.5781 | -0.038322 | 0 | 0 | 0 | 0 | 0 | 0 | 0 | 0 | 0 | 0 | 0 | 0 | 0 | 0 | 0 | 0 | 0 | 0 | 0 | 0 | 0 | 72.6054 | -25.249 | -0.61315 | 0 | 0 | 0 | 0 | 0 | 0
0.625187August | Resource 1 | Sublap 1 | 15:00 | 1 | 87 | August | 17000 | 0 | 0 | 0 | 0 | 0 | 0 | 0 | 0 | 0 | 0 | 0 | 0 | 0 | 0 | 0 | 4.5378 | -1.5781 | -0.038322 | 0 | 0 | 0 | 0 | 0 | 0 | 0 | 0 | 0 | 0 | 0 | 0 | 0 | 0 | 0 | 0 | 0 | 0 | 0 | 0 | 0 | 77.1433 | -26.827 | -0.65147 | 0 | 0 | 0 | 0 | 0 | 0
0.625187September | Resource 1 | Sublap 1 | 15:00 | 1 | 87 | September | 18000 | 0 | 0 | 0 | 0 | 0 | 0 | 0 | 0 | 0 | 0 | 0 | 0 | 0 | 0 | 0 | 4.5378 | -1.5781 | -0.038322 | 0 | 0 | 0 | 0 | 0 | 0 | 0 | 0 | 0 | 0 | 0 | 0 | 0 | 0 | 0 | 0 | 0 | 0 | 0 | 0 | 0 | 81.6811 | -28.4051 | -0.68979 | 0 | 0 | 0 | 0 | 0 | 0
0.625187October | Resource 1 | Sublap 1 | 15:00 | 1 | 87 | October | 19000 | 0 | 0 | 0 | 0 | 0 | 0 | 0 | 0 | 0 | 0 | 0 | 0 | 0 | 0 | 0 | 4.5378 | -1.5781 | -0.038322 | 0 | 0 | 0 | 0 | 0 | 0 | 0 | 0 | 0 | 0 | 0 | 0 | 0 | 0 | 0 | 0 | 0 | 0 | 0 | 0 | 0 | 86.219 | -29.9831 | -0.72811 | 0 | 0 | 0 | 0 | 0 | 0
0.625187November | Resource 1 | Sublap 1 | 15:00 | 1 | 87 | November | 20000 | 0 | 0 | 0 | 0 | 0 | 0 | 0 | 0 | 0 | 0 | 0 | 0 | 0 | 0 | 0 | 4.5378 | -1.5781 | -0.038322 | 0 | 0 | 0 | 0 | 0 | 0 | 0 | 0 | 0 | 0 | 0 | 0 | 0 | 0 | 0 | 0 | 0 | 0 | 0 | 0 | 0 | 90.7568 | -31.5612 | -0.76644 | 0 | 0 | 0 | 0 | 0 | 0
0.625187December | Resource 1 | Sublap 1 | 15:00 | 1 | 87 | December | 21000 | 0 | 0 | 0 | 0 | 0 | 0 | 0 | 0 | 0 | 0 | 0 | 0 | 0 | 0 | 0 | 4.5378 | -1.5781 | -0.038322 | 0 | 0 | 0 | 0 | 0 | 0 | 0 | 0 | 0 | 0 | 0 | 0 | 0 | 0 | 0 | 0 | 0 | 0 | 0 | 0 | 0 | 95.2946 | -33.1393 | -0.80476 | 0 | 0 | 0 | 0 | 0 | 0
0.625188January | Resource 1 | Sublap 1 | 15:00 | 1 | 88 | January | 10000 | 0 | 0 | 0 | 0 | 0 | 0 | 0 | 0 | 0 | 0 | 0 | 0 | 0 | 0 | 0 | 5.0865 | -1.7354 | -0.042126 | 0 | 0 | 0 | 0 | 0 | 0 | 0 | 0 | 0 | 0 | 0 | 0 | 0 | 0 | 0 | 0 | 0 | 0 | 0 | 0 | 0 | 50.8651 | -17.3543 | -0.42126 | 0 | 0 | 0 | 0 | 0 | 0
0.625188February | Resource 1 | Sublap 1 | 15:00 | 1 | 88 | February | 11000 | 0 | 0 | 0 | 0 | 0 | 0 | 0 | 0 | 0 | 0 | 0 | 0 | 0 | 0 | 0 | 5.0865 | -1.7354 | -0.042126 | 0 | 0 | 0 | 0 | 0 | 0 | 0 | 0 | 0 | 0 | 0 | 0 | 0 | 0 | 0 | 0 | 0 | 0 | 0 | 0 | 0 | 55.9517 | -19.0898 | -0.46339 | 0 | 0 | 0 | 0 | 0 | 0
0.625188March | Resource 1 | Sublap 1 | 15:00 | 1 | 88 | March | 12000 | 0 | 0 | 0 | 0 | 0 | 0 | 0 | 0 | 0 | 0 | 0 | 0 | 0 | 0 | 0 | 5.0865 | -1.7354 | -0.042126 | 0 | 0 | 0 | 0 | 0 | 0 | 0 | 0 | 0 | 0 | 0 | 0 | 0 | 0 | 0 | 0 | 0 | 0 | 0 | 0 | 0 | 61.0382 | -20.8252 | -0.50552 | 0 | 0 | 0 | 0 | 0 | 0
0.625188April | Resource 1 | Sublap 1 | 15:00 | 1 | 88 | April | 13000 | 0 | 0 | 0 | 0 | 0 | 0 | 0 | 0 | 0 | 0 | 0 | 0 | 0 | 0 | 0 | 5.0865 | -1.7354 | -0.042126 | 0 | 0 | 0 | 0 | 0 | 0 | 0 | 0 | 0 | 0 | 0 | 0 | 0 | 0 | 0 | 0 | 0 | 0 | 0 | 0 | 0 | 66.1247 | -22.5606 | -0.54764 | 0 | 0 | 0 | 0 | 0 | 0
0.625188May | Resource 1 | Sublap 1 | 15:00 | 1 | 88 | May | 14000 | 0 | 0 | 0 | 0 | 0 | 0 | 0 | 0 | 0 | 0 | 0 | 0 | 0 | 0 | 0 | 5.0865 | -1.7354 | -0.042126 | 0 | 0 | 0 | 0 | 0 | 0 | 0 | 0 | 0 | 0 | 0 | 0 | 0 | 0 | 0 | 0 | 0 | 0 | 0 | 0 | 0 | 71.2112 | -24.2961 | -0.58977 | 0 | 0 | 0 | 0 | 0 | 0
0.625188June | Resource 1 | Sublap 1 | 15:00 | 1 | 88 | June | 15000 | 0 | 0 | 0 | 0 | 0 | 0 | 0 | 0 | 0 | 0 | 0 | 0 | 0 | 0 | 0 | 5.0865 | -1.7354 | -0.042126 | 0 | 0 | 0 | 0 | 0 | 0 | 0 | 0 | 0 | 0 | 0 | 0 | 0 | 0 | 0 | 0 | 0 | 0 | 0 | 0 | 0 | 76.2977 | -26.0315 | -0.6319 | 0 | 0 | 0 | 0 | 0 | 0
0.625188July | Resource 1 | Sublap 1 | 15:00 | 1 | 88 | July | 16000 | 0 | 0 | 0 | 0 | 0 | 0 | 0 | 0 | 0 | 0 | 0 | 0 | 0 | 0 | 0 | 5.0865 | -1.7354 | -0.042126 | 0 | 0 | 0 | 0 | 0 | 0 | 0 | 0 | 0 | 0 | 0 | 0 | 0 | 0 | 0 | 0 | 0 | 0 | 0 | 0 | 0 | 81.3842 | -27.7669 | -0.67402 | 0 | 0 | 0 | 0 | 0 | 0
0.625188August | Resource 1 | Sublap 1 | 15:00 | 1 | 88 | August | 17000 | 0 | 0 | 0 | 0 | 0 | 0 | 0 | 0 | 0 | 0 | 0 | 0 | 0 | 0 | 0 | 5.0865 | -1.7354 | -0.042126 | 0 | 0 | 0 | 0 | 0 | 0 | 0 | 0 | 0 | 0 | 0 | 0 | 0 | 0 | 0 | 0 | 0 | 0 | 0 | 0 | 0 | 86.4707 | -29.5024 | -0.71615 | 0 | 0 | 0 | 0 | 0 | 0
0.625188September | Resource 1 | Sublap 1 | 15:00 | 1 | 88 | September | 18000 | 0 | 0 | 0 | 0 | 0 | 0 | 0 | 0 | 0 | 0 | 0 | 0 | 0 | 0 | 0 | 5.0865 | -1.7354 | -0.042126 | 0 | 0 | 0 | 0 | 0 | 0 | 0 | 0 | 0 | 0 | 0 | 0 | 0 | 0 | 0 | 0 | 0 | 0 | 0 | 0 | 0 | 91.5572 | -31.2378 | -0.75827 | 0 | 0 | 0 | 0 | 0 | 0
0.625188October | Resource 1 | Sublap 1 | 15:00 | 1 | 88 | October | 19000 | 0 | 0 | 0 | 0 | 0 | 0 | 0 | 0 | 0 | 0 | 0 | 0 | 0 | 0 | 0 | 5.0865 | -1.7354 | -0.042126 | 0 | 0 | 0 | 0 | 0 | 0 | 0 | 0 | 0 | 0 | 0 | 0 | 0 | 0 | 0 | 0 | 0 | 0 | 0 | 0 | 0 | 96.6438 | -32.9732 | -0.8004 | 0 | 0 | 0 | 0 | 0 | 0
0.625188November | Resource 1 | Sublap 1 | 15:00 | 1 | 88 | November | 20000 | 0 | 0 | 0 | 0 | 0 | 0 | 0 | 0 | 0 | 0 | 0 | 0 | 0 | 0 | 0 | 5.0865 | -1.7354 | -0.042126 | 0 | 0 | 0 | 0 | 0 | 0 | 0 | 0 | 0 | 0 | 0 | 0 | 0 | 0 | 0 | 0 | 0 | 0 | 0 | 0 | 0 | 101.7303 | -34.7087 | -0.84253 | 0 | 0 | 0 | 0 | 0 | 0
0.625188December | Resource 1 | Sublap 1 | 15:00 | 1 | 88 | December | 21000 | 0 | 0 | 0 | 0 | 0 | 0 | 0 | 0 | 0 | 0 | 0 | 0 | 0 | 0 | 0 | 5.0865 | -1.7354 | -0.042126 | 0 | 0 | 0 | 0 | 0 | 0 | 0 | 0 | 0 | 0 | 0 | 0 | 0 | 0 | 0 | 0 | 0 | 0 | 0 | 0 | 0 | 106.8168 | -36.4441 | -0.88465 | 0 | 0 | 0 | 0 | 0 | 0
0.625189January | Resource 1 | Sublap 1 | 15:00 | 1 | 89 | January | 10000 | 0 | 0 | 0 | 0 | 0 | 0 | 0 | 0 | 0 | 0 | 0 | 0 | 0 | 0 | 0 | 5.0886 | -1.6887 | -0.040995 | 0 | 0 | 0 | 0 | 0 | 0 | 0 | 0 | 0 | 0 | 0 | 0 | 0 | 0 | 0 | 0 | 0 | 0 | 0 | 0 | 0 | 50.8859 | -16.8865 | -0.40995 | 0 | 0 | 0 | 0 | 0 | 0
0.625189February | Resource 1 | Sublap 1 | 15:00 | 1 | 89 | February | 11000 | 0 | 0 | 0 | 0 | 0 | 0 | 0 | 0 | 0 | 0 | 0 | 0 | 0 | 0 | 0 | 5.0886 | -1.6887 | -0.040995 | 0 | 0 | 0 | 0 | 0 | 0 | 0 | 0 | 0 | 0 | 0 | 0 | 0 | 0 | 0 | 0 | 0 | 0 | 0 | 0 | 0 | 55.9745 | -18.5752 | -0.45095 | 0 | 0 | 0 | 0 | 0 | 0
0.625189March | Resource 1 | Sublap 1 | 15:00 | 1 | 89 | March | 12000 | 0 | 0 | 0 | 0 | 0 | 0 | 0 | 0 | 0 | 0 | 0 | 0 | 0 | 0 | 0 | 5.0886 | -1.6887 | -0.040995 | 0 | 0 | 0 | 0 | 0 | 0 | 0 | 0 | 0 | 0 | 0 | 0 | 0 | 0 | 0 | 0 | 0 | 0 | 0 | 0 | 0 | 61.0631 | -20.2638 | -0.49194 | 0 | 0 | 0 | 0 | 0 | 0
0.625189April | Resource 1 | Sublap 1 | 15:00 | 1 | 89 | April | 13000 | 0 | 0 | 0 | 0 | 0 | 0 | 0 | 0 | 0 | 0 | 0 | 0 | 0 | 0 | 0 | 5.0886 | -1.6887 | -0.040995 | 0 | 0 | 0 | 0 | 0 | 0 | 0 | 0 | 0 | 0 | 0 | 0 | 0 | 0 | 0 | 0 | 0 | 0 | 0 | 0 | 0 | 66.1517 | -21.9525 | -0.53294 | 0 | 0 | 0 | 0 | 0 | 0
0.625189May | Resource 1 | Sublap 1 | 15:00 | 1 | 89 | May | 14000 | 0 | 0 | 0 | 0 | 0 | 0 | 0 | 0 | 0 | 0 | 0 | 0 | 0 | 0 | 0 | 5.0886 | -1.6887 | -0.040995 | 0 | 0 | 0 | 0 | 0 | 0 | 0 | 0 | 0 | 0 | 0 | 0 | 0 | 0 | 0 | 0 | 0 | 0 | 0 | 0 | 0 | 71.2403 | -23.6411 | -0.57394 | 0 | 0 | 0 | 0 | 0 | 0
0.625189June | Resource 1 | Sublap 1 | 15:00 | 1 | 89 | June | 15000 | 0 | 0 | 0 | 0 | 0 | 0 | 0 | 0 | 0 | 0 | 0 | 0 | 0 | 0 | 0 | 5.0886 | -1.6887 | -0.040995 | 0 | 0 | 0 | 0 | 0 | 0 | 0 | 0 | 0 | 0 | 0 | 0 | 0 | 0 | 0 | 0 | 0 | 0 | 0 | 0 | 0 | 76.3288 | -25.3298 | -0.61493 | 0 | 0 | 0 | 0 | 0 | 0
0.625189July | Resource 1 | Sublap 1 | 15:00 | 1 | 89 | July | 16000 | 0 | 0 | 0 | 0 | 0 | 0 | 0 | 0 | 0 | 0 | 0 | 0 | 0 | 0 | 0 | 5.0886 | -1.6887 | -0.040995 | 0 | 0 | 0 | 0 | 0 | 0 | 0 | 0 | 0 | 0 | 0 | 0 | 0 | 0 | 0 | 0 | 0 | 0 | 0 | 0 | 0 | 81.4174 | -27.0184 | -0.65593 | 0 | 0 | 0 | 0 | 0 | 0
0.625189August | Resource 1 | Sublap 1 | 15:00 | 1 | 89 | August | 17000 | 0 | 0 | 0 | 0 | 0 | 0 | 0 | 0 | 0 | 0 | 0 | 0 | 0 | 0 | 0 | 5.0886 | -1.6887 | -0.040995 | 0 | 0 | 0 | 0 | 0 | 0 | 0 | 0 | 0 | 0 | 0 | 0 | 0 | 0 | 0 | 0 | 0 | 0 | 0 | 0 | 0 | 86.506 | -28.7071 | -0.69692 | 0 | 0 | 0 | 0 | 0 | 0
0.625189September | Resource 1 | Sublap 1 | 15:00 | 1 | 89 | September | 18000 | 0 | 0 | 0 | 0 | 0 | 0 | 0 | 0 | 0 | 0 | 0 | 0 | 0 | 0 | 0 | 5.0886 | -1.6887 | -0.040995 | 0 | 0 | 0 | 0 | 0 | 0 | 0 | 0 | 0 | 0 | 0 | 0 | 0 | 0 | 0 | 0 | 0 | 0 | 0 | 0 | 0 | 91.5946 | -30.3957 | -0.73792 | 0 | 0 | 0 | 0 | 0 | 0
0.625189October | Resource 1 | Sublap 1 | 15:00 | 1 | 89 | October | 19000 | 0 | 0 | 0 | 0 | 0 | 0 | 0 | 0 | 0 | 0 | 0 | 0 | 0 | 0 | 0 | 5.0886 | -1.6887 | -0.040995 | 0 | 0 | 0 | 0 | 0 | 0 | 0 | 0 | 0 | 0 | 0 | 0 | 0 | 0 | 0 | 0 | 0 | 0 | 0 | 0 | 0 | 96.6832 | -32.0844 | -0.77891 | 0 | 0 | 0 | 0 | 0 | 0
0.625189November | Resource 1 | Sublap 1 | 15:00 | 1 | 89 | November | 20000 | 0 | 0 | 0 | 0 | 0 | 0 | 0 | 0 | 0 | 0 | 0 | 0 | 0 | 0 | 0 | 5.0886 | -1.6887 | -0.040995 | 0 | 0 | 0 | 0 | 0 | 0 | 0 | 0 | 0 | 0 | 0 | 0 | 0 | 0 | 0 | 0 | 0 | 0 | 0 | 0 | 0 | 101.7718 | -33.773 | -0.81991 | 0 | 0 | 0 | 0 | 0 | 0
0.625189December | Resource 1 | Sublap 1 | 15:00 | 1 | 89 | December | 21000 | 0 | 0 | 0 | 0 | 0 | 0 | 0 | 0 | 0 | 0 | 0 | 0 | 0 | 0 | 0 | 5.0886 | -1.6887 | -0.040995 | 0 | 0 | 0 | 0 | 0 | 0 | 0 | 0 | 0 | 0 | 0 | 0 | 0 | 0 | 0 | 0 | 0 | 0 | 0 | 0 | 0 | 106.8604 | -35.4617 | -0.8609 | 0 | 0 | 0 | 0 | 0 | 0
0.625190January | Resource 1 | Sublap 1 | 15:00 | 1 | 90 | January | 10000 | 0 | 0 | 0 | 0 | 0 | 0 | 0 | 0 | 0 | 0 | 0 | 0 | 0 | 0 | 0 | 5.8955 | -1.91 | -0.046347 | 0 | 0 | 0 | 0 | 0 | 0 | 0 | 0 | 0 | 0 | 0 | 0 | 0 | 0 | 0 | 0 | 0 | 0 | 0 | 0 | 0 | 58.9546 | -19.1 | -0.46347 | 0 | 0 | 0 | 0 | 0 | 0
0.625190February | Resource 1 | Sublap 1 | 15:00 | 1 | 90 | February | 11000 | 0 | 0 | 0 | 0 | 0 | 0 | 0 | 0 | 0 | 0 | 0 | 0 | 0 | 0 | 0 | 5.8955 | -1.91 | -0.046347 | 0 | 0 | 0 | 0 | 0 | 0 | 0 | 0 | 0 | 0 | 0 | 0 | 0 | 0 | 0 | 0 | 0 | 0 | 0 | 0 | 0 | 64.85 | -21.01 | -0.50981 | 0 | 0 | 0 | 0 | 0 | 0
0.625190March | Resource 1 | Sublap 1 | 15:00 | 1 | 90 | March | 12000 | 0 | 0 | 0 | 0 | 0 | 0 | 0 | 0 | 0 | 0 | 0 | 0 | 0 | 0 | 0 | 5.8955 | -1.91 | -0.046347 | 0 | 0 | 0 | 0 | 0 | 0 | 0 | 0 | 0 | 0 | 0 | 0 | 0 | 0 | 0 | 0 | 0 | 0 | 0 | 0 | 0 | 70.7455 | -22.92 | -0.55616 | 0 | 0 | 0 | 0 | 0 | 0
0.625190April | Resource 1 | Sublap 1 | 15:00 | 1 | 90 | April | 13000 | 0 | 0 | 0 | 0 | 0 | 0 | 0 | 0 | 0 | 0 | 0 | 0 | 0 | 0 | 0 | 5.8955 | -1.91 | -0.046347 | 0 | 0 | 0 | 0 | 0 | 0 | 0 | 0 | 0 | 0 | 0 | 0 | 0 | 0 | 0 | 0 | 0 | 0 | 0 | 0 | 0 | 76.6409 | -24.8301 | -0.60251 | 0 | 0 | 0 | 0 | 0 | 0
0.625190May | Resource 1 | Sublap 1 | 15:00 | 1 | 90 | May | 14000 | 0 | 0 | 0 | 0 | 0 | 0 | 0 | 0 | 0 | 0 | 0 | 0 | 0 | 0 | 0 | 5.8955 | -1.91 | -0.046347 | 0 | 0 | 0 | 0 | 0 | 0 | 0 | 0 | 0 | 0 | 0 | 0 | 0 | 0 | 0 | 0 | 0 | 0 | 0 | 0 | 0 | 82.5364 | -26.7401 | -0.64885 | 0 | 0 | 0 | 0 | 0 | 0
0.625190June | Resource 1 | Sublap 1 | 15:00 | 1 | 90 | June | 15000 | 0 | 0 | 0 | 0 | 0 | 0 | 0 | 0 | 0 | 0 | 0 | 0 | 0 | 0 | 0 | 5.8955 | -1.91 | -0.046347 | 0 | 0 | 0 | 0 | 0 | 0 | 0 | 0 | 0 | 0 | 0 | 0 | 0 | 0 | 0 | 0 | 0 | 0 | 0 | 0 | 0 | 88.4318 | -28.6501 | -0.6952 | 0 | 0 | 0 | 0 | 0 | 0
0.625190July | Resource 1 | Sublap 1 | 15:00 | 1 | 90 | July | 16000 | 0 | 0 | 0 | 0 | 0 | 0 | 0 | 0 | 0 | 0 | 0 | 0 | 0 | 0 | 0 | 5.8955 | -1.91 | -0.046347 | 0 | 0 | 0 | 0 | 0 | 0 | 0 | 0 | 0 | 0 | 0 | 0 | 0 | 0 | 0 | 0 | 0 | 0 | 0 | 0 | 0 | 94.3273 | -30.5601 | -0.74155 | 0 | 0 | 0 | 0 | 0 | 0
0.625190August | Resource 1 | Sublap 1 | 15:00 | 1 | 90 | August | 17000 | 0 | 0 | 0 | 0 | 0 | 0 | 0 | 0 | 0 | 0 | 0 | 0 | 0 | 0 | 0 | 5.8955 | -1.91 | -0.046347 | 0 | 0 | 0 | 0 | 0 | 0 | 0 | 0 | 0 | 0 | 0 | 0 | 0 | 0 | 0 | 0 | 0 | 0 | 0 | 0 | 0 | 100.2228 | -32.4701 | -0.78789 | 0 | 0 | 0 | 0 | 0 | 0
0.625190September | Resource 1 | Sublap 1 | 15:00 | 1 | 90 | September | 18000 | 0 | 0 | 0 | 0 | 0 | 0 | 0 | 0 | 0 | 0 | 0 | 0 | 0 | 0 | 0 | 5.8955 | -1.91 | -0.046347 | 0 | 0 | 0 | 0 | 0 | 0 | 0 | 0 | 0 | 0 | 0 | 0 | 0 | 0 | 0 | 0 | 0 | 0 | 0 | 0 | 0 | 106.1182 | -34.3801 | -0.83424 | 0 | 0 | 0 | 0 | 0 | 0
0.625190October | Resource 1 | Sublap 1 | 15:00 | 1 | 90 | October | 19000 | 0 | 0 | 0 | 0 | 0 | 0 | 0 | 0 | 0 | 0 | 0 | 0 | 0 | 0 | 0 | 5.8955 | -1.91 | -0.046347 | 0 | 0 | 0 | 0 | 0 | 0 | 0 | 0 | 0 | 0 | 0 | 0 | 0 | 0 | 0 | 0 | 0 | 0 | 0 | 0 | 0 | 112.0137 | -36.2901 | -0.88059 | 0 | 0 | 0 | 0 | 0 | 0
0.625190November | Resource 1 | Sublap 1 | 15:00 | 1 | 90 | November | 20000 | 0 | 0 | 0 | 0 | 0 | 0 | 0 | 0 | 0 | 0 | 0 | 0 | 0 | 0 | 0 | 5.8955 | -1.91 | -0.046347 | 0 | 0 | 0 | 0 | 0 | 0 | 0 | 0 | 0 | 0 | 0 | 0 | 0 | 0 | 0 | 0 | 0 | 0 | 0 | 0 | 0 | 117.9091 | -38.2001 | -0.92693 | 0 | 0 | 0 | 0 | 0 | 0
0.625190December | Resource 1 | Sublap 1 | 15:00 | 1 | 90 | December | 21000 | 0 | 0 | 0 | 0 | 0 | 0 | 0 | 0 | 0 | 0 | 0 | 0 | 0 | 0 | 0 | 5.8955 | -1.91 | -0.046347 | 0 | 0 | 0 | 0 | 0 | 0 | 0 | 0 | 0 | 0 | 0 | 0 | 0 | 0 | 0 | 0 | 0 | 0 | 0 | 0 | 0 | 123.8046 | -40.1101 | -0.97328 | 0 | 0 | 0 | 0 | 0 | 0
0.625191January | Resource 1 | Sublap 1 | 15:00 | 1 | 91 | January | 10000 | 0 | 0 | 0 | 0 | 0 | 0 | 0 | 0 | 0 | 0 | 0 | 0 | 0 | 0 | 0 | 7.0651 | -2.1524 | -0.052207 | 0 | 0 | 0 | 0 | 0 | 0 | 0 | 0 | 0 | 0 | 0 | 0 | 0 | 0 | 0 | 0 | 0 | 0 | 0 | 0 | 0 | 70.6513 | -21.5242 | -0.52207 | 0 | 0 | 0 | 0 | 0 | 0
0.625191February | Resource 1 | Sublap 1 | 15:00 | 1 | 91 | February | 11000 | 0 | 0 | 0 | 0 | 0 | 0 | 0 | 0 | 0 | 0 | 0 | 0 | 0 | 0 | 0 | 7.0651 | -2.1524 | -0.052207 | 0 | 0 | 0 | 0 | 0 | 0 | 0 | 0 | 0 | 0 | 0 | 0 | 0 | 0 | 0 | 0 | 0 | 0 | 0 | 0 | 0 | 77.7164 | -23.6766 | -0.57428 | 0 | 0 | 0 | 0 | 0 | 0
0.625191March | Resource 1 | Sublap 1 | 15:00 | 1 | 91 | March | 12000 | 0 | 0 | 0 | 0 | 0 | 0 | 0 | 0 | 0 | 0 | 0 | 0 | 0 | 0 | 0 | 7.0651 | -2.1524 | -0.052207 | 0 | 0 | 0 | 0 | 0 | 0 | 0 | 0 | 0 | 0 | 0 | 0 | 0 | 0 | 0 | 0 | 0 | 0 | 0 | 0 | 0 | 84.7816 | -25.8291 | -0.62649 | 0 | 0 | 0 | 0 | 0 | 0
0.625191April | Resource 1 | Sublap 1 | 15:00 | 1 | 91 | April | 13000 | 0 | 0 | 0 | 0 | 0 | 0 | 0 | 0 | 0 | 0 | 0 | 0 | 0 | 0 | 0 | 7.0651 | -2.1524 | -0.052207 | 0 | 0 | 0 | 0 | 0 | 0 | 0 | 0 | 0 | 0 | 0 | 0 | 0 | 0 | 0 | 0 | 0 | 0 | 0 | 0 | 0 | 91.8467 | -27.9815 | -0.67869 | 0 | 0 | 0 | 0 | 0 | 0
0.625191May | Resource 1 | Sublap 1 | 15:00 | 1 | 91 | May | 14000 | 0 | 0 | 0 | 0 | 0 | 0 | 0 | 0 | 0 | 0 | 0 | 0 | 0 | 0 | 0 | 7.0651 | -2.1524 | -0.052207 | 0 | 0 | 0 | 0 | 0 | 0 | 0 | 0 | 0 | 0 | 0 | 0 | 0 | 0 | 0 | 0 | 0 | 0 | 0 | 0 | 0 | 98.9118 | -30.1339 | -0.7309 | 0 | 0 | 0 | 0 | 0 | 0
0.625191June | Resource 1 | Sublap 1 | 15:00 | 1 | 91 | June | 15000 | 0 | 0 | 0 | 0 | 0 | 0 | 0 | 0 | 0 | 0 | 0 | 0 | 0 | 0 | 0 | 7.0651 | -2.1524 | -0.052207 | 0 | 0 | 0 | 0 | 0 | 0 | 0 | 0 | 0 | 0 | 0 | 0 | 0 | 0 | 0 | 0 | 0 | 0 | 0 | 0 | 0 | 105.977 | -32.2863 | -0.78311 | 0 | 0 | 0 | 0 | 0 | 0
0.625191July | Resource 1 | Sublap 1 | 15:00 | 1 | 91 | July | 16000 | 0 | 0 | 0 | 0 | 0 | 0 | 0 | 0 | 0 | 0 | 0 | 0 | 0 | 0 | 0 | 7.0651 | -2.1524 | -0.052207 | 0 | 0 | 0 | 0 | 0 | 0 | 0 | 0 | 0 | 0 | 0 | 0 | 0 | 0 | 0 | 0 | 0 | 0 | 0 | 0 | 0 | 113.0421 | -34.4388 | -0.83532 | 0 | 0 | 0 | 0 | 0 | 0
0.625191August | Resource 1 | Sublap 1 | 15:00 | 1 | 91 | August | 17000 | 0 | 0 | 0 | 0 | 0 | 0 | 0 | 0 | 0 | 0 | 0 | 0 | 0 | 0 | 0 | 7.0651 | -2.1524 | -0.052207 | 0 | 0 | 0 | 0 | 0 | 0 | 0 | 0 | 0 | 0 | 0 | 0 | 0 | 0 | 0 | 0 | 0 | 0 | 0 | 0 | 0 | 120.1072 | -36.5912 | -0.88752 | 0 | 0 | 0 | 0 | 0 | 0
0.625191September | Resource 1 | Sublap 1 | 15:00 | 1 | 91 | September | 18000 | 0 | 0 | 0 | 0 | 0 | 0 | 0 | 0 | 0 | 0 | 0 | 0 | 0 | 0 | 0 | 7.0651 | -2.1524 | -0.052207 | 0 | 0 | 0 | 0 | 0 | 0 | 0 | 0 | 0 | 0 | 0 | 0 | 0 | 0 | 0 | 0 | 0 | 0 | 0 | 0 | 0 | 127.1723 | -38.7436 | -0.93973 | 0 | 0 | 0 | 0 | 0 | 0
0.625191October | Resource 1 | Sublap 1 | 15:00 | 1 | 91 | October | 19000 | 0 | 0 | 0 | 0 | 0 | 0 | 0 | 0 | 0 | 0 | 0 | 0 | 0 | 0 | 0 | 7.0651 | -2.1524 | -0.052207 | 0 | 0 | 0 | 0 | 0 | 0 | 0 | 0 | 0 | 0 | 0 | 0 | 0 | 0 | 0 | 0 | 0 | 0 | 0 | 0 | 0 | 134.2375 | -40.896 | -0.99194 | 0 | 0 | 0 | 0 | 0 | 0
0.625191November | Resource 1 | Sublap 1 | 15:00 | 1 | 91 | November | 20000 | 0 | 0 | 0 | 0 | 0 | 0 | 0 | 0 | 0 | 0 | 0 | 0 | 0 | 0 | 0 | 7.0651 | -2.1524 | -0.052207 | 0 | 0 | 0 | 0 | 0 | 0 | 0 | 0 | 0 | 0 | 0 | 0 | 0 | 0 | 0 | 0 | 0 | 0 | 0 | 0 | 0 | 141.3026 | -43.0485 | -1.0441 | 0 | 0 | 0 | 0 | 0 | 0
0.625191December | Resource 1 | Sublap 1 | 15:00 | 1 | 91 | December | 21000 | 0 | 0 | 0 | 0 | 0 | 0 | 0 | 0 | 0 | 0 | 0 | 0 | 0 | 0 | 0 | 7.0651 | -2.1524 | -0.052207 | 0 | 0 | 0 | 0 | 0 | 0 | 0 | 0 | 0 | 0 | 0 | 0 | 0 | 0 | 0 | 0 | 0 | 0 | 0 | 0 | 0 | 148.3677 | -45.2009 | -1.0964 | 0 | 0 | 0 | 0 | 0 | 0
0.625192January | Resource 1 | Sublap 1 | 15:00 | 1 | 92 | January | 10000 | 0 | 0 | 0 | 0 | 0 | 0 | 0 | 0 | 0 | 0 | 0 | 0 | 0 | 0 | 0 | 7.6197 | -2.2128 | -0.053668 | 0 | 0 | 0 | 0 | 0 | 0 | 0 | 0 | 0 | 0 | 0 | 0 | 0 | 0 | 0 | 0 | 0 | 0 | 0 | 0 | 0 | 76.197 | -22.1284 | -0.53668 | 0 | 0 | 0 | 0 | 0 | 0
0.625192February | Resource 1 | Sublap 1 | 15:00 | 1 | 92 | February | 11000 | 0 | 0 | 0 | 0 | 0 | 0 | 0 | 0 | 0 | 0 | 0 | 0 | 0 | 0 | 0 | 7.6197 | -2.2128 | -0.053668 | 0 | 0 | 0 | 0 | 0 | 0 | 0 | 0 | 0 | 0 | 0 | 0 | 0 | 0 | 0 | 0 | 0 | 0 | 0 | 0 | 0 | 83.8167 | -24.3412 | -0.59035 | 0 | 0 | 0 | 0 | 0 | 0
0.625192March | Resource 1 | Sublap 1 | 15:00 | 1 | 92 | March | 12000 | 0 | 0 | 0 | 0 | 0 | 0 | 0 | 0 | 0 | 0 | 0 | 0 | 0 | 0 | 0 | 7.6197 | -2.2128 | -0.053668 | 0 | 0 | 0 | 0 | 0 | 0 | 0 | 0 | 0 | 0 | 0 | 0 | 0 | 0 | 0 | 0 | 0 | 0 | 0 | 0 | 0 | 91.4364 | -26.5541 | -0.64401 | 0 | 0 | 0 | 0 | 0 | 0
0.625192April | Resource 1 | Sublap 1 | 15:00 | 1 | 92 | April | 13000 | 0 | 0 | 0 | 0 | 0 | 0 | 0 | 0 | 0 | 0 | 0 | 0 | 0 | 0 | 0 | 7.6197 | -2.2128 | -0.053668 | 0 | 0 | 0 | 0 | 0 | 0 | 0 | 0 | 0 | 0 | 0 | 0 | 0 | 0 | 0 | 0 | 0 | 0 | 0 | 0 | 0 | 99.0561 | -28.7669 | -0.69768 | 0 | 0 | 0 | 0 | 0 | 0
0.625192May | Resource 1 | Sublap 1 | 15:00 | 1 | 92 | May | 14000 | 0 | 0 | 0 | 0 | 0 | 0 | 0 | 0 | 0 | 0 | 0 | 0 | 0 | 0 | 0 | 7.6197 | -2.2128 | -0.053668 | 0 | 0 | 0 | 0 | 0 | 0 | 0 | 0 | 0 | 0 | 0 | 0 | 0 | 0 | 0 | 0 | 0 | 0 | 0 | 0 | 0 | 106.6758 | -30.9798 | -0.75135 | 0 | 0 | 0 | 0 | 0 | 0
0.625192June | Resource 1 | Sublap 1 | 15:00 | 1 | 92 | June | 15000 | 0 | 0 | 0 | 0 | 0 | 0 | 0 | 0 | 0 | 0 | 0 | 0 | 0 | 0 | 0 | 7.6197 | -2.2128 | -0.053668 | 0 | 0 | 0 | 0 | 0 | 0 | 0 | 0 | 0 | 0 | 0 | 0 | 0 | 0 | 0 | 0 | 0 | 0 | 0 | 0 | 0 | 114.2955 | -33.1926 | -0.80502 | 0 | 0 | 0 | 0 | 0 | 0
0.625192July | Resource 1 | Sublap 1 | 15:00 | 1 | 92 | July | 16000 | 0 | 0 | 0 | 0 | 0 | 0 | 0 | 0 | 0 | 0 | 0 | 0 | 0 | 0 | 0 | 7.6197 | -2.2128 | -0.053668 | 0 | 0 | 0 | 0 | 0 | 0 | 0 | 0 | 0 | 0 | 0 | 0 | 0 | 0 | 0 | 0 | 0 | 0 | 0 | 0 | 0 | 121.9153 | -35.4055 | -0.85869 | 0 | 0 | 0 | 0 | 0 | 0
0.625192August | Resource 1 | Sublap 1 | 15:00 | 1 | 92 | August | 17000 | 0 | 0 | 0 | 0 | 0 | 0 | 0 | 0 | 0 | 0 | 0 | 0 | 0 | 0 | 0 | 7.6197 | -2.2128 | -0.053668 | 0 | 0 | 0 | 0 | 0 | 0 | 0 | 0 | 0 | 0 | 0 | 0 | 0 | 0 | 0 | 0 | 0 | 0 | 0 | 0 | 0 | 129.535 | -37.6183 | -0.91235 | 0 | 0 | 0 | 0 | 0 | 0
0.625192September | Resource 1 | Sublap 1 | 15:00 | 1 | 92 | September | 18000 | 0 | 0 | 0 | 0 | 0 | 0 | 0 | 0 | 0 | 0 | 0 | 0 | 0 | 0 | 0 | 7.6197 | -2.2128 | -0.053668 | 0 | 0 | 0 | 0 | 0 | 0 | 0 | 0 | 0 | 0 | 0 | 0 | 0 | 0 | 0 | 0 | 0 | 0 | 0 | 0 | 0 | 137.1547 | -39.8311 | -0.96602 | 0 | 0 | 0 | 0 | 0 | 0
0.625192October | Resource 1 | Sublap 1 | 15:00 | 1 | 92 | October | 19000 | 0 | 0 | 0 | 0 | 0 | 0 | 0 | 0 | 0 | 0 | 0 | 0 | 0 | 0 | 0 | 7.6197 | -2.2128 | -0.053668 | 0 | 0 | 0 | 0 | 0 | 0 | 0 | 0 | 0 | 0 | 0 | 0 | 0 | 0 | 0 | 0 | 0 | 0 | 0 | 0 | 0 | 144.7744 | -42.044 | -1.0197 | 0 | 0 | 0 | 0 | 0 | 0
0.625192November | Resource 1 | Sublap 1 | 15:00 | 1 | 92 | November | 20000 | 0 | 0 | 0 | 0 | 0 | 0 | 0 | 0 | 0 | 0 | 0 | 0 | 0 | 0 | 0 | 7.6197 | -2.2128 | -0.053668 | 0 | 0 | 0 | 0 | 0 | 0 | 0 | 0 | 0 | 0 | 0 | 0 | 0 | 0 | 0 | 0 | 0 | 0 | 0 | 0 | 0 | 152.3941 | -44.2568 | -1.0734 | 0 | 0 | 0 | 0 | 0 | 0
0.625192December | Resource 1 | Sublap 1 | 15:00 | 1 | 92 | December | 21000 | 0 | 0 | 0 | 0 | 0 | 0 | 0 | 0 | 0 | 0 | 0 | 0 | 0 | 0 | 0 | 7.6197 | -2.2128 | -0.053668 | 0 | 0 | 0 | 0 | 0 | 0 | 0 | 0 | 0 | 0 | 0 | 0 | 0 | 0 | 0 | 0 | 0 | 0 | 0 | 0 | 0 | 160.0138 | -46.4697 | -1.127 | 0 | 0 | 0 | 0 | 0 | 0
0.625193January | Resource 1 | Sublap 1 | 15:00 | 1 | 93 | January | 10000 | 0 | 0 | 0 | 0 | 0 | 0 | 0 | 0 | 0 | 0 | 0 | 0 | 0 | 0 | 0 | 7.8445 | -2.3703 | -0.057474 | 0 | 0 | 0 | 0 | 0 | 0 | 0 | 0 | 0 | 0 | 0 | 0 | 0 | 0 | 0 | 0 | 0 | 0 | 0 | 0 | 0 | 78.4453 | -23.703 | -0.57474 | 0 | 0 | 0 | 0 | 0 | 0
0.625193February | Resource 1 | Sublap 1 | 15:00 | 1 | 93 | February | 11000 | 0 | 0 | 0 | 0 | 0 | 0 | 0 | 0 | 0 | 0 | 0 | 0 | 0 | 0 | 0 | 7.8445 | -2.3703 | -0.057474 | 0 | 0 | 0 | 0 | 0 | 0 | 0 | 0 | 0 | 0 | 0 | 0 | 0 | 0 | 0 | 0 | 0 | 0 | 0 | 0 | 0 | 86.2899 | -26.0733 | -0.63222 | 0 | 0 | 0 | 0 | 0 | 0
0.625193March | Resource 1 | Sublap 1 | 15:00 | 1 | 93 | March | 12000 | 0 | 0 | 0 | 0 | 0 | 0 | 0 | 0 | 0 | 0 | 0 | 0 | 0 | 0 | 0 | 7.8445 | -2.3703 | -0.057474 | 0 | 0 | 0 | 0 | 0 | 0 | 0 | 0 | 0 | 0 | 0 | 0 | 0 | 0 | 0 | 0 | 0 | 0 | 0 | 0 | 0 | 94.1344 | -28.4436 | -0.68969 | 0 | 0 | 0 | 0 | 0 | 0
0.625193April | Resource 1 | Sublap 1 | 15:00 | 1 | 93 | April | 13000 | 0 | 0 | 0 | 0 | 0 | 0 | 0 | 0 | 0 | 0 | 0 | 0 | 0 | 0 | 0 | 7.8445 | -2.3703 | -0.057474 | 0 | 0 | 0 | 0 | 0 | 0 | 0 | 0 | 0 | 0 | 0 | 0 | 0 | 0 | 0 | 0 | 0 | 0 | 0 | 0 | 0 | 101.979 | -30.8139 | -0.74717 | 0 | 0 | 0 | 0 | 0 | 0
0.625193May | Resource 1 | Sublap 1 | 15:00 | 1 | 93 | May | 14000 | 0 | 0 | 0 | 0 | 0 | 0 | 0 | 0 | 0 | 0 | 0 | 0 | 0 | 0 | 0 | 7.8445 | -2.3703 | -0.057474 | 0 | 0 | 0 | 0 | 0 | 0 | 0 | 0 | 0 | 0 | 0 | 0 | 0 | 0 | 0 | 0 | 0 | 0 | 0 | 0 | 0 | 109.8235 | -33.1842 | -0.80464 | 0 | 0 | 0 | 0 | 0 | 0
0.625193June | Resource 1 | Sublap 1 | 15:00 | 1 | 93 | June | 15000 | 0 | 0 | 0 | 0 | 0 | 0 | 0 | 0 | 0 | 0 | 0 | 0 | 0 | 0 | 0 | 7.8445 | -2.3703 | -0.057474 | 0 | 0 | 0 | 0 | 0 | 0 | 0 | 0 | 0 | 0 | 0 | 0 | 0 | 0 | 0 | 0 | 0 | 0 | 0 | 0 | 0 | 117.668 | -35.5545 | -0.86212 | 0 | 0 | 0 | 0 | 0 | 0
0.625193July | Resource 1 | Sublap 1 | 15:00 | 1 | 93 | July | 16000 | 0 | 0 | 0 | 0 | 0 | 0 | 0 | 0 | 0 | 0 | 0 | 0 | 0 | 0 | 0 | 7.8445 | -2.3703 | -0.057474 | 0 | 0 | 0 | 0 | 0 | 0 | 0 | 0 | 0 | 0 | 0 | 0 | 0 | 0 | 0 | 0 | 0 | 0 | 0 | 0 | 0 | 125.5126 | -37.9248 | -0.91959 | 0 | 0 | 0 | 0 | 0 | 0
0.625193August | Resource 1 | Sublap 1 | 15:00 | 1 | 93 | August | 17000 | 0 | 0 | 0 | 0 | 0 | 0 | 0 | 0 | 0 | 0 | 0 | 0 | 0 | 0 | 0 | 7.8445 | -2.3703 | -0.057474 | 0 | 0 | 0 | 0 | 0 | 0 | 0 | 0 | 0 | 0 | 0 | 0 | 0 | 0 | 0 | 0 | 0 | 0 | 0 | 0 | 0 | 133.3571 | -40.2951 | -0.97707 | 0 | 0 | 0 | 0 | 0 | 0
0.625193September | Resource 1 | Sublap 1 | 15:00 | 1 | 93 | September | 18000 | 0 | 0 | 0 | 0 | 0 | 0 | 0 | 0 | 0 | 0 | 0 | 0 | 0 | 0 | 0 | 7.8445 | -2.3703 | -0.057474 | 0 | 0 | 0 | 0 | 0 | 0 | 0 | 0 | 0 | 0 | 0 | 0 | 0 | 0 | 0 | 0 | 0 | 0 | 0 | 0 | 0 | 141.2016 | -42.6654 | -1.0345 | 0 | 0 | 0 | 0 | 0 | 0
0.625193October | Resource 1 | Sublap 1 | 15:00 | 1 | 93 | October | 19000 | 0 | 0 | 0 | 0 | 0 | 0 | 0 | 0 | 0 | 0 | 0 | 0 | 0 | 0 | 0 | 7.8445 | -2.3703 | -0.057474 | 0 | 0 | 0 | 0 | 0 | 0 | 0 | 0 | 0 | 0 | 0 | 0 | 0 | 0 | 0 | 0 | 0 | 0 | 0 | 0 | 0 | 149.0462 | -45.0357 | -1.092 | 0 | 0 | 0 | 0 | 0 | 0
0.625193November | Resource 1 | Sublap 1 | 15:00 | 1 | 93 | November | 20000 | 0 | 0 | 0 | 0 | 0 | 0 | 0 | 0 | 0 | 0 | 0 | 0 | 0 | 0 | 0 | 7.8445 | -2.3703 | -0.057474 | 0 | 0 | 0 | 0 | 0 | 0 | 0 | 0 | 0 | 0 | 0 | 0 | 0 | 0 | 0 | 0 | 0 | 0 | 0 | 0 | 0 | 156.8907 | -47.406 | -1.1495 | 0 | 0 | 0 | 0 | 0 | 0
0.625193December | Resource 1 | Sublap 1 | 15:00 | 1 | 93 | December | 21000 | 0 | 0 | 0 | 0 | 0 | 0 | 0 | 0 | 0 | 0 | 0 | 0 | 0 | 0 | 0 | 7.8445 | -2.3703 | -0.057474 | 0 | 0 | 0 | 0 | 0 | 0 | 0 | 0 | 0 | 0 | 0 | 0 | 0 | 0 | 0 | 0 | 0 | 0 | 0 | 0 | 0 | 164.7352 | -49.7763 | -1.207 | 0 | 0 | 0 | 0 | 0 | 0
0.625194January | Resource 1 | Sublap 1 | 15:00 | 1 | 94 | January | 10000 | 0 | 0 | 0 | 0 | 0 | 0 | 0 | 0 | 0 | 0 | 0 | 0 | 0 | 0 | 0 | 7.8676 | -2.3732 | -0.057545 | 0 | 0 | 0 | 0 | 0 | 0 | 0 | 0 | 0 | 0 | 0 | 0 | 0 | 0 | 0 | 0 | 0 | 0 | 0 | 0 | 0 | 78.6756 | -23.7323 | -0.57545 | 0 | 0 | 0 | 0 | 0 | 0
0.625194February | Resource 1 | Sublap 1 | 15:00 | 1 | 94 | February | 11000 | 0 | 0 | 0 | 0 | 0 | 0 | 0 | 0 | 0 | 0 | 0 | 0 | 0 | 0 | 0 | 7.8676 | -2.3732 | -0.057545 | 0 | 0 | 0 | 0 | 0 | 0 | 0 | 0 | 0 | 0 | 0 | 0 | 0 | 0 | 0 | 0 | 0 | 0 | 0 | 0 | 0 | 86.5431 | -26.1056 | -0.633 | 0 | 0 | 0 | 0 | 0 | 0
0.625194March | Resource 1 | Sublap 1 | 15:00 | 1 | 94 | March | 12000 | 0 | 0 | 0 | 0 | 0 | 0 | 0 | 0 | 0 | 0 | 0 | 0 | 0 | 0 | 0 | 7.8676 | -2.3732 | -0.057545 | 0 | 0 | 0 | 0 | 0 | 0 | 0 | 0 | 0 | 0 | 0 | 0 | 0 | 0 | 0 | 0 | 0 | 0 | 0 | 0 | 0 | 94.4107 | -28.4788 | -0.69054 | 0 | 0 | 0 | 0 | 0 | 0
0.625194April | Resource 1 | Sublap 1 | 15:00 | 1 | 94 | April | 13000 | 0 | 0 | 0 | 0 | 0 | 0 | 0 | 0 | 0 | 0 | 0 | 0 | 0 | 0 | 0 | 7.8676 | -2.3732 | -0.057545 | 0 | 0 | 0 | 0 | 0 | 0 | 0 | 0 | 0 | 0 | 0 | 0 | 0 | 0 | 0 | 0 | 0 | 0 | 0 | 0 | 0 | 102.2783 | -30.852 | -0.74809 | 0 | 0 | 0 | 0 | 0 | 0
0.625194May | Resource 1 | Sublap 1 | 15:00 | 1 | 94 | May | 14000 | 0 | 0 | 0 | 0 | 0 | 0 | 0 | 0 | 0 | 0 | 0 | 0 | 0 | 0 | 0 | 7.8676 | -2.3732 | -0.057545 | 0 | 0 | 0 | 0 | 0 | 0 | 0 | 0 | 0 | 0 | 0 | 0 | 0 | 0 | 0 | 0 | 0 | 0 | 0 | 0 | 0 | 110.1458 | -33.2253 | -0.80564 | 0 | 0 | 0 | 0 | 0 | 0
0.625194June | Resource 1 | Sublap 1 | 15:00 | 1 | 94 | June | 15000 | 0 | 0 | 0 | 0 | 0 | 0 | 0 | 0 | 0 | 0 | 0 | 0 | 0 | 0 | 0 | 7.8676 | -2.3732 | -0.057545 | 0 | 0 | 0 | 0 | 0 | 0 | 0 | 0 | 0 | 0 | 0 | 0 | 0 | 0 | 0 | 0 | 0 | 0 | 0 | 0 | 0 | 118.0134 | -35.5985 | -0.86318 | 0 | 0 | 0 | 0 | 0 | 0
0.625194July | Resource 1 | Sublap 1 | 15:00 | 1 | 94 | July | 16000 | 0 | 0 | 0 | 0 | 0 | 0 | 0 | 0 | 0 | 0 | 0 | 0 | 0 | 0 | 0 | 7.8676 | -2.3732 | -0.057545 | 0 | 0 | 0 | 0 | 0 | 0 | 0 | 0 | 0 | 0 | 0 | 0 | 0 | 0 | 0 | 0 | 0 | 0 | 0 | 0 | 0 | 125.8809 | -37.9717 | -0.92073 | 0 | 0 | 0 | 0 | 0 | 0
0.625194August | Resource 1 | Sublap 1 | 15:00 | 1 | 94 | August | 17000 | 0 | 0 | 0 | 0 | 0 | 0 | 0 | 0 | 0 | 0 | 0 | 0 | 0 | 0 | 0 | 7.8676 | -2.3732 | -0.057545 | 0 | 0 | 0 | 0 | 0 | 0 | 0 | 0 | 0 | 0 | 0 | 0 | 0 | 0 | 0 | 0 | 0 | 0 | 0 | 0 | 0 | 133.7485 | -40.345 | -0.97827 | 0 | 0 | 0 | 0 | 0 | 0
0.625194September | Resource 1 | Sublap 1 | 15:00 | 1 | 94 | September | 18000 | 0 | 0 | 0 | 0 | 0 | 0 | 0 | 0 | 0 | 0 | 0 | 0 | 0 | 0 | 0 | 7.8676 | -2.3732 | -0.057545 | 0 | 0 | 0 | 0 | 0 | 0 | 0 | 0 | 0 | 0 | 0 | 0 | 0 | 0 | 0 | 0 | 0 | 0 | 0 | 0 | 0 | 141.616 | -42.7182 | -1.0358 | 0 | 0 | 0 | 0 | 0 | 0
0.625194October | Resource 1 | Sublap 1 | 15:00 | 1 | 94 | October | 19000 | 0 | 0 | 0 | 0 | 0 | 0 | 0 | 0 | 0 | 0 | 0 | 0 | 0 | 0 | 0 | 7.8676 | -2.3732 | -0.057545 | 0 | 0 | 0 | 0 | 0 | 0 | 0 | 0 | 0 | 0 | 0 | 0 | 0 | 0 | 0 | 0 | 0 | 0 | 0 | 0 | 0 | 149.4836 | -45.0914 | -1.0934 | 0 | 0 | 0 | 0 | 0 | 0
0.625194November | Resource 1 | Sublap 1 | 15:00 | 1 | 94 | November | 20000 | 0 | 0 | 0 | 0 | 0 | 0 | 0 | 0 | 0 | 0 | 0 | 0 | 0 | 0 | 0 | 7.8676 | -2.3732 | -0.057545 | 0 | 0 | 0 | 0 | 0 | 0 | 0 | 0 | 0 | 0 | 0 | 0 | 0 | 0 | 0 | 0 | 0 | 0 | 0 | 0 | 0 | 157.3512 | -47.4647 | -1.1509 | 0 | 0 | 0 | 0 | 0 | 0
0.625194December | Resource 1 | Sublap 1 | 15:00 | 1 | 94 | December | 21000 | 0 | 0 | 0 | 0 | 0 | 0 | 0 | 0 | 0 | 0 | 0 | 0 | 0 | 0 | 0 | 7.8676 | -2.3732 | -0.057545 | 0 | 0 | 0 | 0 | 0 | 0 | 0 | 0 | 0 | 0 | 0 | 0 | 0 | 0 | 0 | 0 | 0 | 0 | 0 | 0 | 0 | 165.2187 | -49.8379 | -1.2085 | 0 | 0 | 0 | 0 | 0 | 0
0.625195January | Resource 1 | Sublap 1 | 15:00 | 1 | 95 | January | 10000 | 0 | 0 | 0 | 0 | 0 | 0 | 0 | 0 | 0 | 0 | 0 | 0 | 0 | 0 | 0 | 11.0844 | -3.1015 | -0.075151 | 0 | 0 | 0 | 0 | 0 | 0 | 0 | 0 | 0 | 0 | 0 | 0 | 0 | 0 | 0 | 0 | 0 | 0 | 0 | 0 | 0 | 110.8443 | -31.0148 | -0.75151 | 0 | 0 | 0 | 0 | 0 | 0
0.625195February | Resource 1 | Sublap 1 | 15:00 | 1 | 95 | February | 11000 | 0 | 0 | 0 | 0 | 0 | 0 | 0 | 0 | 0 | 0 | 0 | 0 | 0 | 0 | 0 | 11.0844 | -3.1015 | -0.075151 | 0 | 0 | 0 | 0 | 0 | 0 | 0 | 0 | 0 | 0 | 0 | 0 | 0 | 0 | 0 | 0 | 0 | 0 | 0 | 0 | 0 | 121.9287 | -34.1162 | -0.82666 | 0 | 0 | 0 | 0 | 0 | 0
0.625195March | Resource 1 | Sublap 1 | 15:00 | 1 | 95 | March | 12000 | 0 | 0 | 0 | 0 | 0 | 0 | 0 | 0 | 0 | 0 | 0 | 0 | 0 | 0 | 0 | 11.0844 | -3.1015 | -0.075151 | 0 | 0 | 0 | 0 | 0 | 0 | 0 | 0 | 0 | 0 | 0 | 0 | 0 | 0 | 0 | 0 | 0 | 0 | 0 | 0 | 0 | 133.0131 | -37.2177 | -0.90181 | 0 | 0 | 0 | 0 | 0 | 0
0.625195April | Resource 1 | Sublap 1 | 15:00 | 1 | 95 | April | 13000 | 0 | 0 | 0 | 0 | 0 | 0 | 0 | 0 | 0 | 0 | 0 | 0 | 0 | 0 | 0 | 11.0844 | -3.1015 | -0.075151 | 0 | 0 | 0 | 0 | 0 | 0 | 0 | 0 | 0 | 0 | 0 | 0 | 0 | 0 | 0 | 0 | 0 | 0 | 0 | 0 | 0 | 144.0975 | -40.3192 | -0.97696 | 0 | 0 | 0 | 0 | 0 | 0
0.625195May | Resource 1 | Sublap 1 | 15:00 | 1 | 95 | May | 14000 | 0 | 0 | 0 | 0 | 0 | 0 | 0 | 0 | 0 | 0 | 0 | 0 | 0 | 0 | 0 | 11.0844 | -3.1015 | -0.075151 | 0 | 0 | 0 | 0 | 0 | 0 | 0 | 0 | 0 | 0 | 0 | 0 | 0 | 0 | 0 | 0 | 0 | 0 | 0 | 0 | 0 | 155.182 | -43.4207 | -1.0521 | 0 | 0 | 0 | 0 | 0 | 0
0.625195June | Resource 1 | Sublap 1 | 15:00 | 1 | 95 | June | 15000 | 0 | 0 | 0 | 0 | 0 | 0 | 0 | 0 | 0 | 0 | 0 | 0 | 0 | 0 | 0 | 11.0844 | -3.1015 | -0.075151 | 0 | 0 | 0 | 0 | 0 | 0 | 0 | 0 | 0 | 0 | 0 | 0 | 0 | 0 | 0 | 0 | 0 | 0 | 0 | 0 | 0 | 166.2664 | -46.5221 | -1.1273 | 0 | 0 | 0 | 0 | 0 | 0
0.625195July | Resource 1 | Sublap 1 | 15:00 | 1 | 95 | July | 16000 | 0 | 0 | 0 | 0 | 0 | 0 | 0 | 0 | 0 | 0 | 0 | 0 | 0 | 0 | 0 | 11.0844 | -3.1015 | -0.075151 | 0 | 0 | 0 | 0 | 0 | 0 | 0 | 0 | 0 | 0 | 0 | 0 | 0 | 0 | 0 | 0 | 0 | 0 | 0 | 0 | 0 | 177.3508 | -49.6236 | -1.2024 | 0 | 0 | 0 | 0 | 0 | 0
0.625195August | Resource 1 | Sublap 1 | 15:00 | 1 | 95 | August | 17000 | 0 | 0 | 0 | 0 | 0 | 0 | 0 | 0 | 0 | 0 | 0 | 0 | 0 | 0 | 0 | 11.0844 | -3.1015 | -0.075151 | 0 | 0 | 0 | 0 | 0 | 0 | 0 | 0 | 0 | 0 | 0 | 0 | 0 | 0 | 0 | 0 | 0 | 0 | 0 | 0 | 0 | 188.4352 | -52.7251 | -1.2776 | 0 | 0 | 0 | 0 | 0 | 0
0.625195September | Resource 1 | Sublap 1 | 15:00 | 1 | 95 | September | 18000 | 0 | 0 | 0 | 0 | 0 | 0 | 0 | 0 | 0 | 0 | 0 | 0 | 0 | 0 | 0 | 11.0844 | -3.1015 | -0.075151 | 0 | 0 | 0 | 0 | 0 | 0 | 0 | 0 | 0 | 0 | 0 | 0 | 0 | 0 | 0 | 0 | 0 | 0 | 0 | 0 | 0 | 199.5197 | -55.8266 | -1.3527 | 0 | 0 | 0 | 0 | 0 | 0
0.625195October | Resource 1 | Sublap 1 | 15:00 | 1 | 95 | October | 19000 | 0 | 0 | 0 | 0 | 0 | 0 | 0 | 0 | 0 | 0 | 0 | 0 | 0 | 0 | 0 | 11.0844 | -3.1015 | -0.075151 | 0 | 0 | 0 | 0 | 0 | 0 | 0 | 0 | 0 | 0 | 0 | 0 | 0 | 0 | 0 | 0 | 0 | 0 | 0 | 0 | 0 | 210.6041 | -58.928 | -1.4279 | 0 | 0 | 0 | 0 | 0 | 0
0.625195November | Resource 1 | Sublap 1 | 15:00 | 1 | 95 | November | 20000 | 0 | 0 | 0 | 0 | 0 | 0 | 0 | 0 | 0 | 0 | 0 | 0 | 0 | 0 | 0 | 11.0844 | -3.1015 | -0.075151 | 0 | 0 | 0 | 0 | 0 | 0 | 0 | 0 | 0 | 0 | 0 | 0 | 0 | 0 | 0 | 0 | 0 | 0 | 0 | 0 | 0 | 221.6885 | -62.0295 | -1.503 | 0 | 0 | 0 | 0 | 0 | 0
0.625195December | Resource 1 | Sublap 1 | 15:00 | 1 | 95 | December | 21000 | 0 | 0 | 0 | 0 | 0 | 0 | 0 | 0 | 0 | 0 | 0 | 0 | 0 | 0 | 0 | 11.0844 | -3.1015 | -0.075151 | 0 | 0 | 0 | 0 | 0 | 0 | 0 | 0 | 0 | 0 | 0 | 0 | 0 | 0 | 0 | 0 | 0 | 0 | 0 | 0 | 0 | 232.7729 | -65.131 | -1.5782 | 0 | 0 | 0 | 0 | 0 | 0
0.625196January | Resource 1 | Sublap 1 | 15:00 | 1 | 96 | January | 10000 | 0 | 0 | 0 | 0 | 0 | 0 | 0 | 0 | 0 | 0 | 0 | 0 | 0 | 0 | 0 | 9.8703 | -2.7608 | -0.066916 | 0 | 0 | 0 | 0 | 0 | 0 | 0 | 0 | 0 | 0 | 0 | 0 | 0 | 0 | 0 | 0 | 0 | 0 | 0 | 0 | 0 | 98.7029 | -27.6084 | -0.66916 | 0 | 0 | 0 | 0 | 0 | 0
0.625196February | Resource 1 | Sublap 1 | 15:00 | 1 | 96 | February | 11000 | 0 | 0 | 0 | 0 | 0 | 0 | 0 | 0 | 0 | 0 | 0 | 0 | 0 | 0 | 0 | 9.8703 | -2.7608 | -0.066916 | 0 | 0 | 0 | 0 | 0 | 0 | 0 | 0 | 0 | 0 | 0 | 0 | 0 | 0 | 0 | 0 | 0 | 0 | 0 | 0 | 0 | 108.5732 | -30.3693 | -0.73608 | 0 | 0 | 0 | 0 | 0 | 0
0.625196March | Resource 1 | Sublap 1 | 15:00 | 1 | 96 | March | 12000 | 0 | 0 | 0 | 0 | 0 | 0 | 0 | 0 | 0 | 0 | 0 | 0 | 0 | 0 | 0 | 9.8703 | -2.7608 | -0.066916 | 0 | 0 | 0 | 0 | 0 | 0 | 0 | 0 | 0 | 0 | 0 | 0 | 0 | 0 | 0 | 0 | 0 | 0 | 0 | 0 | 0 | 118.4435 | -33.1301 | -0.80299 | 0 | 0 | 0 | 0 | 0 | 0
0.625196April | Resource 1 | Sublap 1 | 15:00 | 1 | 96 | April | 13000 | 0 | 0 | 0 | 0 | 0 | 0 | 0 | 0 | 0 | 0 | 0 | 0 | 0 | 0 | 0 | 9.8703 | -2.7608 | -0.066916 | 0 | 0 | 0 | 0 | 0 | 0 | 0 | 0 | 0 | 0 | 0 | 0 | 0 | 0 | 0 | 0 | 0 | 0 | 0 | 0 | 0 | 128.3138 | -35.891 | -0.86991 | 0 | 0 | 0 | 0 | 0 | 0
0.625196May | Resource 1 | Sublap 1 | 15:00 | 1 | 96 | May | 14000 | 0 | 0 | 0 | 0 | 0 | 0 | 0 | 0 | 0 | 0 | 0 | 0 | 0 | 0 | 0 | 9.8703 | -2.7608 | -0.066916 | 0 | 0 | 0 | 0 | 0 | 0 | 0 | 0 | 0 | 0 | 0 | 0 | 0 | 0 | 0 | 0 | 0 | 0 | 0 | 0 | 0 | 138.1841 | -38.6518 | -0.93682 | 0 | 0 | 0 | 0 | 0 | 0
0.625196June | Resource 1 | Sublap 1 | 15:00 | 1 | 96 | June | 15000 | 0 | 0 | 0 | 0 | 0 | 0 | 0 | 0 | 0 | 0 | 0 | 0 | 0 | 0 | 0 | 9.8703 | -2.7608 | -0.066916 | 0 | 0 | 0 | 0 | 0 | 0 | 0 | 0 | 0 | 0 | 0 | 0 | 0 | 0 | 0 | 0 | 0 | 0 | 0 | 0 | 0 | 148.0544 | -41.4126 | -1.0037 | 0 | 0 | 0 | 0 | 0 | 0
0.625196July | Resource 1 | Sublap 1 | 15:00 | 1 | 96 | July | 16000 | 0 | 0 | 0 | 0 | 0 | 0 | 0 | 0 | 0 | 0 | 0 | 0 | 0 | 0 | 0 | 9.8703 | -2.7608 | -0.066916 | 0 | 0 | 0 | 0 | 0 | 0 | 0 | 0 | 0 | 0 | 0 | 0 | 0 | 0 | 0 | 0 | 0 | 0 | 0 | 0 | 0 | 157.9247 | -44.1735 | -1.0707 | 0 | 0 | 0 | 0 | 0 | 0
0.625196August | Resource 1 | Sublap 1 | 15:00 | 1 | 96 | August | 17000 | 0 | 0 | 0 | 0 | 0 | 0 | 0 | 0 | 0 | 0 | 0 | 0 | 0 | 0 | 0 | 9.8703 | -2.7608 | -0.066916 | 0 | 0 | 0 | 0 | 0 | 0 | 0 | 0 | 0 | 0 | 0 | 0 | 0 | 0 | 0 | 0 | 0 | 0 | 0 | 0 | 0 | 167.795 | -46.9343 | -1.1376 | 0 | 0 | 0 | 0 | 0 | 0
0.625196September | Resource 1 | Sublap 1 | 15:00 | 1 | 96 | September | 18000 | 0 | 0 | 0 | 0 | 0 | 0 | 0 | 0 | 0 | 0 | 0 | 0 | 0 | 0 | 0 | 9.8703 | -2.7608 | -0.066916 | 0 | 0 | 0 | 0 | 0 | 0 | 0 | 0 | 0 | 0 | 0 | 0 | 0 | 0 | 0 | 0 | 0 | 0 | 0 | 0 | 0 | 177.6653 | -49.6952 | -1.2045 | 0 | 0 | 0 | 0 | 0 | 0
0.625196October | Resource 1 | Sublap 1 | 15:00 | 1 | 96 | October | 19000 | 0 | 0 | 0 | 0 | 0 | 0 | 0 | 0 | 0 | 0 | 0 | 0 | 0 | 0 | 0 | 9.8703 | -2.7608 | -0.066916 | 0 | 0 | 0 | 0 | 0 | 0 | 0 | 0 | 0 | 0 | 0 | 0 | 0 | 0 | 0 | 0 | 0 | 0 | 0 | 0 | 0 | 187.5356 | -52.456 | -1.2714 | 0 | 0 | 0 | 0 | 0 | 0
0.625196November | Resource 1 | Sublap 1 | 15:00 | 1 | 96 | November | 20000 | 0 | 0 | 0 | 0 | 0 | 0 | 0 | 0 | 0 | 0 | 0 | 0 | 0 | 0 | 0 | 9.8703 | -2.7608 | -0.066916 | 0 | 0 | 0 | 0 | 0 | 0 | 0 | 0 | 0 | 0 | 0 | 0 | 0 | 0 | 0 | 0 | 0 | 0 | 0 | 0 | 0 | 197.4059 | -55.2169 | -1.3383 | 0 | 0 | 0 | 0 | 0 | 0
0.625196December | Resource 1 | Sublap 1 | 15:00 | 1 | 96 | December | 21000 | 0 | 0 | 0 | 0 | 0 | 0 | 0 | 0 | 0 | 0 | 0 | 0 | 0 | 0 | 0 | 9.8703 | -2.7608 | -0.066916 | 0 | 0 | 0 | 0 | 0 | 0 | 0 | 0 | 0 | 0 | 0 | 0 | 0 | 0 | 0 | 0 | 0 | 0 | 0 | 0 | 0 | 207.2762 | -57.9777 | -1.4052 | 0 | 0 | 0 | 0 | 0 | 0
0.625197January | Resource 1 | Sublap 1 | 15:00 | 1 | 97 | January | 10000 | 0 | 0 | 0 | 0 | 0 | 0 | 0 | 0 | 0 | 0 | 0 | 0 | 0 | 0 | 0 | 9.1492 | -2.5636 | -0.062147 | 0 | 0 | 0 | 0 | 0 | 0 | 0 | 0 | 0 | 0 | 0 | 0 | 0 | 0 | 0 | 0 | 0 | 0 | 0 | 0 | 0 | 91.4924 | -25.6358 | -0.62147 | 0 | 0 | 0 | 0 | 0 | 0
0.625197February | Resource 1 | Sublap 1 | 15:00 | 1 | 97 | February | 11000 | 0 | 0 | 0 | 0 | 0 | 0 | 0 | 0 | 0 | 0 | 0 | 0 | 0 | 0 | 0 | 9.1492 | -2.5636 | -0.062147 | 0 | 0 | 0 | 0 | 0 | 0 | 0 | 0 | 0 | 0 | 0 | 0 | 0 | 0 | 0 | 0 | 0 | 0 | 0 | 0 | 0 | 100.6417 | -28.1993 | -0.68362 | 0 | 0 | 0 | 0 | 0 | 0
0.625197March | Resource 1 | Sublap 1 | 15:00 | 1 | 97 | March | 12000 | 0 | 0 | 0 | 0 | 0 | 0 | 0 | 0 | 0 | 0 | 0 | 0 | 0 | 0 | 0 | 9.1492 | -2.5636 | -0.062147 | 0 | 0 | 0 | 0 | 0 | 0 | 0 | 0 | 0 | 0 | 0 | 0 | 0 | 0 | 0 | 0 | 0 | 0 | 0 | 0 | 0 | 109.7909 | -30.7629 | -0.74576 | 0 | 0 | 0 | 0 | 0 | 0
0.625197April | Resource 1 | Sublap 1 | 15:00 | 1 | 97 | April | 13000 | 0 | 0 | 0 | 0 | 0 | 0 | 0 | 0 | 0 | 0 | 0 | 0 | 0 | 0 | 0 | 9.1492 | -2.5636 | -0.062147 | 0 | 0 | 0 | 0 | 0 | 0 | 0 | 0 | 0 | 0 | 0 | 0 | 0 | 0 | 0 | 0 | 0 | 0 | 0 | 0 | 0 | 118.9402 | -33.3265 | -0.80791 | 0 | 0 | 0 | 0 | 0 | 0
0.625197May | Resource 1 | Sublap 1 | 15:00 | 1 | 97 | May | 14000 | 0 | 0 | 0 | 0 | 0 | 0 | 0 | 0 | 0 | 0 | 0 | 0 | 0 | 0 | 0 | 9.1492 | -2.5636 | -0.062147 | 0 | 0 | 0 | 0 | 0 | 0 | 0 | 0 | 0 | 0 | 0 | 0 | 0 | 0 | 0 | 0 | 0 | 0 | 0 | 0 | 0 | 128.0894 | -35.8901 | -0.87006 | 0 | 0 | 0 | 0 | 0 | 0
0.625197June | Resource 1 | Sublap 1 | 15:00 | 1 | 97 | June | 15000 | 0 | 0 | 0 | 0 | 0 | 0 | 0 | 0 | 0 | 0 | 0 | 0 | 0 | 0 | 0 | 9.1492 | -2.5636 | -0.062147 | 0 | 0 | 0 | 0 | 0 | 0 | 0 | 0 | 0 | 0 | 0 | 0 | 0 | 0 | 0 | 0 | 0 | 0 | 0 | 0 | 0 | 137.2386 | -38.4537 | -0.9322 | 0 | 0 | 0 | 0 | 0 | 0
0.625197July | Resource 1 | Sublap 1 | 15:00 | 1 | 97 | July | 16000 | 0 | 0 | 0 | 0 | 0 | 0 | 0 | 0 | 0 | 0 | 0 | 0 | 0 | 0 | 0 | 9.1492 | -2.5636 | -0.062147 | 0 | 0 | 0 | 0 | 0 | 0 | 0 | 0 | 0 | 0 | 0 | 0 | 0 | 0 | 0 | 0 | 0 | 0 | 0 | 0 | 0 | 146.3879 | -41.0172 | -0.99435 | 0 | 0 | 0 | 0 | 0 | 0
0.625197August | Resource 1 | Sublap 1 | 15:00 | 1 | 97 | August | 17000 | 0 | 0 | 0 | 0 | 0 | 0 | 0 | 0 | 0 | 0 | 0 | 0 | 0 | 0 | 0 | 9.1492 | -2.5636 | -0.062147 | 0 | 0 | 0 | 0 | 0 | 0 | 0 | 0 | 0 | 0 | 0 | 0 | 0 | 0 | 0 | 0 | 0 | 0 | 0 | 0 | 0 | 155.5371 | -43.5808 | -1.0565 | 0 | 0 | 0 | 0 | 0 | 0
0.625197September | Resource 1 | Sublap 1 | 15:00 | 1 | 97 | September | 18000 | 0 | 0 | 0 | 0 | 0 | 0 | 0 | 0 | 0 | 0 | 0 | 0 | 0 | 0 | 0 | 9.1492 | -2.5636 | -0.062147 | 0 | 0 | 0 | 0 | 0 | 0 | 0 | 0 | 0 | 0 | 0 | 0 | 0 | 0 | 0 | 0 | 0 | 0 | 0 | 0 | 0 | 164.6864 | -46.1444 | -1.1186 | 0 | 0 | 0 | 0 | 0 | 0
0.625197October | Resource 1 | Sublap 1 | 15:00 | 1 | 97 | October | 19000 | 0 | 0 | 0 | 0 | 0 | 0 | 0 | 0 | 0 | 0 | 0 | 0 | 0 | 0 | 0 | 9.1492 | -2.5636 | -0.062147 | 0 | 0 | 0 | 0 | 0 | 0 | 0 | 0 | 0 | 0 | 0 | 0 | 0 | 0 | 0 | 0 | 0 | 0 | 0 | 0 | 0 | 173.8356 | -48.708 | -1.1808 | 0 | 0 | 0 | 0 | 0 | 0
0.625197November | Resource 1 | Sublap 1 | 15:00 | 1 | 97 | November | 20000 | 0 | 0 | 0 | 0 | 0 | 0 | 0 | 0 | 0 | 0 | 0 | 0 | 0 | 0 | 0 | 9.1492 | -2.5636 | -0.062147 | 0 | 0 | 0 | 0 | 0 | 0 | 0 | 0 | 0 | 0 | 0 | 0 | 0 | 0 | 0 | 0 | 0 | 0 | 0 | 0 | 0 | 182.9849 | -51.2715 | -1.2429 | 0 | 0 | 0 | 0 | 0 | 0
0.625197December | Resource 1 | Sublap 1 | 15:00 | 1 | 97 | December | 21000 | 0 | 0 | 0 | 0 | 0 | 0 | 0 | 0 | 0 | 0 | 0 | 0 | 0 | 0 | 0 | 9.1492 | -2.5636 | -0.062147 | 0 | 0 | 0 | 0 | 0 | 0 | 0 | 0 | 0 | 0 | 0 | 0 | 0 | 0 | 0 | 0 | 0 | 0 | 0 | 0 | 0 | 192.1341 | -53.8351 | -1.3051 | 0 | 0 | 0 | 0 | 0 | 0
0.625198January | Resource 1 | Sublap 1 | 15:00 | 1 | 98 | January | 10000 | 0 | 0 | 0 | 0 | 0 | 0 | 0 | 0 | 0 | 0 | 0 | 0 | 0 | 0 | 0 | 10.5203 | -2.9311 | -0.071032 | 0 | 0 | 0 | 0 | 0 | 0 | 0 | 0 | 0 | 0 | 0 | 0 | 0 | 0 | 0 | 0 | 0 | 0 | 0 | 0 | 0 | 105.2031 | -29.3111 | -0.71032 | 0 | 0 | 0 | 0 | 0 | 0
0.625198February | Resource 1 | Sublap 1 | 15:00 | 1 | 98 | February | 11000 | 0 | 0 | 0 | 0 | 0 | 0 | 0 | 0 | 0 | 0 | 0 | 0 | 0 | 0 | 0 | 10.5203 | -2.9311 | -0.071032 | 0 | 0 | 0 | 0 | 0 | 0 | 0 | 0 | 0 | 0 | 0 | 0 | 0 | 0 | 0 | 0 | 0 | 0 | 0 | 0 | 0 | 115.7234 | -32.2422 | -0.78135 | 0 | 0 | 0 | 0 | 0 | 0
0.625198March | Resource 1 | Sublap 1 | 15:00 | 1 | 98 | March | 12000 | 0 | 0 | 0 | 0 | 0 | 0 | 0 | 0 | 0 | 0 | 0 | 0 | 0 | 0 | 0 | 10.5203 | -2.9311 | -0.071032 | 0 | 0 | 0 | 0 | 0 | 0 | 0 | 0 | 0 | 0 | 0 | 0 | 0 | 0 | 0 | 0 | 0 | 0 | 0 | 0 | 0 | 126.2437 | -35.1733 | -0.85239 | 0 | 0 | 0 | 0 | 0 | 0
0.625198April | Resource 1 | Sublap 1 | 15:00 | 1 | 98 | April | 13000 | 0 | 0 | 0 | 0 | 0 | 0 | 0 | 0 | 0 | 0 | 0 | 0 | 0 | 0 | 0 | 10.5203 | -2.9311 | -0.071032 | 0 | 0 | 0 | 0 | 0 | 0 | 0 | 0 | 0 | 0 | 0 | 0 | 0 | 0 | 0 | 0 | 0 | 0 | 0 | 0 | 0 | 136.764 | -38.1044 | -0.92342 | 0 | 0 | 0 | 0 | 0 | 0
0.625198May | Resource 1 | Sublap 1 | 15:00 | 1 | 98 | May | 14000 | 0 | 0 | 0 | 0 | 0 | 0 | 0 | 0 | 0 | 0 | 0 | 0 | 0 | 0 | 0 | 10.5203 | -2.9311 | -0.071032 | 0 | 0 | 0 | 0 | 0 | 0 | 0 | 0 | 0 | 0 | 0 | 0 | 0 | 0 | 0 | 0 | 0 | 0 | 0 | 0 | 0 | 147.2843 | -41.0356 | -0.99445 | 0 | 0 | 0 | 0 | 0 | 0
0.625198June | Resource 1 | Sublap 1 | 15:00 | 1 | 98 | June | 15000 | 0 | 0 | 0 | 0 | 0 | 0 | 0 | 0 | 0 | 0 | 0 | 0 | 0 | 0 | 0 | 10.5203 | -2.9311 | -0.071032 | 0 | 0 | 0 | 0 | 0 | 0 | 0 | 0 | 0 | 0 | 0 | 0 | 0 | 0 | 0 | 0 | 0 | 0 | 0 | 0 | 0 | 157.8046 | -43.9667 | -1.0655 | 0 | 0 | 0 | 0 | 0 | 0
0.625198July | Resource 1 | Sublap 1 | 15:00 | 1 | 98 | July | 16000 | 0 | 0 | 0 | 0 | 0 | 0 | 0 | 0 | 0 | 0 | 0 | 0 | 0 | 0 | 0 | 10.5203 | -2.9311 | -0.071032 | 0 | 0 | 0 | 0 | 0 | 0 | 0 | 0 | 0 | 0 | 0 | 0 | 0 | 0 | 0 | 0 | 0 | 0 | 0 | 0 | 0 | 168.3249 | -46.8978 | -1.1365 | 0 | 0 | 0 | 0 | 0 | 0
0.625198August | Resource 1 | Sublap 1 | 15:00 | 1 | 98 | August | 17000 | 0 | 0 | 0 | 0 | 0 | 0 | 0 | 0 | 0 | 0 | 0 | 0 | 0 | 0 | 0 | 10.5203 | -2.9311 | -0.071032 | 0 | 0 | 0 | 0 | 0 | 0 | 0 | 0 | 0 | 0 | 0 | 0 | 0 | 0 | 0 | 0 | 0 | 0 | 0 | 0 | 0 | 178.8452 | -49.8289 | -1.2075 | 0 | 0 | 0 | 0 | 0 | 0
0.625198September | Resource 1 | Sublap 1 | 15:00 | 1 | 98 | September | 18000 | 0 | 0 | 0 | 0 | 0 | 0 | 0 | 0 | 0 | 0 | 0 | 0 | 0 | 0 | 0 | 10.5203 | -2.9311 | -0.071032 | 0 | 0 | 0 | 0 | 0 | 0 | 0 | 0 | 0 | 0 | 0 | 0 | 0 | 0 | 0 | 0 | 0 | 0 | 0 | 0 | 0 | 189.3655 | -52.76 | -1.2786 | 0 | 0 | 0 | 0 | 0 | 0
0.625198October | Resource 1 | Sublap 1 | 15:00 | 1 | 98 | October | 19000 | 0 | 0 | 0 | 0 | 0 | 0 | 0 | 0 | 0 | 0 | 0 | 0 | 0 | 0 | 0 | 10.5203 | -2.9311 | -0.071032 | 0 | 0 | 0 | 0 | 0 | 0 | 0 | 0 | 0 | 0 | 0 | 0 | 0 | 0 | 0 | 0 | 0 | 0 | 0 | 0 | 0 | 199.8858 | -55.6911 | -1.3496 | 0 | 0 | 0 | 0 | 0 | 0
0.625198November | Resource 1 | Sublap 1 | 15:00 | 1 | 98 | November | 20000 | 0 | 0 | 0 | 0 | 0 | 0 | 0 | 0 | 0 | 0 | 0 | 0 | 0 | 0 | 0 | 10.5203 | -2.9311 | -0.071032 | 0 | 0 | 0 | 0 | 0 | 0 | 0 | 0 | 0 | 0 | 0 | 0 | 0 | 0 | 0 | 0 | 0 | 0 | 0 | 0 | 0 | 210.4061 | -58.6222 | -1.4206 | 0 | 0 | 0 | 0 | 0 | 0
0.625198December | Resource 1 | Sublap 1 | 15:00 | 1 | 98 | December | 21000 | 0 | 0 | 0 | 0 | 0 | 0 | 0 | 0 | 0 | 0 | 0 | 0 | 0 | 0 | 0 | 10.5203 | -2.9311 | -0.071032 | 0 | 0 | 0 | 0 | 0 | 0 | 0 | 0 | 0 | 0 | 0 | 0 | 0 | 0 | 0 | 0 | 0 | 0 | 0 | 0 | 0 | 220.9264 | -61.5533 | -1.4917 | 0 | 0 | 0 | 0 | 0 | 0
0.625199January | Resource 1 | Sublap 1 | 15:00 | 1 | 99 | January | 10000 | 0 | 0 | 0 | 0 | 0 | 0 | 0 | 0 | 0 | 0 | 0 | 0 | 0 | 0 | 0 | 10.3925 | -2.8991 | -0.070257 | 0 | 0 | 0 | 0 | 0 | 0 | 0 | 0 | 0 | 0 | 0 | 0 | 0 | 0 | 0 | 0 | 0 | 0 | 0 | 0 | 0 | 103.9251 | -28.9905 | -0.70257 | 0 | 0 | 0 | 0 | 0 | 0
0.625199February | Resource 1 | Sublap 1 | 15:00 | 1 | 99 | February | 11000 | 0 | 0 | 0 | 0 | 0 | 0 | 0 | 0 | 0 | 0 | 0 | 0 | 0 | 0 | 0 | 10.3925 | -2.8991 | -0.070257 | 0 | 0 | 0 | 0 | 0 | 0 | 0 | 0 | 0 | 0 | 0 | 0 | 0 | 0 | 0 | 0 | 0 | 0 | 0 | 0 | 0 | 114.3176 | -31.8896 | -0.77283 | 0 | 0 | 0 | 0 | 0 | 0
0.625199March | Resource 1 | Sublap 1 | 15:00 | 1 | 99 | March | 12000 | 0 | 0 | 0 | 0 | 0 | 0 | 0 | 0 | 0 | 0 | 0 | 0 | 0 | 0 | 0 | 10.3925 | -2.8991 | -0.070257 | 0 | 0 | 0 | 0 | 0 | 0 | 0 | 0 | 0 | 0 | 0 | 0 | 0 | 0 | 0 | 0 | 0 | 0 | 0 | 0 | 0 | 124.7102 | -34.7886 | -0.84309 | 0 | 0 | 0 | 0 | 0 | 0
0.625199April | Resource 1 | Sublap 1 | 15:00 | 1 | 99 | April | 13000 | 0 | 0 | 0 | 0 | 0 | 0 | 0 | 0 | 0 | 0 | 0 | 0 | 0 | 0 | 0 | 10.3925 | -2.8991 | -0.070257 | 0 | 0 | 0 | 0 | 0 | 0 | 0 | 0 | 0 | 0 | 0 | 0 | 0 | 0 | 0 | 0 | 0 | 0 | 0 | 0 | 0 | 135.1027 | -37.6877 | -0.91334 | 0 | 0 | 0 | 0 | 0 | 0
0.625199May | Resource 1 | Sublap 1 | 15:00 | 1 | 99 | May | 14000 | 0 | 0 | 0 | 0 | 0 | 0 | 0 | 0 | 0 | 0 | 0 | 0 | 0 | 0 | 0 | 10.3925 | -2.8991 | -0.070257 | 0 | 0 | 0 | 0 | 0 | 0 | 0 | 0 | 0 | 0 | 0 | 0 | 0 | 0 | 0 | 0 | 0 | 0 | 0 | 0 | 0 | 145.4952 | -40.5867 | -0.9836 | 0 | 0 | 0 | 0 | 0 | 0
0.625199June | Resource 1 | Sublap 1 | 15:00 | 1 | 99 | June | 15000 | 0 | 0 | 0 | 0 | 0 | 0 | 0 | 0 | 0 | 0 | 0 | 0 | 0 | 0 | 0 | 10.3925 | -2.8991 | -0.070257 | 0 | 0 | 0 | 0 | 0 | 0 | 0 | 0 | 0 | 0 | 0 | 0 | 0 | 0 | 0 | 0 | 0 | 0 | 0 | 0 | 0 | 155.8877 | -43.4858 | -1.0539 | 0 | 0 | 0 | 0 | 0 | 0
0.625199July | Resource 1 | Sublap 1 | 15:00 | 1 | 99 | July | 16000 | 0 | 0 | 0 | 0 | 0 | 0 | 0 | 0 | 0 | 0 | 0 | 0 | 0 | 0 | 0 | 10.3925 | -2.8991 | -0.070257 | 0 | 0 | 0 | 0 | 0 | 0 | 0 | 0 | 0 | 0 | 0 | 0 | 0 | 0 | 0 | 0 | 0 | 0 | 0 | 0 | 0 | 166.2802 | -46.3848 | -1.1241 | 0 | 0 | 0 | 0 | 0 | 0
0.625199August | Resource 1 | Sublap 1 | 15:00 | 1 | 99 | August | 17000 | 0 | 0 | 0 | 0 | 0 | 0 | 0 | 0 | 0 | 0 | 0 | 0 | 0 | 0 | 0 | 10.3925 | -2.8991 | -0.070257 | 0 | 0 | 0 | 0 | 0 | 0 | 0 | 0 | 0 | 0 | 0 | 0 | 0 | 0 | 0 | 0 | 0 | 0 | 0 | 0 | 0 | 176.6727 | -49.2839 | -1.1944 | 0 | 0 | 0 | 0 | 0 | 0
0.625199September | Resource 1 | Sublap 1 | 15:00 | 1 | 99 | September | 18000 | 0 | 0 | 0 | 0 | 0 | 0 | 0 | 0 | 0 | 0 | 0 | 0 | 0 | 0 | 0 | 10.3925 | -2.8991 | -0.070257 | 0 | 0 | 0 | 0 | 0 | 0 | 0 | 0 | 0 | 0 | 0 | 0 | 0 | 0 | 0 | 0 | 0 | 0 | 0 | 0 | 0 | 187.0652 | -52.1829 | -1.2646 | 0 | 0 | 0 | 0 | 0 | 0
0.625199October | Resource 1 | Sublap 1 | 15:00 | 1 | 99 | October | 19000 | 0 | 0 | 0 | 0 | 0 | 0 | 0 | 0 | 0 | 0 | 0 | 0 | 0 | 0 | 0 | 10.3925 | -2.8991 | -0.070257 | 0 | 0 | 0 | 0 | 0 | 0 | 0 | 0 | 0 | 0 | 0 | 0 | 0 | 0 | 0 | 0 | 0 | 0 | 0 | 0 | 0 | 197.4577 | -55.082 | -1.3349 | 0 | 0 | 0 | 0 | 0 | 0
0.625199November | Resource 1 | Sublap 1 | 15:00 | 1 | 99 | November | 20000 | 0 | 0 | 0 | 0 | 0 | 0 | 0 | 0 | 0 | 0 | 0 | 0 | 0 | 0 | 0 | 10.3925 | -2.8991 | -0.070257 | 0 | 0 | 0 | 0 | 0 | 0 | 0 | 0 | 0 | 0 | 0 | 0 | 0 | 0 | 0 | 0 | 0 | 0 | 0 | 0 | 0 | 207.8503 | -57.981 | -1.4051 | 0 | 0 | 0 | 0 | 0 | 0
0.625199December | Resource 1 | Sublap 1 | 15:00 | 1 | 99 | December | 21000 | 0 | 0 | 0 | 0 | 0 | 0 | 0 | 0 | 0 | 0 | 0 | 0 | 0 | 0 | 0 | 10.3925 | -2.8991 | -0.070257 | 0 | 0 | 0 | 0 | 0 | 0 | 0 | 0 | 0 | 0 | 0 | 0 | 0 | 0 | 0 | 0 | 0 | 0 | 0 | 0 | 0 | 218.2428 | -60.8801 | -1.4754 | 0 | 0 | 0 | 0 | 0 | 0
0.6251100January | Resource 1 | Sublap 1 | 15:00 | 1 | 100 | January | 10000 | 0 | 0 | 0 | 0 | 0 | 0 | 0 | 0 | 0 | 0 | 0 | 0 | 0 | 0 | 0 | 11.9733 | -3.356 | -0.081304 | 0 | 0 | 0 | 0 | 0 | 0 | 0 | 0 | 0 | 0 | 0 | 0 | 0 | 0 | 0 | 0 | 0 | 0 | 0 | 0 | 0 | 119.7333 | -33.5601 | -0.81304 | 0 | 0 | 0 | 0 | 0 | 0
0.6251100February | Resource 1 | Sublap 1 | 15:00 | 1 | 100 | February | 11000 | 0 | 0 | 0 | 0 | 0 | 0 | 0 | 0 | 0 | 0 | 0 | 0 | 0 | 0 | 0 | 11.9733 | -3.356 | -0.081304 | 0 | 0 | 0 | 0 | 0 | 0 | 0 | 0 | 0 | 0 | 0 | 0 | 0 | 0 | 0 | 0 | 0 | 0 | 0 | 0 | 0 | 131.7066 | -36.9162 | -0.89435 | 0 | 0 | 0 | 0 | 0 | 0
0.6251100March | Resource 1 | Sublap 1 | 15:00 | 1 | 100 | March | 12000 | 0 | 0 | 0 | 0 | 0 | 0 | 0 | 0 | 0 | 0 | 0 | 0 | 0 | 0 | 0 | 11.9733 | -3.356 | -0.081304 | 0 | 0 | 0 | 0 | 0 | 0 | 0 | 0 | 0 | 0 | 0 | 0 | 0 | 0 | 0 | 0 | 0 | 0 | 0 | 0 | 0 | 143.68 | -40.2722 | -0.97565 | 0 | 0 | 0 | 0 | 0 | 0
0.6251100April | Resource 1 | Sublap 1 | 15:00 | 1 | 100 | April | 13000 | 0 | 0 | 0 | 0 | 0 | 0 | 0 | 0 | 0 | 0 | 0 | 0 | 0 | 0 | 0 | 11.9733 | -3.356 | -0.081304 | 0 | 0 | 0 | 0 | 0 | 0 | 0 | 0 | 0 | 0 | 0 | 0 | 0 | 0 | 0 | 0 | 0 | 0 | 0 | 0 | 0 | 155.6533 | -43.6282 | -1.057 | 0 | 0 | 0 | 0 | 0 | 0
0.6251100May | Resource 1 | Sublap 1 | 15:00 | 1 | 100 | May | 14000 | 0 | 0 | 0 | 0 | 0 | 0 | 0 | 0 | 0 | 0 | 0 | 0 | 0 | 0 | 0 | 11.9733 | -3.356 | -0.081304 | 0 | 0 | 0 | 0 | 0 | 0 | 0 | 0 | 0 | 0 | 0 | 0 | 0 | 0 | 0 | 0 | 0 | 0 | 0 | 0 | 0 | 167.6266 | -46.9842 | -1.1383 | 0 | 0 | 0 | 0 | 0 | 0
0.6251100June | Resource 1 | Sublap 1 | 15:00 | 1 | 100 | June | 15000 | 0 | 0 | 0 | 0 | 0 | 0 | 0 | 0 | 0 | 0 | 0 | 0 | 0 | 0 | 0 | 11.9733 | -3.356 | -0.081304 | 0 | 0 | 0 | 0 | 0 | 0 | 0 | 0 | 0 | 0 | 0 | 0 | 0 | 0 | 0 | 0 | 0 | 0 | 0 | 0 | 0 | 179.6 | -50.3402 | -1.2196 | 0 | 0 | 0 | 0 | 0 | 0
0.6251100July | Resource 1 | Sublap 1 | 15:00 | 1 | 100 | July | 16000 | 0 | 0 | 0 | 0 | 0 | 0 | 0 | 0 | 0 | 0 | 0 | 0 | 0 | 0 | 0 | 11.9733 | -3.356 | -0.081304 | 0 | 0 | 0 | 0 | 0 | 0 | 0 | 0 | 0 | 0 | 0 | 0 | 0 | 0 | 0 | 0 | 0 | 0 | 0 | 0 | 0 | 191.5733 | -53.6962 | -1.3009 | 0 | 0 | 0 | 0 | 0 | 0
0.6251100August | Resource 1 | Sublap 1 | 15:00 | 1 | 100 | August | 17000 | 0 | 0 | 0 | 0 | 0 | 0 | 0 | 0 | 0 | 0 | 0 | 0 | 0 | 0 | 0 | 11.9733 | -3.356 | -0.081304 | 0 | 0 | 0 | 0 | 0 | 0 | 0 | 0 | 0 | 0 | 0 | 0 | 0 | 0 | 0 | 0 | 0 | 0 | 0 | 0 | 0 | 203.5466 | -57.0522 | -1.3822 | 0 | 0 | 0 | 0 | 0 | 0
0.6251100September | Resource 1 | Sublap 1 | 15:00 | 1 | 100 | September | 18000 | 0 | 0 | 0 | 0 | 0 | 0 | 0 | 0 | 0 | 0 | 0 | 0 | 0 | 0 | 0 | 11.9733 | -3.356 | -0.081304 | 0 | 0 | 0 | 0 | 0 | 0 | 0 | 0 | 0 | 0 | 0 | 0 | 0 | 0 | 0 | 0 | 0 | 0 | 0 | 0 | 0 | 215.52 | -60.4083 | -1.4635 | 0 | 0 | 0 | 0 | 0 | 0
0.6251100October | Resource 1 | Sublap 1 | 15:00 | 1 | 100 | October | 19000 | 0 | 0 | 0 | 0 | 0 | 0 | 0 | 0 | 0 | 0 | 0 | 0 | 0 | 0 | 0 | 11.9733 | -3.356 | -0.081304 | 0 | 0 | 0 | 0 | 0 | 0 | 0 | 0 | 0 | 0 | 0 | 0 | 0 | 0 | 0 | 0 | 0 | 0 | 0 | 0 | 0 | 227.4933 | -63.7643 | -1.5448 | 0 | 0 | 0 | 0 | 0 | 0
0.6251100November | Resource 1 | Sublap 1 | 15:00 | 1 | 100 | November | 20000 | 0 | 0 | 0 | 0 | 0 | 0 | 0 | 0 | 0 | 0 | 0 | 0 | 0 | 0 | 0 | 11.9733 | -3.356 | -0.081304 | 0 | 0 | 0 | 0 | 0 | 0 | 0 | 0 | 0 | 0 | 0 | 0 | 0 | 0 | 0 | 0 | 0 | 0 | 0 | 0 | 0 | 239.4666 | -67.1203 | -1.6261 | 0 | 0 | 0 | 0 | 0 | 0
0.6251100December | Resource 1 | Sublap 1 | 15:00 | 1 | 100 | December | 21000 | 0 | 0 | 0 | 0 | 0 | 0 | 0 | 0 | 0 | 0 | 0 | 0 | 0 | 0 | 0 | 11.9733 | -3.356 | -0.081304 | 0 | 0 | 0 | 0 | 0 | 0 | 0 | 0 | 0 | 0 | 0 | 0 | 0 | 0 | 0 | 0 | 0 | 0 | 0 | 0 | 0 | 251.44 | -70.4763 | -1.7074 | 0 | 0 | 0 | 0 | 0 | 0
0.6251101January | Resource 1 | Sublap 1 | 15:00 | 1 | 101 | January | 10000 | 0 | 0 | 0 | 0 | 0 | 0 | 0 | 0 | 0 | 0 | 0 | 0 | 0 | 0 | 0 | 10.4327 | -2.8763 | -0.069707 | 0 | 0 | 0 | 0 | 0 | 0 | 0 | 0 | 0 | 0 | 0 | 0 | 0 | 0 | 0 | 0 | 0 | 0 | 0 | 0 | 0 | 104.3268 | -28.7627 | -0.69706 | 0 | 0 | 0 | 0 | 0 | 0
0.6251101February | Resource 1 | Sublap 1 | 15:00 | 1 | 101 | February | 11000 | 0 | 0 | 0 | 0 | 0 | 0 | 0 | 0 | 0 | 0 | 0 | 0 | 0 | 0 | 0 | 10.4327 | -2.8763 | -0.069707 | 0 | 0 | 0 | 0 | 0 | 0 | 0 | 0 | 0 | 0 | 0 | 0 | 0 | 0 | 0 | 0 | 0 | 0 | 0 | 0 | 0 | 114.7594 | -31.639 | -0.76677 | 0 | 0 | 0 | 0 | 0 | 0
0.6251101March | Resource 1 | Sublap 1 | 15:00 | 1 | 101 | March | 12000 | 0 | 0 | 0 | 0 | 0 | 0 | 0 | 0 | 0 | 0 | 0 | 0 | 0 | 0 | 0 | 10.4327 | -2.8763 | -0.069707 | 0 | 0 | 0 | 0 | 0 | 0 | 0 | 0 | 0 | 0 | 0 | 0 | 0 | 0 | 0 | 0 | 0 | 0 | 0 | 0 | 0 | 125.1921 | -34.5153 | -0.83648 | 0 | 0 | 0 | 0 | 0 | 0
0.6251101April | Resource 1 | Sublap 1 | 15:00 | 1 | 101 | April | 13000 | 0 | 0 | 0 | 0 | 0 | 0 | 0 | 0 | 0 | 0 | 0 | 0 | 0 | 0 | 0 | 10.4327 | -2.8763 | -0.069707 | 0 | 0 | 0 | 0 | 0 | 0 | 0 | 0 | 0 | 0 | 0 | 0 | 0 | 0 | 0 | 0 | 0 | 0 | 0 | 0 | 0 | 135.6248 | -37.3916 | -0.90618 | 0 | 0 | 0 | 0 | 0 | 0
0.6251101May | Resource 1 | Sublap 1 | 15:00 | 1 | 101 | May | 14000 | 0 | 0 | 0 | 0 | 0 | 0 | 0 | 0 | 0 | 0 | 0 | 0 | 0 | 0 | 0 | 10.4327 | -2.8763 | -0.069707 | 0 | 0 | 0 | 0 | 0 | 0 | 0 | 0 | 0 | 0 | 0 | 0 | 0 | 0 | 0 | 0 | 0 | 0 | 0 | 0 | 0 | 146.0574 | -40.2678 | -0.97589 | 0 | 0 | 0 | 0 | 0 | 0
0.6251101June | Resource 1 | Sublap 1 | 15:00 | 1 | 101 | June | 15000 | 0 | 0 | 0 | 0 | 0 | 0 | 0 | 0 | 0 | 0 | 0 | 0 | 0 | 0 | 0 | 10.4327 | -2.8763 | -0.069707 | 0 | 0 | 0 | 0 | 0 | 0 | 0 | 0 | 0 | 0 | 0 | 0 | 0 | 0 | 0 | 0 | 0 | 0 | 0 | 0 | 0 | 156.4901 | -43.1441 | -1.0456 | 0 | 0 | 0 | 0 | 0 | 0
0.6251101July | Resource 1 | Sublap 1 | 15:00 | 1 | 101 | July | 16000 | 0 | 0 | 0 | 0 | 0 | 0 | 0 | 0 | 0 | 0 | 0 | 0 | 0 | 0 | 0 | 10.4327 | -2.8763 | -0.069707 | 0 | 0 | 0 | 0 | 0 | 0 | 0 | 0 | 0 | 0 | 0 | 0 | 0 | 0 | 0 | 0 | 0 | 0 | 0 | 0 | 0 | 166.9228 | -46.0204 | -1.1153 | 0 | 0 | 0 | 0 | 0 | 0
0.6251101August | Resource 1 | Sublap 1 | 15:00 | 1 | 101 | August | 17000 | 0 | 0 | 0 | 0 | 0 | 0 | 0 | 0 | 0 | 0 | 0 | 0 | 0 | 0 | 0 | 10.4327 | -2.8763 | -0.069707 | 0 | 0 | 0 | 0 | 0 | 0 | 0 | 0 | 0 | 0 | 0 | 0 | 0 | 0 | 0 | 0 | 0 | 0 | 0 | 0 | 0 | 177.3555 | -48.8966 | -1.185 | 0 | 0 | 0 | 0 | 0 | 0
0.6251101September | Resource 1 | Sublap 1 | 15:00 | 1 | 101 | September | 18000 | 0 | 0 | 0 | 0 | 0 | 0 | 0 | 0 | 0 | 0 | 0 | 0 | 0 | 0 | 0 | 10.4327 | -2.8763 | -0.069707 | 0 | 0 | 0 | 0 | 0 | 0 | 0 | 0 | 0 | 0 | 0 | 0 | 0 | 0 | 0 | 0 | 0 | 0 | 0 | 0 | 0 | 187.7882 | -51.7729 | -1.2547 | 0 | 0 | 0 | 0 | 0 | 0
0.6251101October | Resource 1 | Sublap 1 | 15:00 | 1 | 101 | October | 19000 | 0 | 0 | 0 | 0 | 0 | 0 | 0 | 0 | 0 | 0 | 0 | 0 | 0 | 0 | 0 | 10.4327 | -2.8763 | -0.069707 | 0 | 0 | 0 | 0 | 0 | 0 | 0 | 0 | 0 | 0 | 0 | 0 | 0 | 0 | 0 | 0 | 0 | 0 | 0 | 0 | 0 | 198.2208 | -54.6492 | -1.3244 | 0 | 0 | 0 | 0 | 0 | 0
0.6251101November | Resource 1 | Sublap 1 | 15:00 | 1 | 101 | November | 20000 | 0 | 0 | 0 | 0 | 0 | 0 | 0 | 0 | 0 | 0 | 0 | 0 | 0 | 0 | 0 | 10.4327 | -2.8763 | -0.069707 | 0 | 0 | 0 | 0 | 0 | 0 | 0 | 0 | 0 | 0 | 0 | 0 | 0 | 0 | 0 | 0 | 0 | 0 | 0 | 0 | 0 | 208.6535 | -57.5255 | -1.3941 | 0 | 0 | 0 | 0 | 0 | 0
0.6251101December | Resource 1 | Sublap 1 | 15:00 | 1 | 101 | December | 21000 | 0 | 0 | 0 | 0 | 0 | 0 | 0 | 0 | 0 | 0 | 0 | 0 | 0 | 0 | 0 | 10.4327 | -2.8763 | -0.069707 | 0 | 0 | 0 | 0 | 0 | 0 | 0 | 0 | 0 | 0 | 0 | 0 | 0 | 0 | 0 | 0 | 0 | 0 | 0 | 0 | 0 | 219.0862 | -60.4017 | -1.4638 | 0 | 0 | 0 | 0 | 0 | 0
0.6251102January | Resource 1 | Sublap 1 | 15:00 | 1 | 102 | January | 10000 | 0 | 0 | 0 | 0 | 0 | 0 | 0 | 0 | 0 | 0 | 0 | 0 | 0 | 0 | 0 | 13.5537 | -3.6666 | -0.088814 | 0 | 0 | 0 | 0 | 0 | 0 | 0 | 0 | 0 | 0 | 0 | 0 | 0 | 0 | 0 | 0 | 0 | 0 | 0 | 0 | 0 | 135.5374 | -36.6664 | -0.88814 | 0 | 0 | 0 | 0 | 0 | 0
0.6251102February | Resource 1 | Sublap 1 | 15:00 | 1 | 102 | February | 11000 | 0 | 0 | 0 | 0 | 0 | 0 | 0 | 0 | 0 | 0 | 0 | 0 | 0 | 0 | 0 | 13.5537 | -3.6666 | -0.088814 | 0 | 0 | 0 | 0 | 0 | 0 | 0 | 0 | 0 | 0 | 0 | 0 | 0 | 0 | 0 | 0 | 0 | 0 | 0 | 0 | 0 | 149.0911 | -40.333 | -0.97695 | 0 | 0 | 0 | 0 | 0 | 0
0.6251102March | Resource 1 | Sublap 1 | 15:00 | 1 | 102 | March | 12000 | 0 | 0 | 0 | 0 | 0 | 0 | 0 | 0 | 0 | 0 | 0 | 0 | 0 | 0 | 0 | 13.5537 | -3.6666 | -0.088814 | 0 | 0 | 0 | 0 | 0 | 0 | 0 | 0 | 0 | 0 | 0 | 0 | 0 | 0 | 0 | 0 | 0 | 0 | 0 | 0 | 0 | 162.6449 | -43.9997 | -1.0658 | 0 | 0 | 0 | 0 | 0 | 0
0.6251102April | Resource 1 | Sublap 1 | 15:00 | 1 | 102 | April | 13000 | 0 | 0 | 0 | 0 | 0 | 0 | 0 | 0 | 0 | 0 | 0 | 0 | 0 | 0 | 0 | 13.5537 | -3.6666 | -0.088814 | 0 | 0 | 0 | 0 | 0 | 0 | 0 | 0 | 0 | 0 | 0 | 0 | 0 | 0 | 0 | 0 | 0 | 0 | 0 | 0 | 0 | 176.1986 | -47.6663 | -1.1546 | 0 | 0 | 0 | 0 | 0 | 0
0.6251102May | Resource 1 | Sublap 1 | 15:00 | 1 | 102 | May | 14000 | 0 | 0 | 0 | 0 | 0 | 0 | 0 | 0 | 0 | 0 | 0 | 0 | 0 | 0 | 0 | 13.5537 | -3.6666 | -0.088814 | 0 | 0 | 0 | 0 | 0 | 0 | 0 | 0 | 0 | 0 | 0 | 0 | 0 | 0 | 0 | 0 | 0 | 0 | 0 | 0 | 0 | 189.7524 | -51.3329 | -1.2434 | 0 | 0 | 0 | 0 | 0 | 0
0.6251102June | Resource 1 | Sublap 1 | 15:00 | 1 | 102 | June | 15000 | 0 | 0 | 0 | 0 | 0 | 0 | 0 | 0 | 0 | 0 | 0 | 0 | 0 | 0 | 0 | 13.5537 | -3.6666 | -0.088814 | 0 | 0 | 0 | 0 | 0 | 0 | 0 | 0 | 0 | 0 | 0 | 0 | 0 | 0 | 0 | 0 | 0 | 0 | 0 | 0 | 0 | 203.3061 | -54.9996 | -1.3322 | 0 | 0 | 0 | 0 | 0 | 0
0.6251102July | Resource 1 | Sublap 1 | 15:00 | 1 | 102 | July | 16000 | 0 | 0 | 0 | 0 | 0 | 0 | 0 | 0 | 0 | 0 | 0 | 0 | 0 | 0 | 0 | 13.5537 | -3.6666 | -0.088814 | 0 | 0 | 0 | 0 | 0 | 0 | 0 | 0 | 0 | 0 | 0 | 0 | 0 | 0 | 0 | 0 | 0 | 0 | 0 | 0 | 0 | 216.8598 | -58.6662 | -1.421 | 0 | 0 | 0 | 0 | 0 | 0
0.6251102August | Resource 1 | Sublap 1 | 15:00 | 1 | 102 | August | 17000 | 0 | 0 | 0 | 0 | 0 | 0 | 0 | 0 | 0 | 0 | 0 | 0 | 0 | 0 | 0 | 13.5537 | -3.6666 | -0.088814 | 0 | 0 | 0 | 0 | 0 | 0 | 0 | 0 | 0 | 0 | 0 | 0 | 0 | 0 | 0 | 0 | 0 | 0 | 0 | 0 | 0 | 230.4136 | -62.3329 | -1.5098 | 0 | 0 | 0 | 0 | 0 | 0
0.6251102September | Resource 1 | Sublap 1 | 15:00 | 1 | 102 | September | 18000 | 0 | 0 | 0 | 0 | 0 | 0 | 0 | 0 | 0 | 0 | 0 | 0 | 0 | 0 | 0 | 13.5537 | -3.6666 | -0.088814 | 0 | 0 | 0 | 0 | 0 | 0 | 0 | 0 | 0 | 0 | 0 | 0 | 0 | 0 | 0 | 0 | 0 | 0 | 0 | 0 | 0 | 243.9673 | -65.9995 | -1.5986 | 0 | 0 | 0 | 0 | 0 | 0
0.6251102October | Resource 1 | Sublap 1 | 15:00 | 1 | 102 | October | 19000 | 0 | 0 | 0 | 0 | 0 | 0 | 0 | 0 | 0 | 0 | 0 | 0 | 0 | 0 | 0 | 13.5537 | -3.6666 | -0.088814 | 0 | 0 | 0 | 0 | 0 | 0 | 0 | 0 | 0 | 0 | 0 | 0 | 0 | 0 | 0 | 0 | 0 | 0 | 0 | 0 | 0 | 257.5211 | -69.6661 | -1.6875 | 0 | 0 | 0 | 0 | 0 | 0
0.6251102November | Resource 1 | Sublap 1 | 15:00 | 1 | 102 | November | 20000 | 0 | 0 | 0 | 0 | 0 | 0 | 0 | 0 | 0 | 0 | 0 | 0 | 0 | 0 | 0 | 13.5537 | -3.6666 | -0.088814 | 0 | 0 | 0 | 0 | 0 | 0 | 0 | 0 | 0 | 0 | 0 | 0 | 0 | 0 | 0 | 0 | 0 | 0 | 0 | 0 | 0 | 271.0748 | -73.3328 | -1.7763 | 0 | 0 | 0 | 0 | 0 | 0
0.6251102December | Resource 1 | Sublap 1 | 15:00 | 1 | 102 | December | 21000 | 0 | 0 | 0 | 0 | 0 | 0 | 0 | 0 | 0 | 0 | 0 | 0 | 0 | 0 | 0 | 13.5537 | -3.6666 | -0.088814 | 0 | 0 | 0 | 0 | 0 | 0 | 0 | 0 | 0 | 0 | 0 | 0 | 0 | 0 | 0 | 0 | 0 | 0 | 0 | 0 | 0 | 284.6285 | -76.9994 | -1.8651 | 0 | 0 | 0 | 0 | 0 | 0
0.6251103January | Resource 1 | Sublap 1 | 15:00 | 1 | 103 | January | 10000 | 0 | 0 | 0 | 0 | 0 | 0 | 0 | 0 | 0 | 0 | 0 | 0 | 0 | 0 | 0 | 14.0584 | -3.8461 | -0.093153 | 0 | 0 | 0 | 0 | 0 | 0 | 0 | 0 | 0 | 0 | 0 | 0 | 0 | 0 | 0 | 0 | 0 | 0 | 0 | 0 | 0 | 140.5843 | -38.4611 | -0.93153 | 0 | 0 | 0 | 0 | 0 | 0
0.6251103February | Resource 1 | Sublap 1 | 15:00 | 1 | 103 | February | 11000 | 0 | 0 | 0 | 0 | 0 | 0 | 0 | 0 | 0 | 0 | 0 | 0 | 0 | 0 | 0 | 14.0584 | -3.8461 | -0.093153 | 0 | 0 | 0 | 0 | 0 | 0 | 0 | 0 | 0 | 0 | 0 | 0 | 0 | 0 | 0 | 0 | 0 | 0 | 0 | 0 | 0 | 154.6427 | -42.3072 | -1.0247 | 0 | 0 | 0 | 0 | 0 | 0
0.6251103March | Resource 1 | Sublap 1 | 15:00 | 1 | 103 | March | 12000 | 0 | 0 | 0 | 0 | 0 | 0 | 0 | 0 | 0 | 0 | 0 | 0 | 0 | 0 | 0 | 14.0584 | -3.8461 | -0.093153 | 0 | 0 | 0 | 0 | 0 | 0 | 0 | 0 | 0 | 0 | 0 | 0 | 0 | 0 | 0 | 0 | 0 | 0 | 0 | 0 | 0 | 168.7012 | -46.1533 | -1.1178 | 0 | 0 | 0 | 0 | 0 | 0
0.6251103April | Resource 1 | Sublap 1 | 15:00 | 1 | 103 | April | 13000 | 0 | 0 | 0 | 0 | 0 | 0 | 0 | 0 | 0 | 0 | 0 | 0 | 0 | 0 | 0 | 14.0584 | -3.8461 | -0.093153 | 0 | 0 | 0 | 0 | 0 | 0 | 0 | 0 | 0 | 0 | 0 | 0 | 0 | 0 | 0 | 0 | 0 | 0 | 0 | 0 | 0 | 182.7596 | -49.9994 | -1.211 | 0 | 0 | 0 | 0 | 0 | 0
0.6251103May | Resource 1 | Sublap 1 | 15:00 | 1 | 103 | May | 14000 | 0 | 0 | 0 | 0 | 0 | 0 | 0 | 0 | 0 | 0 | 0 | 0 | 0 | 0 | 0 | 14.0584 | -3.8461 | -0.093153 | 0 | 0 | 0 | 0 | 0 | 0 | 0 | 0 | 0 | 0 | 0 | 0 | 0 | 0 | 0 | 0 | 0 | 0 | 0 | 0 | 0 | 196.818 | -53.8456 | -1.3041 | 0 | 0 | 0 | 0 | 0 | 0
0.6251103June | Resource 1 | Sublap 1 | 15:00 | 1 | 103 | June | 15000 | 0 | 0 | 0 | 0 | 0 | 0 | 0 | 0 | 0 | 0 | 0 | 0 | 0 | 0 | 0 | 14.0584 | -3.8461 | -0.093153 | 0 | 0 | 0 | 0 | 0 | 0 | 0 | 0 | 0 | 0 | 0 | 0 | 0 | 0 | 0 | 0 | 0 | 0 | 0 | 0 | 0 | 210.8764 | -57.6917 | -1.3973 | 0 | 0 | 0 | 0 | 0 | 0
0.6251103July | Resource 1 | Sublap 1 | 15:00 | 1 | 103 | July | 16000 | 0 | 0 | 0 | 0 | 0 | 0 | 0 | 0 | 0 | 0 | 0 | 0 | 0 | 0 | 0 | 14.0584 | -3.8461 | -0.093153 | 0 | 0 | 0 | 0 | 0 | 0 | 0 | 0 | 0 | 0 | 0 | 0 | 0 | 0 | 0 | 0 | 0 | 0 | 0 | 0 | 0 | 224.9349 | -61.5378 | -1.4904 | 0 | 0 | 0 | 0 | 0 | 0
0.6251103August | Resource 1 | Sublap 1 | 15:00 | 1 | 103 | August | 17000 | 0 | 0 | 0 | 0 | 0 | 0 | 0 | 0 | 0 | 0 | 0 | 0 | 0 | 0 | 0 | 14.0584 | -3.8461 | -0.093153 | 0 | 0 | 0 | 0 | 0 | 0 | 0 | 0 | 0 | 0 | 0 | 0 | 0 | 0 | 0 | 0 | 0 | 0 | 0 | 0 | 0 | 238.9933 | -65.3839 | -1.5836 | 0 | 0 | 0 | 0 | 0 | 0
0.6251103September | Resource 1 | Sublap 1 | 15:00 | 1 | 103 | September | 18000 | 0 | 0 | 0 | 0 | 0 | 0 | 0 | 0 | 0 | 0 | 0 | 0 | 0 | 0 | 0 | 14.0584 | -3.8461 | -0.093153 | 0 | 0 | 0 | 0 | 0 | 0 | 0 | 0 | 0 | 0 | 0 | 0 | 0 | 0 | 0 | 0 | 0 | 0 | 0 | 0 | 0 | 253.0517 | -69.23 | -1.6767 | 0 | 0 | 0 | 0 | 0 | 0
0.6251103October | Resource 1 | Sublap 1 | 15:00 | 1 | 103 | October | 19000 | 0 | 0 | 0 | 0 | 0 | 0 | 0 | 0 | 0 | 0 | 0 | 0 | 0 | 0 | 0 | 14.0584 | -3.8461 | -0.093153 | 0 | 0 | 0 | 0 | 0 | 0 | 0 | 0 | 0 | 0 | 0 | 0 | 0 | 0 | 0 | 0 | 0 | 0 | 0 | 0 | 0 | 267.1102 | -73.0761 | -1.7699 | 0 | 0 | 0 | 0 | 0 | 0
0.6251103November | Resource 1 | Sublap 1 | 15:00 | 1 | 103 | November | 20000 | 0 | 0 | 0 | 0 | 0 | 0 | 0 | 0 | 0 | 0 | 0 | 0 | 0 | 0 | 0 | 14.0584 | -3.8461 | -0.093153 | 0 | 0 | 0 | 0 | 0 | 0 | 0 | 0 | 0 | 0 | 0 | 0 | 0 | 0 | 0 | 0 | 0 | 0 | 0 | 0 | 0 | 281.1686 | -76.9222 | -1.8631 | 0 | 0 | 0 | 0 | 0 | 0
0.6251103December | Resource 1 | Sublap 1 | 15:00 | 1 | 103 | December | 21000 | 0 | 0 | 0 | 0 | 0 | 0 | 0 | 0 | 0 | 0 | 0 | 0 | 0 | 0 | 0 | 14.0584 | -3.8461 | -0.093153 | 0 | 0 | 0 | 0 | 0 | 0 | 0 | 0 | 0 | 0 | 0 | 0 | 0 | 0 | 0 | 0 | 0 | 0 | 0 | 0 | 0 | 295.227 | -80.7683 | -1.9562 | 0 | 0 | 0 | 0 | 0 | 0
0.6251104January | Resource 1 | Sublap 1 | 15:00 | 1 | 104 | January | 10000 | 0 | 0 | 0 | 0 | 0 | 0 | 0 | 0 | 0 | 0 | 0 | 0 | 0 | 0 | 0 | 15.1548 | -4.1464 | -0.10041 | 0 | 0 | 0 | 0 | 0 | 0 | 0 | 0 | 0 | 0 | 0 | 0 | 0 | 0 | 0 | 0 | 0 | 0 | 0 | 0 | 0 | 151.5482 | -41.4638 | -1.0041 | 0 | 0 | 0 | 0 | 0 | 0
0.6251104February | Resource 1 | Sublap 1 | 15:00 | 1 | 104 | February | 11000 | 0 | 0 | 0 | 0 | 0 | 0 | 0 | 0 | 0 | 0 | 0 | 0 | 0 | 0 | 0 | 15.1548 | -4.1464 | -0.10041 | 0 | 0 | 0 | 0 | 0 | 0 | 0 | 0 | 0 | 0 | 0 | 0 | 0 | 0 | 0 | 0 | 0 | 0 | 0 | 0 | 0 | 166.7031 | -45.6102 | -1.1045 | 0 | 0 | 0 | 0 | 0 | 0
0.6251104March | Resource 1 | Sublap 1 | 15:00 | 1 | 104 | March | 12000 | 0 | 0 | 0 | 0 | 0 | 0 | 0 | 0 | 0 | 0 | 0 | 0 | 0 | 0 | 0 | 15.1548 | -4.1464 | -0.10041 | 0 | 0 | 0 | 0 | 0 | 0 | 0 | 0 | 0 | 0 | 0 | 0 | 0 | 0 | 0 | 0 | 0 | 0 | 0 | 0 | 0 | 181.8579 | -49.7566 | -1.2049 | 0 | 0 | 0 | 0 | 0 | 0
0.6251104April | Resource 1 | Sublap 1 | 15:00 | 1 | 104 | April | 13000 | 0 | 0 | 0 | 0 | 0 | 0 | 0 | 0 | 0 | 0 | 0 | 0 | 0 | 0 | 0 | 15.1548 | -4.1464 | -0.10041 | 0 | 0 | 0 | 0 | 0 | 0 | 0 | 0 | 0 | 0 | 0 | 0 | 0 | 0 | 0 | 0 | 0 | 0 | 0 | 0 | 0 | 197.0127 | -53.903 | -1.3054 | 0 | 0 | 0 | 0 | 0 | 0
0.6251104May | Resource 1 | Sublap 1 | 15:00 | 1 | 104 | May | 14000 | 0 | 0 | 0 | 0 | 0 | 0 | 0 | 0 | 0 | 0 | 0 | 0 | 0 | 0 | 0 | 15.1548 | -4.1464 | -0.10041 | 0 | 0 | 0 | 0 | 0 | 0 | 0 | 0 | 0 | 0 | 0 | 0 | 0 | 0 | 0 | 0 | 0 | 0 | 0 | 0 | 0 | 212.1676 | -58.0493 | -1.4058 | 0 | 0 | 0 | 0 | 0 | 0
0.6251104June | Resource 1 | Sublap 1 | 15:00 | 1 | 104 | June | 15000 | 0 | 0 | 0 | 0 | 0 | 0 | 0 | 0 | 0 | 0 | 0 | 0 | 0 | 0 | 0 | 15.1548 | -4.1464 | -0.10041 | 0 | 0 | 0 | 0 | 0 | 0 | 0 | 0 | 0 | 0 | 0 | 0 | 0 | 0 | 0 | 0 | 0 | 0 | 0 | 0 | 0 | 227.3224 | -62.1957 | -1.5062 | 0 | 0 | 0 | 0 | 0 | 0
0.6251104July | Resource 1 | Sublap 1 | 15:00 | 1 | 104 | July | 16000 | 0 | 0 | 0 | 0 | 0 | 0 | 0 | 0 | 0 | 0 | 0 | 0 | 0 | 0 | 0 | 15.1548 | -4.1464 | -0.10041 | 0 | 0 | 0 | 0 | 0 | 0 | 0 | 0 | 0 | 0 | 0 | 0 | 0 | 0 | 0 | 0 | 0 | 0 | 0 | 0 | 0 | 242.4772 | -66.3421 | -1.6066 | 0 | 0 | 0 | 0 | 0 | 0
0.6251104August | Resource 1 | Sublap 1 | 15:00 | 1 | 104 | August | 17000 | 0 | 0 | 0 | 0 | 0 | 0 | 0 | 0 | 0 | 0 | 0 | 0 | 0 | 0 | 0 | 15.1548 | -4.1464 | -0.10041 | 0 | 0 | 0 | 0 | 0 | 0 | 0 | 0 | 0 | 0 | 0 | 0 | 0 | 0 | 0 | 0 | 0 | 0 | 0 | 0 | 0 | 257.632 | -70.4885 | -1.707 | 0 | 0 | 0 | 0 | 0 | 0
0.6251104September | Resource 1 | Sublap 1 | 15:00 | 1 | 104 | September | 18000 | 0 | 0 | 0 | 0 | 0 | 0 | 0 | 0 | 0 | 0 | 0 | 0 | 0 | 0 | 0 | 15.1548 | -4.1464 | -0.10041 | 0 | 0 | 0 | 0 | 0 | 0 | 0 | 0 | 0 | 0 | 0 | 0 | 0 | 0 | 0 | 0 | 0 | 0 | 0 | 0 | 0 | 272.7869 | -74.6349 | -1.8074 | 0 | 0 | 0 | 0 | 0 | 0
0.6251104October | Resource 1 | Sublap 1 | 15:00 | 1 | 104 | October | 19000 | 0 | 0 | 0 | 0 | 0 | 0 | 0 | 0 | 0 | 0 | 0 | 0 | 0 | 0 | 0 | 15.1548 | -4.1464 | -0.10041 | 0 | 0 | 0 | 0 | 0 | 0 | 0 | 0 | 0 | 0 | 0 | 0 | 0 | 0 | 0 | 0 | 0 | 0 | 0 | 0 | 0 | 287.9417 | -78.7812 | -1.9078 | 0 | 0 | 0 | 0 | 0 | 0
0.6251104November | Resource 1 | Sublap 1 | 15:00 | 1 | 104 | November | 20000 | 0 | 0 | 0 | 0 | 0 | 0 | 0 | 0 | 0 | 0 | 0 | 0 | 0 | 0 | 0 | 15.1548 | -4.1464 | -0.10041 | 0 | 0 | 0 | 0 | 0 | 0 | 0 | 0 | 0 | 0 | 0 | 0 | 0 | 0 | 0 | 0 | 0 | 0 | 0 | 0 | 0 | 303.0965 | -82.9276 | -2.0082 | 0 | 0 | 0 | 0 | 0 | 0
0.6251104December | Resource 1 | Sublap 1 | 15:00 | 1 | 104 | December | 21000 | 0 | 0 | 0 | 0 | 0 | 0 | 0 | 0 | 0 | 0 | 0 | 0 | 0 | 0 | 0 | 15.1548 | -4.1464 | -0.10041 | 0 | 0 | 0 | 0 | 0 | 0 | 0 | 0 | 0 | 0 | 0 | 0 | 0 | 0 | 0 | 0 | 0 | 0 | 0 | 0 | 0 | 318.2513 | -87.074 | -2.1086 | 0 | 0 | 0 | 0 | 0 | 0
0.6251105January | Resource 1 | Sublap 1 | 15:00 | 1 | 105 | January | 10000 | 0 | 0 | 0 | 0 | 0 | 0 | 0 | 0 | 0 | 0 | 0 | 0 | 0 | 0 | 0 | 12.8945 | -3.5217 | -0.085309 | 0 | 0 | 0 | 0 | 0 | 0 | 0 | 0 | 0 | 0 | 0 | 0 | 0 | 0 | 0 | 0 | 0 | 0 | 0 | 0 | 0 | 128.9449 | -35.2168 | -0.85309 | 0 | 0 | 0 | 0 | 0 | 0
0.6251105February | Resource 1 | Sublap 1 | 15:00 | 1 | 105 | February | 11000 | 0 | 0 | 0 | 0 | 0 | 0 | 0 | 0 | 0 | 0 | 0 | 0 | 0 | 0 | 0 | 12.8945 | -3.5217 | -0.085309 | 0 | 0 | 0 | 0 | 0 | 0 | 0 | 0 | 0 | 0 | 0 | 0 | 0 | 0 | 0 | 0 | 0 | 0 | 0 | 0 | 0 | 141.8394 | -38.7385 | -0.9384 | 0 | 0 | 0 | 0 | 0 | 0
0.6251105March | Resource 1 | Sublap 1 | 15:00 | 1 | 105 | March | 12000 | 0 | 0 | 0 | 0 | 0 | 0 | 0 | 0 | 0 | 0 | 0 | 0 | 0 | 0 | 0 | 12.8945 | -3.5217 | -0.085309 | 0 | 0 | 0 | 0 | 0 | 0 | 0 | 0 | 0 | 0 | 0 | 0 | 0 | 0 | 0 | 0 | 0 | 0 | 0 | 0 | 0 | 154.7339 | -42.2602 | -1.0237 | 0 | 0 | 0 | 0 | 0 | 0
0.6251105April | Resource 1 | Sublap 1 | 15:00 | 1 | 105 | April | 13000 | 0 | 0 | 0 | 0 | 0 | 0 | 0 | 0 | 0 | 0 | 0 | 0 | 0 | 0 | 0 | 12.8945 | -3.5217 | -0.085309 | 0 | 0 | 0 | 0 | 0 | 0 | 0 | 0 | 0 | 0 | 0 | 0 | 0 | 0 | 0 | 0 | 0 | 0 | 0 | 0 | 0 | 167.6284 | -45.7818 | -1.109 | 0 | 0 | 0 | 0 | 0 | 0
0.6251105May | Resource 1 | Sublap 1 | 15:00 | 1 | 105 | May | 14000 | 0 | 0 | 0 | 0 | 0 | 0 | 0 | 0 | 0 | 0 | 0 | 0 | 0 | 0 | 0 | 12.8945 | -3.5217 | -0.085309 | 0 | 0 | 0 | 0 | 0 | 0 | 0 | 0 | 0 | 0 | 0 | 0 | 0 | 0 | 0 | 0 | 0 | 0 | 0 | 0 | 0 | 180.5228 | -49.3035 | -1.1943 | 0 | 0 | 0 | 0 | 0 | 0
0.6251105June | Resource 1 | Sublap 1 | 15:00 | 1 | 105 | June | 15000 | 0 | 0 | 0 | 0 | 0 | 0 | 0 | 0 | 0 | 0 | 0 | 0 | 0 | 0 | 0 | 12.8945 | -3.5217 | -0.085309 | 0 | 0 | 0 | 0 | 0 | 0 | 0 | 0 | 0 | 0 | 0 | 0 | 0 | 0 | 0 | 0 | 0 | 0 | 0 | 0 | 0 | 193.4173 | -52.8252 | -1.2796 | 0 | 0 | 0 | 0 | 0 | 0
0.6251105July | Resource 1 | Sublap 1 | 15:00 | 1 | 105 | July | 16000 | 0 | 0 | 0 | 0 | 0 | 0 | 0 | 0 | 0 | 0 | 0 | 0 | 0 | 0 | 0 | 12.8945 | -3.5217 | -0.085309 | 0 | 0 | 0 | 0 | 0 | 0 | 0 | 0 | 0 | 0 | 0 | 0 | 0 | 0 | 0 | 0 | 0 | 0 | 0 | 0 | 0 | 206.3118 | -56.3469 | -1.365 | 0 | 0 | 0 | 0 | 0 | 0
0.6251105August | Resource 1 | Sublap 1 | 15:00 | 1 | 105 | August | 17000 | 0 | 0 | 0 | 0 | 0 | 0 | 0 | 0 | 0 | 0 | 0 | 0 | 0 | 0 | 0 | 12.8945 | -3.5217 | -0.085309 | 0 | 0 | 0 | 0 | 0 | 0 | 0 | 0 | 0 | 0 | 0 | 0 | 0 | 0 | 0 | 0 | 0 | 0 | 0 | 0 | 0 | 219.2063 | -59.8686 | -1.4503 | 0 | 0 | 0 | 0 | 0 | 0
0.6251105September | Resource 1 | Sublap 1 | 15:00 | 1 | 105 | September | 18000 | 0 | 0 | 0 | 0 | 0 | 0 | 0 | 0 | 0 | 0 | 0 | 0 | 0 | 0 | 0 | 12.8945 | -3.5217 | -0.085309 | 0 | 0 | 0 | 0 | 0 | 0 | 0 | 0 | 0 | 0 | 0 | 0 | 0 | 0 | 0 | 0 | 0 | 0 | 0 | 0 | 0 | 232.1008 | -63.3903 | -1.5356 | 0 | 0 | 0 | 0 | 0 | 0
0.6251105October | Resource 1 | Sublap 1 | 15:00 | 1 | 105 | October | 19000 | 0 | 0 | 0 | 0 | 0 | 0 | 0 | 0 | 0 | 0 | 0 | 0 | 0 | 0 | 0 | 12.8945 | -3.5217 | -0.085309 | 0 | 0 | 0 | 0 | 0 | 0 | 0 | 0 | 0 | 0 | 0 | 0 | 0 | 0 | 0 | 0 | 0 | 0 | 0 | 0 | 0 | 244.9953 | -66.9119 | -1.6209 | 0 | 0 | 0 | 0 | 0 | 0
0.6251105November | Resource 1 | Sublap 1 | 15:00 | 1 | 105 | November | 20000 | 0 | 0 | 0 | 0 | 0 | 0 | 0 | 0 | 0 | 0 | 0 | 0 | 0 | 0 | 0 | 12.8945 | -3.5217 | -0.085309 | 0 | 0 | 0 | 0 | 0 | 0 | 0 | 0 | 0 | 0 | 0 | 0 | 0 | 0 | 0 | 0 | 0 | 0 | 0 | 0 | 0 | 257.8898 | -70.4336 | -1.7062 | 0 | 0 | 0 | 0 | 0 | 0
0.6251105December | Resource 1 | Sublap 1 | 15:00 | 1 | 105 | December | 21000 | 0 | 0 | 0 | 0 | 0 | 0 | 0 | 0 | 0 | 0 | 0 | 0 | 0 | 0 | 0 | 12.8945 | -3.5217 | -0.085309 | 0 | 0 | 0 | 0 | 0 | 0 | 0 | 0 | 0 | 0 | 0 | 0 | 0 | 0 | 0 | 0 | 0 | 0 | 0 | 0 | 0 | 270.7843 | -73.9553 | -1.7915 | 0 | 0 | 0 | 0 | 0 | 0
0.6251106January | Resource 1 | Sublap 1 | 15:00 | 1 | 106 | January | 10000 | 0 | 0 | 0 | 0 | 0 | 0 | 0 | 0 | 0 | 0 | 0 | 0 | 0 | 0 | 0 | 12.5267 | -3.3905 | -0.082139 | 0 | 0 | 0 | 0 | 0 | 0 | 0 | 0 | 0 | 0 | 0 | 0 | 0 | 0 | 0 | 0 | 0 | 0 | 0 | 0 | 0 | 125.2674 | -33.9053 | -0.82139 | 0 | 0 | 0 | 0 | 0 | 0
0.6251106February | Resource 1 | Sublap 1 | 15:00 | 1 | 106 | February | 11000 | 0 | 0 | 0 | 0 | 0 | 0 | 0 | 0 | 0 | 0 | 0 | 0 | 0 | 0 | 0 | 12.5267 | -3.3905 | -0.082139 | 0 | 0 | 0 | 0 | 0 | 0 | 0 | 0 | 0 | 0 | 0 | 0 | 0 | 0 | 0 | 0 | 0 | 0 | 0 | 0 | 0 | 137.7941 | -37.2958 | -0.90353 | 0 | 0 | 0 | 0 | 0 | 0
0.6251106March | Resource 1 | Sublap 1 | 15:00 | 1 | 106 | March | 12000 | 0 | 0 | 0 | 0 | 0 | 0 | 0 | 0 | 0 | 0 | 0 | 0 | 0 | 0 | 0 | 12.5267 | -3.3905 | -0.082139 | 0 | 0 | 0 | 0 | 0 | 0 | 0 | 0 | 0 | 0 | 0 | 0 | 0 | 0 | 0 | 0 | 0 | 0 | 0 | 0 | 0 | 150.3209 | -40.6863 | -0.98567 | 0 | 0 | 0 | 0 | 0 | 0
0.6251106April | Resource 1 | Sublap 1 | 15:00 | 1 | 106 | April | 13000 | 0 | 0 | 0 | 0 | 0 | 0 | 0 | 0 | 0 | 0 | 0 | 0 | 0 | 0 | 0 | 12.5267 | -3.3905 | -0.082139 | 0 | 0 | 0 | 0 | 0 | 0 | 0 | 0 | 0 | 0 | 0 | 0 | 0 | 0 | 0 | 0 | 0 | 0 | 0 | 0 | 0 | 162.8476 | -44.0769 | -1.0678 | 0 | 0 | 0 | 0 | 0 | 0
0.6251106May | Resource 1 | Sublap 1 | 15:00 | 1 | 106 | May | 14000 | 0 | 0 | 0 | 0 | 0 | 0 | 0 | 0 | 0 | 0 | 0 | 0 | 0 | 0 | 0 | 12.5267 | -3.3905 | -0.082139 | 0 | 0 | 0 | 0 | 0 | 0 | 0 | 0 | 0 | 0 | 0 | 0 | 0 | 0 | 0 | 0 | 0 | 0 | 0 | 0 | 0 | 175.3743 | -47.4674 | -1.1499 | 0 | 0 | 0 | 0 | 0 | 0
0.6251106June | Resource 1 | Sublap 1 | 15:00 | 1 | 106 | June | 15000 | 0 | 0 | 0 | 0 | 0 | 0 | 0 | 0 | 0 | 0 | 0 | 0 | 0 | 0 | 0 | 12.5267 | -3.3905 | -0.082139 | 0 | 0 | 0 | 0 | 0 | 0 | 0 | 0 | 0 | 0 | 0 | 0 | 0 | 0 | 0 | 0 | 0 | 0 | 0 | 0 | 0 | 187.9011 | -50.8579 | -1.2321 | 0 | 0 | 0 | 0 | 0 | 0
0.6251106July | Resource 1 | Sublap 1 | 15:00 | 1 | 106 | July | 16000 | 0 | 0 | 0 | 0 | 0 | 0 | 0 | 0 | 0 | 0 | 0 | 0 | 0 | 0 | 0 | 12.5267 | -3.3905 | -0.082139 | 0 | 0 | 0 | 0 | 0 | 0 | 0 | 0 | 0 | 0 | 0 | 0 | 0 | 0 | 0 | 0 | 0 | 0 | 0 | 0 | 0 | 200.4278 | -54.2485 | -1.3142 | 0 | 0 | 0 | 0 | 0 | 0
0.6251106August | Resource 1 | Sublap 1 | 15:00 | 1 | 106 | August | 17000 | 0 | 0 | 0 | 0 | 0 | 0 | 0 | 0 | 0 | 0 | 0 | 0 | 0 | 0 | 0 | 12.5267 | -3.3905 | -0.082139 | 0 | 0 | 0 | 0 | 0 | 0 | 0 | 0 | 0 | 0 | 0 | 0 | 0 | 0 | 0 | 0 | 0 | 0 | 0 | 0 | 0 | 212.9546 | -57.639 | -1.3964 | 0 | 0 | 0 | 0 | 0 | 0
0.6251106September | Resource 1 | Sublap 1 | 15:00 | 1 | 106 | September | 18000 | 0 | 0 | 0 | 0 | 0 | 0 | 0 | 0 | 0 | 0 | 0 | 0 | 0 | 0 | 0 | 12.5267 | -3.3905 | -0.082139 | 0 | 0 | 0 | 0 | 0 | 0 | 0 | 0 | 0 | 0 | 0 | 0 | 0 | 0 | 0 | 0 | 0 | 0 | 0 | 0 | 0 | 225.4813 | -61.0295 | -1.4785 | 0 | 0 | 0 | 0 | 0 | 0
0.6251106October | Resource 1 | Sublap 1 | 15:00 | 1 | 106 | October | 19000 | 0 | 0 | 0 | 0 | 0 | 0 | 0 | 0 | 0 | 0 | 0 | 0 | 0 | 0 | 0 | 12.5267 | -3.3905 | -0.082139 | 0 | 0 | 0 | 0 | 0 | 0 | 0 | 0 | 0 | 0 | 0 | 0 | 0 | 0 | 0 | 0 | 0 | 0 | 0 | 0 | 0 | 238.008 | -64.42 | -1.5606 | 0 | 0 | 0 | 0 | 0 | 0
0.6251106November | Resource 1 | Sublap 1 | 15:00 | 1 | 106 | November | 20000 | 0 | 0 | 0 | 0 | 0 | 0 | 0 | 0 | 0 | 0 | 0 | 0 | 0 | 0 | 0 | 12.5267 | -3.3905 | -0.082139 | 0 | 0 | 0 | 0 | 0 | 0 | 0 | 0 | 0 | 0 | 0 | 0 | 0 | 0 | 0 | 0 | 0 | 0 | 0 | 0 | 0 | 250.5348 | -67.8106 | -1.6428 | 0 | 0 | 0 | 0 | 0 | 0
0.6251106December | Resource 1 | Sublap 1 | 15:00 | 1 | 106 | December | 21000 | 0 | 0 | 0 | 0 | 0 | 0 | 0 | 0 | 0 | 0 | 0 | 0 | 0 | 0 | 0 | 12.5267 | -3.3905 | -0.082139 | 0 | 0 | 0 | 0 | 0 | 0 | 0 | 0 | 0 | 0 | 0 | 0 | 0 | 0 | 0 | 0 | 0 | 0 | 0 | 0 | 0 | 263.0615 | -71.2011 | -1.7249 | 0 | 0 | 0 | 0 | 0 | 0
0.6251107January | Resource 1 | Sublap 1 | 15:00 | 1 | 107 | January | 10000 | 0 | 0 | 0 | 0 | 0 | 0 | 0 | 0 | 0 | 0 | 0 | 0 | 0 | 0 | 0 | 14.6286 | -3.9704 | -0.096156 | 0 | 0 | 0 | 0 | 0 | 0 | 0 | 0 | 0 | 0 | 0 | 0 | 0 | 0 | 0 | 0 | 0 | 0 | 0 | 0 | 0 | 146.2857 | -39.7036 | -0.96156 | 0 | 0 | 0 | 0 | 0 | 0
0.6251107February | Resource 1 | Sublap 1 | 15:00 | 1 | 107 | February | 11000 | 0 | 0 | 0 | 0 | 0 | 0 | 0 | 0 | 0 | 0 | 0 | 0 | 0 | 0 | 0 | 14.6286 | -3.9704 | -0.096156 | 0 | 0 | 0 | 0 | 0 | 0 | 0 | 0 | 0 | 0 | 0 | 0 | 0 | 0 | 0 | 0 | 0 | 0 | 0 | 0 | 0 | 160.9142 | -43.674 | -1.0577 | 0 | 0 | 0 | 0 | 0 | 0
0.6251107March | Resource 1 | Sublap 1 | 15:00 | 1 | 107 | March | 12000 | 0 | 0 | 0 | 0 | 0 | 0 | 0 | 0 | 0 | 0 | 0 | 0 | 0 | 0 | 0 | 14.6286 | -3.9704 | -0.096156 | 0 | 0 | 0 | 0 | 0 | 0 | 0 | 0 | 0 | 0 | 0 | 0 | 0 | 0 | 0 | 0 | 0 | 0 | 0 | 0 | 0 | 175.5428 | -47.6443 | -1.1539 | 0 | 0 | 0 | 0 | 0 | 0
0.6251107April | Resource 1 | Sublap 1 | 15:00 | 1 | 107 | April | 13000 | 0 | 0 | 0 | 0 | 0 | 0 | 0 | 0 | 0 | 0 | 0 | 0 | 0 | 0 | 0 | 14.6286 | -3.9704 | -0.096156 | 0 | 0 | 0 | 0 | 0 | 0 | 0 | 0 | 0 | 0 | 0 | 0 | 0 | 0 | 0 | 0 | 0 | 0 | 0 | 0 | 0 | 190.1714 | -51.6147 | -1.25 | 0 | 0 | 0 | 0 | 0 | 0
0.6251107May | Resource 1 | Sublap 1 | 15:00 | 1 | 107 | May | 14000 | 0 | 0 | 0 | 0 | 0 | 0 | 0 | 0 | 0 | 0 | 0 | 0 | 0 | 0 | 0 | 14.6286 | -3.9704 | -0.096156 | 0 | 0 | 0 | 0 | 0 | 0 | 0 | 0 | 0 | 0 | 0 | 0 | 0 | 0 | 0 | 0 | 0 | 0 | 0 | 0 | 0 | 204.8 | -55.5851 | -1.3462 | 0 | 0 | 0 | 0 | 0 | 0
0.6251107June | Resource 1 | Sublap 1 | 15:00 | 1 | 107 | June | 15000 | 0 | 0 | 0 | 0 | 0 | 0 | 0 | 0 | 0 | 0 | 0 | 0 | 0 | 0 | 0 | 14.6286 | -3.9704 | -0.096156 | 0 | 0 | 0 | 0 | 0 | 0 | 0 | 0 | 0 | 0 | 0 | 0 | 0 | 0 | 0 | 0 | 0 | 0 | 0 | 0 | 0 | 219.4285 | -59.5554 | -1.4423 | 0 | 0 | 0 | 0 | 0 | 0
0.6251107July | Resource 1 | Sublap 1 | 15:00 | 1 | 107 | July | 16000 | 0 | 0 | 0 | 0 | 0 | 0 | 0 | 0 | 0 | 0 | 0 | 0 | 0 | 0 | 0 | 14.6286 | -3.9704 | -0.096156 | 0 | 0 | 0 | 0 | 0 | 0 | 0 | 0 | 0 | 0 | 0 | 0 | 0 | 0 | 0 | 0 | 0 | 0 | 0 | 0 | 0 | 234.0571 | -63.5258 | -1.5385 | 0 | 0 | 0 | 0 | 0 | 0
0.6251107August | Resource 1 | Sublap 1 | 15:00 | 1 | 107 | August | 17000 | 0 | 0 | 0 | 0 | 0 | 0 | 0 | 0 | 0 | 0 | 0 | 0 | 0 | 0 | 0 | 14.6286 | -3.9704 | -0.096156 | 0 | 0 | 0 | 0 | 0 | 0 | 0 | 0 | 0 | 0 | 0 | 0 | 0 | 0 | 0 | 0 | 0 | 0 | 0 | 0 | 0 | 248.6857 | -67.4961 | -1.6347 | 0 | 0 | 0 | 0 | 0 | 0
0.6251107September | Resource 1 | Sublap 1 | 15:00 | 1 | 107 | September | 18000 | 0 | 0 | 0 | 0 | 0 | 0 | 0 | 0 | 0 | 0 | 0 | 0 | 0 | 0 | 0 | 14.6286 | -3.9704 | -0.096156 | 0 | 0 | 0 | 0 | 0 | 0 | 0 | 0 | 0 | 0 | 0 | 0 | 0 | 0 | 0 | 0 | 0 | 0 | 0 | 0 | 0 | 263.3142 | -71.4665 | -1.7308 | 0 | 0 | 0 | 0 | 0 | 0
0.6251107October | Resource 1 | Sublap 1 | 15:00 | 1 | 107 | October | 19000 | 0 | 0 | 0 | 0 | 0 | 0 | 0 | 0 | 0 | 0 | 0 | 0 | 0 | 0 | 0 | 14.6286 | -3.9704 | -0.096156 | 0 | 0 | 0 | 0 | 0 | 0 | 0 | 0 | 0 | 0 | 0 | 0 | 0 | 0 | 0 | 0 | 0 | 0 | 0 | 0 | 0 | 277.9428 | -75.4369 | -1.827 | 0 | 0 | 0 | 0 | 0 | 0
0.6251107November | Resource 1 | Sublap 1 | 15:00 | 1 | 107 | November | 20000 | 0 | 0 | 0 | 0 | 0 | 0 | 0 | 0 | 0 | 0 | 0 | 0 | 0 | 0 | 0 | 14.6286 | -3.9704 | -0.096156 | 0 | 0 | 0 | 0 | 0 | 0 | 0 | 0 | 0 | 0 | 0 | 0 | 0 | 0 | 0 | 0 | 0 | 0 | 0 | 0 | 0 | 292.5714 | -79.4072 | -1.9231 | 0 | 0 | 0 | 0 | 0 | 0
0.6251107December | Resource 1 | Sublap 1 | 15:00 | 1 | 107 | December | 21000 | 0 | 0 | 0 | 0 | 0 | 0 | 0 | 0 | 0 | 0 | 0 | 0 | 0 | 0 | 0 | 14.6286 | -3.9704 | -0.096156 | 0 | 0 | 0 | 0 | 0 | 0 | 0 | 0 | 0 | 0 | 0 | 0 | 0 | 0 | 0 | 0 | 0 | 0 | 0 | 0 | 0 | 307.1999 | -83.3776 | -2.0193 | 0 | 0 | 0 | 0 | 0 | 0
0.625271January | Resource 1 | Sublap 1 | 15:00 | 2 | 71 | January | 10000 | 0 | 0 | 0 | 0 | 0 | 0 | 0 | 0 | 0 | 0 | 0 | 0 | 0 | 0 | 0 | 0 | 0 | 0 | 0 | 0 | 0 | 0 | 0 | 0 | 0 | 0 | 0 | 0 | 0 | 0 | 0 | 0 | 0 | 0 | 0 | 0 | 0 | 0 | 0 | 0 | 0 | 0 | 0 | 0 | 0 | 0 | 0 | 0
0.625271February | Resource 1 | Sublap 1 | 15:00 | 2 | 71 | February | 11000 | 0 | 0 | 0 | 0 | 0 | 0 | 0 | 0 | 0 | 0 | 0 | 0 | 0 | 0 | 0 | 0 | 0 | 0 | 0 | 0 | 0 | 0 | 0 | 0 | 0 | 0 | 0 | 0 | 0 | 0 | 0 | 0 | 0 | 0 | 0 | 0 | 0 | 0 | 0 | 0 | 0 | 0 | 0 | 0 | 0 | 0 | 0 | 0
0.625271March | Resource 1 | Sublap 1 | 15:00 | 2 | 71 | March | 12000 | 0 | 0 | 0 | 0 | 0 | 0 | 0 | 0 | 0 | 0 | 0 | 0 | 0 | 0 | 0 | 0 | 0 | 0 | 0 | 0 | 0 | 0 | 0 | 0 | 0 | 0 | 0 | 0 | 0 | 0 | 0 | 0 | 0 | 0 | 0 | 0 | 0 | 0 | 0 | 0 | 0 | 0 | 0 | 0 | 0 | 0 | 0 | 0
0.625271April | Resource 1 | Sublap 1 | 15:00 | 2 | 71 | April | 13000 | 0 | 0 | 0 | 0 | 0 | 0 | 0 | 0 | 0 | 0 | 0 | 0 | 0 | 0 | 0 | 0 | 0 | 0 | 0 | 0 | 0 | 0 | 0 | 0 | 0 | 0 | 0 | 0 | 0 | 0 | 0 | 0 | 0 | 0 | 0 | 0 | 0 | 0 | 0 | 0 | 0 | 0 | 0 | 0 | 0 | 0 | 0 | 0
0.625271May | Resource 1 | Sublap 1 | 15:00 | 2 | 71 | May | 14000 | 0 | 0 | 0 | 0 | 0 | 0 | 0 | 0 | 0 | 0 | 0 | 0 | 0 | 0 | 0 | 0 | 0 | 0 | 0 | 0 | 0 | 0 | 0 | 0 | 0 | 0 | 0 | 0 | 0 | 0 | 0 | 0 | 0 | 0 | 0 | 0 | 0 | 0 | 0 | 0 | 0 | 0 | 0 | 0 | 0 | 0 | 0 | 0
0.625271June | Resource 1 | Sublap 1 | 15:00 | 2 | 71 | June | 15000 | 0 | 0 | 0 | 0 | 0 | 0 | 0 | 0 | 0 | 0 | 0 | 0 | 0 | 0 | 0 | 0 | 0 | 0 | 0 | 0 | 0 | 0 | 0 | 0 | 0 | 0 | 0 | 0 | 0 | 0 | 0 | 0 | 0 | 0 | 0 | 0 | 0 | 0 | 0 | 0 | 0 | 0 | 0 | 0 | 0 | 0 | 0 | 0
0.625271July | Resource 1 | Sublap 1 | 15:00 | 2 | 71 | July | 16000 | 0 | 0 | 0 | 0 | 0 | 0 | 0 | 0 | 0 | 0 | 0 | 0 | 0 | 0 | 0 | 0 | 0 | 0 | 0 | 0 | 0 | 0 | 0 | 0 | 0 | 0 | 0 | 0 | 0 | 0 | 0 | 0 | 0 | 0 | 0 | 0 | 0 | 0 | 0 | 0 | 0 | 0 | 0 | 0 | 0 | 0 | 0 | 0
0.625271August | Resource 1 | Sublap 1 | 15:00 | 2 | 71 | August | 17000 | 0 | 0 | 0 | 0 | 0 | 0 | 0 | 0 | 0 | 0 | 0 | 0 | 0 | 0 | 0 | 0 | 0 | 0 | 0 | 0 | 0 | 0 | 0 | 0 | 0 | 0 | 0 | 0 | 0 | 0 | 0 | 0 | 0 | 0 | 0 | 0 | 0 | 0 | 0 | 0 | 0 | 0 | 0 | 0 | 0 | 0 | 0 | 0
0.625271September | Resource 1 | Sublap 1 | 15:00 | 2 | 71 | September | 18000 | 0 | 0 | 0 | 0 | 0 | 0 | 0 | 0 | 0 | 0 | 0 | 0 | 0 | 0 | 0 | 0 | 0 | 0 | 0 | 0 | 0 | 0 | 0 | 0 | 0 | 0 | 0 | 0 | 0 | 0 | 0 | 0 | 0 | 0 | 0 | 0 | 0 | 0 | 0 | 0 | 0 | 0 | 0 | 0 | 0 | 0 | 0 | 0
0.625271October | Resource 1 | Sublap 1 | 15:00 | 2 | 71 | October | 19000 | 0 | 0 | 0 | 0 | 0 | 0 | 0 | 0 | 0 | 0 | 0 | 0 | 0 | 0 | 0 | 0 | 0 | 0 | 0 | 0 | 0 | 0 | 0 | 0 | 0 | 0 | 0 | 0 | 0 | 0 | 0 | 0 | 0 | 0 | 0 | 0 | 0 | 0 | 0 | 0 | 0 | 0 | 0 | 0 | 0 | 0 | 0 | 0
0.625271November | Resource 1 | Sublap 1 | 15:00 | 2 | 71 | November | 20000 | 0 | 0 | 0 | 0 | 0 | 0 | 0 | 0 | 0 | 0 | 0 | 0 | 0 | 0 | 0 | 0 | 0 | 0 | 0 | 0 | 0 | 0 | 0 | 0 | 0 | 0 | 0 | 0 | 0 | 0 | 0 | 0 | 0 | 0 | 0 | 0 | 0 | 0 | 0 | 0 | 0 | 0 | 0 | 0 | 0 | 0 | 0 | 0
0.625271December | Resource 1 | Sublap 1 | 15:00 | 2 | 71 | December | 21000 | 0 | 0 | 0 | 0 | 0 | 0 | 0 | 0 | 0 | 0 | 0 | 0 | 0 | 0 | 0 | 0 | 0 | 0 | 0 | 0 | 0 | 0 | 0 | 0 | 0 | 0 | 0 | 0 | 0 | 0 | 0 | 0 | 0 | 0 | 0 | 0 | 0 | 0 | 0 | 0 | 0 | 0 | 0 | 0 | 0 | 0 | 0 | 0
0.625272January | Resource 1 | Sublap 1 | 15:00 | 2 | 72 | January | 10000 | 0 | 0 | 0 | 0 | 0 | 0 | 0 | 0 | 0 | 0 | 0 | 0 | 0 | 0 | 0 | 0 | 0 | 0 | 0 | 0 | 0 | 0 | 0 | 0 | 0 | 0 | 0 | 0 | 0 | 0 | 0 | 0 | 0 | 0 | 0 | 0 | 0 | 0 | 0 | 0 | 0 | 0 | 0 | 0 | 0 | 0 | 0 | 0
0.625272February | Resource 1 | Sublap 1 | 15:00 | 2 | 72 | February | 11000 | 0 | 0 | 0 | 0 | 0 | 0 | 0 | 0 | 0 | 0 | 0 | 0 | 0 | 0 | 0 | 0 | 0 | 0 | 0 | 0 | 0 | 0 | 0 | 0 | 0 | 0 | 0 | 0 | 0 | 0 | 0 | 0 | 0 | 0 | 0 | 0 | 0 | 0 | 0 | 0 | 0 | 0 | 0 | 0 | 0 | 0 | 0 | 0
0.625272March | Resource 1 | Sublap 1 | 15:00 | 2 | 72 | March | 12000 | 0 | 0 | 0 | 0 | 0 | 0 | 0 | 0 | 0 | 0 | 0 | 0 | 0 | 0 | 0 | 0 | 0 | 0 | 0 | 0 | 0 | 0 | 0 | 0 | 0 | 0 | 0 | 0 | 0 | 0 | 0 | 0 | 0 | 0 | 0 | 0 | 0 | 0 | 0 | 0 | 0 | 0 | 0 | 0 | 0 | 0 | 0 | 0
0.625272April | Resource 1 | Sublap 1 | 15:00 | 2 | 72 | April | 13000 | 0 | 0 | 0 | 0 | 0 | 0 | 0 | 0 | 0 | 0 | 0 | 0 | 0 | 0 | 0 | 0 | 0 | 0 | 0 | 0 | 0 | 0 | 0 | 0 | 0 | 0 | 0 | 0 | 0 | 0 | 0 | 0 | 0 | 0 | 0 | 0 | 0 | 0 | 0 | 0 | 0 | 0 | 0 | 0 | 0 | 0 | 0 | 0
0.625272May | Resource 1 | Sublap 1 | 15:00 | 2 | 72 | May | 14000 | 0 | 0 | 0 | 0 | 0 | 0 | 0 | 0 | 0 | 0 | 0 | 0 | 0 | 0 | 0 | 0 | 0 | 0 | 0 | 0 | 0 | 0 | 0 | 0 | 0 | 0 | 0 | 0 | 0 | 0 | 0 | 0 | 0 | 0 | 0 | 0 | 0 | 0 | 0 | 0 | 0 | 0 | 0 | 0 | 0 | 0 | 0 | 0
0.625272June | Resource 1 | Sublap 1 | 15:00 | 2 | 72 | June | 15000 | 0 | 0 | 0 | 0 | 0 | 0 | 0 | 0 | 0 | 0 | 0 | 0 | 0 | 0 | 0 | 0 | 0 | 0 | 0 | 0 | 0 | 0 | 0 | 0 | 0 | 0 | 0 | 0 | 0 | 0 | 0 | 0 | 0 | 0 | 0 | 0 | 0 | 0 | 0 | 0 | 0 | 0 | 0 | 0 | 0 | 0 | 0 | 0
0.625272July | Resource 1 | Sublap 1 | 15:00 | 2 | 72 | July | 16000 | 0 | 0 | 0 | 0 | 0 | 0 | 0 | 0 | 0 | 0 | 0 | 0 | 0 | 0 | 0 | 0 | 0 | 0 | 0 | 0 | 0 | 0 | 0 | 0 | 0 | 0 | 0 | 0 | 0 | 0 | 0 | 0 | 0 | 0 | 0 | 0 | 0 | 0 | 0 | 0 | 0 | 0 | 0 | 0 | 0 | 0 | 0 | 0
0.625272August | Resource 1 | Sublap 1 | 15:00 | 2 | 72 | August | 17000 | 0 | 0 | 0 | 0 | 0 | 0 | 0 | 0 | 0 | 0 | 0 | 0 | 0 | 0 | 0 | 0 | 0 | 0 | 0 | 0 | 0 | 0 | 0 | 0 | 0 | 0 | 0 | 0 | 0 | 0 | 0 | 0 | 0 | 0 | 0 | 0 | 0 | 0 | 0 | 0 | 0 | 0 | 0 | 0 | 0 | 0 | 0 | 0
0.625272September | Resource 1 | Sublap 1 | 15:00 | 2 | 72 | September | 18000 | 0 | 0 | 0 | 0 | 0 | 0 | 0 | 0 | 0 | 0 | 0 | 0 | 0 | 0 | 0 | 0 | 0 | 0 | 0 | 0 | 0 | 0 | 0 | 0 | 0 | 0 | 0 | 0 | 0 | 0 | 0 | 0 | 0 | 0 | 0 | 0 | 0 | 0 | 0 | 0 | 0 | 0 | 0 | 0 | 0 | 0 | 0 | 0
0.625272October | Resource 1 | Sublap 1 | 15:00 | 2 | 72 | October | 19000 | 0 | 0 | 0 | 0 | 0 | 0 | 0 | 0 | 0 | 0 | 0 | 0 | 0 | 0 | 0 | 0 | 0 | 0 | 0 | 0 | 0 | 0 | 0 | 0 | 0 | 0 | 0 | 0 | 0 | 0 | 0 | 0 | 0 | 0 | 0 | 0 | 0 | 0 | 0 | 0 | 0 | 0 | 0 | 0 | 0 | 0 | 0 | 0
0.625272November | Resource 1 | Sublap 1 | 15:00 | 2 | 72 | November | 20000 | 0 | 0 | 0 | 0 | 0 | 0 | 0 | 0 | 0 | 0 | 0 | 0 | 0 | 0 | 0 | 0 | 0 | 0 | 0 | 0 | 0 | 0 | 0 | 0 | 0 | 0 | 0 | 0 | 0 | 0 | 0 | 0 | 0 | 0 | 0 | 0 | 0 | 0 | 0 | 0 | 0 | 0 | 0 | 0 | 0 | 0 | 0 | 0
0.625272December | Resource 1 | Sublap 1 | 15:00 | 2 | 72 | December | 21000 | 0 | 0 | 0 | 0 | 0 | 0 | 0 | 0 | 0 | 0 | 0 | 0 | 0 | 0 | 0 | 0 | 0 | 0 | 0 | 0 | 0 | 0 | 0 | 0 | 0 | 0 | 0 | 0 | 0 | 0 | 0 | 0 | 0 | 0 | 0 | 0 | 0 | 0 | 0 | 0 | 0 | 0 | 0 | 0 | 0 | 0 | 0 | 0
0.625273January | Resource 1 | Sublap 1 | 15:00 | 2 | 73 | January | 10000 | 0 | 0 | 0 | 0 | 0 | 0 | 0 | 0 | 0 | 0 | 0 | 0 | 0 | 0 | 0 | 0 | 0 | 0 | 0 | 0 | 0 | 0 | 0 | 0 | 0 | 0 | 0 | 0 | 0 | 0 | 0 | 0 | 0 | 0 | 0 | 0 | 0 | 0 | 0 | 0 | 0 | 0 | 0 | 0 | 0 | 0 | 0 | 0
0.625273February | Resource 1 | Sublap 1 | 15:00 | 2 | 73 | February | 11000 | 0 | 0 | 0 | 0 | 0 | 0 | 0 | 0 | 0 | 0 | 0 | 0 | 0 | 0 | 0 | 0 | 0 | 0 | 0 | 0 | 0 | 0 | 0 | 0 | 0 | 0 | 0 | 0 | 0 | 0 | 0 | 0 | 0 | 0 | 0 | 0 | 0 | 0 | 0 | 0 | 0 | 0 | 0 | 0 | 0 | 0 | 0 | 0
0.625273March | Resource 1 | Sublap 1 | 15:00 | 2 | 73 | March | 12000 | 0 | 0 | 0 | 0 | 0 | 0 | 0 | 0 | 0 | 0 | 0 | 0 | 0 | 0 | 0 | 0 | 0 | 0 | 0 | 0 | 0 | 0 | 0 | 0 | 0 | 0 | 0 | 0 | 0 | 0 | 0 | 0 | 0 | 0 | 0 | 0 | 0 | 0 | 0 | 0 | 0 | 0 | 0 | 0 | 0 | 0 | 0 | 0
0.625273April | Resource 1 | Sublap 1 | 15:00 | 2 | 73 | April | 13000 | 0 | 0 | 0 | 0 | 0 | 0 | 0 | 0 | 0 | 0 | 0 | 0 | 0 | 0 | 0 | 0 | 0 | 0 | 0 | 0 | 0 | 0 | 0 | 0 | 0 | 0 | 0 | 0 | 0 | 0 | 0 | 0 | 0 | 0 | 0 | 0 | 0 | 0 | 0 | 0 | 0 | 0 | 0 | 0 | 0 | 0 | 0 | 0
0.625273May | Resource 1 | Sublap 1 | 15:00 | 2 | 73 | May | 14000 | 0 | 0 | 0 | 0 | 0 | 0 | 0 | 0 | 0 | 0 | 0 | 0 | 0 | 0 | 0 | 0 | 0 | 0 | 0 | 0 | 0 | 0 | 0 | 0 | 0 | 0 | 0 | 0 | 0 | 0 | 0 | 0 | 0 | 0 | 0 | 0 | 0 | 0 | 0 | 0 | 0 | 0 | 0 | 0 | 0 | 0 | 0 | 0
0.625273June | Resource 1 | Sublap 1 | 15:00 | 2 | 73 | June | 15000 | 0 | 0 | 0 | 0 | 0 | 0 | 0 | 0 | 0 | 0 | 0 | 0 | 0 | 0 | 0 | 0 | 0 | 0 | 0 | 0 | 0 | 0 | 0 | 0 | 0 | 0 | 0 | 0 | 0 | 0 | 0 | 0 | 0 | 0 | 0 | 0 | 0 | 0 | 0 | 0 | 0 | 0 | 0 | 0 | 0 | 0 | 0 | 0
0.625273July | Resource 1 | Sublap 1 | 15:00 | 2 | 73 | July | 16000 | 0 | 0 | 0 | 0 | 0 | 0 | 0 | 0 | 0 | 0 | 0 | 0 | 0 | 0 | 0 | 0 | 0 | 0 | 0 | 0 | 0 | 0 | 0 | 0 | 0 | 0 | 0 | 0 | 0 | 0 | 0 | 0 | 0 | 0 | 0 | 0 | 0 | 0 | 0 | 0 | 0 | 0 | 0 | 0 | 0 | 0 | 0 | 0
0.625273August | Resource 1 | Sublap 1 | 15:00 | 2 | 73 | August | 17000 | 0 | 0 | 0 | 0 | 0 | 0 | 0 | 0 | 0 | 0 | 0 | 0 | 0 | 0 | 0 | 0 | 0 | 0 | 0 | 0 | 0 | 0 | 0 | 0 | 0 | 0 | 0 | 0 | 0 | 0 | 0 | 0 | 0 | 0 | 0 | 0 | 0 | 0 | 0 | 0 | 0 | 0 | 0 | 0 | 0 | 0 | 0 | 0
0.625273September | Resource 1 | Sublap 1 | 15:00 | 2 | 73 | September | 18000 | 0 | 0 | 0 | 0 | 0 | 0 | 0 | 0 | 0 | 0 | 0 | 0 | 0 | 0 | 0 | 0 | 0 | 0 | 0 | 0 | 0 | 0 | 0 | 0 | 0 | 0 | 0 | 0 | 0 | 0 | 0 | 0 | 0 | 0 | 0 | 0 | 0 | 0 | 0 | 0 | 0 | 0 | 0 | 0 | 0 | 0 | 0 | 0
0.625273October | Resource 1 | Sublap 1 | 15:00 | 2 | 73 | October | 19000 | 0 | 0 | 0 | 0 | 0 | 0 | 0 | 0 | 0 | 0 | 0 | 0 | 0 | 0 | 0 | 0 | 0 | 0 | 0 | 0 | 0 | 0 | 0 | 0 | 0 | 0 | 0 | 0 | 0 | 0 | 0 | 0 | 0 | 0 | 0 | 0 | 0 | 0 | 0 | 0 | 0 | 0 | 0 | 0 | 0 | 0 | 0 | 0
0.625273November | Resource 1 | Sublap 1 | 15:00 | 2 | 73 | November | 20000 | 0 | 0 | 0 | 0 | 0 | 0 | 0 | 0 | 0 | 0 | 0 | 0 | 0 | 0 | 0 | 0 | 0 | 0 | 0 | 0 | 0 | 0 | 0 | 0 | 0 | 0 | 0 | 0 | 0 | 0 | 0 | 0 | 0 | 0 | 0 | 0 | 0 | 0 | 0 | 0 | 0 | 0 | 0 | 0 | 0 | 0 | 0 | 0
0.625273December | Resource 1 | Sublap 1 | 15:00 | 2 | 73 | December | 21000 | 0 | 0 | 0 | 0 | 0 | 0 | 0 | 0 | 0 | 0 | 0 | 0 | 0 | 0 | 0 | 0 | 0 | 0 | 0 | 0 | 0 | 0 | 0 | 0 | 0 | 0 | 0 | 0 | 0 | 0 | 0 | 0 | 0 | 0 | 0 | 0 | 0 | 0 | 0 | 0 | 0 | 0 | 0 | 0 | 0 | 0 | 0 | 0
0.625274January | Resource 1 | Sublap 1 | 15:00 | 2 | 74 | January | 10000 | 0 | 0 | 0 | 0 | 0 | 0 | 0 | 0 | 0 | 0 | 0 | 0 | 0 | 0 | 0 | 0.32674 | 0.26057 | -0.20991 | -0.0044985 | 0 | 0 | 0 | 0 | 0 | 0 | 0 | 0 | 0 | 0 | 0 | 0 | 0 | 0 | 0 | 0 | 0 | 0 | 0 | 0 | 3.2674 | 2.6057 | -2.0991 | -0.044985 | 0 | 0 | 0 | 0 | 0
0.625274February | Resource 1 | Sublap 1 | 15:00 | 2 | 74 | February | 11000 | 0 | 0 | 0 | 0 | 0 | 0 | 0 | 0 | 0 | 0 | 0 | 0 | 0 | 0 | 0 | 0.32674 | 0.26057 | -0.20991 | -0.0044985 | 0 | 0 | 0 | 0 | 0 | 0 | 0 | 0 | 0 | 0 | 0 | 0 | 0 | 0 | 0 | 0 | 0 | 0 | 0 | 0 | 3.5941 | 2.8663 | -2.3091 | -0.049484 | 0 | 0 | 0 | 0 | 0
0.625274March | Resource 1 | Sublap 1 | 15:00 | 2 | 74 | March | 12000 | 0 | 0 | 0 | 0 | 0 | 0 | 0 | 0 | 0 | 0 | 0 | 0 | 0 | 0 | 0 | 0.32674 | 0.26057 | -0.20991 | -0.0044985 | 0 | 0 | 0 | 0 | 0 | 0 | 0 | 0 | 0 | 0 | 0 | 0 | 0 | 0 | 0 | 0 | 0 | 0 | 0 | 0 | 3.9209 | 3.1268 | -2.519 | -0.053982 | 0 | 0 | 0 | 0 | 0
0.625274April | Resource 1 | Sublap 1 | 15:00 | 2 | 74 | April | 13000 | 0 | 0 | 0 | 0 | 0 | 0 | 0 | 0 | 0 | 0 | 0 | 0 | 0 | 0 | 0 | 0.32674 | 0.26057 | -0.20991 | -0.0044985 | 0 | 0 | 0 | 0 | 0 | 0 | 0 | 0 | 0 | 0 | 0 | 0 | 0 | 0 | 0 | 0 | 0 | 0 | 0 | 0 | 4.2476 | 3.3874 | -2.7289 | -0.058481 | 0 | 0 | 0 | 0 | 0
0.625274May | Resource 1 | Sublap 1 | 15:00 | 2 | 74 | May | 14000 | 0 | 0 | 0 | 0 | 0 | 0 | 0 | 0 | 0 | 0 | 0 | 0 | 0 | 0 | 0 | 0.32674 | 0.26057 | -0.20991 | -0.0044985 | 0 | 0 | 0 | 0 | 0 | 0 | 0 | 0 | 0 | 0 | 0 | 0 | 0 | 0 | 0 | 0 | 0 | 0 | 0 | 0 | 4.5743 | 3.648 | -2.9388 | -0.062979 | 0 | 0 | 0 | 0 | 0
0.625274June | Resource 1 | Sublap 1 | 15:00 | 2 | 74 | June | 15000 | 0 | 0 | 0 | 0 | 0 | 0 | 0 | 0 | 0 | 0 | 0 | 0 | 0 | 0 | 0 | 0.32674 | 0.26057 | -0.20991 | -0.0044985 | 0 | 0 | 0 | 0 | 0 | 0 | 0 | 0 | 0 | 0 | 0 | 0 | 0 | 0 | 0 | 0 | 0 | 0 | 0 | 0 | 4.9011 | 3.9085 | -3.1487 | -0.067478 | 0 | 0 | 0 | 0 | 0
0.625274July | Resource 1 | Sublap 1 | 15:00 | 2 | 74 | July | 16000 | 0 | 0 | 0 | 0 | 0 | 0 | 0 | 0 | 0 | 0 | 0 | 0 | 0 | 0 | 0 | 0.32674 | 0.26057 | -0.20991 | -0.0044985 | 0 | 0 | 0 | 0 | 0 | 0 | 0 | 0 | 0 | 0 | 0 | 0 | 0 | 0 | 0 | 0 | 0 | 0 | 0 | 0 | 5.2278 | 4.1691 | -3.3586 | -0.071976 | 0 | 0 | 0 | 0 | 0
0.625274August | Resource 1 | Sublap 1 | 15:00 | 2 | 74 | August | 17000 | 0 | 0 | 0 | 0 | 0 | 0 | 0 | 0 | 0 | 0 | 0 | 0 | 0 | 0 | 0 | 0.32674 | 0.26057 | -0.20991 | -0.0044985 | 0 | 0 | 0 | 0 | 0 | 0 | 0 | 0 | 0 | 0 | 0 | 0 | 0 | 0 | 0 | 0 | 0 | 0 | 0 | 0 | 5.5545 | 4.4297 | -3.5685 | -0.076475 | 0 | 0 | 0 | 0 | 0
0.625274September | Resource 1 | Sublap 1 | 15:00 | 2 | 74 | September | 18000 | 0 | 0 | 0 | 0 | 0 | 0 | 0 | 0 | 0 | 0 | 0 | 0 | 0 | 0 | 0 | 0.32674 | 0.26057 | -0.20991 | -0.0044985 | 0 | 0 | 0 | 0 | 0 | 0 | 0 | 0 | 0 | 0 | 0 | 0 | 0 | 0 | 0 | 0 | 0 | 0 | 0 | 0 | 5.8813 | 4.6902 | -3.7785 | -0.080973 | 0 | 0 | 0 | 0 | 0
0.625274October | Resource 1 | Sublap 1 | 15:00 | 2 | 74 | October | 19000 | 0 | 0 | 0 | 0 | 0 | 0 | 0 | 0 | 0 | 0 | 0 | 0 | 0 | 0 | 0 | 0.32674 | 0.26057 | -0.20991 | -0.0044985 | 0 | 0 | 0 | 0 | 0 | 0 | 0 | 0 | 0 | 0 | 0 | 0 | 0 | 0 | 0 | 0 | 0 | 0 | 0 | 0 | 6.208 | 4.9508 | -3.9884 | -0.085472 | 0 | 0 | 0 | 0 | 0
0.625274November | Resource 1 | Sublap 1 | 15:00 | 2 | 74 | November | 20000 | 0 | 0 | 0 | 0 | 0 | 0 | 0 | 0 | 0 | 0 | 0 | 0 | 0 | 0 | 0 | 0.32674 | 0.26057 | -0.20991 | -0.0044985 | 0 | 0 | 0 | 0 | 0 | 0 | 0 | 0 | 0 | 0 | 0 | 0 | 0 | 0 | 0 | 0 | 0 | 0 | 0 | 0 | 6.5348 | 5.2114 | -4.1983 | -0.08997 | 0 | 0 | 0 | 0 | 0
0.625274December | Resource 1 | Sublap 1 | 15:00 | 2 | 74 | December | 21000 | 0 | 0 | 0 | 0 | 0 | 0 | 0 | 0 | 0 | 0 | 0 | 0 | 0 | 0 | 0 | 0.32674 | 0.26057 | -0.20991 | -0.0044985 | 0 | 0 | 0 | 0 | 0 | 0 | 0 | 0 | 0 | 0 | 0 | 0 | 0 | 0 | 0 | 0 | 0 | 0 | 0 | 0 | 6.8615 | 5.4719 | -4.4082 | -0.094469 | 0 | 0 | 0 | 0 | 0
0.625275January | Resource 1 | Sublap 1 | 15:00 | 2 | 75 | January | 10000 | 0 | 0 | 0 | 0 | 0 | 0 | 0 | 0 | 0 | 0 | 0 | 0 | 0 | 0 | 0 | 0.19326 | 0.147 | -0.11843 | -0.0025379 | 0 | 0 | 0 | 0 | 0 | 0 | 0 | 0 | 0 | 0 | 0 | 0 | 0 | 0 | 0 | 0 | 0 | 0 | 0 | 0 | 1.9326 | 1.47 | -1.1843 | -0.025379 | 0 | 0 | 0 | 0 | 0
0.625275February | Resource 1 | Sublap 1 | 15:00 | 2 | 75 | February | 11000 | 0 | 0 | 0 | 0 | 0 | 0 | 0 | 0 | 0 | 0 | 0 | 0 | 0 | 0 | 0 | 0.19326 | 0.147 | -0.11843 | -0.0025379 | 0 | 0 | 0 | 0 | 0 | 0 | 0 | 0 | 0 | 0 | 0 | 0 | 0 | 0 | 0 | 0 | 0 | 0 | 0 | 0 | 2.1259 | 1.6171 | -1.3027 | -0.027917 | 0 | 0 | 0 | 0 | 0
0.625275March | Resource 1 | Sublap 1 | 15:00 | 2 | 75 | March | 12000 | 0 | 0 | 0 | 0 | 0 | 0 | 0 | 0 | 0 | 0 | 0 | 0 | 0 | 0 | 0 | 0.19326 | 0.147 | -0.11843 | -0.0025379 | 0 | 0 | 0 | 0 | 0 | 0 | 0 | 0 | 0 | 0 | 0 | 0 | 0 | 0 | 0 | 0 | 0 | 0 | 0 | 0 | 2.3191 | 1.7641 | -1.4211 | -0.030455 | 0 | 0 | 0 | 0 | 0
0.625275April | Resource 1 | Sublap 1 | 15:00 | 2 | 75 | April | 13000 | 0 | 0 | 0 | 0 | 0 | 0 | 0 | 0 | 0 | 0 | 0 | 0 | 0 | 0 | 0 | 0.19326 | 0.147 | -0.11843 | -0.0025379 | 0 | 0 | 0 | 0 | 0 | 0 | 0 | 0 | 0 | 0 | 0 | 0 | 0 | 0 | 0 | 0 | 0 | 0 | 0 | 0 | 2.5124 | 1.9111 | -1.5395 | -0.032993 | 0 | 0 | 0 | 0 | 0
0.625275May | Resource 1 | Sublap 1 | 15:00 | 2 | 75 | May | 14000 | 0 | 0 | 0 | 0 | 0 | 0 | 0 | 0 | 0 | 0 | 0 | 0 | 0 | 0 | 0 | 0.19326 | 0.147 | -0.11843 | -0.0025379 | 0 | 0 | 0 | 0 | 0 | 0 | 0 | 0 | 0 | 0 | 0 | 0 | 0 | 0 | 0 | 0 | 0 | 0 | 0 | 0 | 2.7057 | 2.0581 | -1.658 | -0.035531 | 0 | 0 | 0 | 0 | 0
0.625275June | Resource 1 | Sublap 1 | 15:00 | 2 | 75 | June | 15000 | 0 | 0 | 0 | 0 | 0 | 0 | 0 | 0 | 0 | 0 | 0 | 0 | 0 | 0 | 0 | 0.19326 | 0.147 | -0.11843 | -0.0025379 | 0 | 0 | 0 | 0 | 0 | 0 | 0 | 0 | 0 | 0 | 0 | 0 | 0 | 0 | 0 | 0 | 0 | 0 | 0 | 0 | 2.8989 | 2.2051 | -1.7764 | -0.038069 | 0 | 0 | 0 | 0 | 0
0.625275July | Resource 1 | Sublap 1 | 15:00 | 2 | 75 | July | 16000 | 0 | 0 | 0 | 0 | 0 | 0 | 0 | 0 | 0 | 0 | 0 | 0 | 0 | 0 | 0 | 0.19326 | 0.147 | -0.11843 | -0.0025379 | 0 | 0 | 0 | 0 | 0 | 0 | 0 | 0 | 0 | 0 | 0 | 0 | 0 | 0 | 0 | 0 | 0 | 0 | 0 | 0 | 3.0922 | 2.3521 | -1.8948 | -0.040607 | 0 | 0 | 0 | 0 | 0
0.625275August | Resource 1 | Sublap 1 | 15:00 | 2 | 75 | August | 17000 | 0 | 0 | 0 | 0 | 0 | 0 | 0 | 0 | 0 | 0 | 0 | 0 | 0 | 0 | 0 | 0.19326 | 0.147 | -0.11843 | -0.0025379 | 0 | 0 | 0 | 0 | 0 | 0 | 0 | 0 | 0 | 0 | 0 | 0 | 0 | 0 | 0 | 0 | 0 | 0 | 0 | 0 | 3.2855 | 2.4991 | -2.0133 | -0.043145 | 0 | 0 | 0 | 0 | 0
0.625275September | Resource 1 | Sublap 1 | 15:00 | 2 | 75 | September | 18000 | 0 | 0 | 0 | 0 | 0 | 0 | 0 | 0 | 0 | 0 | 0 | 0 | 0 | 0 | 0 | 0.19326 | 0.147 | -0.11843 | -0.0025379 | 0 | 0 | 0 | 0 | 0 | 0 | 0 | 0 | 0 | 0 | 0 | 0 | 0 | 0 | 0 | 0 | 0 | 0 | 0 | 0 | 3.4787 | 2.6461 | -2.1317 | -0.045683 | 0 | 0 | 0 | 0 | 0
0.625275October | Resource 1 | Sublap 1 | 15:00 | 2 | 75 | October | 19000 | 0 | 0 | 0 | 0 | 0 | 0 | 0 | 0 | 0 | 0 | 0 | 0 | 0 | 0 | 0 | 0.19326 | 0.147 | -0.11843 | -0.0025379 | 0 | 0 | 0 | 0 | 0 | 0 | 0 | 0 | 0 | 0 | 0 | 0 | 0 | 0 | 0 | 0 | 0 | 0 | 0 | 0 | 3.672 | 2.7931 | -2.2501 | -0.04822 | 0 | 0 | 0 | 0 | 0
0.625275November | Resource 1 | Sublap 1 | 15:00 | 2 | 75 | November | 20000 | 0 | 0 | 0 | 0 | 0 | 0 | 0 | 0 | 0 | 0 | 0 | 0 | 0 | 0 | 0 | 0.19326 | 0.147 | -0.11843 | -0.0025379 | 0 | 0 | 0 | 0 | 0 | 0 | 0 | 0 | 0 | 0 | 0 | 0 | 0 | 0 | 0 | 0 | 0 | 0 | 0 | 0 | 3.8652 | 2.9401 | -2.3685 | -0.050758 | 0 | 0 | 0 | 0 | 0
0.625275December | Resource 1 | Sublap 1 | 15:00 | 2 | 75 | December | 21000 | 0 | 0 | 0 | 0 | 0 | 0 | 0 | 0 | 0 | 0 | 0 | 0 | 0 | 0 | 0 | 0.19326 | 0.147 | -0.11843 | -0.0025379 | 0 | 0 | 0 | 0 | 0 | 0 | 0 | 0 | 0 | 0 | 0 | 0 | 0 | 0 | 0 | 0 | 0 | 0 | 0 | 0 | 4.0585 | 3.0871 | -2.487 | -0.053296 | 0 | 0 | 0 | 0 | 0
0.625276January | Resource 1 | Sublap 1 | 15:00 | 2 | 76 | January | 10000 | 0 | 0 | 0 | 0 | 0 | 0 | 0 | 0 | 0 | 0 | 0 | 0 | 0 | 0 | 0 | 0.68664 | 0.48722 | -0.3925 | -0.0084114 | 0 | 0 | 0 | 0 | 0 | 0 | 0 | 0 | 0 | 0 | 0 | 0 | 0 | 0 | 0 | 0 | 0 | 0 | 0 | 0 | 6.8664 | 4.8722 | -3.925 | -0.084114 | 0 | 0 | 0 | 0 | 0
0.625276February | Resource 1 | Sublap 1 | 15:00 | 2 | 76 | February | 11000 | 0 | 0 | 0 | 0 | 0 | 0 | 0 | 0 | 0 | 0 | 0 | 0 | 0 | 0 | 0 | 0.68664 | 0.48722 | -0.3925 | -0.0084114 | 0 | 0 | 0 | 0 | 0 | 0 | 0 | 0 | 0 | 0 | 0 | 0 | 0 | 0 | 0 | 0 | 0 | 0 | 0 | 0 | 7.553 | 5.3594 | -4.3175 | -0.092525 | 0 | 0 | 0 | 0 | 0
0.625276March | Resource 1 | Sublap 1 | 15:00 | 2 | 76 | March | 12000 | 0 | 0 | 0 | 0 | 0 | 0 | 0 | 0 | 0 | 0 | 0 | 0 | 0 | 0 | 0 | 0.68664 | 0.48722 | -0.3925 | -0.0084114 | 0 | 0 | 0 | 0 | 0 | 0 | 0 | 0 | 0 | 0 | 0 | 0 | 0 | 0 | 0 | 0 | 0 | 0 | 0 | 0 | 8.2397 | 5.8466 | -4.71 | -0.10094 | 0 | 0 | 0 | 0 | 0
0.625276April | Resource 1 | Sublap 1 | 15:00 | 2 | 76 | April | 13000 | 0 | 0 | 0 | 0 | 0 | 0 | 0 | 0 | 0 | 0 | 0 | 0 | 0 | 0 | 0 | 0.68664 | 0.48722 | -0.3925 | -0.0084114 | 0 | 0 | 0 | 0 | 0 | 0 | 0 | 0 | 0 | 0 | 0 | 0 | 0 | 0 | 0 | 0 | 0 | 0 | 0 | 0 | 8.9263 | 6.3338 | -5.1025 | -0.10935 | 0 | 0 | 0 | 0 | 0
0.625276May | Resource 1 | Sublap 1 | 15:00 | 2 | 76 | May | 14000 | 0 | 0 | 0 | 0 | 0 | 0 | 0 | 0 | 0 | 0 | 0 | 0 | 0 | 0 | 0 | 0.68664 | 0.48722 | -0.3925 | -0.0084114 | 0 | 0 | 0 | 0 | 0 | 0 | 0 | 0 | 0 | 0 | 0 | 0 | 0 | 0 | 0 | 0 | 0 | 0 | 0 | 0 | 9.6129 | 6.821 | -5.495 | -0.11776 | 0 | 0 | 0 | 0 | 0
0.625276June | Resource 1 | Sublap 1 | 15:00 | 2 | 76 | June | 15000 | 0 | 0 | 0 | 0 | 0 | 0 | 0 | 0 | 0 | 0 | 0 | 0 | 0 | 0 | 0 | 0.68664 | 0.48722 | -0.3925 | -0.0084114 | 0 | 0 | 0 | 0 | 0 | 0 | 0 | 0 | 0 | 0 | 0 | 0 | 0 | 0 | 0 | 0 | 0 | 0 | 0 | 0 | 10.2996 | 7.3083 | -5.8875 | -0.12617 | 0 | 0 | 0 | 0 | 0
0.625276July | Resource 1 | Sublap 1 | 15:00 | 2 | 76 | July | 16000 | 0 | 0 | 0 | 0 | 0 | 0 | 0 | 0 | 0 | 0 | 0 | 0 | 0 | 0 | 0 | 0.68664 | 0.48722 | -0.3925 | -0.0084114 | 0 | 0 | 0 | 0 | 0 | 0 | 0 | 0 | 0 | 0 | 0 | 0 | 0 | 0 | 0 | 0 | 0 | 0 | 0 | 0 | 10.9862 | 7.7955 | -6.28 | -0.13458 | 0 | 0 | 0 | 0 | 0
0.625276August | Resource 1 | Sublap 1 | 15:00 | 2 | 76 | August | 17000 | 0 | 0 | 0 | 0 | 0 | 0 | 0 | 0 | 0 | 0 | 0 | 0 | 0 | 0 | 0 | 0.68664 | 0.48722 | -0.3925 | -0.0084114 | 0 | 0 | 0 | 0 | 0 | 0 | 0 | 0 | 0 | 0 | 0 | 0 | 0 | 0 | 0 | 0 | 0 | 0 | 0 | 0 | 11.6728 | 8.2827 | -6.6725 | -0.14299 | 0 | 0 | 0 | 0 | 0
0.625276September | Resource 1 | Sublap 1 | 15:00 | 2 | 76 | September | 18000 | 0 | 0 | 0 | 0 | 0 | 0 | 0 | 0 | 0 | 0 | 0 | 0 | 0 | 0 | 0 | 0.68664 | 0.48722 | -0.3925 | -0.0084114 | 0 | 0 | 0 | 0 | 0 | 0 | 0 | 0 | 0 | 0 | 0 | 0 | 0 | 0 | 0 | 0 | 0 | 0 | 0 | 0 | 12.3595 | 8.7699 | -7.065 | -0.15141 | 0 | 0 | 0 | 0 | 0
0.625276October | Resource 1 | Sublap 1 | 15:00 | 2 | 76 | October | 19000 | 0 | 0 | 0 | 0 | 0 | 0 | 0 | 0 | 0 | 0 | 0 | 0 | 0 | 0 | 0 | 0.68664 | 0.48722 | -0.3925 | -0.0084114 | 0 | 0 | 0 | 0 | 0 | 0 | 0 | 0 | 0 | 0 | 0 | 0 | 0 | 0 | 0 | 0 | 0 | 0 | 0 | 0 | 13.0461 | 9.2571 | -7.4575 | -0.15982 | 0 | 0 | 0 | 0 | 0
0.625276November | Resource 1 | Sublap 1 | 15:00 | 2 | 76 | November | 20000 | 0 | 0 | 0 | 0 | 0 | 0 | 0 | 0 | 0 | 0 | 0 | 0 | 0 | 0 | 0 | 0.68664 | 0.48722 | -0.3925 | -0.0084114 | 0 | 0 | 0 | 0 | 0 | 0 | 0 | 0 | 0 | 0 | 0 | 0 | 0 | 0 | 0 | 0 | 0 | 0 | 0 | 0 | 13.7327 | 9.7444 | -7.85 | -0.16823 | 0 | 0 | 0 | 0 | 0
0.625276December | Resource 1 | Sublap 1 | 15:00 | 2 | 76 | December | 21000 | 0 | 0 | 0 | 0 | 0 | 0 | 0 | 0 | 0 | 0 | 0 | 0 | 0 | 0 | 0 | 0.68664 | 0.48722 | -0.3925 | -0.0084114 | 0 | 0 | 0 | 0 | 0 | 0 | 0 | 0 | 0 | 0 | 0 | 0 | 0 | 0 | 0 | 0 | 0 | 0 | 0 | 0 | 14.4194 | 10.2316 | -8.2425 | -0.17664 | 0 | 0 | 0 | 0 | 0
0.625277January | Resource 1 | Sublap 1 | 15:00 | 2 | 77 | January | 10000 | 0 | 0 | 0 | 0 | 0 | 0 | 0 | 0 | 0 | 0 | 0 | 0 | 0 | 0 | 0 | 1.16 | 0.81457 | -0.60804 | -0.012989 | 0 | 0 | 0 | 0 | 0 | 0 | 0 | 0 | 0 | 0 | 0 | 0 | 0 | 0 | 0 | 0 | 0 | 0 | 0 | 0 | 11.5998 | 8.1457 | -6.0804 | -0.12989 | 0 | 0 | 0 | 0 | 0
0.625277February | Resource 1 | Sublap 1 | 15:00 | 2 | 77 | February | 11000 | 0 | 0 | 0 | 0 | 0 | 0 | 0 | 0 | 0 | 0 | 0 | 0 | 0 | 0 | 0 | 1.16 | 0.81457 | -0.60804 | -0.012989 | 0 | 0 | 0 | 0 | 0 | 0 | 0 | 0 | 0 | 0 | 0 | 0 | 0 | 0 | 0 | 0 | 0 | 0 | 0 | 0 | 12.7597 | 8.9603 | -6.6884 | -0.14287 | 0 | 0 | 0 | 0 | 0
0.625277March | Resource 1 | Sublap 1 | 15:00 | 2 | 77 | March | 12000 | 0 | 0 | 0 | 0 | 0 | 0 | 0 | 0 | 0 | 0 | 0 | 0 | 0 | 0 | 0 | 1.16 | 0.81457 | -0.60804 | -0.012989 | 0 | 0 | 0 | 0 | 0 | 0 | 0 | 0 | 0 | 0 | 0 | 0 | 0 | 0 | 0 | 0 | 0 | 0 | 0 | 0 | 13.9197 | 9.7749 | -7.2965 | -0.15586 | 0 | 0 | 0 | 0 | 0
0.625277April | Resource 1 | Sublap 1 | 15:00 | 2 | 77 | April | 13000 | 0 | 0 | 0 | 0 | 0 | 0 | 0 | 0 | 0 | 0 | 0 | 0 | 0 | 0 | 0 | 1.16 | 0.81457 | -0.60804 | -0.012989 | 0 | 0 | 0 | 0 | 0 | 0 | 0 | 0 | 0 | 0 | 0 | 0 | 0 | 0 | 0 | 0 | 0 | 0 | 0 | 0 | 15.0797 | 10.5894 | -7.9045 | -0.16885 | 0 | 0 | 0 | 0 | 0
0.625277May | Resource 1 | Sublap 1 | 15:00 | 2 | 77 | May | 14000 | 0 | 0 | 0 | 0 | 0 | 0 | 0 | 0 | 0 | 0 | 0 | 0 | 0 | 0 | 0 | 1.16 | 0.81457 | -0.60804 | -0.012989 | 0 | 0 | 0 | 0 | 0 | 0 | 0 | 0 | 0 | 0 | 0 | 0 | 0 | 0 | 0 | 0 | 0 | 0 | 0 | 0 | 16.2397 | 11.404 | -8.5126 | -0.18184 | 0 | 0 | 0 | 0 | 0
0.625277June | Resource 1 | Sublap 1 | 15:00 | 2 | 77 | June | 15000 | 0 | 0 | 0 | 0 | 0 | 0 | 0 | 0 | 0 | 0 | 0 | 0 | 0 | 0 | 0 | 1.16 | 0.81457 | -0.60804 | -0.012989 | 0 | 0 | 0 | 0 | 0 | 0 | 0 | 0 | 0 | 0 | 0 | 0 | 0 | 0 | 0 | 0 | 0 | 0 | 0 | 0 | 17.3996 | 12.2186 | -9.1206 | -0.19483 | 0 | 0 | 0 | 0 | 0
0.625277July | Resource 1 | Sublap 1 | 15:00 | 2 | 77 | July | 16000 | 0 | 0 | 0 | 0 | 0 | 0 | 0 | 0 | 0 | 0 | 0 | 0 | 0 | 0 | 0 | 1.16 | 0.81457 | -0.60804 | -0.012989 | 0 | 0 | 0 | 0 | 0 | 0 | 0 | 0 | 0 | 0 | 0 | 0 | 0 | 0 | 0 | 0 | 0 | 0 | 0 | 0 | 18.5596 | 13.0332 | -9.7286 | -0.20782 | 0 | 0 | 0 | 0 | 0
0.625277August | Resource 1 | Sublap 1 | 15:00 | 2 | 77 | August | 17000 | 0 | 0 | 0 | 0 | 0 | 0 | 0 | 0 | 0 | 0 | 0 | 0 | 0 | 0 | 0 | 1.16 | 0.81457 | -0.60804 | -0.012989 | 0 | 0 | 0 | 0 | 0 | 0 | 0 | 0 | 0 | 0 | 0 | 0 | 0 | 0 | 0 | 0 | 0 | 0 | 0 | 0 | 19.7196 | 13.8477 | -10.3367 | -0.22081 | 0 | 0 | 0 | 0 | 0
0.625277September | Resource 1 | Sublap 1 | 15:00 | 2 | 77 | September | 18000 | 0 | 0 | 0 | 0 | 0 | 0 | 0 | 0 | 0 | 0 | 0 | 0 | 0 | 0 | 0 | 1.16 | 0.81457 | -0.60804 | -0.012989 | 0 | 0 | 0 | 0 | 0 | 0 | 0 | 0 | 0 | 0 | 0 | 0 | 0 | 0 | 0 | 0 | 0 | 0 | 0 | 0 | 20.8796 | 14.6623 | -10.9447 | -0.23379 | 0 | 0 | 0 | 0 | 0
0.625277October | Resource 1 | Sublap 1 | 15:00 | 2 | 77 | October | 19000 | 0 | 0 | 0 | 0 | 0 | 0 | 0 | 0 | 0 | 0 | 0 | 0 | 0 | 0 | 0 | 1.16 | 0.81457 | -0.60804 | -0.012989 | 0 | 0 | 0 | 0 | 0 | 0 | 0 | 0 | 0 | 0 | 0 | 0 | 0 | 0 | 0 | 0 | 0 | 0 | 0 | 0 | 22.0395 | 15.4769 | -11.5528 | -0.24678 | 0 | 0 | 0 | 0 | 0
0.625277November | Resource 1 | Sublap 1 | 15:00 | 2 | 77 | November | 20000 | 0 | 0 | 0 | 0 | 0 | 0 | 0 | 0 | 0 | 0 | 0 | 0 | 0 | 0 | 0 | 1.16 | 0.81457 | -0.60804 | -0.012989 | 0 | 0 | 0 | 0 | 0 | 0 | 0 | 0 | 0 | 0 | 0 | 0 | 0 | 0 | 0 | 0 | 0 | 0 | 0 | 0 | 23.1995 | 16.2915 | -12.1608 | -0.25977 | 0 | 0 | 0 | 0 | 0
0.625277December | Resource 1 | Sublap 1 | 15:00 | 2 | 77 | December | 21000 | 0 | 0 | 0 | 0 | 0 | 0 | 0 | 0 | 0 | 0 | 0 | 0 | 0 | 0 | 0 | 1.16 | 0.81457 | -0.60804 | -0.012989 | 0 | 0 | 0 | 0 | 0 | 0 | 0 | 0 | 0 | 0 | 0 | 0 | 0 | 0 | 0 | 0 | 0 | 0 | 0 | 0 | 24.3595 | 17.106 | -12.7688 | -0.27276 | 0 | 0 | 0 | 0 | 0
0.625278January | Resource 1 | Sublap 1 | 15:00 | 2 | 78 | January | 10000 | 0 | 0 | 0 | 0 | 0 | 0 | 0 | 0 | 0 | 0 | 0 | 0 | 0 | 0 | 0 | 1.2314 | 0.86248 | -0.62505 | -0.013347 | 0 | 0 | 0 | 0 | 0 | 0 | 0 | 0 | 0 | 0 | 0 | 0 | 0 | 0 | 0 | 0 | 0 | 0 | 0 | 0 | 12.314 | 8.6248 | -6.2505 | -0.13347 | 0 | 0 | 0 | 0 | 0
0.625278February | Resource 1 | Sublap 1 | 15:00 | 2 | 78 | February | 11000 | 0 | 0 | 0 | 0 | 0 | 0 | 0 | 0 | 0 | 0 | 0 | 0 | 0 | 0 | 0 | 1.2314 | 0.86248 | -0.62505 | -0.013347 | 0 | 0 | 0 | 0 | 0 | 0 | 0 | 0 | 0 | 0 | 0 | 0 | 0 | 0 | 0 | 0 | 0 | 0 | 0 | 0 | 13.5454 | 9.4873 | -6.8755 | -0.14682 | 0 | 0 | 0 | 0 | 0
0.625278March | Resource 1 | Sublap 1 | 15:00 | 2 | 78 | March | 12000 | 0 | 0 | 0 | 0 | 0 | 0 | 0 | 0 | 0 | 0 | 0 | 0 | 0 | 0 | 0 | 1.2314 | 0.86248 | -0.62505 | -0.013347 | 0 | 0 | 0 | 0 | 0 | 0 | 0 | 0 | 0 | 0 | 0 | 0 | 0 | 0 | 0 | 0 | 0 | 0 | 0 | 0 | 14.7768 | 10.3497 | -7.5006 | -0.16017 | 0 | 0 | 0 | 0 | 0
0.625278April | Resource 1 | Sublap 1 | 15:00 | 2 | 78 | April | 13000 | 0 | 0 | 0 | 0 | 0 | 0 | 0 | 0 | 0 | 0 | 0 | 0 | 0 | 0 | 0 | 1.2314 | 0.86248 | -0.62505 | -0.013347 | 0 | 0 | 0 | 0 | 0 | 0 | 0 | 0 | 0 | 0 | 0 | 0 | 0 | 0 | 0 | 0 | 0 | 0 | 0 | 0 | 16.0082 | 11.2122 | -8.1256 | -0.17352 | 0 | 0 | 0 | 0 | 0
0.625278May | Resource 1 | Sublap 1 | 15:00 | 2 | 78 | May | 14000 | 0 | 0 | 0 | 0 | 0 | 0 | 0 | 0 | 0 | 0 | 0 | 0 | 0 | 0 | 0 | 1.2314 | 0.86248 | -0.62505 | -0.013347 | 0 | 0 | 0 | 0 | 0 | 0 | 0 | 0 | 0 | 0 | 0 | 0 | 0 | 0 | 0 | 0 | 0 | 0 | 0 | 0 | 17.2396 | 12.0747 | -8.7507 | -0.18686 | 0 | 0 | 0 | 0 | 0
0.625278June | Resource 1 | Sublap 1 | 15:00 | 2 | 78 | June | 15000 | 0 | 0 | 0 | 0 | 0 | 0 | 0 | 0 | 0 | 0 | 0 | 0 | 0 | 0 | 0 | 1.2314 | 0.86248 | -0.62505 | -0.013347 | 0 | 0 | 0 | 0 | 0 | 0 | 0 | 0 | 0 | 0 | 0 | 0 | 0 | 0 | 0 | 0 | 0 | 0 | 0 | 0 | 18.471 | 12.9372 | -9.3757 | -0.20021 | 0 | 0 | 0 | 0 | 0
0.625278July | Resource 1 | Sublap 1 | 15:00 | 2 | 78 | July | 16000 | 0 | 0 | 0 | 0 | 0 | 0 | 0 | 0 | 0 | 0 | 0 | 0 | 0 | 0 | 0 | 1.2314 | 0.86248 | -0.62505 | -0.013347 | 0 | 0 | 0 | 0 | 0 | 0 | 0 | 0 | 0 | 0 | 0 | 0 | 0 | 0 | 0 | 0 | 0 | 0 | 0 | 0 | 19.7024 | 13.7996 | -10.0008 | -0.21356 | 0 | 0 | 0 | 0 | 0
0.625278August | Resource 1 | Sublap 1 | 15:00 | 2 | 78 | August | 17000 | 0 | 0 | 0 | 0 | 0 | 0 | 0 | 0 | 0 | 0 | 0 | 0 | 0 | 0 | 0 | 1.2314 | 0.86248 | -0.62505 | -0.013347 | 0 | 0 | 0 | 0 | 0 | 0 | 0 | 0 | 0 | 0 | 0 | 0 | 0 | 0 | 0 | 0 | 0 | 0 | 0 | 0 | 20.9338 | 14.6621 | -10.6258 | -0.22691 | 0 | 0 | 0 | 0 | 0
0.625278September | Resource 1 | Sublap 1 | 15:00 | 2 | 78 | September | 18000 | 0 | 0 | 0 | 0 | 0 | 0 | 0 | 0 | 0 | 0 | 0 | 0 | 0 | 0 | 0 | 1.2314 | 0.86248 | -0.62505 | -0.013347 | 0 | 0 | 0 | 0 | 0 | 0 | 0 | 0 | 0 | 0 | 0 | 0 | 0 | 0 | 0 | 0 | 0 | 0 | 0 | 0 | 22.1652 | 15.5246 | -11.2508 | -0.24025 | 0 | 0 | 0 | 0 | 0
0.625278October | Resource 1 | Sublap 1 | 15:00 | 2 | 78 | October | 19000 | 0 | 0 | 0 | 0 | 0 | 0 | 0 | 0 | 0 | 0 | 0 | 0 | 0 | 0 | 0 | 1.2314 | 0.86248 | -0.62505 | -0.013347 | 0 | 0 | 0 | 0 | 0 | 0 | 0 | 0 | 0 | 0 | 0 | 0 | 0 | 0 | 0 | 0 | 0 | 0 | 0 | 0 | 23.3966 | 16.3871 | -11.8759 | -0.2536 | 0 | 0 | 0 | 0 | 0
0.625278November | Resource 1 | Sublap 1 | 15:00 | 2 | 78 | November | 20000 | 0 | 0 | 0 | 0 | 0 | 0 | 0 | 0 | 0 | 0 | 0 | 0 | 0 | 0 | 0 | 1.2314 | 0.86248 | -0.62505 | -0.013347 | 0 | 0 | 0 | 0 | 0 | 0 | 0 | 0 | 0 | 0 | 0 | 0 | 0 | 0 | 0 | 0 | 0 | 0 | 0 | 0 | 24.628 | 17.2495 | -12.5009 | -0.26695 | 0 | 0 | 0 | 0 | 0
0.625278December | Resource 1 | Sublap 1 | 15:00 | 2 | 78 | December | 21000 | 0 | 0 | 0 | 0 | 0 | 0 | 0 | 0 | 0 | 0 | 0 | 0 | 0 | 0 | 0 | 1.2314 | 0.86248 | -0.62505 | -0.013347 | 0 | 0 | 0 | 0 | 0 | 0 | 0 | 0 | 0 | 0 | 0 | 0 | 0 | 0 | 0 | 0 | 0 | 0 | 0 | 0 | 25.8594 | 18.112 | -13.126 | -0.2803 | 0 | 0 | 0 | 0 | 0
0.625279January | Resource 1 | Sublap 1 | 15:00 | 2 | 79 | January | 10000 | 0 | 0 | 0 | 0 | 0 | 0 | 0 | 0 | 0 | 0 | 0 | 0 | 0 | 0 | 0 | 1.4582 | 1.031 | -0.69423 | -0.014808 | 0 | 0 | 0 | 0 | 0 | 0 | 0 | 0 | 0 | 0 | 0 | 0 | 0 | 0 | 0 | 0 | 0 | 0 | 0 | 0 | 14.5817 | 10.31 | -6.9423 | -0.14808 | 0 | 0 | 0 | 0 | 0
0.625279February | Resource 1 | Sublap 1 | 15:00 | 2 | 79 | February | 11000 | 0 | 0 | 0 | 0 | 0 | 0 | 0 | 0 | 0 | 0 | 0 | 0 | 0 | 0 | 0 | 1.4582 | 1.031 | -0.69423 | -0.014808 | 0 | 0 | 0 | 0 | 0 | 0 | 0 | 0 | 0 | 0 | 0 | 0 | 0 | 0 | 0 | 0 | 0 | 0 | 0 | 0 | 16.0398 | 11.341 | -7.6366 | -0.16288 | 0 | 0 | 0 | 0 | 0
0.625279March | Resource 1 | Sublap 1 | 15:00 | 2 | 79 | March | 12000 | 0 | 0 | 0 | 0 | 0 | 0 | 0 | 0 | 0 | 0 | 0 | 0 | 0 | 0 | 0 | 1.4582 | 1.031 | -0.69423 | -0.014808 | 0 | 0 | 0 | 0 | 0 | 0 | 0 | 0 | 0 | 0 | 0 | 0 | 0 | 0 | 0 | 0 | 0 | 0 | 0 | 0 | 17.498 | 12.372 | -8.3308 | -0.17769 | 0 | 0 | 0 | 0 | 0
0.625279April | Resource 1 | Sublap 1 | 15:00 | 2 | 79 | April | 13000 | 0 | 0 | 0 | 0 | 0 | 0 | 0 | 0 | 0 | 0 | 0 | 0 | 0 | 0 | 0 | 1.4582 | 1.031 | -0.69423 | -0.014808 | 0 | 0 | 0 | 0 | 0 | 0 | 0 | 0 | 0 | 0 | 0 | 0 | 0 | 0 | 0 | 0 | 0 | 0 | 0 | 0 | 18.9562 | 13.4031 | -9.025 | -0.1925 | 0 | 0 | 0 | 0 | 0
0.625279May | Resource 1 | Sublap 1 | 15:00 | 2 | 79 | May | 14000 | 0 | 0 | 0 | 0 | 0 | 0 | 0 | 0 | 0 | 0 | 0 | 0 | 0 | 0 | 0 | 1.4582 | 1.031 | -0.69423 | -0.014808 | 0 | 0 | 0 | 0 | 0 | 0 | 0 | 0 | 0 | 0 | 0 | 0 | 0 | 0 | 0 | 0 | 0 | 0 | 0 | 0 | 20.4143 | 14.434 | -9.7193 | -0.20731 | 0 | 0 | 0 | 0 | 0
0.625279June | Resource 1 | Sublap 1 | 15:00 | 2 | 79 | June | 15000 | 0 | 0 | 0 | 0 | 0 | 0 | 0 | 0 | 0 | 0 | 0 | 0 | 0 | 0 | 0 | 1.4582 | 1.031 | -0.69423 | -0.014808 | 0 | 0 | 0 | 0 | 0 | 0 | 0 | 0 | 0 | 0 | 0 | 0 | 0 | 0 | 0 | 0 | 0 | 0 | 0 | 0 | 21.8725 | 15.4651 | -10.4135 | -0.22211 | 0 | 0 | 0 | 0 | 0
0.625279July | Resource 1 | Sublap 1 | 15:00 | 2 | 79 | July | 16000 | 0 | 0 | 0 | 0 | 0 | 0 | 0 | 0 | 0 | 0 | 0 | 0 | 0 | 0 | 0 | 1.4582 | 1.031 | -0.69423 | -0.014808 | 0 | 0 | 0 | 0 | 0 | 0 | 0 | 0 | 0 | 0 | 0 | 0 | 0 | 0 | 0 | 0 | 0 | 0 | 0 | 0 | 23.3307 | 16.4961 | -11.1077 | -0.23692 | 0 | 0 | 0 | 0 | 0
0.625279August | Resource 1 | Sublap 1 | 15:00 | 2 | 79 | August | 17000 | 0 | 0 | 0 | 0 | 0 | 0 | 0 | 0 | 0 | 0 | 0 | 0 | 0 | 0 | 0 | 1.4582 | 1.031 | -0.69423 | -0.014808 | 0 | 0 | 0 | 0 | 0 | 0 | 0 | 0 | 0 | 0 | 0 | 0 | 0 | 0 | 0 | 0 | 0 | 0 | 0 | 0 | 24.7888 | 17.5271 | -11.802 | -0.25173 | 0 | 0 | 0 | 0 | 0
0.625279September | Resource 1 | Sublap 1 | 15:00 | 2 | 79 | September | 18000 | 0 | 0 | 0 | 0 | 0 | 0 | 0 | 0 | 0 | 0 | 0 | 0 | 0 | 0 | 0 | 1.4582 | 1.031 | -0.69423 | -0.014808 | 0 | 0 | 0 | 0 | 0 | 0 | 0 | 0 | 0 | 0 | 0 | 0 | 0 | 0 | 0 | 0 | 0 | 0 | 0 | 0 | 26.247 | 18.5581 | -12.4962 | -0.26654 | 0 | 0 | 0 | 0 | 0
0.625279October | Resource 1 | Sublap 1 | 15:00 | 2 | 79 | October | 19000 | 0 | 0 | 0 | 0 | 0 | 0 | 0 | 0 | 0 | 0 | 0 | 0 | 0 | 0 | 0 | 1.4582 | 1.031 | -0.69423 | -0.014808 | 0 | 0 | 0 | 0 | 0 | 0 | 0 | 0 | 0 | 0 | 0 | 0 | 0 | 0 | 0 | 0 | 0 | 0 | 0 | 0 | 27.7052 | 19.5891 | -13.1904 | -0.28134 | 0 | 0 | 0 | 0 | 0
0.625279November | Resource 1 | Sublap 1 | 15:00 | 2 | 79 | November | 20000 | 0 | 0 | 0 | 0 | 0 | 0 | 0 | 0 | 0 | 0 | 0 | 0 | 0 | 0 | 0 | 1.4582 | 1.031 | -0.69423 | -0.014808 | 0 | 0 | 0 | 0 | 0 | 0 | 0 | 0 | 0 | 0 | 0 | 0 | 0 | 0 | 0 | 0 | 0 | 0 | 0 | 0 | 29.1633 | 20.6201 | -13.8847 | -0.29615 | 0 | 0 | 0 | 0 | 0
0.625279December | Resource 1 | Sublap 1 | 15:00 | 2 | 79 | December | 21000 | 0 | 0 | 0 | 0 | 0 | 0 | 0 | 0 | 0 | 0 | 0 | 0 | 0 | 0 | 0 | 1.4582 | 1.031 | -0.69423 | -0.014808 | 0 | 0 | 0 | 0 | 0 | 0 | 0 | 0 | 0 | 0 | 0 | 0 | 0 | 0 | 0 | 0 | 0 | 0 | 0 | 0 | 30.6215 | 21.6511 | -14.5789 | -0.31096 | 0 | 0 | 0 | 0 | 0
0.625280January | Resource 1 | Sublap 1 | 15:00 | 2 | 80 | January | 10000 | 0 | 0 | 0 | 0 | 0 | 0 | 0 | 0 | 0 | 0 | 0 | 0 | 0 | 0 | 0 | 1.8444 | 1.3288 | -0.85382 | -0.018176 | 0 | 0 | 0 | 0 | 0 | 0 | 0 | 0 | 0 | 0 | 0 | 0 | 0 | 0 | 0 | 0 | 0 | 0 | 0 | 0 | 18.4441 | 13.288 | -8.5382 | -0.18175 | 0 | 0 | 0 | 0 | 0
0.625280February | Resource 1 | Sublap 1 | 15:00 | 2 | 80 | February | 11000 | 0 | 0 | 0 | 0 | 0 | 0 | 0 | 0 | 0 | 0 | 0 | 0 | 0 | 0 | 0 | 1.8444 | 1.3288 | -0.85382 | -0.018176 | 0 | 0 | 0 | 0 | 0 | 0 | 0 | 0 | 0 | 0 | 0 | 0 | 0 | 0 | 0 | 0 | 0 | 0 | 0 | 0 | 20.2885 | 14.6168 | -9.392 | -0.19993 | 0 | 0 | 0 | 0 | 0
0.625280March | Resource 1 | Sublap 1 | 15:00 | 2 | 80 | March | 12000 | 0 | 0 | 0 | 0 | 0 | 0 | 0 | 0 | 0 | 0 | 0 | 0 | 0 | 0 | 0 | 1.8444 | 1.3288 | -0.85382 | -0.018176 | 0 | 0 | 0 | 0 | 0 | 0 | 0 | 0 | 0 | 0 | 0 | 0 | 0 | 0 | 0 | 0 | 0 | 0 | 0 | 0 | 22.1329 | 15.9456 | -10.2458 | -0.21811 | 0 | 0 | 0 | 0 | 0
0.625280April | Resource 1 | Sublap 1 | 15:00 | 2 | 80 | April | 13000 | 0 | 0 | 0 | 0 | 0 | 0 | 0 | 0 | 0 | 0 | 0 | 0 | 0 | 0 | 0 | 1.8444 | 1.3288 | -0.85382 | -0.018176 | 0 | 0 | 0 | 0 | 0 | 0 | 0 | 0 | 0 | 0 | 0 | 0 | 0 | 0 | 0 | 0 | 0 | 0 | 0 | 0 | 23.9774 | 17.2744 | -11.0996 | -0.23628 | 0 | 0 | 0 | 0 | 0
0.625280May | Resource 1 | Sublap 1 | 15:00 | 2 | 80 | May | 14000 | 0 | 0 | 0 | 0 | 0 | 0 | 0 | 0 | 0 | 0 | 0 | 0 | 0 | 0 | 0 | 1.8444 | 1.3288 | -0.85382 | -0.018176 | 0 | 0 | 0 | 0 | 0 | 0 | 0 | 0 | 0 | 0 | 0 | 0 | 0 | 0 | 0 | 0 | 0 | 0 | 0 | 0 | 25.8218 | 18.6032 | -11.9534 | -0.25446 | 0 | 0 | 0 | 0 | 0
0.625280June | Resource 1 | Sublap 1 | 15:00 | 2 | 80 | June | 15000 | 0 | 0 | 0 | 0 | 0 | 0 | 0 | 0 | 0 | 0 | 0 | 0 | 0 | 0 | 0 | 1.8444 | 1.3288 | -0.85382 | -0.018176 | 0 | 0 | 0 | 0 | 0 | 0 | 0 | 0 | 0 | 0 | 0 | 0 | 0 | 0 | 0 | 0 | 0 | 0 | 0 | 0 | 27.6662 | 19.932 | -12.8072 | -0.27263 | 0 | 0 | 0 | 0 | 0
0.625280July | Resource 1 | Sublap 1 | 15:00 | 2 | 80 | July | 16000 | 0 | 0 | 0 | 0 | 0 | 0 | 0 | 0 | 0 | 0 | 0 | 0 | 0 | 0 | 0 | 1.8444 | 1.3288 | -0.85382 | -0.018176 | 0 | 0 | 0 | 0 | 0 | 0 | 0 | 0 | 0 | 0 | 0 | 0 | 0 | 0 | 0 | 0 | 0 | 0 | 0 | 0 | 29.5106 | 21.2608 | -13.6611 | -0.29081 | 0 | 0 | 0 | 0 | 0
0.625280August | Resource 1 | Sublap 1 | 15:00 | 2 | 80 | August | 17000 | 0 | 0 | 0 | 0 | 0 | 0 | 0 | 0 | 0 | 0 | 0 | 0 | 0 | 0 | 0 | 1.8444 | 1.3288 | -0.85382 | -0.018176 | 0 | 0 | 0 | 0 | 0 | 0 | 0 | 0 | 0 | 0 | 0 | 0 | 0 | 0 | 0 | 0 | 0 | 0 | 0 | 0 | 31.355 | 22.5896 | -14.5149 | -0.30898 | 0 | 0 | 0 | 0 | 0
0.625280September | Resource 1 | Sublap 1 | 15:00 | 2 | 80 | September | 18000 | 0 | 0 | 0 | 0 | 0 | 0 | 0 | 0 | 0 | 0 | 0 | 0 | 0 | 0 | 0 | 1.8444 | 1.3288 | -0.85382 | -0.018176 | 0 | 0 | 0 | 0 | 0 | 0 | 0 | 0 | 0 | 0 | 0 | 0 | 0 | 0 | 0 | 0 | 0 | 0 | 0 | 0 | 33.1994 | 23.9184 | -15.3687 | -0.32716 | 0 | 0 | 0 | 0 | 0
0.625280October | Resource 1 | Sublap 1 | 15:00 | 2 | 80 | October | 19000 | 0 | 0 | 0 | 0 | 0 | 0 | 0 | 0 | 0 | 0 | 0 | 0 | 0 | 0 | 0 | 1.8444 | 1.3288 | -0.85382 | -0.018176 | 0 | 0 | 0 | 0 | 0 | 0 | 0 | 0 | 0 | 0 | 0 | 0 | 0 | 0 | 0 | 0 | 0 | 0 | 0 | 0 | 35.0438 | 25.2472 | -16.2225 | -0.34533 | 0 | 0 | 0 | 0 | 0
0.625280November | Resource 1 | Sublap 1 | 15:00 | 2 | 80 | November | 20000 | 0 | 0 | 0 | 0 | 0 | 0 | 0 | 0 | 0 | 0 | 0 | 0 | 0 | 0 | 0 | 1.8444 | 1.3288 | -0.85382 | -0.018176 | 0 | 0 | 0 | 0 | 0 | 0 | 0 | 0 | 0 | 0 | 0 | 0 | 0 | 0 | 0 | 0 | 0 | 0 | 0 | 0 | 36.8882 | 26.576 | -17.0763 | -0.36351 | 0 | 0 | 0 | 0 | 0
0.625280December | Resource 1 | Sublap 1 | 15:00 | 2 | 80 | December | 21000 | 0 | 0 | 0 | 0 | 0 | 0 | 0 | 0 | 0 | 0 | 0 | 0 | 0 | 0 | 0 | 1.8444 | 1.3288 | -0.85382 | -0.018176 | 0 | 0 | 0 | 0 | 0 | 0 | 0 | 0 | 0 | 0 | 0 | 0 | 0 | 0 | 0 | 0 | 0 | 0 | 0 | 0 | 38.7326 | 27.9048 | -17.9302 | -0.38168 | 0 | 0 | 0 | 0 | 0
0.625281January | Resource 1 | Sublap 1 | 15:00 | 2 | 81 | January | 10000 | 0 | 0 | 0 | 0 | 0 | 0 | 0 | 0 | 0 | 0 | 0 | 0 | 0 | 0 | 0 | 2.4554 | 1.8131 | -1.057 | -0.022464 | 0 | 0 | 0 | 0 | 0 | 0 | 0 | 0 | 0 | 0 | 0 | 0 | 0 | 0 | 0 | 0 | 0 | 0 | 0 | 0 | 24.5541 | 18.1312 | -10.5701 | -0.22464 | 0 | 0 | 0 | 0 | 0
0.625281February | Resource 1 | Sublap 1 | 15:00 | 2 | 81 | February | 11000 | 0 | 0 | 0 | 0 | 0 | 0 | 0 | 0 | 0 | 0 | 0 | 0 | 0 | 0 | 0 | 2.4554 | 1.8131 | -1.057 | -0.022464 | 0 | 0 | 0 | 0 | 0 | 0 | 0 | 0 | 0 | 0 | 0 | 0 | 0 | 0 | 0 | 0 | 0 | 0 | 0 | 0 | 27.0095 | 19.9444 | -11.6271 | -0.2471 | 0 | 0 | 0 | 0 | 0
0.625281March | Resource 1 | Sublap 1 | 15:00 | 2 | 81 | March | 12000 | 0 | 0 | 0 | 0 | 0 | 0 | 0 | 0 | 0 | 0 | 0 | 0 | 0 | 0 | 0 | 2.4554 | 1.8131 | -1.057 | -0.022464 | 0 | 0 | 0 | 0 | 0 | 0 | 0 | 0 | 0 | 0 | 0 | 0 | 0 | 0 | 0 | 0 | 0 | 0 | 0 | 0 | 29.465 | 21.7575 | -12.6841 | -0.26956 | 0 | 0 | 0 | 0 | 0
0.625281April | Resource 1 | Sublap 1 | 15:00 | 2 | 81 | April | 13000 | 0 | 0 | 0 | 0 | 0 | 0 | 0 | 0 | 0 | 0 | 0 | 0 | 0 | 0 | 0 | 2.4554 | 1.8131 | -1.057 | -0.022464 | 0 | 0 | 0 | 0 | 0 | 0 | 0 | 0 | 0 | 0 | 0 | 0 | 0 | 0 | 0 | 0 | 0 | 0 | 0 | 0 | 31.9204 | 23.5706 | -13.7411 | -0.29203 | 0 | 0 | 0 | 0 | 0
0.625281May | Resource 1 | Sublap 1 | 15:00 | 2 | 81 | May | 14000 | 0 | 0 | 0 | 0 | 0 | 0 | 0 | 0 | 0 | 0 | 0 | 0 | 0 | 0 | 0 | 2.4554 | 1.8131 | -1.057 | -0.022464 | 0 | 0 | 0 | 0 | 0 | 0 | 0 | 0 | 0 | 0 | 0 | 0 | 0 | 0 | 0 | 0 | 0 | 0 | 0 | 0 | 34.3758 | 25.3837 | -14.7981 | -0.31449 | 0 | 0 | 0 | 0 | 0
0.625281June | Resource 1 | Sublap 1 | 15:00 | 2 | 81 | June | 15000 | 0 | 0 | 0 | 0 | 0 | 0 | 0 | 0 | 0 | 0 | 0 | 0 | 0 | 0 | 0 | 2.4554 | 1.8131 | -1.057 | -0.022464 | 0 | 0 | 0 | 0 | 0 | 0 | 0 | 0 | 0 | 0 | 0 | 0 | 0 | 0 | 0 | 0 | 0 | 0 | 0 | 0 | 36.8312 | 27.1969 | -15.8551 | -0.33696 | 0 | 0 | 0 | 0 | 0
0.625281July | Resource 1 | Sublap 1 | 15:00 | 2 | 81 | July | 16000 | 0 | 0 | 0 | 0 | 0 | 0 | 0 | 0 | 0 | 0 | 0 | 0 | 0 | 0 | 0 | 2.4554 | 1.8131 | -1.057 | -0.022464 | 0 | 0 | 0 | 0 | 0 | 0 | 0 | 0 | 0 | 0 | 0 | 0 | 0 | 0 | 0 | 0 | 0 | 0 | 0 | 0 | 39.2866 | 29.01 | -16.9121 | -0.35942 | 0 | 0 | 0 | 0 | 0
0.625281August | Resource 1 | Sublap 1 | 15:00 | 2 | 81 | August | 17000 | 0 | 0 | 0 | 0 | 0 | 0 | 0 | 0 | 0 | 0 | 0 | 0 | 0 | 0 | 0 | 2.4554 | 1.8131 | -1.057 | -0.022464 | 0 | 0 | 0 | 0 | 0 | 0 | 0 | 0 | 0 | 0 | 0 | 0 | 0 | 0 | 0 | 0 | 0 | 0 | 0 | 0 | 41.742 | 30.8231 | -17.9691 | -0.38188 | 0 | 0 | 0 | 0 | 0
0.625281September | Resource 1 | Sublap 1 | 15:00 | 2 | 81 | September | 18000 | 0 | 0 | 0 | 0 | 0 | 0 | 0 | 0 | 0 | 0 | 0 | 0 | 0 | 0 | 0 | 2.4554 | 1.8131 | -1.057 | -0.022464 | 0 | 0 | 0 | 0 | 0 | 0 | 0 | 0 | 0 | 0 | 0 | 0 | 0 | 0 | 0 | 0 | 0 | 0 | 0 | 0 | 44.1974 | 32.6362 | -19.0262 | -0.40435 | 0 | 0 | 0 | 0 | 0
0.625281October | Resource 1 | Sublap 1 | 15:00 | 2 | 81 | October | 19000 | 0 | 0 | 0 | 0 | 0 | 0 | 0 | 0 | 0 | 0 | 0 | 0 | 0 | 0 | 0 | 2.4554 | 1.8131 | -1.057 | -0.022464 | 0 | 0 | 0 | 0 | 0 | 0 | 0 | 0 | 0 | 0 | 0 | 0 | 0 | 0 | 0 | 0 | 0 | 0 | 0 | 0 | 46.6529 | 34.4493 | -20.0832 | -0.42681 | 0 | 0 | 0 | 0 | 0
0.625281November | Resource 1 | Sublap 1 | 15:00 | 2 | 81 | November | 20000 | 0 | 0 | 0 | 0 | 0 | 0 | 0 | 0 | 0 | 0 | 0 | 0 | 0 | 0 | 0 | 2.4554 | 1.8131 | -1.057 | -0.022464 | 0 | 0 | 0 | 0 | 0 | 0 | 0 | 0 | 0 | 0 | 0 | 0 | 0 | 0 | 0 | 0 | 0 | 0 | 0 | 0 | 49.1083 | 36.2625 | -21.1402 | -0.44927 | 0 | 0 | 0 | 0 | 0
0.625281December | Resource 1 | Sublap 1 | 15:00 | 2 | 81 | December | 21000 | 0 | 0 | 0 | 0 | 0 | 0 | 0 | 0 | 0 | 0 | 0 | 0 | 0 | 0 | 0 | 2.4554 | 1.8131 | -1.057 | -0.022464 | 0 | 0 | 0 | 0 | 0 | 0 | 0 | 0 | 0 | 0 | 0 | 0 | 0 | 0 | 0 | 0 | 0 | 0 | 0 | 0 | 51.5637 | 38.0756 | -22.1972 | -0.47174 | 0 | 0 | 0 | 0 | 0
0.625282January | Resource 1 | Sublap 1 | 15:00 | 2 | 82 | January | 10000 | 0 | 0 | 0 | 0 | 0 | 0 | 0 | 0 | 0 | 0 | 0 | 0 | 0 | 0 | 0 | 2.6833 | 1.9981 | -1.1011 | -0.023393 | 0 | 0 | 0 | 0 | 0 | 0 | 0 | 0 | 0 | 0 | 0 | 0 | 0 | 0 | 0 | 0 | 0 | 0 | 0 | 0 | 26.8333 | 19.9805 | -11.0106 | -0.23393 | 0 | 0 | 0 | 0 | 0
0.625282February | Resource 1 | Sublap 1 | 15:00 | 2 | 82 | February | 11000 | 0 | 0 | 0 | 0 | 0 | 0 | 0 | 0 | 0 | 0 | 0 | 0 | 0 | 0 | 0 | 2.6833 | 1.9981 | -1.1011 | -0.023393 | 0 | 0 | 0 | 0 | 0 | 0 | 0 | 0 | 0 | 0 | 0 | 0 | 0 | 0 | 0 | 0 | 0 | 0 | 0 | 0 | 29.5166 | 21.9786 | -12.1117 | -0.25733 | 0 | 0 | 0 | 0 | 0
0.625282March | Resource 1 | Sublap 1 | 15:00 | 2 | 82 | March | 12000 | 0 | 0 | 0 | 0 | 0 | 0 | 0 | 0 | 0 | 0 | 0 | 0 | 0 | 0 | 0 | 2.6833 | 1.9981 | -1.1011 | -0.023393 | 0 | 0 | 0 | 0 | 0 | 0 | 0 | 0 | 0 | 0 | 0 | 0 | 0 | 0 | 0 | 0 | 0 | 0 | 0 | 0 | 32.2 | 23.9766 | -13.2128 | -0.28072 | 0 | 0 | 0 | 0 | 0
0.625282April | Resource 1 | Sublap 1 | 15:00 | 2 | 82 | April | 13000 | 0 | 0 | 0 | 0 | 0 | 0 | 0 | 0 | 0 | 0 | 0 | 0 | 0 | 0 | 0 | 2.6833 | 1.9981 | -1.1011 | -0.023393 | 0 | 0 | 0 | 0 | 0 | 0 | 0 | 0 | 0 | 0 | 0 | 0 | 0 | 0 | 0 | 0 | 0 | 0 | 0 | 0 | 34.8833 | 25.9747 | -14.3138 | -0.30411 | 0 | 0 | 0 | 0 | 0
0.625282May | Resource 1 | Sublap 1 | 15:00 | 2 | 82 | May | 14000 | 0 | 0 | 0 | 0 | 0 | 0 | 0 | 0 | 0 | 0 | 0 | 0 | 0 | 0 | 0 | 2.6833 | 1.9981 | -1.1011 | -0.023393 | 0 | 0 | 0 | 0 | 0 | 0 | 0 | 0 | 0 | 0 | 0 | 0 | 0 | 0 | 0 | 0 | 0 | 0 | 0 | 0 | 37.5666 | 27.9727 | -15.4149 | -0.32751 | 0 | 0 | 0 | 0 | 0
0.625282June | Resource 1 | Sublap 1 | 15:00 | 2 | 82 | June | 15000 | 0 | 0 | 0 | 0 | 0 | 0 | 0 | 0 | 0 | 0 | 0 | 0 | 0 | 0 | 0 | 2.6833 | 1.9981 | -1.1011 | -0.023393 | 0 | 0 | 0 | 0 | 0 | 0 | 0 | 0 | 0 | 0 | 0 | 0 | 0 | 0 | 0 | 0 | 0 | 0 | 0 | 0 | 40.25 | 29.9708 | -16.5159 | -0.3509 | 0 | 0 | 0 | 0 | 0
0.625282July | Resource 1 | Sublap 1 | 15:00 | 2 | 82 | July | 16000 | 0 | 0 | 0 | 0 | 0 | 0 | 0 | 0 | 0 | 0 | 0 | 0 | 0 | 0 | 0 | 2.6833 | 1.9981 | -1.1011 | -0.023393 | 0 | 0 | 0 | 0 | 0 | 0 | 0 | 0 | 0 | 0 | 0 | 0 | 0 | 0 | 0 | 0 | 0 | 0 | 0 | 0 | 42.9333 | 31.9688 | -17.617 | -0.37429 | 0 | 0 | 0 | 0 | 0
0.625282August | Resource 1 | Sublap 1 | 15:00 | 2 | 82 | August | 17000 | 0 | 0 | 0 | 0 | 0 | 0 | 0 | 0 | 0 | 0 | 0 | 0 | 0 | 0 | 0 | 2.6833 | 1.9981 | -1.1011 | -0.023393 | 0 | 0 | 0 | 0 | 0 | 0 | 0 | 0 | 0 | 0 | 0 | 0 | 0 | 0 | 0 | 0 | 0 | 0 | 0 | 0 | 45.6166 | 33.9669 | -18.7181 | -0.39769 | 0 | 0 | 0 | 0 | 0
0.625282September | Resource 1 | Sublap 1 | 15:00 | 2 | 82 | September | 18000 | 0 | 0 | 0 | 0 | 0 | 0 | 0 | 0 | 0 | 0 | 0 | 0 | 0 | 0 | 0 | 2.6833 | 1.9981 | -1.1011 | -0.023393 | 0 | 0 | 0 | 0 | 0 | 0 | 0 | 0 | 0 | 0 | 0 | 0 | 0 | 0 | 0 | 0 | 0 | 0 | 0 | 0 | 48.3 | 35.965 | -19.8191 | -0.42108 | 0 | 0 | 0 | 0 | 0
0.625282October | Resource 1 | Sublap 1 | 15:00 | 2 | 82 | October | 19000 | 0 | 0 | 0 | 0 | 0 | 0 | 0 | 0 | 0 | 0 | 0 | 0 | 0 | 0 | 0 | 2.6833 | 1.9981 | -1.1011 | -0.023393 | 0 | 0 | 0 | 0 | 0 | 0 | 0 | 0 | 0 | 0 | 0 | 0 | 0 | 0 | 0 | 0 | 0 | 0 | 0 | 0 | 50.9833 | 37.963 | -20.9202 | -0.44447 | 0 | 0 | 0 | 0 | 0
0.625282November | Resource 1 | Sublap 1 | 15:00 | 2 | 82 | November | 20000 | 0 | 0 | 0 | 0 | 0 | 0 | 0 | 0 | 0 | 0 | 0 | 0 | 0 | 0 | 0 | 2.6833 | 1.9981 | -1.1011 | -0.023393 | 0 | 0 | 0 | 0 | 0 | 0 | 0 | 0 | 0 | 0 | 0 | 0 | 0 | 0 | 0 | 0 | 0 | 0 | 0 | 0 | 53.6666 | 39.9611 | -22.0213 | -0.46787 | 0 | 0 | 0 | 0 | 0
0.625282December | Resource 1 | Sublap 1 | 15:00 | 2 | 82 | December | 21000 | 0 | 0 | 0 | 0 | 0 | 0 | 0 | 0 | 0 | 0 | 0 | 0 | 0 | 0 | 0 | 2.6833 | 1.9981 | -1.1011 | -0.023393 | 0 | 0 | 0 | 0 | 0 | 0 | 0 | 0 | 0 | 0 | 0 | 0 | 0 | 0 | 0 | 0 | 0 | 0 | 0 | 0 | 56.35 | 41.9591 | -23.1223 | -0.49126 | 0 | 0 | 0 | 0 | 0
0.625283January | Resource 1 | Sublap 1 | 15:00 | 2 | 83 | January | 10000 | 0 | 0 | 0 | 0 | 0 | 0 | 0 | 0 | 0 | 0 | 0 | 0 | 0 | 0 | 0 | 3.1002 | 2.4176 | -1.2454 | -0.02644 | 0 | 0 | 0 | 0 | 0 | 0 | 0 | 0 | 0 | 0 | 0 | 0 | 0 | 0 | 0 | 0 | 0 | 0 | 0 | 0 | 31.0016 | 24.1762 | -12.4542 | -0.2644 | 0 | 0 | 0 | 0 | 0
0.625283February | Resource 1 | Sublap 1 | 15:00 | 2 | 83 | February | 11000 | 0 | 0 | 0 | 0 | 0 | 0 | 0 | 0 | 0 | 0 | 0 | 0 | 0 | 0 | 0 | 3.1002 | 2.4176 | -1.2454 | -0.02644 | 0 | 0 | 0 | 0 | 0 | 0 | 0 | 0 | 0 | 0 | 0 | 0 | 0 | 0 | 0 | 0 | 0 | 0 | 0 | 0 | 34.1018 | 26.5938 | -13.6996 | -0.29084 | 0 | 0 | 0 | 0 | 0
0.625283March | Resource 1 | Sublap 1 | 15:00 | 2 | 83 | March | 12000 | 0 | 0 | 0 | 0 | 0 | 0 | 0 | 0 | 0 | 0 | 0 | 0 | 0 | 0 | 0 | 3.1002 | 2.4176 | -1.2454 | -0.02644 | 0 | 0 | 0 | 0 | 0 | 0 | 0 | 0 | 0 | 0 | 0 | 0 | 0 | 0 | 0 | 0 | 0 | 0 | 0 | 0 | 37.202 | 29.0114 | -14.945 | -0.31728 | 0 | 0 | 0 | 0 | 0
0.625283April | Resource 1 | Sublap 1 | 15:00 | 2 | 83 | April | 13000 | 0 | 0 | 0 | 0 | 0 | 0 | 0 | 0 | 0 | 0 | 0 | 0 | 0 | 0 | 0 | 3.1002 | 2.4176 | -1.2454 | -0.02644 | 0 | 0 | 0 | 0 | 0 | 0 | 0 | 0 | 0 | 0 | 0 | 0 | 0 | 0 | 0 | 0 | 0 | 0 | 0 | 0 | 40.3021 | 31.4291 | -16.1904 | -0.34372 | 0 | 0 | 0 | 0 | 0
0.625283May | Resource 1 | Sublap 1 | 15:00 | 2 | 83 | May | 14000 | 0 | 0 | 0 | 0 | 0 | 0 | 0 | 0 | 0 | 0 | 0 | 0 | 0 | 0 | 0 | 3.1002 | 2.4176 | -1.2454 | -0.02644 | 0 | 0 | 0 | 0 | 0 | 0 | 0 | 0 | 0 | 0 | 0 | 0 | 0 | 0 | 0 | 0 | 0 | 0 | 0 | 0 | 43.4023 | 33.8467 | -17.4359 | -0.37016 | 0 | 0 | 0 | 0 | 0
0.625283June | Resource 1 | Sublap 1 | 15:00 | 2 | 83 | June | 15000 | 0 | 0 | 0 | 0 | 0 | 0 | 0 | 0 | 0 | 0 | 0 | 0 | 0 | 0 | 0 | 3.1002 | 2.4176 | -1.2454 | -0.02644 | 0 | 0 | 0 | 0 | 0 | 0 | 0 | 0 | 0 | 0 | 0 | 0 | 0 | 0 | 0 | 0 | 0 | 0 | 0 | 0 | 46.5025 | 36.2643 | -18.6813 | -0.3966 | 0 | 0 | 0 | 0 | 0
0.625283July | Resource 1 | Sublap 1 | 15:00 | 2 | 83 | July | 16000 | 0 | 0 | 0 | 0 | 0 | 0 | 0 | 0 | 0 | 0 | 0 | 0 | 0 | 0 | 0 | 3.1002 | 2.4176 | -1.2454 | -0.02644 | 0 | 0 | 0 | 0 | 0 | 0 | 0 | 0 | 0 | 0 | 0 | 0 | 0 | 0 | 0 | 0 | 0 | 0 | 0 | 0 | 49.6026 | 38.6819 | -19.9267 | -0.42304 | 0 | 0 | 0 | 0 | 0
0.625283August | Resource 1 | Sublap 1 | 15:00 | 2 | 83 | August | 17000 | 0 | 0 | 0 | 0 | 0 | 0 | 0 | 0 | 0 | 0 | 0 | 0 | 0 | 0 | 0 | 3.1002 | 2.4176 | -1.2454 | -0.02644 | 0 | 0 | 0 | 0 | 0 | 0 | 0 | 0 | 0 | 0 | 0 | 0 | 0 | 0 | 0 | 0 | 0 | 0 | 0 | 0 | 52.7028 | 41.0996 | -21.1721 | -0.44948 | 0 | 0 | 0 | 0 | 0
0.625283September | Resource 1 | Sublap 1 | 15:00 | 2 | 83 | September | 18000 | 0 | 0 | 0 | 0 | 0 | 0 | 0 | 0 | 0 | 0 | 0 | 0 | 0 | 0 | 0 | 3.1002 | 2.4176 | -1.2454 | -0.02644 | 0 | 0 | 0 | 0 | 0 | 0 | 0 | 0 | 0 | 0 | 0 | 0 | 0 | 0 | 0 | 0 | 0 | 0 | 0 | 0 | 55.8029 | 43.5172 | -22.4175 | -0.47592 | 0 | 0 | 0 | 0 | 0
0.625283October | Resource 1 | Sublap 1 | 15:00 | 2 | 83 | October | 19000 | 0 | 0 | 0 | 0 | 0 | 0 | 0 | 0 | 0 | 0 | 0 | 0 | 0 | 0 | 0 | 3.1002 | 2.4176 | -1.2454 | -0.02644 | 0 | 0 | 0 | 0 | 0 | 0 | 0 | 0 | 0 | 0 | 0 | 0 | 0 | 0 | 0 | 0 | 0 | 0 | 0 | 0 | 58.9031 | 45.9348 | -23.663 | -0.50236 | 0 | 0 | 0 | 0 | 0
0.625283November | Resource 1 | Sublap 1 | 15:00 | 2 | 83 | November | 20000 | 0 | 0 | 0 | 0 | 0 | 0 | 0 | 0 | 0 | 0 | 0 | 0 | 0 | 0 | 0 | 3.1002 | 2.4176 | -1.2454 | -0.02644 | 0 | 0 | 0 | 0 | 0 | 0 | 0 | 0 | 0 | 0 | 0 | 0 | 0 | 0 | 0 | 0 | 0 | 0 | 0 | 0 | 62.0033 | 48.3524 | -24.9084 | -0.5288 | 0 | 0 | 0 | 0 | 0
0.625283December | Resource 1 | Sublap 1 | 15:00 | 2 | 83 | December | 21000 | 0 | 0 | 0 | 0 | 0 | 0 | 0 | 0 | 0 | 0 | 0 | 0 | 0 | 0 | 0 | 3.1002 | 2.4176 | -1.2454 | -0.02644 | 0 | 0 | 0 | 0 | 0 | 0 | 0 | 0 | 0 | 0 | 0 | 0 | 0 | 0 | 0 | 0 | 0 | 0 | 0 | 0 | 65.1034 | 50.77 | -26.1538 | -0.55524 | 0 | 0 | 0 | 0 | 0
0.625284January | Resource 1 | Sublap 1 | 15:00 | 2 | 84 | January | 10000 | 0 | 0 | 0 | 0 | 0 | 0 | 0 | 0 | 0 | 0 | 0 | 0 | 0 | 0 | 0 | 3.4179 | 2.5712 | -1.3 | -0.027592 | 0 | 0 | 0 | 0 | 0 | 0 | 0 | 0 | 0 | 0 | 0 | 0 | 0 | 0 | 0 | 0 | 0 | 0 | 0 | 0 | 34.1789 | 25.7119 | -13.0001 | -0.27592 | 0 | 0 | 0 | 0 | 0
0.625284February | Resource 1 | Sublap 1 | 15:00 | 2 | 84 | February | 11000 | 0 | 0 | 0 | 0 | 0 | 0 | 0 | 0 | 0 | 0 | 0 | 0 | 0 | 0 | 0 | 3.4179 | 2.5712 | -1.3 | -0.027592 | 0 | 0 | 0 | 0 | 0 | 0 | 0 | 0 | 0 | 0 | 0 | 0 | 0 | 0 | 0 | 0 | 0 | 0 | 0 | 0 | 37.5968 | 28.2831 | -14.3001 | -0.30351 | 0 | 0 | 0 | 0 | 0
0.625284March | Resource 1 | Sublap 1 | 15:00 | 2 | 84 | March | 12000 | 0 | 0 | 0 | 0 | 0 | 0 | 0 | 0 | 0 | 0 | 0 | 0 | 0 | 0 | 0 | 3.4179 | 2.5712 | -1.3 | -0.027592 | 0 | 0 | 0 | 0 | 0 | 0 | 0 | 0 | 0 | 0 | 0 | 0 | 0 | 0 | 0 | 0 | 0 | 0 | 0 | 0 | 41.0147 | 30.8543 | -15.6001 | -0.3311 | 0 | 0 | 0 | 0 | 0
0.625284April | Resource 1 | Sublap 1 | 15:00 | 2 | 84 | April | 13000 | 0 | 0 | 0 | 0 | 0 | 0 | 0 | 0 | 0 | 0 | 0 | 0 | 0 | 0 | 0 | 3.4179 | 2.5712 | -1.3 | -0.027592 | 0 | 0 | 0 | 0 | 0 | 0 | 0 | 0 | 0 | 0 | 0 | 0 | 0 | 0 | 0 | 0 | 0 | 0 | 0 | 0 | 44.4326 | 33.4255 | -16.9001 | -0.3587 | 0 | 0 | 0 | 0 | 0
0.625284May | Resource 1 | Sublap 1 | 15:00 | 2 | 84 | May | 14000 | 0 | 0 | 0 | 0 | 0 | 0 | 0 | 0 | 0 | 0 | 0 | 0 | 0 | 0 | 0 | 3.4179 | 2.5712 | -1.3 | -0.027592 | 0 | 0 | 0 | 0 | 0 | 0 | 0 | 0 | 0 | 0 | 0 | 0 | 0 | 0 | 0 | 0 | 0 | 0 | 0 | 0 | 47.8505 | 35.9967 | -18.2001 | -0.38629 | 0 | 0 | 0 | 0 | 0
0.625284June | Resource 1 | Sublap 1 | 15:00 | 2 | 84 | June | 15000 | 0 | 0 | 0 | 0 | 0 | 0 | 0 | 0 | 0 | 0 | 0 | 0 | 0 | 0 | 0 | 3.4179 | 2.5712 | -1.3 | -0.027592 | 0 | 0 | 0 | 0 | 0 | 0 | 0 | 0 | 0 | 0 | 0 | 0 | 0 | 0 | 0 | 0 | 0 | 0 | 0 | 0 | 51.2684 | 38.5679 | -19.5001 | -0.41388 | 0 | 0 | 0 | 0 | 0
0.625284July | Resource 1 | Sublap 1 | 15:00 | 2 | 84 | July | 16000 | 0 | 0 | 0 | 0 | 0 | 0 | 0 | 0 | 0 | 0 | 0 | 0 | 0 | 0 | 0 | 3.4179 | 2.5712 | -1.3 | -0.027592 | 0 | 0 | 0 | 0 | 0 | 0 | 0 | 0 | 0 | 0 | 0 | 0 | 0 | 0 | 0 | 0 | 0 | 0 | 0 | 0 | 54.6863 | 41.1391 | -20.8001 | -0.44147 | 0 | 0 | 0 | 0 | 0
0.625284August | Resource 1 | Sublap 1 | 15:00 | 2 | 84 | August | 17000 | 0 | 0 | 0 | 0 | 0 | 0 | 0 | 0 | 0 | 0 | 0 | 0 | 0 | 0 | 0 | 3.4179 | 2.5712 | -1.3 | -0.027592 | 0 | 0 | 0 | 0 | 0 | 0 | 0 | 0 | 0 | 0 | 0 | 0 | 0 | 0 | 0 | 0 | 0 | 0 | 0 | 0 | 58.1042 | 43.7103 | -22.1001 | -0.46906 | 0 | 0 | 0 | 0 | 0
0.625284September | Resource 1 | Sublap 1 | 15:00 | 2 | 84 | September | 18000 | 0 | 0 | 0 | 0 | 0 | 0 | 0 | 0 | 0 | 0 | 0 | 0 | 0 | 0 | 0 | 3.4179 | 2.5712 | -1.3 | -0.027592 | 0 | 0 | 0 | 0 | 0 | 0 | 0 | 0 | 0 | 0 | 0 | 0 | 0 | 0 | 0 | 0 | 0 | 0 | 0 | 0 | 61.5221 | 46.2815 | -23.4002 | -0.49666 | 0 | 0 | 0 | 0 | 0
0.625284October | Resource 1 | Sublap 1 | 15:00 | 2 | 84 | October | 19000 | 0 | 0 | 0 | 0 | 0 | 0 | 0 | 0 | 0 | 0 | 0 | 0 | 0 | 0 | 0 | 3.4179 | 2.5712 | -1.3 | -0.027592 | 0 | 0 | 0 | 0 | 0 | 0 | 0 | 0 | 0 | 0 | 0 | 0 | 0 | 0 | 0 | 0 | 0 | 0 | 0 | 0 | 64.94 | 48.8527 | -24.7002 | -0.52425 | 0 | 0 | 0 | 0 | 0
0.625284November | Resource 1 | Sublap 1 | 15:00 | 2 | 84 | November | 20000 | 0 | 0 | 0 | 0 | 0 | 0 | 0 | 0 | 0 | 0 | 0 | 0 | 0 | 0 | 0 | 3.4179 | 2.5712 | -1.3 | -0.027592 | 0 | 0 | 0 | 0 | 0 | 0 | 0 | 0 | 0 | 0 | 0 | 0 | 0 | 0 | 0 | 0 | 0 | 0 | 0 | 0 | 68.3579 | 51.4239 | -26.0002 | -0.55184 | 0 | 0 | 0 | 0 | 0
0.625284December | Resource 1 | Sublap 1 | 15:00 | 2 | 84 | December | 21000 | 0 | 0 | 0 | 0 | 0 | 0 | 0 | 0 | 0 | 0 | 0 | 0 | 0 | 0 | 0 | 3.4179 | 2.5712 | -1.3 | -0.027592 | 0 | 0 | 0 | 0 | 0 | 0 | 0 | 0 | 0 | 0 | 0 | 0 | 0 | 0 | 0 | 0 | 0 | 0 | 0 | 0 | 71.7758 | 53.995 | -27.3002 | -0.57943 | 0 | 0 | 0 | 0 | 0
0.625285January | Resource 1 | Sublap 1 | 15:00 | 2 | 85 | January | 10000 | 0 | 0 | 0 | 0 | 0 | 0 | 0 | 0 | 0 | 0 | 0 | 0 | 0 | 0 | 0 | 4.5294 | 3.5595 | -1.6243 | -0.034435 | 0 | 0 | 0 | 0 | 0 | 0 | 0 | 0 | 0 | 0 | 0 | 0 | 0 | 0 | 0 | 0 | 0 | 0 | 0 | 0 | 45.294 | 35.5947 | -16.2425 | -0.34435 | 0 | 0 | 0 | 0 | 0
0.625285February | Resource 1 | Sublap 1 | 15:00 | 2 | 85 | February | 11000 | 0 | 0 | 0 | 0 | 0 | 0 | 0 | 0 | 0 | 0 | 0 | 0 | 0 | 0 | 0 | 4.5294 | 3.5595 | -1.6243 | -0.034435 | 0 | 0 | 0 | 0 | 0 | 0 | 0 | 0 | 0 | 0 | 0 | 0 | 0 | 0 | 0 | 0 | 0 | 0 | 0 | 0 | 49.8234 | 39.1541 | -17.8668 | -0.37878 | 0 | 0 | 0 | 0 | 0
0.625285March | Resource 1 | Sublap 1 | 15:00 | 2 | 85 | March | 12000 | 0 | 0 | 0 | 0 | 0 | 0 | 0 | 0 | 0 | 0 | 0 | 0 | 0 | 0 | 0 | 4.5294 | 3.5595 | -1.6243 | -0.034435 | 0 | 0 | 0 | 0 | 0 | 0 | 0 | 0 | 0 | 0 | 0 | 0 | 0 | 0 | 0 | 0 | 0 | 0 | 0 | 0 | 54.3528 | 42.7136 | -19.491 | -0.41322 | 0 | 0 | 0 | 0 | 0
0.625285April | Resource 1 | Sublap 1 | 15:00 | 2 | 85 | April | 13000 | 0 | 0 | 0 | 0 | 0 | 0 | 0 | 0 | 0 | 0 | 0 | 0 | 0 | 0 | 0 | 4.5294 | 3.5595 | -1.6243 | -0.034435 | 0 | 0 | 0 | 0 | 0 | 0 | 0 | 0 | 0 | 0 | 0 | 0 | 0 | 0 | 0 | 0 | 0 | 0 | 0 | 0 | 58.8822 | 46.2731 | -21.1153 | -0.44765 | 0 | 0 | 0 | 0 | 0
0.625285May | Resource 1 | Sublap 1 | 15:00 | 2 | 85 | May | 14000 | 0 | 0 | 0 | 0 | 0 | 0 | 0 | 0 | 0 | 0 | 0 | 0 | 0 | 0 | 0 | 4.5294 | 3.5595 | -1.6243 | -0.034435 | 0 | 0 | 0 | 0 | 0 | 0 | 0 | 0 | 0 | 0 | 0 | 0 | 0 | 0 | 0 | 0 | 0 | 0 | 0 | 0 | 63.4116 | 49.8325 | -22.7395 | -0.48209 | 0 | 0 | 0 | 0 | 0
0.625285June | Resource 1 | Sublap 1 | 15:00 | 2 | 85 | June | 15000 | 0 | 0 | 0 | 0 | 0 | 0 | 0 | 0 | 0 | 0 | 0 | 0 | 0 | 0 | 0 | 4.5294 | 3.5595 | -1.6243 | -0.034435 | 0 | 0 | 0 | 0 | 0 | 0 | 0 | 0 | 0 | 0 | 0 | 0 | 0 | 0 | 0 | 0 | 0 | 0 | 0 | 0 | 67.941 | 53.392 | -24.3638 | -0.51652 | 0 | 0 | 0 | 0 | 0
0.625285July | Resource 1 | Sublap 1 | 15:00 | 2 | 85 | July | 16000 | 0 | 0 | 0 | 0 | 0 | 0 | 0 | 0 | 0 | 0 | 0 | 0 | 0 | 0 | 0 | 4.5294 | 3.5595 | -1.6243 | -0.034435 | 0 | 0 | 0 | 0 | 0 | 0 | 0 | 0 | 0 | 0 | 0 | 0 | 0 | 0 | 0 | 0 | 0 | 0 | 0 | 0 | 72.4704 | 56.9515 | -25.988 | -0.55096 | 0 | 0 | 0 | 0 | 0
0.625285August | Resource 1 | Sublap 1 | 15:00 | 2 | 85 | August | 17000 | 0 | 0 | 0 | 0 | 0 | 0 | 0 | 0 | 0 | 0 | 0 | 0 | 0 | 0 | 0 | 4.5294 | 3.5595 | -1.6243 | -0.034435 | 0 | 0 | 0 | 0 | 0 | 0 | 0 | 0 | 0 | 0 | 0 | 0 | 0 | 0 | 0 | 0 | 0 | 0 | 0 | 0 | 76.9998 | 60.5109 | -27.6123 | -0.58539 | 0 | 0 | 0 | 0 | 0
0.625285September | Resource 1 | Sublap 1 | 15:00 | 2 | 85 | September | 18000 | 0 | 0 | 0 | 0 | 0 | 0 | 0 | 0 | 0 | 0 | 0 | 0 | 0 | 0 | 0 | 4.5294 | 3.5595 | -1.6243 | -0.034435 | 0 | 0 | 0 | 0 | 0 | 0 | 0 | 0 | 0 | 0 | 0 | 0 | 0 | 0 | 0 | 0 | 0 | 0 | 0 | 0 | 81.5292 | 64.0704 | -29.2365 | -0.61983 | 0 | 0 | 0 | 0 | 0
0.625285October | Resource 1 | Sublap 1 | 15:00 | 2 | 85 | October | 19000 | 0 | 0 | 0 | 0 | 0 | 0 | 0 | 0 | 0 | 0 | 0 | 0 | 0 | 0 | 0 | 4.5294 | 3.5595 | -1.6243 | -0.034435 | 0 | 0 | 0 | 0 | 0 | 0 | 0 | 0 | 0 | 0 | 0 | 0 | 0 | 0 | 0 | 0 | 0 | 0 | 0 | 0 | 86.0586 | 67.6299 | -30.8608 | -0.65426 | 0 | 0 | 0 | 0 | 0
0.625285November | Resource 1 | Sublap 1 | 15:00 | 2 | 85 | November | 20000 | 0 | 0 | 0 | 0 | 0 | 0 | 0 | 0 | 0 | 0 | 0 | 0 | 0 | 0 | 0 | 4.5294 | 3.5595 | -1.6243 | -0.034435 | 0 | 0 | 0 | 0 | 0 | 0 | 0 | 0 | 0 | 0 | 0 | 0 | 0 | 0 | 0 | 0 | 0 | 0 | 0 | 0 | 90.588 | 71.1893 | -32.485 | -0.6887 | 0 | 0 | 0 | 0 | 0
0.625285December | Resource 1 | Sublap 1 | 15:00 | 2 | 85 | December | 21000 | 0 | 0 | 0 | 0 | 0 | 0 | 0 | 0 | 0 | 0 | 0 | 0 | 0 | 0 | 0 | 4.5294 | 3.5595 | -1.6243 | -0.034435 | 0 | 0 | 0 | 0 | 0 | 0 | 0 | 0 | 0 | 0 | 0 | 0 | 0 | 0 | 0 | 0 | 0 | 0 | 0 | 0 | 95.1174 | 74.7488 | -34.1093 | -0.72313 | 0 | 0 | 0 | 0 | 0
0.625286January | Resource 1 | Sublap 1 | 15:00 | 2 | 86 | January | 10000 | 0 | 0 | 0 | 0 | 0 | 0 | 0 | 0 | 0 | 0 | 0 | 0 | 0 | 0 | 0 | 4.0204 | 3.0999 | -1.4689 | -0.031155 | 0 | 0 | 0 | 0 | 0 | 0 | 0 | 0 | 0 | 0 | 0 | 0 | 0 | 0 | 0 | 0 | 0 | 0 | 0 | 0 | 40.2038 | 30.9989 | -14.6886 | -0.31155 | 0 | 0 | 0 | 0 | 0
0.625286February | Resource 1 | Sublap 1 | 15:00 | 2 | 86 | February | 11000 | 0 | 0 | 0 | 0 | 0 | 0 | 0 | 0 | 0 | 0 | 0 | 0 | 0 | 0 | 0 | 4.0204 | 3.0999 | -1.4689 | -0.031155 | 0 | 0 | 0 | 0 | 0 | 0 | 0 | 0 | 0 | 0 | 0 | 0 | 0 | 0 | 0 | 0 | 0 | 0 | 0 | 0 | 44.2242 | 34.0988 | -16.1574 | -0.34271 | 0 | 0 | 0 | 0 | 0
0.625286March | Resource 1 | Sublap 1 | 15:00 | 2 | 86 | March | 12000 | 0 | 0 | 0 | 0 | 0 | 0 | 0 | 0 | 0 | 0 | 0 | 0 | 0 | 0 | 0 | 4.0204 | 3.0999 | -1.4689 | -0.031155 | 0 | 0 | 0 | 0 | 0 | 0 | 0 | 0 | 0 | 0 | 0 | 0 | 0 | 0 | 0 | 0 | 0 | 0 | 0 | 0 | 48.2445 | 37.1987 | -17.6263 | -0.37387 | 0 | 0 | 0 | 0 | 0
0.625286April | Resource 1 | Sublap 1 | 15:00 | 2 | 86 | April | 13000 | 0 | 0 | 0 | 0 | 0 | 0 | 0 | 0 | 0 | 0 | 0 | 0 | 0 | 0 | 0 | 4.0204 | 3.0999 | -1.4689 | -0.031155 | 0 | 0 | 0 | 0 | 0 | 0 | 0 | 0 | 0 | 0 | 0 | 0 | 0 | 0 | 0 | 0 | 0 | 0 | 0 | 0 | 52.2649 | 40.2986 | -19.0952 | -0.40502 | 0 | 0 | 0 | 0 | 0
0.625286May | Resource 1 | Sublap 1 | 15:00 | 2 | 86 | May | 14000 | 0 | 0 | 0 | 0 | 0 | 0 | 0 | 0 | 0 | 0 | 0 | 0 | 0 | 0 | 0 | 4.0204 | 3.0999 | -1.4689 | -0.031155 | 0 | 0 | 0 | 0 | 0 | 0 | 0 | 0 | 0 | 0 | 0 | 0 | 0 | 0 | 0 | 0 | 0 | 0 | 0 | 0 | 56.2853 | 43.3985 | -20.564 | -0.43618 | 0 | 0 | 0 | 0 | 0
0.625286June | Resource 1 | Sublap 1 | 15:00 | 2 | 86 | June | 15000 | 0 | 0 | 0 | 0 | 0 | 0 | 0 | 0 | 0 | 0 | 0 | 0 | 0 | 0 | 0 | 4.0204 | 3.0999 | -1.4689 | -0.031155 | 0 | 0 | 0 | 0 | 0 | 0 | 0 | 0 | 0 | 0 | 0 | 0 | 0 | 0 | 0 | 0 | 0 | 0 | 0 | 0 | 60.3057 | 46.4984 | -22.0329 | -0.46733 | 0 | 0 | 0 | 0 | 0
0.625286July | Resource 1 | Sublap 1 | 15:00 | 2 | 86 | July | 16000 | 0 | 0 | 0 | 0 | 0 | 0 | 0 | 0 | 0 | 0 | 0 | 0 | 0 | 0 | 0 | 4.0204 | 3.0999 | -1.4689 | -0.031155 | 0 | 0 | 0 | 0 | 0 | 0 | 0 | 0 | 0 | 0 | 0 | 0 | 0 | 0 | 0 | 0 | 0 | 0 | 0 | 0 | 64.3261 | 49.5983 | -23.5017 | -0.49849 | 0 | 0 | 0 | 0 | 0
0.625286August | Resource 1 | Sublap 1 | 15:00 | 2 | 86 | August | 17000 | 0 | 0 | 0 | 0 | 0 | 0 | 0 | 0 | 0 | 0 | 0 | 0 | 0 | 0 | 0 | 4.0204 | 3.0999 | -1.4689 | -0.031155 | 0 | 0 | 0 | 0 | 0 | 0 | 0 | 0 | 0 | 0 | 0 | 0 | 0 | 0 | 0 | 0 | 0 | 0 | 0 | 0 | 68.3464 | 52.6982 | -24.9706 | -0.52964 | 0 | 0 | 0 | 0 | 0
0.625286September | Resource 1 | Sublap 1 | 15:00 | 2 | 86 | September | 18000 | 0 | 0 | 0 | 0 | 0 | 0 | 0 | 0 | 0 | 0 | 0 | 0 | 0 | 0 | 0 | 4.0204 | 3.0999 | -1.4689 | -0.031155 | 0 | 0 | 0 | 0 | 0 | 0 | 0 | 0 | 0 | 0 | 0 | 0 | 0 | 0 | 0 | 0 | 0 | 0 | 0 | 0 | 72.3668 | 55.7981 | -26.4394 | -0.5608 | 0 | 0 | 0 | 0 | 0
0.625286October | Resource 1 | Sublap 1 | 15:00 | 2 | 86 | October | 19000 | 0 | 0 | 0 | 0 | 0 | 0 | 0 | 0 | 0 | 0 | 0 | 0 | 0 | 0 | 0 | 4.0204 | 3.0999 | -1.4689 | -0.031155 | 0 | 0 | 0 | 0 | 0 | 0 | 0 | 0 | 0 | 0 | 0 | 0 | 0 | 0 | 0 | 0 | 0 | 0 | 0 | 0 | 76.3872 | 58.898 | -27.9083 | -0.59195 | 0 | 0 | 0 | 0 | 0
0.625286November | Resource 1 | Sublap 1 | 15:00 | 2 | 86 | November | 20000 | 0 | 0 | 0 | 0 | 0 | 0 | 0 | 0 | 0 | 0 | 0 | 0 | 0 | 0 | 0 | 4.0204 | 3.0999 | -1.4689 | -0.031155 | 0 | 0 | 0 | 0 | 0 | 0 | 0 | 0 | 0 | 0 | 0 | 0 | 0 | 0 | 0 | 0 | 0 | 0 | 0 | 0 | 80.4076 | 61.9978 | -29.3772 | -0.62311 | 0 | 0 | 0 | 0 | 0
0.625286December | Resource 1 | Sublap 1 | 15:00 | 2 | 86 | December | 21000 | 0 | 0 | 0 | 0 | 0 | 0 | 0 | 0 | 0 | 0 | 0 | 0 | 0 | 0 | 0 | 4.0204 | 3.0999 | -1.4689 | -0.031155 | 0 | 0 | 0 | 0 | 0 | 0 | 0 | 0 | 0 | 0 | 0 | 0 | 0 | 0 | 0 | 0 | 0 | 0 | 0 | 0 | 84.4279 | 65.0977 | -30.846 | -0.65426 | 0 | 0 | 0 | 0 | 0
0.625287January | Resource 1 | Sublap 1 | 15:00 | 2 | 87 | January | 10000 | 0 | 0 | 0 | 0 | 0 | 0 | 0 | 0 | 0 | 0 | 0 | 0 | 0 | 0 | 0 | 4.5378 | 3.5437 | -1.5399 | -0.032655 | 0 | 0 | 0 | 0 | 0 | 0 | 0 | 0 | 0 | 0 | 0 | 0 | 0 | 0 | 0 | 0 | 0 | 0 | 0 | 0 | 45.3784 | 35.4372 | -15.399 | -0.32655 | 0 | 0 | 0 | 0 | 0
0.625287February | Resource 1 | Sublap 1 | 15:00 | 2 | 87 | February | 11000 | 0 | 0 | 0 | 0 | 0 | 0 | 0 | 0 | 0 | 0 | 0 | 0 | 0 | 0 | 0 | 4.5378 | 3.5437 | -1.5399 | -0.032655 | 0 | 0 | 0 | 0 | 0 | 0 | 0 | 0 | 0 | 0 | 0 | 0 | 0 | 0 | 0 | 0 | 0 | 0 | 0 | 0 | 49.9162 | 38.9809 | -16.9389 | -0.3592 | 0 | 0 | 0 | 0 | 0
0.625287March | Resource 1 | Sublap 1 | 15:00 | 2 | 87 | March | 12000 | 0 | 0 | 0 | 0 | 0 | 0 | 0 | 0 | 0 | 0 | 0 | 0 | 0 | 0 | 0 | 4.5378 | 3.5437 | -1.5399 | -0.032655 | 0 | 0 | 0 | 0 | 0 | 0 | 0 | 0 | 0 | 0 | 0 | 0 | 0 | 0 | 0 | 0 | 0 | 0 | 0 | 0 | 54.4541 | 42.5247 | -18.4789 | -0.39186 | 0 | 0 | 0 | 0 | 0
0.625287April | Resource 1 | Sublap 1 | 15:00 | 2 | 87 | April | 13000 | 0 | 0 | 0 | 0 | 0 | 0 | 0 | 0 | 0 | 0 | 0 | 0 | 0 | 0 | 0 | 4.5378 | 3.5437 | -1.5399 | -0.032655 | 0 | 0 | 0 | 0 | 0 | 0 | 0 | 0 | 0 | 0 | 0 | 0 | 0 | 0 | 0 | 0 | 0 | 0 | 0 | 0 | 58.9919 | 46.0684 | -20.0188 | -0.42451 | 0 | 0 | 0 | 0 | 0
0.625287May | Resource 1 | Sublap 1 | 15:00 | 2 | 87 | May | 14000 | 0 | 0 | 0 | 0 | 0 | 0 | 0 | 0 | 0 | 0 | 0 | 0 | 0 | 0 | 0 | 4.5378 | 3.5437 | -1.5399 | -0.032655 | 0 | 0 | 0 | 0 | 0 | 0 | 0 | 0 | 0 | 0 | 0 | 0 | 0 | 0 | 0 | 0 | 0 | 0 | 0 | 0 | 63.5297 | 49.6121 | -21.5587 | -0.45717 | 0 | 0 | 0 | 0 | 0
0.625287June | Resource 1 | Sublap 1 | 15:00 | 2 | 87 | June | 15000 | 0 | 0 | 0 | 0 | 0 | 0 | 0 | 0 | 0 | 0 | 0 | 0 | 0 | 0 | 0 | 4.5378 | 3.5437 | -1.5399 | -0.032655 | 0 | 0 | 0 | 0 | 0 | 0 | 0 | 0 | 0 | 0 | 0 | 0 | 0 | 0 | 0 | 0 | 0 | 0 | 0 | 0 | 68.0676 | 53.1558 | -23.0986 | -0.48982 | 0 | 0 | 0 | 0 | 0
0.625287July | Resource 1 | Sublap 1 | 15:00 | 2 | 87 | July | 16000 | 0 | 0 | 0 | 0 | 0 | 0 | 0 | 0 | 0 | 0 | 0 | 0 | 0 | 0 | 0 | 4.5378 | 3.5437 | -1.5399 | -0.032655 | 0 | 0 | 0 | 0 | 0 | 0 | 0 | 0 | 0 | 0 | 0 | 0 | 0 | 0 | 0 | 0 | 0 | 0 | 0 | 0 | 72.6054 | 56.6996 | -24.6385 | -0.52248 | 0 | 0 | 0 | 0 | 0
0.625287August | Resource 1 | Sublap 1 | 15:00 | 2 | 87 | August | 17000 | 0 | 0 | 0 | 0 | 0 | 0 | 0 | 0 | 0 | 0 | 0 | 0 | 0 | 0 | 0 | 4.5378 | 3.5437 | -1.5399 | -0.032655 | 0 | 0 | 0 | 0 | 0 | 0 | 0 | 0 | 0 | 0 | 0 | 0 | 0 | 0 | 0 | 0 | 0 | 0 | 0 | 0 | 77.1433 | 60.2433 | -26.1784 | -0.55513 | 0 | 0 | 0 | 0 | 0
0.625287September | Resource 1 | Sublap 1 | 15:00 | 2 | 87 | September | 18000 | 0 | 0 | 0 | 0 | 0 | 0 | 0 | 0 | 0 | 0 | 0 | 0 | 0 | 0 | 0 | 4.5378 | 3.5437 | -1.5399 | -0.032655 | 0 | 0 | 0 | 0 | 0 | 0 | 0 | 0 | 0 | 0 | 0 | 0 | 0 | 0 | 0 | 0 | 0 | 0 | 0 | 0 | 81.6811 | 63.787 | -27.7183 | -0.58779 | 0 | 0 | 0 | 0 | 0
0.625287October | Resource 1 | Sublap 1 | 15:00 | 2 | 87 | October | 19000 | 0 | 0 | 0 | 0 | 0 | 0 | 0 | 0 | 0 | 0 | 0 | 0 | 0 | 0 | 0 | 4.5378 | 3.5437 | -1.5399 | -0.032655 | 0 | 0 | 0 | 0 | 0 | 0 | 0 | 0 | 0 | 0 | 0 | 0 | 0 | 0 | 0 | 0 | 0 | 0 | 0 | 0 | 86.219 | 67.3307 | -29.2582 | -0.62044 | 0 | 0 | 0 | 0 | 0
0.625287November | Resource 1 | Sublap 1 | 15:00 | 2 | 87 | November | 20000 | 0 | 0 | 0 | 0 | 0 | 0 | 0 | 0 | 0 | 0 | 0 | 0 | 0 | 0 | 0 | 4.5378 | 3.5437 | -1.5399 | -0.032655 | 0 | 0 | 0 | 0 | 0 | 0 | 0 | 0 | 0 | 0 | 0 | 0 | 0 | 0 | 0 | 0 | 0 | 0 | 0 | 0 | 90.7568 | 70.8744 | -30.7981 | -0.6531 | 0 | 0 | 0 | 0 | 0
0.625287December | Resource 1 | Sublap 1 | 15:00 | 2 | 87 | December | 21000 | 0 | 0 | 0 | 0 | 0 | 0 | 0 | 0 | 0 | 0 | 0 | 0 | 0 | 0 | 0 | 4.5378 | 3.5437 | -1.5399 | -0.032655 | 0 | 0 | 0 | 0 | 0 | 0 | 0 | 0 | 0 | 0 | 0 | 0 | 0 | 0 | 0 | 0 | 0 | 0 | 0 | 0 | 95.2946 | 74.4182 | -32.338 | -0.68575 | 0 | 0 | 0 | 0 | 0
0.625288January | Resource 1 | Sublap 1 | 15:00 | 2 | 88 | January | 10000 | 0 | 0 | 0 | 0 | 0 | 0 | 0 | 0 | 0 | 0 | 0 | 0 | 0 | 0 | 0 | 5.0865 | 4.0699 | -1.6935 | -0.035896 | 0 | 0 | 0 | 0 | 0 | 0 | 0 | 0 | 0 | 0 | 0 | 0 | 0 | 0 | 0 | 0 | 0 | 0 | 0 | 0 | 50.8651 | 40.699 | -16.9347 | -0.35896 | 0 | 0 | 0 | 0 | 0
0.625288February | Resource 1 | Sublap 1 | 15:00 | 2 | 88 | February | 11000 | 0 | 0 | 0 | 0 | 0 | 0 | 0 | 0 | 0 | 0 | 0 | 0 | 0 | 0 | 0 | 5.0865 | 4.0699 | -1.6935 | -0.035896 | 0 | 0 | 0 | 0 | 0 | 0 | 0 | 0 | 0 | 0 | 0 | 0 | 0 | 0 | 0 | 0 | 0 | 0 | 0 | 0 | 55.9517 | 44.7689 | -18.6282 | -0.39485 | 0 | 0 | 0 | 0 | 0
0.625288March | Resource 1 | Sublap 1 | 15:00 | 2 | 88 | March | 12000 | 0 | 0 | 0 | 0 | 0 | 0 | 0 | 0 | 0 | 0 | 0 | 0 | 0 | 0 | 0 | 5.0865 | 4.0699 | -1.6935 | -0.035896 | 0 | 0 | 0 | 0 | 0 | 0 | 0 | 0 | 0 | 0 | 0 | 0 | 0 | 0 | 0 | 0 | 0 | 0 | 0 | 0 | 61.0382 | 48.8389 | -20.3217 | -0.43075 | 0 | 0 | 0 | 0 | 0
0.625288April | Resource 1 | Sublap 1 | 15:00 | 2 | 88 | April | 13000 | 0 | 0 | 0 | 0 | 0 | 0 | 0 | 0 | 0 | 0 | 0 | 0 | 0 | 0 | 0 | 5.0865 | 4.0699 | -1.6935 | -0.035896 | 0 | 0 | 0 | 0 | 0 | 0 | 0 | 0 | 0 | 0 | 0 | 0 | 0 | 0 | 0 | 0 | 0 | 0 | 0 | 0 | 66.1247 | 52.9088 | -22.0151 | -0.46664 | 0 | 0 | 0 | 0 | 0
0.625288May | Resource 1 | Sublap 1 | 15:00 | 2 | 88 | May | 14000 | 0 | 0 | 0 | 0 | 0 | 0 | 0 | 0 | 0 | 0 | 0 | 0 | 0 | 0 | 0 | 5.0865 | 4.0699 | -1.6935 | -0.035896 | 0 | 0 | 0 | 0 | 0 | 0 | 0 | 0 | 0 | 0 | 0 | 0 | 0 | 0 | 0 | 0 | 0 | 0 | 0 | 0 | 71.2112 | 56.9787 | -23.7086 | -0.50254 | 0 | 0 | 0 | 0 | 0
0.625288June | Resource 1 | Sublap 1 | 15:00 | 2 | 88 | June | 15000 | 0 | 0 | 0 | 0 | 0 | 0 | 0 | 0 | 0 | 0 | 0 | 0 | 0 | 0 | 0 | 5.0865 | 4.0699 | -1.6935 | -0.035896 | 0 | 0 | 0 | 0 | 0 | 0 | 0 | 0 | 0 | 0 | 0 | 0 | 0 | 0 | 0 | 0 | 0 | 0 | 0 | 0 | 76.2977 | 61.0486 | -25.4021 | -0.53844 | 0 | 0 | 0 | 0 | 0
0.625288July | Resource 1 | Sublap 1 | 15:00 | 2 | 88 | July | 16000 | 0 | 0 | 0 | 0 | 0 | 0 | 0 | 0 | 0 | 0 | 0 | 0 | 0 | 0 | 0 | 5.0865 | 4.0699 | -1.6935 | -0.035896 | 0 | 0 | 0 | 0 | 0 | 0 | 0 | 0 | 0 | 0 | 0 | 0 | 0 | 0 | 0 | 0 | 0 | 0 | 0 | 0 | 81.3842 | 65.1185 | -27.0955 | -0.57433 | 0 | 0 | 0 | 0 | 0
0.625288August | Resource 1 | Sublap 1 | 15:00 | 2 | 88 | August | 17000 | 0 | 0 | 0 | 0 | 0 | 0 | 0 | 0 | 0 | 0 | 0 | 0 | 0 | 0 | 0 | 5.0865 | 4.0699 | -1.6935 | -0.035896 | 0 | 0 | 0 | 0 | 0 | 0 | 0 | 0 | 0 | 0 | 0 | 0 | 0 | 0 | 0 | 0 | 0 | 0 | 0 | 0 | 86.4707 | 69.1884 | -28.789 | -0.61023 | 0 | 0 | 0 | 0 | 0
0.625288September | Resource 1 | Sublap 1 | 15:00 | 2 | 88 | September | 18000 | 0 | 0 | 0 | 0 | 0 | 0 | 0 | 0 | 0 | 0 | 0 | 0 | 0 | 0 | 0 | 5.0865 | 4.0699 | -1.6935 | -0.035896 | 0 | 0 | 0 | 0 | 0 | 0 | 0 | 0 | 0 | 0 | 0 | 0 | 0 | 0 | 0 | 0 | 0 | 0 | 0 | 0 | 91.5572 | 73.2583 | -30.4825 | -0.64612 | 0 | 0 | 0 | 0 | 0
0.625288October | Resource 1 | Sublap 1 | 15:00 | 2 | 88 | October | 19000 | 0 | 0 | 0 | 0 | 0 | 0 | 0 | 0 | 0 | 0 | 0 | 0 | 0 | 0 | 0 | 5.0865 | 4.0699 | -1.6935 | -0.035896 | 0 | 0 | 0 | 0 | 0 | 0 | 0 | 0 | 0 | 0 | 0 | 0 | 0 | 0 | 0 | 0 | 0 | 0 | 0 | 0 | 96.6438 | 77.3282 | -32.176 | -0.68202 | 0 | 0 | 0 | 0 | 0
0.625288November | Resource 1 | Sublap 1 | 15:00 | 2 | 88 | November | 20000 | 0 | 0 | 0 | 0 | 0 | 0 | 0 | 0 | 0 | 0 | 0 | 0 | 0 | 0 | 0 | 5.0865 | 4.0699 | -1.6935 | -0.035896 | 0 | 0 | 0 | 0 | 0 | 0 | 0 | 0 | 0 | 0 | 0 | 0 | 0 | 0 | 0 | 0 | 0 | 0 | 0 | 0 | 101.7303 | 81.3981 | -33.8694 | -0.71791 | 0 | 0 | 0 | 0 | 0
0.625288December | Resource 1 | Sublap 1 | 15:00 | 2 | 88 | December | 21000 | 0 | 0 | 0 | 0 | 0 | 0 | 0 | 0 | 0 | 0 | 0 | 0 | 0 | 0 | 0 | 5.0865 | 4.0699 | -1.6935 | -0.035896 | 0 | 0 | 0 | 0 | 0 | 0 | 0 | 0 | 0 | 0 | 0 | 0 | 0 | 0 | 0 | 0 | 0 | 0 | 0 | 0 | 106.8168 | 85.468 | -35.5629 | -0.75381 | 0 | 0 | 0 | 0 | 0
0.625289January | Resource 1 | Sublap 1 | 15:00 | 2 | 89 | January | 10000 | 0 | 0 | 0 | 0 | 0 | 0 | 0 | 0 | 0 | 0 | 0 | 0 | 0 | 0 | 0 | 5.0886 | 4.045 | -1.6478 | -0.034932 | 0 | 0 | 0 | 0 | 0 | 0 | 0 | 0 | 0 | 0 | 0 | 0 | 0 | 0 | 0 | 0 | 0 | 0 | 0 | 0 | 50.8859 | 40.4504 | -16.4782 | -0.34932 | 0 | 0 | 0 | 0 | 0
0.625289February | Resource 1 | Sublap 1 | 15:00 | 2 | 89 | February | 11000 | 0 | 0 | 0 | 0 | 0 | 0 | 0 | 0 | 0 | 0 | 0 | 0 | 0 | 0 | 0 | 5.0886 | 4.045 | -1.6478 | -0.034932 | 0 | 0 | 0 | 0 | 0 | 0 | 0 | 0 | 0 | 0 | 0 | 0 | 0 | 0 | 0 | 0 | 0 | 0 | 0 | 0 | 55.9745 | 44.4954 | -18.126 | -0.38426 | 0 | 0 | 0 | 0 | 0
0.625289March | Resource 1 | Sublap 1 | 15:00 | 2 | 89 | March | 12000 | 0 | 0 | 0 | 0 | 0 | 0 | 0 | 0 | 0 | 0 | 0 | 0 | 0 | 0 | 0 | 5.0886 | 4.045 | -1.6478 | -0.034932 | 0 | 0 | 0 | 0 | 0 | 0 | 0 | 0 | 0 | 0 | 0 | 0 | 0 | 0 | 0 | 0 | 0 | 0 | 0 | 0 | 61.0631 | 48.5404 | -19.7738 | -0.41919 | 0 | 0 | 0 | 0 | 0
0.625289April | Resource 1 | Sublap 1 | 15:00 | 2 | 89 | April | 13000 | 0 | 0 | 0 | 0 | 0 | 0 | 0 | 0 | 0 | 0 | 0 | 0 | 0 | 0 | 0 | 5.0886 | 4.045 | -1.6478 | -0.034932 | 0 | 0 | 0 | 0 | 0 | 0 | 0 | 0 | 0 | 0 | 0 | 0 | 0 | 0 | 0 | 0 | 0 | 0 | 0 | 0 | 66.1517 | 52.5855 | -21.4217 | -0.45412 | 0 | 0 | 0 | 0 | 0
0.625289May | Resource 1 | Sublap 1 | 15:00 | 2 | 89 | May | 14000 | 0 | 0 | 0 | 0 | 0 | 0 | 0 | 0 | 0 | 0 | 0 | 0 | 0 | 0 | 0 | 5.0886 | 4.045 | -1.6478 | -0.034932 | 0 | 0 | 0 | 0 | 0 | 0 | 0 | 0 | 0 | 0 | 0 | 0 | 0 | 0 | 0 | 0 | 0 | 0 | 0 | 0 | 71.2403 | 56.6305 | -23.0695 | -0.48905 | 0 | 0 | 0 | 0 | 0
0.625289June | Resource 1 | Sublap 1 | 15:00 | 2 | 89 | June | 15000 | 0 | 0 | 0 | 0 | 0 | 0 | 0 | 0 | 0 | 0 | 0 | 0 | 0 | 0 | 0 | 5.0886 | 4.045 | -1.6478 | -0.034932 | 0 | 0 | 0 | 0 | 0 | 0 | 0 | 0 | 0 | 0 | 0 | 0 | 0 | 0 | 0 | 0 | 0 | 0 | 0 | 0 | 76.3288 | 60.6755 | -24.7173 | -0.52398 | 0 | 0 | 0 | 0 | 0
0.625289July | Resource 1 | Sublap 1 | 15:00 | 2 | 89 | July | 16000 | 0 | 0 | 0 | 0 | 0 | 0 | 0 | 0 | 0 | 0 | 0 | 0 | 0 | 0 | 0 | 5.0886 | 4.045 | -1.6478 | -0.034932 | 0 | 0 | 0 | 0 | 0 | 0 | 0 | 0 | 0 | 0 | 0 | 0 | 0 | 0 | 0 | 0 | 0 | 0 | 0 | 0 | 81.4174 | 64.7206 | -26.3651 | -0.55892 | 0 | 0 | 0 | 0 | 0
0.625289August | Resource 1 | Sublap 1 | 15:00 | 2 | 89 | August | 17000 | 0 | 0 | 0 | 0 | 0 | 0 | 0 | 0 | 0 | 0 | 0 | 0 | 0 | 0 | 0 | 5.0886 | 4.045 | -1.6478 | -0.034932 | 0 | 0 | 0 | 0 | 0 | 0 | 0 | 0 | 0 | 0 | 0 | 0 | 0 | 0 | 0 | 0 | 0 | 0 | 0 | 0 | 86.506 | 68.7656 | -28.013 | -0.59385 | 0 | 0 | 0 | 0 | 0
0.625289September | Resource 1 | Sublap 1 | 15:00 | 2 | 89 | September | 18000 | 0 | 0 | 0 | 0 | 0 | 0 | 0 | 0 | 0 | 0 | 0 | 0 | 0 | 0 | 0 | 5.0886 | 4.045 | -1.6478 | -0.034932 | 0 | 0 | 0 | 0 | 0 | 0 | 0 | 0 | 0 | 0 | 0 | 0 | 0 | 0 | 0 | 0 | 0 | 0 | 0 | 0 | 91.5946 | 72.8106 | -29.6608 | -0.62878 | 0 | 0 | 0 | 0 | 0
0.625289October | Resource 1 | Sublap 1 | 15:00 | 2 | 89 | October | 19000 | 0 | 0 | 0 | 0 | 0 | 0 | 0 | 0 | 0 | 0 | 0 | 0 | 0 | 0 | 0 | 5.0886 | 4.045 | -1.6478 | -0.034932 | 0 | 0 | 0 | 0 | 0 | 0 | 0 | 0 | 0 | 0 | 0 | 0 | 0 | 0 | 0 | 0 | 0 | 0 | 0 | 0 | 96.6832 | 76.8557 | -31.3086 | -0.66371 | 0 | 0 | 0 | 0 | 0
0.625289November | Resource 1 | Sublap 1 | 15:00 | 2 | 89 | November | 20000 | 0 | 0 | 0 | 0 | 0 | 0 | 0 | 0 | 0 | 0 | 0 | 0 | 0 | 0 | 0 | 5.0886 | 4.045 | -1.6478 | -0.034932 | 0 | 0 | 0 | 0 | 0 | 0 | 0 | 0 | 0 | 0 | 0 | 0 | 0 | 0 | 0 | 0 | 0 | 0 | 0 | 0 | 101.7718 | 80.9007 | -32.9564 | -0.69865 | 0 | 0 | 0 | 0 | 0
0.625289December | Resource 1 | Sublap 1 | 15:00 | 2 | 89 | December | 21000 | 0 | 0 | 0 | 0 | 0 | 0 | 0 | 0 | 0 | 0 | 0 | 0 | 0 | 0 | 0 | 5.0886 | 4.045 | -1.6478 | -0.034932 | 0 | 0 | 0 | 0 | 0 | 0 | 0 | 0 | 0 | 0 | 0 | 0 | 0 | 0 | 0 | 0 | 0 | 0 | 0 | 0 | 106.8604 | 84.9458 | -34.6042 | -0.73358 | 0 | 0 | 0 | 0 | 0
0.625290January | Resource 1 | Sublap 1 | 15:00 | 2 | 90 | January | 10000 | 0 | 0 | 0 | 0 | 0 | 0 | 0 | 0 | 0 | 0 | 0 | 0 | 0 | 0 | 0 | 5.8955 | 4.6072 | -1.8638 | -0.039491 | 0 | 0 | 0 | 0 | 0 | 0 | 0 | 0 | 0 | 0 | 0 | 0 | 0 | 0 | 0 | 0 | 0 | 0 | 0 | 0 | 58.9546 | 46.0716 | -18.6382 | -0.39491 | 0 | 0 | 0 | 0 | 0
0.625290February | Resource 1 | Sublap 1 | 15:00 | 2 | 90 | February | 11000 | 0 | 0 | 0 | 0 | 0 | 0 | 0 | 0 | 0 | 0 | 0 | 0 | 0 | 0 | 0 | 5.8955 | 4.6072 | -1.8638 | -0.039491 | 0 | 0 | 0 | 0 | 0 | 0 | 0 | 0 | 0 | 0 | 0 | 0 | 0 | 0 | 0 | 0 | 0 | 0 | 0 | 0 | 64.85 | 50.6788 | -20.502 | -0.4344 | 0 | 0 | 0 | 0 | 0
0.625290March | Resource 1 | Sublap 1 | 15:00 | 2 | 90 | March | 12000 | 0 | 0 | 0 | 0 | 0 | 0 | 0 | 0 | 0 | 0 | 0 | 0 | 0 | 0 | 0 | 5.8955 | 4.6072 | -1.8638 | -0.039491 | 0 | 0 | 0 | 0 | 0 | 0 | 0 | 0 | 0 | 0 | 0 | 0 | 0 | 0 | 0 | 0 | 0 | 0 | 0 | 0 | 70.7455 | 55.2859 | -22.3658 | -0.47389 | 0 | 0 | 0 | 0 | 0
0.625290April | Resource 1 | Sublap 1 | 15:00 | 2 | 90 | April | 13000 | 0 | 0 | 0 | 0 | 0 | 0 | 0 | 0 | 0 | 0 | 0 | 0 | 0 | 0 | 0 | 5.8955 | 4.6072 | -1.8638 | -0.039491 | 0 | 0 | 0 | 0 | 0 | 0 | 0 | 0 | 0 | 0 | 0 | 0 | 0 | 0 | 0 | 0 | 0 | 0 | 0 | 0 | 76.6409 | 59.8931 | -24.2296 | -0.51338 | 0 | 0 | 0 | 0 | 0
0.625290May | Resource 1 | Sublap 1 | 15:00 | 2 | 90 | May | 14000 | 0 | 0 | 0 | 0 | 0 | 0 | 0 | 0 | 0 | 0 | 0 | 0 | 0 | 0 | 0 | 5.8955 | 4.6072 | -1.8638 | -0.039491 | 0 | 0 | 0 | 0 | 0 | 0 | 0 | 0 | 0 | 0 | 0 | 0 | 0 | 0 | 0 | 0 | 0 | 0 | 0 | 0 | 82.5364 | 64.5002 | -26.0935 | -0.55287 | 0 | 0 | 0 | 0 | 0
0.625290June | Resource 1 | Sublap 1 | 15:00 | 2 | 90 | June | 15000 | 0 | 0 | 0 | 0 | 0 | 0 | 0 | 0 | 0 | 0 | 0 | 0 | 0 | 0 | 0 | 5.8955 | 4.6072 | -1.8638 | -0.039491 | 0 | 0 | 0 | 0 | 0 | 0 | 0 | 0 | 0 | 0 | 0 | 0 | 0 | 0 | 0 | 0 | 0 | 0 | 0 | 0 | 88.4318 | 69.1074 | -27.9573 | -0.59236 | 0 | 0 | 0 | 0 | 0
0.625290July | Resource 1 | Sublap 1 | 15:00 | 2 | 90 | July | 16000 | 0 | 0 | 0 | 0 | 0 | 0 | 0 | 0 | 0 | 0 | 0 | 0 | 0 | 0 | 0 | 5.8955 | 4.6072 | -1.8638 | -0.039491 | 0 | 0 | 0 | 0 | 0 | 0 | 0 | 0 | 0 | 0 | 0 | 0 | 0 | 0 | 0 | 0 | 0 | 0 | 0 | 0 | 94.3273 | 73.7146 | -29.8211 | -0.63185 | 0 | 0 | 0 | 0 | 0
0.625290August | Resource 1 | Sublap 1 | 15:00 | 2 | 90 | August | 17000 | 0 | 0 | 0 | 0 | 0 | 0 | 0 | 0 | 0 | 0 | 0 | 0 | 0 | 0 | 0 | 5.8955 | 4.6072 | -1.8638 | -0.039491 | 0 | 0 | 0 | 0 | 0 | 0 | 0 | 0 | 0 | 0 | 0 | 0 | 0 | 0 | 0 | 0 | 0 | 0 | 0 | 0 | 100.2228 | 78.3217 | -31.6849 | -0.67134 | 0 | 0 | 0 | 0 | 0
0.625290September | Resource 1 | Sublap 1 | 15:00 | 2 | 90 | September | 18000 | 0 | 0 | 0 | 0 | 0 | 0 | 0 | 0 | 0 | 0 | 0 | 0 | 0 | 0 | 0 | 5.8955 | 4.6072 | -1.8638 | -0.039491 | 0 | 0 | 0 | 0 | 0 | 0 | 0 | 0 | 0 | 0 | 0 | 0 | 0 | 0 | 0 | 0 | 0 | 0 | 0 | 0 | 106.1182 | 82.9289 | -33.5487 | -0.71083 | 0 | 0 | 0 | 0 | 0
0.625290October | Resource 1 | Sublap 1 | 15:00 | 2 | 90 | October | 19000 | 0 | 0 | 0 | 0 | 0 | 0 | 0 | 0 | 0 | 0 | 0 | 0 | 0 | 0 | 0 | 5.8955 | 4.6072 | -1.8638 | -0.039491 | 0 | 0 | 0 | 0 | 0 | 0 | 0 | 0 | 0 | 0 | 0 | 0 | 0 | 0 | 0 | 0 | 0 | 0 | 0 | 0 | 112.0137 | 87.536 | -35.4126 | -0.75033 | 0 | 0 | 0 | 0 | 0
0.625290November | Resource 1 | Sublap 1 | 15:00 | 2 | 90 | November | 20000 | 0 | 0 | 0 | 0 | 0 | 0 | 0 | 0 | 0 | 0 | 0 | 0 | 0 | 0 | 0 | 5.8955 | 4.6072 | -1.8638 | -0.039491 | 0 | 0 | 0 | 0 | 0 | 0 | 0 | 0 | 0 | 0 | 0 | 0 | 0 | 0 | 0 | 0 | 0 | 0 | 0 | 0 | 117.9091 | 92.1432 | -37.2764 | -0.78982 | 0 | 0 | 0 | 0 | 0
0.625290December | Resource 1 | Sublap 1 | 15:00 | 2 | 90 | December | 21000 | 0 | 0 | 0 | 0 | 0 | 0 | 0 | 0 | 0 | 0 | 0 | 0 | 0 | 0 | 0 | 5.8955 | 4.6072 | -1.8638 | -0.039491 | 0 | 0 | 0 | 0 | 0 | 0 | 0 | 0 | 0 | 0 | 0 | 0 | 0 | 0 | 0 | 0 | 0 | 0 | 0 | 0 | 123.8046 | 96.7504 | -39.1402 | -0.82931 | 0 | 0 | 0 | 0 | 0
0.625291January | Resource 1 | Sublap 1 | 15:00 | 2 | 91 | January | 10000 | 0 | 0 | 0 | 0 | 0 | 0 | 0 | 0 | 0 | 0 | 0 | 0 | 0 | 0 | 0 | 7.0651 | 5.58 | -2.1004 | -0.044483 | 0 | 0 | 0 | 0 | 0 | 0 | 0 | 0 | 0 | 0 | 0 | 0 | 0 | 0 | 0 | 0 | 0 | 0 | 0 | 0 | 70.6513 | 55.8005 | -21.0037 | -0.44483 | 0 | 0 | 0 | 0 | 0
0.625291February | Resource 1 | Sublap 1 | 15:00 | 2 | 91 | February | 11000 | 0 | 0 | 0 | 0 | 0 | 0 | 0 | 0 | 0 | 0 | 0 | 0 | 0 | 0 | 0 | 7.0651 | 5.58 | -2.1004 | -0.044483 | 0 | 0 | 0 | 0 | 0 | 0 | 0 | 0 | 0 | 0 | 0 | 0 | 0 | 0 | 0 | 0 | 0 | 0 | 0 | 0 | 77.7164 | 61.3805 | -23.1041 | -0.48931 | 0 | 0 | 0 | 0 | 0
0.625291March | Resource 1 | Sublap 1 | 15:00 | 2 | 91 | March | 12000 | 0 | 0 | 0 | 0 | 0 | 0 | 0 | 0 | 0 | 0 | 0 | 0 | 0 | 0 | 0 | 7.0651 | 5.58 | -2.1004 | -0.044483 | 0 | 0 | 0 | 0 | 0 | 0 | 0 | 0 | 0 | 0 | 0 | 0 | 0 | 0 | 0 | 0 | 0 | 0 | 0 | 0 | 84.7816 | 66.9606 | -25.2045 | -0.5338 | 0 | 0 | 0 | 0 | 0
0.625291April | Resource 1 | Sublap 1 | 15:00 | 2 | 91 | April | 13000 | 0 | 0 | 0 | 0 | 0 | 0 | 0 | 0 | 0 | 0 | 0 | 0 | 0 | 0 | 0 | 7.0651 | 5.58 | -2.1004 | -0.044483 | 0 | 0 | 0 | 0 | 0 | 0 | 0 | 0 | 0 | 0 | 0 | 0 | 0 | 0 | 0 | 0 | 0 | 0 | 0 | 0 | 91.8467 | 72.5406 | -27.3048 | -0.57828 | 0 | 0 | 0 | 0 | 0
0.625291May | Resource 1 | Sublap 1 | 15:00 | 2 | 91 | May | 14000 | 0 | 0 | 0 | 0 | 0 | 0 | 0 | 0 | 0 | 0 | 0 | 0 | 0 | 0 | 0 | 7.0651 | 5.58 | -2.1004 | -0.044483 | 0 | 0 | 0 | 0 | 0 | 0 | 0 | 0 | 0 | 0 | 0 | 0 | 0 | 0 | 0 | 0 | 0 | 0 | 0 | 0 | 98.9118 | 78.1207 | -29.4052 | -0.62276 | 0 | 0 | 0 | 0 | 0
0.625291June | Resource 1 | Sublap 1 | 15:00 | 2 | 91 | June | 15000 | 0 | 0 | 0 | 0 | 0 | 0 | 0 | 0 | 0 | 0 | 0 | 0 | 0 | 0 | 0 | 7.0651 | 5.58 | -2.1004 | -0.044483 | 0 | 0 | 0 | 0 | 0 | 0 | 0 | 0 | 0 | 0 | 0 | 0 | 0 | 0 | 0 | 0 | 0 | 0 | 0 | 0 | 105.977 | 83.7007 | -31.5056 | -0.66725 | 0 | 0 | 0 | 0 | 0
0.625291July | Resource 1 | Sublap 1 | 15:00 | 2 | 91 | July | 16000 | 0 | 0 | 0 | 0 | 0 | 0 | 0 | 0 | 0 | 0 | 0 | 0 | 0 | 0 | 0 | 7.0651 | 5.58 | -2.1004 | -0.044483 | 0 | 0 | 0 | 0 | 0 | 0 | 0 | 0 | 0 | 0 | 0 | 0 | 0 | 0 | 0 | 0 | 0 | 0 | 0 | 0 | 113.0421 | 89.2807 | -33.606 | -0.71173 | 0 | 0 | 0 | 0 | 0
0.625291August | Resource 1 | Sublap 1 | 15:00 | 2 | 91 | August | 17000 | 0 | 0 | 0 | 0 | 0 | 0 | 0 | 0 | 0 | 0 | 0 | 0 | 0 | 0 | 0 | 7.0651 | 5.58 | -2.1004 | -0.044483 | 0 | 0 | 0 | 0 | 0 | 0 | 0 | 0 | 0 | 0 | 0 | 0 | 0 | 0 | 0 | 0 | 0 | 0 | 0 | 0 | 120.1072 | 94.8608 | -35.7063 | -0.75621 | 0 | 0 | 0 | 0 | 0
0.625291September | Resource 1 | Sublap 1 | 15:00 | 2 | 91 | September | 18000 | 0 | 0 | 0 | 0 | 0 | 0 | 0 | 0 | 0 | 0 | 0 | 0 | 0 | 0 | 0 | 7.0651 | 5.58 | -2.1004 | -0.044483 | 0 | 0 | 0 | 0 | 0 | 0 | 0 | 0 | 0 | 0 | 0 | 0 | 0 | 0 | 0 | 0 | 0 | 0 | 0 | 0 | 127.1723 | 100.4408 | -37.8067 | -0.8007 | 0 | 0 | 0 | 0 | 0
0.625291October | Resource 1 | Sublap 1 | 15:00 | 2 | 91 | October | 19000 | 0 | 0 | 0 | 0 | 0 | 0 | 0 | 0 | 0 | 0 | 0 | 0 | 0 | 0 | 0 | 7.0651 | 5.58 | -2.1004 | -0.044483 | 0 | 0 | 0 | 0 | 0 | 0 | 0 | 0 | 0 | 0 | 0 | 0 | 0 | 0 | 0 | 0 | 0 | 0 | 0 | 0 | 134.2375 | 106.0209 | -39.9071 | -0.84518 | 0 | 0 | 0 | 0 | 0
0.625291November | Resource 1 | Sublap 1 | 15:00 | 2 | 91 | November | 20000 | 0 | 0 | 0 | 0 | 0 | 0 | 0 | 0 | 0 | 0 | 0 | 0 | 0 | 0 | 0 | 7.0651 | 5.58 | -2.1004 | -0.044483 | 0 | 0 | 0 | 0 | 0 | 0 | 0 | 0 | 0 | 0 | 0 | 0 | 0 | 0 | 0 | 0 | 0 | 0 | 0 | 0 | 141.3026 | 111.6009 | -42.0075 | -0.88966 | 0 | 0 | 0 | 0 | 0
0.625291December | Resource 1 | Sublap 1 | 15:00 | 2 | 91 | December | 21000 | 0 | 0 | 0 | 0 | 0 | 0 | 0 | 0 | 0 | 0 | 0 | 0 | 0 | 0 | 0 | 7.0651 | 5.58 | -2.1004 | -0.044483 | 0 | 0 | 0 | 0 | 0 | 0 | 0 | 0 | 0 | 0 | 0 | 0 | 0 | 0 | 0 | 0 | 0 | 0 | 0 | 0 | 148.3677 | 117.181 | -44.1078 | -0.93415 | 0 | 0 | 0 | 0 | 0
0.625292January | Resource 1 | Sublap 1 | 15:00 | 2 | 92 | January | 10000 | 0 | 0 | 0 | 0 | 0 | 0 | 0 | 0 | 0 | 0 | 0 | 0 | 0 | 0 | 0 | 7.6197 | 5.9757 | -2.1593 | -0.045727 | 0 | 0 | 0 | 0 | 0 | 0 | 0 | 0 | 0 | 0 | 0 | 0 | 0 | 0 | 0 | 0 | 0 | 0 | 0 | 0 | 76.197 | 59.7566 | -21.5933 | -0.45727 | 0 | 0 | 0 | 0 | 0
0.625292February | Resource 1 | Sublap 1 | 15:00 | 2 | 92 | February | 11000 | 0 | 0 | 0 | 0 | 0 | 0 | 0 | 0 | 0 | 0 | 0 | 0 | 0 | 0 | 0 | 7.6197 | 5.9757 | -2.1593 | -0.045727 | 0 | 0 | 0 | 0 | 0 | 0 | 0 | 0 | 0 | 0 | 0 | 0 | 0 | 0 | 0 | 0 | 0 | 0 | 0 | 0 | 83.8167 | 65.7322 | -23.7526 | -0.503 | 0 | 0 | 0 | 0 | 0
0.625292March | Resource 1 | Sublap 1 | 15:00 | 2 | 92 | March | 12000 | 0 | 0 | 0 | 0 | 0 | 0 | 0 | 0 | 0 | 0 | 0 | 0 | 0 | 0 | 0 | 7.6197 | 5.9757 | -2.1593 | -0.045727 | 0 | 0 | 0 | 0 | 0 | 0 | 0 | 0 | 0 | 0 | 0 | 0 | 0 | 0 | 0 | 0 | 0 | 0 | 0 | 0 | 91.4364 | 71.7079 | -25.912 | -0.54873 | 0 | 0 | 0 | 0 | 0
0.625292April | Resource 1 | Sublap 1 | 15:00 | 2 | 92 | April | 13000 | 0 | 0 | 0 | 0 | 0 | 0 | 0 | 0 | 0 | 0 | 0 | 0 | 0 | 0 | 0 | 7.6197 | 5.9757 | -2.1593 | -0.045727 | 0 | 0 | 0 | 0 | 0 | 0 | 0 | 0 | 0 | 0 | 0 | 0 | 0 | 0 | 0 | 0 | 0 | 0 | 0 | 0 | 99.0561 | 77.6836 | -28.0713 | -0.59446 | 0 | 0 | 0 | 0 | 0
0.625292May | Resource 1 | Sublap 1 | 15:00 | 2 | 92 | May | 14000 | 0 | 0 | 0 | 0 | 0 | 0 | 0 | 0 | 0 | 0 | 0 | 0 | 0 | 0 | 0 | 7.6197 | 5.9757 | -2.1593 | -0.045727 | 0 | 0 | 0 | 0 | 0 | 0 | 0 | 0 | 0 | 0 | 0 | 0 | 0 | 0 | 0 | 0 | 0 | 0 | 0 | 0 | 106.6758 | 83.6592 | -30.2306 | -0.64018 | 0 | 0 | 0 | 0 | 0
0.625292June | Resource 1 | Sublap 1 | 15:00 | 2 | 92 | June | 15000 | 0 | 0 | 0 | 0 | 0 | 0 | 0 | 0 | 0 | 0 | 0 | 0 | 0 | 0 | 0 | 7.6197 | 5.9757 | -2.1593 | -0.045727 | 0 | 0 | 0 | 0 | 0 | 0 | 0 | 0 | 0 | 0 | 0 | 0 | 0 | 0 | 0 | 0 | 0 | 0 | 0 | 0 | 114.2955 | 89.6349 | -32.3899 | -0.68591 | 0 | 0 | 0 | 0 | 0
0.625292July | Resource 1 | Sublap 1 | 15:00 | 2 | 92 | July | 16000 | 0 | 0 | 0 | 0 | 0 | 0 | 0 | 0 | 0 | 0 | 0 | 0 | 0 | 0 | 0 | 7.6197 | 5.9757 | -2.1593 | -0.045727 | 0 | 0 | 0 | 0 | 0 | 0 | 0 | 0 | 0 | 0 | 0 | 0 | 0 | 0 | 0 | 0 | 0 | 0 | 0 | 0 | 121.9153 | 95.6105 | -34.5493 | -0.73164 | 0 | 0 | 0 | 0 | 0
0.625292August | Resource 1 | Sublap 1 | 15:00 | 2 | 92 | August | 17000 | 0 | 0 | 0 | 0 | 0 | 0 | 0 | 0 | 0 | 0 | 0 | 0 | 0 | 0 | 0 | 7.6197 | 5.9757 | -2.1593 | -0.045727 | 0 | 0 | 0 | 0 | 0 | 0 | 0 | 0 | 0 | 0 | 0 | 0 | 0 | 0 | 0 | 0 | 0 | 0 | 0 | 0 | 129.535 | 101.5862 | -36.7086 | -0.77736 | 0 | 0 | 0 | 0 | 0
0.625292September | Resource 1 | Sublap 1 | 15:00 | 2 | 92 | September | 18000 | 0 | 0 | 0 | 0 | 0 | 0 | 0 | 0 | 0 | 0 | 0 | 0 | 0 | 0 | 0 | 7.6197 | 5.9757 | -2.1593 | -0.045727 | 0 | 0 | 0 | 0 | 0 | 0 | 0 | 0 | 0 | 0 | 0 | 0 | 0 | 0 | 0 | 0 | 0 | 0 | 0 | 0 | 137.1547 | 107.5619 | -38.8679 | -0.82309 | 0 | 0 | 0 | 0 | 0
0.625292October | Resource 1 | Sublap 1 | 15:00 | 2 | 92 | October | 19000 | 0 | 0 | 0 | 0 | 0 | 0 | 0 | 0 | 0 | 0 | 0 | 0 | 0 | 0 | 0 | 7.6197 | 5.9757 | -2.1593 | -0.045727 | 0 | 0 | 0 | 0 | 0 | 0 | 0 | 0 | 0 | 0 | 0 | 0 | 0 | 0 | 0 | 0 | 0 | 0 | 0 | 0 | 144.7744 | 113.5375 | -41.0272 | -0.86882 | 0 | 0 | 0 | 0 | 0
0.625292November | Resource 1 | Sublap 1 | 15:00 | 2 | 92 | November | 20000 | 0 | 0 | 0 | 0 | 0 | 0 | 0 | 0 | 0 | 0 | 0 | 0 | 0 | 0 | 0 | 7.6197 | 5.9757 | -2.1593 | -0.045727 | 0 | 0 | 0 | 0 | 0 | 0 | 0 | 0 | 0 | 0 | 0 | 0 | 0 | 0 | 0 | 0 | 0 | 0 | 0 | 0 | 152.3941 | 119.5132 | -43.1866 | -0.91455 | 0 | 0 | 0 | 0 | 0
0.625292December | Resource 1 | Sublap 1 | 15:00 | 2 | 92 | December | 21000 | 0 | 0 | 0 | 0 | 0 | 0 | 0 | 0 | 0 | 0 | 0 | 0 | 0 | 0 | 0 | 7.6197 | 5.9757 | -2.1593 | -0.045727 | 0 | 0 | 0 | 0 | 0 | 0 | 0 | 0 | 0 | 0 | 0 | 0 | 0 | 0 | 0 | 0 | 0 | 0 | 0 | 0 | 160.0138 | 125.4888 | -45.3459 | -0.96027 | 0 | 0 | 0 | 0 | 0
0.625293January | Resource 1 | Sublap 1 | 15:00 | 2 | 93 | January | 10000 | 0 | 0 | 0 | 0 | 0 | 0 | 0 | 0 | 0 | 0 | 0 | 0 | 0 | 0 | 0 | 7.8445 | 6.3422 | -2.313 | -0.04897 | 0 | 0 | 0 | 0 | 0 | 0 | 0 | 0 | 0 | 0 | 0 | 0 | 0 | 0 | 0 | 0 | 0 | 0 | 0 | 0 | 78.4453 | 63.4217 | -23.1298 | -0.4897 | 0 | 0 | 0 | 0 | 0
0.625293February | Resource 1 | Sublap 1 | 15:00 | 2 | 93 | February | 11000 | 0 | 0 | 0 | 0 | 0 | 0 | 0 | 0 | 0 | 0 | 0 | 0 | 0 | 0 | 0 | 7.8445 | 6.3422 | -2.313 | -0.04897 | 0 | 0 | 0 | 0 | 0 | 0 | 0 | 0 | 0 | 0 | 0 | 0 | 0 | 0 | 0 | 0 | 0 | 0 | 0 | 0 | 86.2899 | 69.7639 | -25.4428 | -0.53867 | 0 | 0 | 0 | 0 | 0
0.625293March | Resource 1 | Sublap 1 | 15:00 | 2 | 93 | March | 12000 | 0 | 0 | 0 | 0 | 0 | 0 | 0 | 0 | 0 | 0 | 0 | 0 | 0 | 0 | 0 | 7.8445 | 6.3422 | -2.313 | -0.04897 | 0 | 0 | 0 | 0 | 0 | 0 | 0 | 0 | 0 | 0 | 0 | 0 | 0 | 0 | 0 | 0 | 0 | 0 | 0 | 0 | 94.1344 | 76.106 | -27.7557 | -0.58764 | 0 | 0 | 0 | 0 | 0
0.625293April | Resource 1 | Sublap 1 | 15:00 | 2 | 93 | April | 13000 | 0 | 0 | 0 | 0 | 0 | 0 | 0 | 0 | 0 | 0 | 0 | 0 | 0 | 0 | 0 | 7.8445 | 6.3422 | -2.313 | -0.04897 | 0 | 0 | 0 | 0 | 0 | 0 | 0 | 0 | 0 | 0 | 0 | 0 | 0 | 0 | 0 | 0 | 0 | 0 | 0 | 0 | 101.979 | 82.4482 | -30.0687 | -0.63661 | 0 | 0 | 0 | 0 | 0
0.625293May | Resource 1 | Sublap 1 | 15:00 | 2 | 93 | May | 14000 | 0 | 0 | 0 | 0 | 0 | 0 | 0 | 0 | 0 | 0 | 0 | 0 | 0 | 0 | 0 | 7.8445 | 6.3422 | -2.313 | -0.04897 | 0 | 0 | 0 | 0 | 0 | 0 | 0 | 0 | 0 | 0 | 0 | 0 | 0 | 0 | 0 | 0 | 0 | 0 | 0 | 0 | 109.8235 | 88.7904 | -32.3817 | -0.68558 | 0 | 0 | 0 | 0 | 0
0.625293June | Resource 1 | Sublap 1 | 15:00 | 2 | 93 | June | 15000 | 0 | 0 | 0 | 0 | 0 | 0 | 0 | 0 | 0 | 0 | 0 | 0 | 0 | 0 | 0 | 7.8445 | 6.3422 | -2.313 | -0.04897 | 0 | 0 | 0 | 0 | 0 | 0 | 0 | 0 | 0 | 0 | 0 | 0 | 0 | 0 | 0 | 0 | 0 | 0 | 0 | 0 | 117.668 | 95.1325 | -34.6947 | -0.73455 | 0 | 0 | 0 | 0 | 0
0.625293July | Resource 1 | Sublap 1 | 15:00 | 2 | 93 | July | 16000 | 0 | 0 | 0 | 0 | 0 | 0 | 0 | 0 | 0 | 0 | 0 | 0 | 0 | 0 | 0 | 7.8445 | 6.3422 | -2.313 | -0.04897 | 0 | 0 | 0 | 0 | 0 | 0 | 0 | 0 | 0 | 0 | 0 | 0 | 0 | 0 | 0 | 0 | 0 | 0 | 0 | 0 | 125.5126 | 101.4747 | -37.0077 | -0.78352 | 0 | 0 | 0 | 0 | 0
0.625293August | Resource 1 | Sublap 1 | 15:00 | 2 | 93 | August | 17000 | 0 | 0 | 0 | 0 | 0 | 0 | 0 | 0 | 0 | 0 | 0 | 0 | 0 | 0 | 0 | 7.8445 | 6.3422 | -2.313 | -0.04897 | 0 | 0 | 0 | 0 | 0 | 0 | 0 | 0 | 0 | 0 | 0 | 0 | 0 | 0 | 0 | 0 | 0 | 0 | 0 | 0 | 133.3571 | 107.8169 | -39.3206 | -0.83249 | 0 | 0 | 0 | 0 | 0
0.625293September | Resource 1 | Sublap 1 | 15:00 | 2 | 93 | September | 18000 | 0 | 0 | 0 | 0 | 0 | 0 | 0 | 0 | 0 | 0 | 0 | 0 | 0 | 0 | 0 | 7.8445 | 6.3422 | -2.313 | -0.04897 | 0 | 0 | 0 | 0 | 0 | 0 | 0 | 0 | 0 | 0 | 0 | 0 | 0 | 0 | 0 | 0 | 0 | 0 | 0 | 0 | 141.2016 | 114.159 | -41.6336 | -0.88146 | 0 | 0 | 0 | 0 | 0
0.625293October | Resource 1 | Sublap 1 | 15:00 | 2 | 93 | October | 19000 | 0 | 0 | 0 | 0 | 0 | 0 | 0 | 0 | 0 | 0 | 0 | 0 | 0 | 0 | 0 | 7.8445 | 6.3422 | -2.313 | -0.04897 | 0 | 0 | 0 | 0 | 0 | 0 | 0 | 0 | 0 | 0 | 0 | 0 | 0 | 0 | 0 | 0 | 0 | 0 | 0 | 0 | 149.0462 | 120.5012 | -43.9466 | -0.93043 | 0 | 0 | 0 | 0 | 0
0.625293November | Resource 1 | Sublap 1 | 15:00 | 2 | 93 | November | 20000 | 0 | 0 | 0 | 0 | 0 | 0 | 0 | 0 | 0 | 0 | 0 | 0 | 0 | 0 | 0 | 7.8445 | 6.3422 | -2.313 | -0.04897 | 0 | 0 | 0 | 0 | 0 | 0 | 0 | 0 | 0 | 0 | 0 | 0 | 0 | 0 | 0 | 0 | 0 | 0 | 0 | 0 | 156.8907 | 126.8434 | -46.2596 | -0.9794 | 0 | 0 | 0 | 0 | 0
0.625293December | Resource 1 | Sublap 1 | 15:00 | 2 | 93 | December | 21000 | 0 | 0 | 0 | 0 | 0 | 0 | 0 | 0 | 0 | 0 | 0 | 0 | 0 | 0 | 0 | 7.8445 | 6.3422 | -2.313 | -0.04897 | 0 | 0 | 0 | 0 | 0 | 0 | 0 | 0 | 0 | 0 | 0 | 0 | 0 | 0 | 0 | 0 | 0 | 0 | 0 | 0 | 164.7352 | 133.1855 | -48.5726 | -1.0284 | 0 | 0 | 0 | 0 | 0
0.625294January | Resource 1 | Sublap 1 | 15:00 | 2 | 94 | January | 10000 | 0 | 0 | 0 | 0 | 0 | 0 | 0 | 0 | 0 | 0 | 0 | 0 | 0 | 0 | 0 | 7.8676 | 6.1332 | -2.3158 | -0.04903 | 0 | 0 | 0 | 0 | 0 | 0 | 0 | 0 | 0 | 0 | 0 | 0 | 0 | 0 | 0 | 0 | 0 | 0 | 0 | 0 | 78.6756 | 61.332 | -23.1584 | -0.4903 | 0 | 0 | 0 | 0 | 0
0.625294February | Resource 1 | Sublap 1 | 15:00 | 2 | 94 | February | 11000 | 0 | 0 | 0 | 0 | 0 | 0 | 0 | 0 | 0 | 0 | 0 | 0 | 0 | 0 | 0 | 7.8676 | 6.1332 | -2.3158 | -0.04903 | 0 | 0 | 0 | 0 | 0 | 0 | 0 | 0 | 0 | 0 | 0 | 0 | 0 | 0 | 0 | 0 | 0 | 0 | 0 | 0 | 86.5431 | 67.4652 | -25.4743 | -0.53933 | 0 | 0 | 0 | 0 | 0
0.625294March | Resource 1 | Sublap 1 | 15:00 | 2 | 94 | March | 12000 | 0 | 0 | 0 | 0 | 0 | 0 | 0 | 0 | 0 | 0 | 0 | 0 | 0 | 0 | 0 | 7.8676 | 6.1332 | -2.3158 | -0.04903 | 0 | 0 | 0 | 0 | 0 | 0 | 0 | 0 | 0 | 0 | 0 | 0 | 0 | 0 | 0 | 0 | 0 | 0 | 0 | 0 | 94.4107 | 73.5984 | -27.7901 | -0.58836 | 0 | 0 | 0 | 0 | 0
0.625294April | Resource 1 | Sublap 1 | 15:00 | 2 | 94 | April | 13000 | 0 | 0 | 0 | 0 | 0 | 0 | 0 | 0 | 0 | 0 | 0 | 0 | 0 | 0 | 0 | 7.8676 | 6.1332 | -2.3158 | -0.04903 | 0 | 0 | 0 | 0 | 0 | 0 | 0 | 0 | 0 | 0 | 0 | 0 | 0 | 0 | 0 | 0 | 0 | 0 | 0 | 0 | 102.2783 | 79.7316 | -30.1059 | -0.6374 | 0 | 0 | 0 | 0 | 0
0.625294May | Resource 1 | Sublap 1 | 15:00 | 2 | 94 | May | 14000 | 0 | 0 | 0 | 0 | 0 | 0 | 0 | 0 | 0 | 0 | 0 | 0 | 0 | 0 | 0 | 7.8676 | 6.1332 | -2.3158 | -0.04903 | 0 | 0 | 0 | 0 | 0 | 0 | 0 | 0 | 0 | 0 | 0 | 0 | 0 | 0 | 0 | 0 | 0 | 0 | 0 | 0 | 110.1458 | 85.8648 | -32.4218 | -0.68643 | 0 | 0 | 0 | 0 | 0
0.625294June | Resource 1 | Sublap 1 | 15:00 | 2 | 94 | June | 15000 | 0 | 0 | 0 | 0 | 0 | 0 | 0 | 0 | 0 | 0 | 0 | 0 | 0 | 0 | 0 | 7.8676 | 6.1332 | -2.3158 | -0.04903 | 0 | 0 | 0 | 0 | 0 | 0 | 0 | 0 | 0 | 0 | 0 | 0 | 0 | 0 | 0 | 0 | 0 | 0 | 0 | 0 | 118.0134 | 91.998 | -34.7376 | -0.73546 | 0 | 0 | 0 | 0 | 0
0.625294July | Resource 1 | Sublap 1 | 15:00 | 2 | 94 | July | 16000 | 0 | 0 | 0 | 0 | 0 | 0 | 0 | 0 | 0 | 0 | 0 | 0 | 0 | 0 | 0 | 7.8676 | 6.1332 | -2.3158 | -0.04903 | 0 | 0 | 0 | 0 | 0 | 0 | 0 | 0 | 0 | 0 | 0 | 0 | 0 | 0 | 0 | 0 | 0 | 0 | 0 | 0 | 125.8809 | 98.1312 | -37.0535 | -0.78449 | 0 | 0 | 0 | 0 | 0
0.625294August | Resource 1 | Sublap 1 | 15:00 | 2 | 94 | August | 17000 | 0 | 0 | 0 | 0 | 0 | 0 | 0 | 0 | 0 | 0 | 0 | 0 | 0 | 0 | 0 | 7.8676 | 6.1332 | -2.3158 | -0.04903 | 0 | 0 | 0 | 0 | 0 | 0 | 0 | 0 | 0 | 0 | 0 | 0 | 0 | 0 | 0 | 0 | 0 | 0 | 0 | 0 | 133.7485 | 104.2644 | -39.3693 | -0.83352 | 0 | 0 | 0 | 0 | 0
0.625294September | Resource 1 | Sublap 1 | 15:00 | 2 | 94 | September | 18000 | 0 | 0 | 0 | 0 | 0 | 0 | 0 | 0 | 0 | 0 | 0 | 0 | 0 | 0 | 0 | 7.8676 | 6.1332 | -2.3158 | -0.04903 | 0 | 0 | 0 | 0 | 0 | 0 | 0 | 0 | 0 | 0 | 0 | 0 | 0 | 0 | 0 | 0 | 0 | 0 | 0 | 0 | 141.616 | 110.3976 | -41.6852 | -0.88255 | 0 | 0 | 0 | 0 | 0
0.625294October | Resource 1 | Sublap 1 | 15:00 | 2 | 94 | October | 19000 | 0 | 0 | 0 | 0 | 0 | 0 | 0 | 0 | 0 | 0 | 0 | 0 | 0 | 0 | 0 | 7.8676 | 6.1332 | -2.3158 | -0.04903 | 0 | 0 | 0 | 0 | 0 | 0 | 0 | 0 | 0 | 0 | 0 | 0 | 0 | 0 | 0 | 0 | 0 | 0 | 0 | 0 | 149.4836 | 116.5308 | -44.001 | -0.93158 | 0 | 0 | 0 | 0 | 0
0.625294November | Resource 1 | Sublap 1 | 15:00 | 2 | 94 | November | 20000 | 0 | 0 | 0 | 0 | 0 | 0 | 0 | 0 | 0 | 0 | 0 | 0 | 0 | 0 | 0 | 7.8676 | 6.1332 | -2.3158 | -0.04903 | 0 | 0 | 0 | 0 | 0 | 0 | 0 | 0 | 0 | 0 | 0 | 0 | 0 | 0 | 0 | 0 | 0 | 0 | 0 | 0 | 157.3512 | 122.664 | -46.3168 | -0.98061 | 0 | 0 | 0 | 0 | 0
0.625294December | Resource 1 | Sublap 1 | 15:00 | 2 | 94 | December | 21000 | 0 | 0 | 0 | 0 | 0 | 0 | 0 | 0 | 0 | 0 | 0 | 0 | 0 | 0 | 0 | 7.8676 | 6.1332 | -2.3158 | -0.04903 | 0 | 0 | 0 | 0 | 0 | 0 | 0 | 0 | 0 | 0 | 0 | 0 | 0 | 0 | 0 | 0 | 0 | 0 | 0 | 0 | 165.2187 | 128.7971 | -48.6327 | -1.0296 | 0 | 0 | 0 | 0 | 0
0.625295January | Resource 1 | Sublap 1 | 15:00 | 2 | 95 | January | 10000 | 0 | 0 | 0 | 0 | 0 | 0 | 0 | 0 | 0 | 0 | 0 | 0 | 0 | 0 | 0 | 11.0844 | 9.5365 | -3.0265 | -0.064028 | 0 | 0 | 0 | 0 | 0 | 0 | 0 | 0 | 0 | 0 | 0 | 0 | 0 | 0 | 0 | 0 | 0 | 0 | 0 | 0 | 110.8443 | 95.3653 | -30.2647 | -0.64028 | 0 | 0 | 0 | 0 | 0
0.625295February | Resource 1 | Sublap 1 | 15:00 | 2 | 95 | February | 11000 | 0 | 0 | 0 | 0 | 0 | 0 | 0 | 0 | 0 | 0 | 0 | 0 | 0 | 0 | 0 | 11.0844 | 9.5365 | -3.0265 | -0.064028 | 0 | 0 | 0 | 0 | 0 | 0 | 0 | 0 | 0 | 0 | 0 | 0 | 0 | 0 | 0 | 0 | 0 | 0 | 0 | 0 | 121.9287 | 104.9018 | -33.2911 | -0.7043 | 0 | 0 | 0 | 0 | 0
0.625295March | Resource 1 | Sublap 1 | 15:00 | 2 | 95 | March | 12000 | 0 | 0 | 0 | 0 | 0 | 0 | 0 | 0 | 0 | 0 | 0 | 0 | 0 | 0 | 0 | 11.0844 | 9.5365 | -3.0265 | -0.064028 | 0 | 0 | 0 | 0 | 0 | 0 | 0 | 0 | 0 | 0 | 0 | 0 | 0 | 0 | 0 | 0 | 0 | 0 | 0 | 0 | 133.0131 | 114.4383 | -36.3176 | -0.76833 | 0 | 0 | 0 | 0 | 0
0.625295April | Resource 1 | Sublap 1 | 15:00 | 2 | 95 | April | 13000 | 0 | 0 | 0 | 0 | 0 | 0 | 0 | 0 | 0 | 0 | 0 | 0 | 0 | 0 | 0 | 11.0844 | 9.5365 | -3.0265 | -0.064028 | 0 | 0 | 0 | 0 | 0 | 0 | 0 | 0 | 0 | 0 | 0 | 0 | 0 | 0 | 0 | 0 | 0 | 0 | 0 | 0 | 144.0975 | 123.9749 | -39.3441 | -0.83236 | 0 | 0 | 0 | 0 | 0
0.625295May | Resource 1 | Sublap 1 | 15:00 | 2 | 95 | May | 14000 | 0 | 0 | 0 | 0 | 0 | 0 | 0 | 0 | 0 | 0 | 0 | 0 | 0 | 0 | 0 | 11.0844 | 9.5365 | -3.0265 | -0.064028 | 0 | 0 | 0 | 0 | 0 | 0 | 0 | 0 | 0 | 0 | 0 | 0 | 0 | 0 | 0 | 0 | 0 | 0 | 0 | 0 | 155.182 | 133.5114 | -42.3705 | -0.89639 | 0 | 0 | 0 | 0 | 0
0.625295June | Resource 1 | Sublap 1 | 15:00 | 2 | 95 | June | 15000 | 0 | 0 | 0 | 0 | 0 | 0 | 0 | 0 | 0 | 0 | 0 | 0 | 0 | 0 | 0 | 11.0844 | 9.5365 | -3.0265 | -0.064028 | 0 | 0 | 0 | 0 | 0 | 0 | 0 | 0 | 0 | 0 | 0 | 0 | 0 | 0 | 0 | 0 | 0 | 0 | 0 | 0 | 166.2664 | 143.0479 | -45.397 | -0.96041 | 0 | 0 | 0 | 0 | 0
0.625295July | Resource 1 | Sublap 1 | 15:00 | 2 | 95 | July | 16000 | 0 | 0 | 0 | 0 | 0 | 0 | 0 | 0 | 0 | 0 | 0 | 0 | 0 | 0 | 0 | 11.0844 | 9.5365 | -3.0265 | -0.064028 | 0 | 0 | 0 | 0 | 0 | 0 | 0 | 0 | 0 | 0 | 0 | 0 | 0 | 0 | 0 | 0 | 0 | 0 | 0 | 0 | 177.3508 | 152.5844 | -48.4235 | -1.0244 | 0 | 0 | 0 | 0 | 0
0.625295August | Resource 1 | Sublap 1 | 15:00 | 2 | 95 | August | 17000 | 0 | 0 | 0 | 0 | 0 | 0 | 0 | 0 | 0 | 0 | 0 | 0 | 0 | 0 | 0 | 11.0844 | 9.5365 | -3.0265 | -0.064028 | 0 | 0 | 0 | 0 | 0 | 0 | 0 | 0 | 0 | 0 | 0 | 0 | 0 | 0 | 0 | 0 | 0 | 0 | 0 | 0 | 188.4352 | 162.121 | -51.4499 | -1.0885 | 0 | 0 | 0 | 0 | 0
0.625295September | Resource 1 | Sublap 1 | 15:00 | 2 | 95 | September | 18000 | 0 | 0 | 0 | 0 | 0 | 0 | 0 | 0 | 0 | 0 | 0 | 0 | 0 | 0 | 0 | 11.0844 | 9.5365 | -3.0265 | -0.064028 | 0 | 0 | 0 | 0 | 0 | 0 | 0 | 0 | 0 | 0 | 0 | 0 | 0 | 0 | 0 | 0 | 0 | 0 | 0 | 0 | 199.5197 | 171.6575 | -54.4764 | -1.1525 | 0 | 0 | 0 | 0 | 0
0.625295October | Resource 1 | Sublap 1 | 15:00 | 2 | 95 | October | 19000 | 0 | 0 | 0 | 0 | 0 | 0 | 0 | 0 | 0 | 0 | 0 | 0 | 0 | 0 | 0 | 11.0844 | 9.5365 | -3.0265 | -0.064028 | 0 | 0 | 0 | 0 | 0 | 0 | 0 | 0 | 0 | 0 | 0 | 0 | 0 | 0 | 0 | 0 | 0 | 0 | 0 | 0 | 210.6041 | 181.194 | -57.5029 | -1.2165 | 0 | 0 | 0 | 0 | 0
0.625295November | Resource 1 | Sublap 1 | 15:00 | 2 | 95 | November | 20000 | 0 | 0 | 0 | 0 | 0 | 0 | 0 | 0 | 0 | 0 | 0 | 0 | 0 | 0 | 0 | 11.0844 | 9.5365 | -3.0265 | -0.064028 | 0 | 0 | 0 | 0 | 0 | 0 | 0 | 0 | 0 | 0 | 0 | 0 | 0 | 0 | 0 | 0 | 0 | 0 | 0 | 0 | 221.6885 | 190.7305 | -60.5293 | -1.2806 | 0 | 0 | 0 | 0 | 0
0.625295December | Resource 1 | Sublap 1 | 15:00 | 2 | 95 | December | 21000 | 0 | 0 | 0 | 0 | 0 | 0 | 0 | 0 | 0 | 0 | 0 | 0 | 0 | 0 | 0 | 11.0844 | 9.5365 | -3.0265 | -0.064028 | 0 | 0 | 0 | 0 | 0 | 0 | 0 | 0 | 0 | 0 | 0 | 0 | 0 | 0 | 0 | 0 | 0 | 0 | 0 | 0 | 232.7729 | 200.2671 | -63.5558 | -1.3446 | 0 | 0 | 0 | 0 | 0
0.625296January | Resource 1 | Sublap 1 | 15:00 | 2 | 96 | January | 10000 | 0 | 0 | 0 | 0 | 0 | 0 | 0 | 0 | 0 | 0 | 0 | 0 | 0 | 0 | 0 | 9.8703 | 8.4664 | -2.6941 | -0.057013 | 0 | 0 | 0 | 0 | 0 | 0 | 0 | 0 | 0 | 0 | 0 | 0 | 0 | 0 | 0 | 0 | 0 | 0 | 0 | 0 | 98.7029 | 84.6638 | -26.9407 | -0.57013 | 0 | 0 | 0 | 0 | 0
0.625296February | Resource 1 | Sublap 1 | 15:00 | 2 | 96 | February | 11000 | 0 | 0 | 0 | 0 | 0 | 0 | 0 | 0 | 0 | 0 | 0 | 0 | 0 | 0 | 0 | 9.8703 | 8.4664 | -2.6941 | -0.057013 | 0 | 0 | 0 | 0 | 0 | 0 | 0 | 0 | 0 | 0 | 0 | 0 | 0 | 0 | 0 | 0 | 0 | 0 | 0 | 0 | 108.5732 | 93.1302 | -29.6348 | -0.62714 | 0 | 0 | 0 | 0 | 0
0.625296March | Resource 1 | Sublap 1 | 15:00 | 2 | 96 | March | 12000 | 0 | 0 | 0 | 0 | 0 | 0 | 0 | 0 | 0 | 0 | 0 | 0 | 0 | 0 | 0 | 9.8703 | 8.4664 | -2.6941 | -0.057013 | 0 | 0 | 0 | 0 | 0 | 0 | 0 | 0 | 0 | 0 | 0 | 0 | 0 | 0 | 0 | 0 | 0 | 0 | 0 | 0 | 118.4435 | 101.5965 | -32.3289 | -0.68415 | 0 | 0 | 0 | 0 | 0
0.625296April | Resource 1 | Sublap 1 | 15:00 | 2 | 96 | April | 13000 | 0 | 0 | 0 | 0 | 0 | 0 | 0 | 0 | 0 | 0 | 0 | 0 | 0 | 0 | 0 | 9.8703 | 8.4664 | -2.6941 | -0.057013 | 0 | 0 | 0 | 0 | 0 | 0 | 0 | 0 | 0 | 0 | 0 | 0 | 0 | 0 | 0 | 0 | 0 | 0 | 0 | 0 | 128.3138 | 110.0629 | -35.023 | -0.74117 | 0 | 0 | 0 | 0 | 0
0.625296May | Resource 1 | Sublap 1 | 15:00 | 2 | 96 | May | 14000 | 0 | 0 | 0 | 0 | 0 | 0 | 0 | 0 | 0 | 0 | 0 | 0 | 0 | 0 | 0 | 9.8703 | 8.4664 | -2.6941 | -0.057013 | 0 | 0 | 0 | 0 | 0 | 0 | 0 | 0 | 0 | 0 | 0 | 0 | 0 | 0 | 0 | 0 | 0 | 0 | 0 | 0 | 138.1841 | 118.5293 | -37.717 | -0.79818 | 0 | 0 | 0 | 0 | 0
0.625296June | Resource 1 | Sublap 1 | 15:00 | 2 | 96 | June | 15000 | 0 | 0 | 0 | 0 | 0 | 0 | 0 | 0 | 0 | 0 | 0 | 0 | 0 | 0 | 0 | 9.8703 | 8.4664 | -2.6941 | -0.057013 | 0 | 0 | 0 | 0 | 0 | 0 | 0 | 0 | 0 | 0 | 0 | 0 | 0 | 0 | 0 | 0 | 0 | 0 | 0 | 0 | 148.0544 | 126.9957 | -40.4111 | -0.85519 | 0 | 0 | 0 | 0 | 0
0.625296July | Resource 1 | Sublap 1 | 15:00 | 2 | 96 | July | 16000 | 0 | 0 | 0 | 0 | 0 | 0 | 0 | 0 | 0 | 0 | 0 | 0 | 0 | 0 | 0 | 9.8703 | 8.4664 | -2.6941 | -0.057013 | 0 | 0 | 0 | 0 | 0 | 0 | 0 | 0 | 0 | 0 | 0 | 0 | 0 | 0 | 0 | 0 | 0 | 0 | 0 | 0 | 157.9247 | 135.4621 | -43.1052 | -0.9122 | 0 | 0 | 0 | 0 | 0
0.625296August | Resource 1 | Sublap 1 | 15:00 | 2 | 96 | August | 17000 | 0 | 0 | 0 | 0 | 0 | 0 | 0 | 0 | 0 | 0 | 0 | 0 | 0 | 0 | 0 | 9.8703 | 8.4664 | -2.6941 | -0.057013 | 0 | 0 | 0 | 0 | 0 | 0 | 0 | 0 | 0 | 0 | 0 | 0 | 0 | 0 | 0 | 0 | 0 | 0 | 0 | 0 | 167.795 | 143.9284 | -45.7993 | -0.96922 | 0 | 0 | 0 | 0 | 0
0.625296September | Resource 1 | Sublap 1 | 15:00 | 2 | 96 | September | 18000 | 0 | 0 | 0 | 0 | 0 | 0 | 0 | 0 | 0 | 0 | 0 | 0 | 0 | 0 | 0 | 9.8703 | 8.4664 | -2.6941 | -0.057013 | 0 | 0 | 0 | 0 | 0 | 0 | 0 | 0 | 0 | 0 | 0 | 0 | 0 | 0 | 0 | 0 | 0 | 0 | 0 | 0 | 177.6653 | 152.3948 | -48.4933 | -1.0262 | 0 | 0 | 0 | 0 | 0
0.625296October | Resource 1 | Sublap 1 | 15:00 | 2 | 96 | October | 19000 | 0 | 0 | 0 | 0 | 0 | 0 | 0 | 0 | 0 | 0 | 0 | 0 | 0 | 0 | 0 | 9.8703 | 8.4664 | -2.6941 | -0.057013 | 0 | 0 | 0 | 0 | 0 | 0 | 0 | 0 | 0 | 0 | 0 | 0 | 0 | 0 | 0 | 0 | 0 | 0 | 0 | 0 | 187.5356 | 160.8612 | -51.1874 | -1.0832 | 0 | 0 | 0 | 0 | 0
0.625296November | Resource 1 | Sublap 1 | 15:00 | 2 | 96 | November | 20000 | 0 | 0 | 0 | 0 | 0 | 0 | 0 | 0 | 0 | 0 | 0 | 0 | 0 | 0 | 0 | 9.8703 | 8.4664 | -2.6941 | -0.057013 | 0 | 0 | 0 | 0 | 0 | 0 | 0 | 0 | 0 | 0 | 0 | 0 | 0 | 0 | 0 | 0 | 0 | 0 | 0 | 0 | 197.4059 | 169.3276 | -53.8815 | -1.1403 | 0 | 0 | 0 | 0 | 0
0.625296December | Resource 1 | Sublap 1 | 15:00 | 2 | 96 | December | 21000 | 0 | 0 | 0 | 0 | 0 | 0 | 0 | 0 | 0 | 0 | 0 | 0 | 0 | 0 | 0 | 9.8703 | 8.4664 | -2.6941 | -0.057013 | 0 | 0 | 0 | 0 | 0 | 0 | 0 | 0 | 0 | 0 | 0 | 0 | 0 | 0 | 0 | 0 | 0 | 0 | 0 | 0 | 207.2762 | 177.7939 | -56.5756 | -1.1973 | 0 | 0 | 0 | 0 | 0
0.625297January | Resource 1 | Sublap 1 | 15:00 | 2 | 97 | January | 10000 | 0 | 0 | 0 | 0 | 0 | 0 | 0 | 0 | 0 | 0 | 0 | 0 | 0 | 0 | 0 | 9.1492 | 7.5755 | -2.5016 | -0.05295 | 0 | 0 | 0 | 0 | 0 | 0 | 0 | 0 | 0 | 0 | 0 | 0 | 0 | 0 | 0 | 0 | 0 | 0 | 0 | 0 | 91.4924 | 75.7553 | -25.0158 | -0.5295 | 0 | 0 | 0 | 0 | 0
0.625297February | Resource 1 | Sublap 1 | 15:00 | 2 | 97 | February | 11000 | 0 | 0 | 0 | 0 | 0 | 0 | 0 | 0 | 0 | 0 | 0 | 0 | 0 | 0 | 0 | 9.1492 | 7.5755 | -2.5016 | -0.05295 | 0 | 0 | 0 | 0 | 0 | 0 | 0 | 0 | 0 | 0 | 0 | 0 | 0 | 0 | 0 | 0 | 0 | 0 | 0 | 0 | 100.6417 | 83.3309 | -27.5174 | -0.58245 | 0 | 0 | 0 | 0 | 0
0.625297March | Resource 1 | Sublap 1 | 15:00 | 2 | 97 | March | 12000 | 0 | 0 | 0 | 0 | 0 | 0 | 0 | 0 | 0 | 0 | 0 | 0 | 0 | 0 | 0 | 9.1492 | 7.5755 | -2.5016 | -0.05295 | 0 | 0 | 0 | 0 | 0 | 0 | 0 | 0 | 0 | 0 | 0 | 0 | 0 | 0 | 0 | 0 | 0 | 0 | 0 | 0 | 109.7909 | 90.9064 | -30.019 | -0.6354 | 0 | 0 | 0 | 0 | 0
0.625297April | Resource 1 | Sublap 1 | 15:00 | 2 | 97 | April | 13000 | 0 | 0 | 0 | 0 | 0 | 0 | 0 | 0 | 0 | 0 | 0 | 0 | 0 | 0 | 0 | 9.1492 | 7.5755 | -2.5016 | -0.05295 | 0 | 0 | 0 | 0 | 0 | 0 | 0 | 0 | 0 | 0 | 0 | 0 | 0 | 0 | 0 | 0 | 0 | 0 | 0 | 0 | 118.9402 | 98.4819 | -32.5206 | -0.68835 | 0 | 0 | 0 | 0 | 0
0.625297May | Resource 1 | Sublap 1 | 15:00 | 2 | 97 | May | 14000 | 0 | 0 | 0 | 0 | 0 | 0 | 0 | 0 | 0 | 0 | 0 | 0 | 0 | 0 | 0 | 9.1492 | 7.5755 | -2.5016 | -0.05295 | 0 | 0 | 0 | 0 | 0 | 0 | 0 | 0 | 0 | 0 | 0 | 0 | 0 | 0 | 0 | 0 | 0 | 0 | 0 | 0 | 128.0894 | 106.0575 | -35.0221 | -0.7413 | 0 | 0 | 0 | 0 | 0
0.625297June | Resource 1 | Sublap 1 | 15:00 | 2 | 97 | June | 15000 | 0 | 0 | 0 | 0 | 0 | 0 | 0 | 0 | 0 | 0 | 0 | 0 | 0 | 0 | 0 | 9.1492 | 7.5755 | -2.5016 | -0.05295 | 0 | 0 | 0 | 0 | 0 | 0 | 0 | 0 | 0 | 0 | 0 | 0 | 0 | 0 | 0 | 0 | 0 | 0 | 0 | 0 | 137.2386 | 113.633 | -37.5237 | -0.79425 | 0 | 0 | 0 | 0 | 0
0.625297July | Resource 1 | Sublap 1 | 15:00 | 2 | 97 | July | 16000 | 0 | 0 | 0 | 0 | 0 | 0 | 0 | 0 | 0 | 0 | 0 | 0 | 0 | 0 | 0 | 9.1492 | 7.5755 | -2.5016 | -0.05295 | 0 | 0 | 0 | 0 | 0 | 0 | 0 | 0 | 0 | 0 | 0 | 0 | 0 | 0 | 0 | 0 | 0 | 0 | 0 | 0 | 146.3879 | 121.2085 | -40.0253 | -0.8472 | 0 | 0 | 0 | 0 | 0
0.625297August | Resource 1 | Sublap 1 | 15:00 | 2 | 97 | August | 17000 | 0 | 0 | 0 | 0 | 0 | 0 | 0 | 0 | 0 | 0 | 0 | 0 | 0 | 0 | 0 | 9.1492 | 7.5755 | -2.5016 | -0.05295 | 0 | 0 | 0 | 0 | 0 | 0 | 0 | 0 | 0 | 0 | 0 | 0 | 0 | 0 | 0 | 0 | 0 | 0 | 0 | 0 | 155.5371 | 128.7841 | -42.5269 | -0.90015 | 0 | 0 | 0 | 0 | 0
0.625297September | Resource 1 | Sublap 1 | 15:00 | 2 | 97 | September | 18000 | 0 | 0 | 0 | 0 | 0 | 0 | 0 | 0 | 0 | 0 | 0 | 0 | 0 | 0 | 0 | 9.1492 | 7.5755 | -2.5016 | -0.05295 | 0 | 0 | 0 | 0 | 0 | 0 | 0 | 0 | 0 | 0 | 0 | 0 | 0 | 0 | 0 | 0 | 0 | 0 | 0 | 0 | 164.6864 | 136.3596 | -45.0284 | -0.9531 | 0 | 0 | 0 | 0 | 0
0.625297October | Resource 1 | Sublap 1 | 15:00 | 2 | 97 | October | 19000 | 0 | 0 | 0 | 0 | 0 | 0 | 0 | 0 | 0 | 0 | 0 | 0 | 0 | 0 | 0 | 9.1492 | 7.5755 | -2.5016 | -0.05295 | 0 | 0 | 0 | 0 | 0 | 0 | 0 | 0 | 0 | 0 | 0 | 0 | 0 | 0 | 0 | 0 | 0 | 0 | 0 | 0 | 173.8356 | 143.9352 | -47.53 | -1.0061 | 0 | 0 | 0 | 0 | 0
0.625297November | Resource 1 | Sublap 1 | 15:00 | 2 | 97 | November | 20000 | 0 | 0 | 0 | 0 | 0 | 0 | 0 | 0 | 0 | 0 | 0 | 0 | 0 | 0 | 0 | 9.1492 | 7.5755 | -2.5016 | -0.05295 | 0 | 0 | 0 | 0 | 0 | 0 | 0 | 0 | 0 | 0 | 0 | 0 | 0 | 0 | 0 | 0 | 0 | 0 | 0 | 0 | 182.9849 | 151.5107 | -50.0316 | -1.059 | 0 | 0 | 0 | 0 | 0
0.625297December | Resource 1 | Sublap 1 | 15:00 | 2 | 97 | December | 21000 | 0 | 0 | 0 | 0 | 0 | 0 | 0 | 0 | 0 | 0 | 0 | 0 | 0 | 0 | 0 | 9.1492 | 7.5755 | -2.5016 | -0.05295 | 0 | 0 | 0 | 0 | 0 | 0 | 0 | 0 | 0 | 0 | 0 | 0 | 0 | 0 | 0 | 0 | 0 | 0 | 0 | 0 | 192.1341 | 159.0862 | -52.5332 | -1.112 | 0 | 0 | 0 | 0 | 0
0.625298January | Resource 1 | Sublap 1 | 15:00 | 2 | 98 | January | 10000 | 0 | 0 | 0 | 0 | 0 | 0 | 0 | 0 | 0 | 0 | 0 | 0 | 0 | 0 | 0 | 10.5203 | 9.3634 | -2.8602 | -0.060519 | 0 | 0 | 0 | 0 | 0 | 0 | 0 | 0 | 0 | 0 | 0 | 0 | 0 | 0 | 0 | 0 | 0 | 0 | 0 | 0 | 105.2031 | 93.6335 | -28.6022 | -0.60519 | 0 | 0 | 0 | 0 | 0
0.625298February | Resource 1 | Sublap 1 | 15:00 | 2 | 98 | February | 11000 | 0 | 0 | 0 | 0 | 0 | 0 | 0 | 0 | 0 | 0 | 0 | 0 | 0 | 0 | 0 | 10.5203 | 9.3634 | -2.8602 | -0.060519 | 0 | 0 | 0 | 0 | 0 | 0 | 0 | 0 | 0 | 0 | 0 | 0 | 0 | 0 | 0 | 0 | 0 | 0 | 0 | 0 | 115.7234 | 102.9969 | -31.4625 | -0.66571 | 0 | 0 | 0 | 0 | 0
0.625298March | Resource 1 | Sublap 1 | 15:00 | 2 | 98 | March | 12000 | 0 | 0 | 0 | 0 | 0 | 0 | 0 | 0 | 0 | 0 | 0 | 0 | 0 | 0 | 0 | 10.5203 | 9.3634 | -2.8602 | -0.060519 | 0 | 0 | 0 | 0 | 0 | 0 | 0 | 0 | 0 | 0 | 0 | 0 | 0 | 0 | 0 | 0 | 0 | 0 | 0 | 0 | 126.2437 | 112.3602 | -34.3227 | -0.72623 | 0 | 0 | 0 | 0 | 0
0.625298April | Resource 1 | Sublap 1 | 15:00 | 2 | 98 | April | 13000 | 0 | 0 | 0 | 0 | 0 | 0 | 0 | 0 | 0 | 0 | 0 | 0 | 0 | 0 | 0 | 10.5203 | 9.3634 | -2.8602 | -0.060519 | 0 | 0 | 0 | 0 | 0 | 0 | 0 | 0 | 0 | 0 | 0 | 0 | 0 | 0 | 0 | 0 | 0 | 0 | 0 | 0 | 136.764 | 121.7236 | -37.1829 | -0.78675 | 0 | 0 | 0 | 0 | 0
0.625298May | Resource 1 | Sublap 1 | 15:00 | 2 | 98 | May | 14000 | 0 | 0 | 0 | 0 | 0 | 0 | 0 | 0 | 0 | 0 | 0 | 0 | 0 | 0 | 0 | 10.5203 | 9.3634 | -2.8602 | -0.060519 | 0 | 0 | 0 | 0 | 0 | 0 | 0 | 0 | 0 | 0 | 0 | 0 | 0 | 0 | 0 | 0 | 0 | 0 | 0 | 0 | 147.2843 | 131.0869 | -40.0431 | -0.84727 | 0 | 0 | 0 | 0 | 0
0.625298June | Resource 1 | Sublap 1 | 15:00 | 2 | 98 | June | 15000 | 0 | 0 | 0 | 0 | 0 | 0 | 0 | 0 | 0 | 0 | 0 | 0 | 0 | 0 | 0 | 10.5203 | 9.3634 | -2.8602 | -0.060519 | 0 | 0 | 0 | 0 | 0 | 0 | 0 | 0 | 0 | 0 | 0 | 0 | 0 | 0 | 0 | 0 | 0 | 0 | 0 | 0 | 157.8046 | 140.4503 | -42.9034 | -0.90779 | 0 | 0 | 0 | 0 | 0
0.625298July | Resource 1 | Sublap 1 | 15:00 | 2 | 98 | July | 16000 | 0 | 0 | 0 | 0 | 0 | 0 | 0 | 0 | 0 | 0 | 0 | 0 | 0 | 0 | 0 | 10.5203 | 9.3634 | -2.8602 | -0.060519 | 0 | 0 | 0 | 0 | 0 | 0 | 0 | 0 | 0 | 0 | 0 | 0 | 0 | 0 | 0 | 0 | 0 | 0 | 0 | 0 | 168.3249 | 149.8136 | -45.7636 | -0.96831 | 0 | 0 | 0 | 0 | 0
0.625298August | Resource 1 | Sublap 1 | 15:00 | 2 | 98 | August | 17000 | 0 | 0 | 0 | 0 | 0 | 0 | 0 | 0 | 0 | 0 | 0 | 0 | 0 | 0 | 0 | 10.5203 | 9.3634 | -2.8602 | -0.060519 | 0 | 0 | 0 | 0 | 0 | 0 | 0 | 0 | 0 | 0 | 0 | 0 | 0 | 0 | 0 | 0 | 0 | 0 | 0 | 0 | 178.8452 | 159.177 | -48.6238 | -1.0288 | 0 | 0 | 0 | 0 | 0
0.625298September | Resource 1 | Sublap 1 | 15:00 | 2 | 98 | September | 18000 | 0 | 0 | 0 | 0 | 0 | 0 | 0 | 0 | 0 | 0 | 0 | 0 | 0 | 0 | 0 | 10.5203 | 9.3634 | -2.8602 | -0.060519 | 0 | 0 | 0 | 0 | 0 | 0 | 0 | 0 | 0 | 0 | 0 | 0 | 0 | 0 | 0 | 0 | 0 | 0 | 0 | 0 | 189.3655 | 168.5403 | -51.484 | -1.0893 | 0 | 0 | 0 | 0 | 0
0.625298October | Resource 1 | Sublap 1 | 15:00 | 2 | 98 | October | 19000 | 0 | 0 | 0 | 0 | 0 | 0 | 0 | 0 | 0 | 0 | 0 | 0 | 0 | 0 | 0 | 10.5203 | 9.3634 | -2.8602 | -0.060519 | 0 | 0 | 0 | 0 | 0 | 0 | 0 | 0 | 0 | 0 | 0 | 0 | 0 | 0 | 0 | 0 | 0 | 0 | 0 | 0 | 199.8858 | 177.9037 | -54.3443 | -1.1499 | 0 | 0 | 0 | 0 | 0
0.625298November | Resource 1 | Sublap 1 | 15:00 | 2 | 98 | November | 20000 | 0 | 0 | 0 | 0 | 0 | 0 | 0 | 0 | 0 | 0 | 0 | 0 | 0 | 0 | 0 | 10.5203 | 9.3634 | -2.8602 | -0.060519 | 0 | 0 | 0 | 0 | 0 | 0 | 0 | 0 | 0 | 0 | 0 | 0 | 0 | 0 | 0 | 0 | 0 | 0 | 0 | 0 | 210.4061 | 187.267 | -57.2045 | -1.2104 | 0 | 0 | 0 | 0 | 0
0.625298December | Resource 1 | Sublap 1 | 15:00 | 2 | 98 | December | 21000 | 0 | 0 | 0 | 0 | 0 | 0 | 0 | 0 | 0 | 0 | 0 | 0 | 0 | 0 | 0 | 10.5203 | 9.3634 | -2.8602 | -0.060519 | 0 | 0 | 0 | 0 | 0 | 0 | 0 | 0 | 0 | 0 | 0 | 0 | 0 | 0 | 0 | 0 | 0 | 0 | 0 | 0 | 220.9264 | 196.6304 | -60.0647 | -1.2709 | 0 | 0 | 0 | 0 | 0
0.625299January | Resource 1 | Sublap 1 | 15:00 | 2 | 99 | January | 10000 | 0 | 0 | 0 | 0 | 0 | 0 | 0 | 0 | 0 | 0 | 0 | 0 | 0 | 0 | 0 | 10.3925 | 9.0517 | -2.8289 | -0.059859 | 0 | 0 | 0 | 0 | 0 | 0 | 0 | 0 | 0 | 0 | 0 | 0 | 0 | 0 | 0 | 0 | 0 | 0 | 0 | 0 | 103.9251 | 90.5169 | -28.2894 | -0.59859 | 0 | 0 | 0 | 0 | 0
0.625299February | Resource 1 | Sublap 1 | 15:00 | 2 | 99 | February | 11000 | 0 | 0 | 0 | 0 | 0 | 0 | 0 | 0 | 0 | 0 | 0 | 0 | 0 | 0 | 0 | 10.3925 | 9.0517 | -2.8289 | -0.059859 | 0 | 0 | 0 | 0 | 0 | 0 | 0 | 0 | 0 | 0 | 0 | 0 | 0 | 0 | 0 | 0 | 0 | 0 | 0 | 0 | 114.3176 | 99.5687 | -31.1183 | -0.65845 | 0 | 0 | 0 | 0 | 0
0.625299March | Resource 1 | Sublap 1 | 15:00 | 2 | 99 | March | 12000 | 0 | 0 | 0 | 0 | 0 | 0 | 0 | 0 | 0 | 0 | 0 | 0 | 0 | 0 | 0 | 10.3925 | 9.0517 | -2.8289 | -0.059859 | 0 | 0 | 0 | 0 | 0 | 0 | 0 | 0 | 0 | 0 | 0 | 0 | 0 | 0 | 0 | 0 | 0 | 0 | 0 | 0 | 124.7102 | 108.6203 | -33.9473 | -0.71831 | 0 | 0 | 0 | 0 | 0
0.625299April | Resource 1 | Sublap 1 | 15:00 | 2 | 99 | April | 13000 | 0 | 0 | 0 | 0 | 0 | 0 | 0 | 0 | 0 | 0 | 0 | 0 | 0 | 0 | 0 | 10.3925 | 9.0517 | -2.8289 | -0.059859 | 0 | 0 | 0 | 0 | 0 | 0 | 0 | 0 | 0 | 0 | 0 | 0 | 0 | 0 | 0 | 0 | 0 | 0 | 0 | 0 | 135.1027 | 117.672 | -36.7762 | -0.77817 | 0 | 0 | 0 | 0 | 0
0.625299May | Resource 1 | Sublap 1 | 15:00 | 2 | 99 | May | 14000 | 0 | 0 | 0 | 0 | 0 | 0 | 0 | 0 | 0 | 0 | 0 | 0 | 0 | 0 | 0 | 10.3925 | 9.0517 | -2.8289 | -0.059859 | 0 | 0 | 0 | 0 | 0 | 0 | 0 | 0 | 0 | 0 | 0 | 0 | 0 | 0 | 0 | 0 | 0 | 0 | 0 | 0 | 145.4952 | 126.7237 | -39.6052 | -0.83803 | 0 | 0 | 0 | 0 | 0
0.625299June | Resource 1 | Sublap 1 | 15:00 | 2 | 99 | June | 15000 | 0 | 0 | 0 | 0 | 0 | 0 | 0 | 0 | 0 | 0 | 0 | 0 | 0 | 0 | 0 | 10.3925 | 9.0517 | -2.8289 | -0.059859 | 0 | 0 | 0 | 0 | 0 | 0 | 0 | 0 | 0 | 0 | 0 | 0 | 0 | 0 | 0 | 0 | 0 | 0 | 0 | 0 | 155.8877 | 135.7754 | -42.4341 | -0.89788 | 0 | 0 | 0 | 0 | 0
0.625299July | Resource 1 | Sublap 1 | 15:00 | 2 | 99 | July | 16000 | 0 | 0 | 0 | 0 | 0 | 0 | 0 | 0 | 0 | 0 | 0 | 0 | 0 | 0 | 0 | 10.3925 | 9.0517 | -2.8289 | -0.059859 | 0 | 0 | 0 | 0 | 0 | 0 | 0 | 0 | 0 | 0 | 0 | 0 | 0 | 0 | 0 | 0 | 0 | 0 | 0 | 0 | 166.2802 | 144.8271 | -45.263 | -0.95774 | 0 | 0 | 0 | 0 | 0
0.625299August | Resource 1 | Sublap 1 | 15:00 | 2 | 99 | August | 17000 | 0 | 0 | 0 | 0 | 0 | 0 | 0 | 0 | 0 | 0 | 0 | 0 | 0 | 0 | 0 | 10.3925 | 9.0517 | -2.8289 | -0.059859 | 0 | 0 | 0 | 0 | 0 | 0 | 0 | 0 | 0 | 0 | 0 | 0 | 0 | 0 | 0 | 0 | 0 | 0 | 0 | 0 | 176.6727 | 153.8788 | -48.092 | -1.0176 | 0 | 0 | 0 | 0 | 0
0.625299September | Resource 1 | Sublap 1 | 15:00 | 2 | 99 | September | 18000 | 0 | 0 | 0 | 0 | 0 | 0 | 0 | 0 | 0 | 0 | 0 | 0 | 0 | 0 | 0 | 10.3925 | 9.0517 | -2.8289 | -0.059859 | 0 | 0 | 0 | 0 | 0 | 0 | 0 | 0 | 0 | 0 | 0 | 0 | 0 | 0 | 0 | 0 | 0 | 0 | 0 | 0 | 187.0652 | 162.9305 | -50.9209 | -1.0775 | 0 | 0 | 0 | 0 | 0
0.625299October | Resource 1 | Sublap 1 | 15:00 | 2 | 99 | October | 19000 | 0 | 0 | 0 | 0 | 0 | 0 | 0 | 0 | 0 | 0 | 0 | 0 | 0 | 0 | 0 | 10.3925 | 9.0517 | -2.8289 | -0.059859 | 0 | 0 | 0 | 0 | 0 | 0 | 0 | 0 | 0 | 0 | 0 | 0 | 0 | 0 | 0 | 0 | 0 | 0 | 0 | 0 | 197.4577 | 171.9822 | -53.7499 | -1.1373 | 0 | 0 | 0 | 0 | 0
0.625299November | Resource 1 | Sublap 1 | 15:00 | 2 | 99 | November | 20000 | 0 | 0 | 0 | 0 | 0 | 0 | 0 | 0 | 0 | 0 | 0 | 0 | 0 | 0 | 0 | 10.3925 | 9.0517 | -2.8289 | -0.059859 | 0 | 0 | 0 | 0 | 0 | 0 | 0 | 0 | 0 | 0 | 0 | 0 | 0 | 0 | 0 | 0 | 0 | 0 | 0 | 0 | 207.8503 | 181.0339 | -56.5788 | -1.1972 | 0 | 0 | 0 | 0 | 0
0.625299December | Resource 1 | Sublap 1 | 15:00 | 2 | 99 | December | 21000 | 0 | 0 | 0 | 0 | 0 | 0 | 0 | 0 | 0 | 0 | 0 | 0 | 0 | 0 | 0 | 10.3925 | 9.0517 | -2.8289 | -0.059859 | 0 | 0 | 0 | 0 | 0 | 0 | 0 | 0 | 0 | 0 | 0 | 0 | 0 | 0 | 0 | 0 | 0 | 0 | 0 | 0 | 218.2428 | 190.0856 | -59.4077 | -1.257 | 0 | 0 | 0 | 0 | 0
0.6252100January | Resource 1 | Sublap 1 | 15:00 | 2 | 100 | January | 10000 | 0 | 0 | 0 | 0 | 0 | 0 | 0 | 0 | 0 | 0 | 0 | 0 | 0 | 0 | 0 | 11.9733 | 11.2309 | -3.2748 | -0.069269 | 0 | 0 | 0 | 0 | 0 | 0 | 0 | 0 | 0 | 0 | 0 | 0 | 0 | 0 | 0 | 0 | 0 | 0 | 0 | 0 | 119.7333 | 112.3087 | -32.7485 | -0.69269 | 0 | 0 | 0 | 0 | 0
0.6252100February | Resource 1 | Sublap 1 | 15:00 | 2 | 100 | February | 11000 | 0 | 0 | 0 | 0 | 0 | 0 | 0 | 0 | 0 | 0 | 0 | 0 | 0 | 0 | 0 | 11.9733 | 11.2309 | -3.2748 | -0.069269 | 0 | 0 | 0 | 0 | 0 | 0 | 0 | 0 | 0 | 0 | 0 | 0 | 0 | 0 | 0 | 0 | 0 | 0 | 0 | 0 | 131.7066 | 123.5396 | -36.0233 | -0.76196 | 0 | 0 | 0 | 0 | 0
0.6252100March | Resource 1 | Sublap 1 | 15:00 | 2 | 100 | March | 12000 | 0 | 0 | 0 | 0 | 0 | 0 | 0 | 0 | 0 | 0 | 0 | 0 | 0 | 0 | 0 | 11.9733 | 11.2309 | -3.2748 | -0.069269 | 0 | 0 | 0 | 0 | 0 | 0 | 0 | 0 | 0 | 0 | 0 | 0 | 0 | 0 | 0 | 0 | 0 | 0 | 0 | 0 | 143.68 | 134.7704 | -39.2982 | -0.83123 | 0 | 0 | 0 | 0 | 0
0.6252100April | Resource 1 | Sublap 1 | 15:00 | 2 | 100 | April | 13000 | 0 | 0 | 0 | 0 | 0 | 0 | 0 | 0 | 0 | 0 | 0 | 0 | 0 | 0 | 0 | 11.9733 | 11.2309 | -3.2748 | -0.069269 | 0 | 0 | 0 | 0 | 0 | 0 | 0 | 0 | 0 | 0 | 0 | 0 | 0 | 0 | 0 | 0 | 0 | 0 | 0 | 0 | 155.6533 | 146.0013 | -42.573 | -0.9005 | 0 | 0 | 0 | 0 | 0
0.6252100May | Resource 1 | Sublap 1 | 15:00 | 2 | 100 | May | 14000 | 0 | 0 | 0 | 0 | 0 | 0 | 0 | 0 | 0 | 0 | 0 | 0 | 0 | 0 | 0 | 11.9733 | 11.2309 | -3.2748 | -0.069269 | 0 | 0 | 0 | 0 | 0 | 0 | 0 | 0 | 0 | 0 | 0 | 0 | 0 | 0 | 0 | 0 | 0 | 0 | 0 | 0 | 167.6266 | 157.2322 | -45.8479 | -0.96977 | 0 | 0 | 0 | 0 | 0
0.6252100June | Resource 1 | Sublap 1 | 15:00 | 2 | 100 | June | 15000 | 0 | 0 | 0 | 0 | 0 | 0 | 0 | 0 | 0 | 0 | 0 | 0 | 0 | 0 | 0 | 11.9733 | 11.2309 | -3.2748 | -0.069269 | 0 | 0 | 0 | 0 | 0 | 0 | 0 | 0 | 0 | 0 | 0 | 0 | 0 | 0 | 0 | 0 | 0 | 0 | 0 | 0 | 179.6 | 168.463 | -49.1227 | -1.039 | 0 | 0 | 0 | 0 | 0
0.6252100July | Resource 1 | Sublap 1 | 15:00 | 2 | 100 | July | 16000 | 0 | 0 | 0 | 0 | 0 | 0 | 0 | 0 | 0 | 0 | 0 | 0 | 0 | 0 | 0 | 11.9733 | 11.2309 | -3.2748 | -0.069269 | 0 | 0 | 0 | 0 | 0 | 0 | 0 | 0 | 0 | 0 | 0 | 0 | 0 | 0 | 0 | 0 | 0 | 0 | 0 | 0 | 191.5733 | 179.6939 | -52.3976 | -1.1083 | 0 | 0 | 0 | 0 | 0
0.6252100August | Resource 1 | Sublap 1 | 15:00 | 2 | 100 | August | 17000 | 0 | 0 | 0 | 0 | 0 | 0 | 0 | 0 | 0 | 0 | 0 | 0 | 0 | 0 | 0 | 11.9733 | 11.2309 | -3.2748 | -0.069269 | 0 | 0 | 0 | 0 | 0 | 0 | 0 | 0 | 0 | 0 | 0 | 0 | 0 | 0 | 0 | 0 | 0 | 0 | 0 | 0 | 203.5466 | 190.9248 | -55.6724 | -1.1776 | 0 | 0 | 0 | 0 | 0
0.6252100September | Resource 1 | Sublap 1 | 15:00 | 2 | 100 | September | 18000 | 0 | 0 | 0 | 0 | 0 | 0 | 0 | 0 | 0 | 0 | 0 | 0 | 0 | 0 | 0 | 11.9733 | 11.2309 | -3.2748 | -0.069269 | 0 | 0 | 0 | 0 | 0 | 0 | 0 | 0 | 0 | 0 | 0 | 0 | 0 | 0 | 0 | 0 | 0 | 0 | 0 | 0 | 215.52 | 202.1556 | -58.9473 | -1.2469 | 0 | 0 | 0 | 0 | 0
0.6252100October | Resource 1 | Sublap 1 | 15:00 | 2 | 100 | October | 19000 | 0 | 0 | 0 | 0 | 0 | 0 | 0 | 0 | 0 | 0 | 0 | 0 | 0 | 0 | 0 | 11.9733 | 11.2309 | -3.2748 | -0.069269 | 0 | 0 | 0 | 0 | 0 | 0 | 0 | 0 | 0 | 0 | 0 | 0 | 0 | 0 | 0 | 0 | 0 | 0 | 0 | 0 | 227.4933 | 213.3865 | -62.2221 | -1.3161 | 0 | 0 | 0 | 0 | 0
0.6252100November | Resource 1 | Sublap 1 | 15:00 | 2 | 100 | November | 20000 | 0 | 0 | 0 | 0 | 0 | 0 | 0 | 0 | 0 | 0 | 0 | 0 | 0 | 0 | 0 | 11.9733 | 11.2309 | -3.2748 | -0.069269 | 0 | 0 | 0 | 0 | 0 | 0 | 0 | 0 | 0 | 0 | 0 | 0 | 0 | 0 | 0 | 0 | 0 | 0 | 0 | 0 | 239.4666 | 224.6174 | -65.497 | -1.3854 | 0 | 0 | 0 | 0 | 0
0.6252100December | Resource 1 | Sublap 1 | 15:00 | 2 | 100 | December | 21000 | 0 | 0 | 0 | 0 | 0 | 0 | 0 | 0 | 0 | 0 | 0 | 0 | 0 | 0 | 0 | 11.9733 | 11.2309 | -3.2748 | -0.069269 | 0 | 0 | 0 | 0 | 0 | 0 | 0 | 0 | 0 | 0 | 0 | 0 | 0 | 0 | 0 | 0 | 0 | 0 | 0 | 0 | 251.44 | 235.8483 | -68.7718 | -1.4547 | 0 | 0 | 0 | 0 | 0
0.6252101January | Resource 1 | Sublap 1 | 15:00 | 2 | 101 | January | 10000 | 0 | 0 | 0 | 0 | 0 | 0 | 0 | 0 | 0 | 0 | 0 | 0 | 0 | 0 | 0 | 10.4327 | 9.5936 | -2.8067 | -0.05939 | 0 | 0 | 0 | 0 | 0 | 0 | 0 | 0 | 0 | 0 | 0 | 0 | 0 | 0 | 0 | 0 | 0 | 0 | 0 | 0 | 104.3268 | 95.9358 | -28.0671 | -0.5939 | 0 | 0 | 0 | 0 | 0
0.6252101February | Resource 1 | Sublap 1 | 15:00 | 2 | 101 | February | 11000 | 0 | 0 | 0 | 0 | 0 | 0 | 0 | 0 | 0 | 0 | 0 | 0 | 0 | 0 | 0 | 10.4327 | 9.5936 | -2.8067 | -0.05939 | 0 | 0 | 0 | 0 | 0 | 0 | 0 | 0 | 0 | 0 | 0 | 0 | 0 | 0 | 0 | 0 | 0 | 0 | 0 | 0 | 114.7594 | 105.5294 | -30.8738 | -0.65329 | 0 | 0 | 0 | 0 | 0
0.6252101March | Resource 1 | Sublap 1 | 15:00 | 2 | 101 | March | 12000 | 0 | 0 | 0 | 0 | 0 | 0 | 0 | 0 | 0 | 0 | 0 | 0 | 0 | 0 | 0 | 10.4327 | 9.5936 | -2.8067 | -0.05939 | 0 | 0 | 0 | 0 | 0 | 0 | 0 | 0 | 0 | 0 | 0 | 0 | 0 | 0 | 0 | 0 | 0 | 0 | 0 | 0 | 125.1921 | 115.123 | -33.6805 | -0.71268 | 0 | 0 | 0 | 0 | 0
0.6252101April | Resource 1 | Sublap 1 | 15:00 | 2 | 101 | April | 13000 | 0 | 0 | 0 | 0 | 0 | 0 | 0 | 0 | 0 | 0 | 0 | 0 | 0 | 0 | 0 | 10.4327 | 9.5936 | -2.8067 | -0.05939 | 0 | 0 | 0 | 0 | 0 | 0 | 0 | 0 | 0 | 0 | 0 | 0 | 0 | 0 | 0 | 0 | 0 | 0 | 0 | 0 | 135.6248 | 124.7166 | -36.4873 | -0.77207 | 0 | 0 | 0 | 0 | 0
0.6252101May | Resource 1 | Sublap 1 | 15:00 | 2 | 101 | May | 14000 | 0 | 0 | 0 | 0 | 0 | 0 | 0 | 0 | 0 | 0 | 0 | 0 | 0 | 0 | 0 | 10.4327 | 9.5936 | -2.8067 | -0.05939 | 0 | 0 | 0 | 0 | 0 | 0 | 0 | 0 | 0 | 0 | 0 | 0 | 0 | 0 | 0 | 0 | 0 | 0 | 0 | 0 | 146.0574 | 134.3102 | -39.294 | -0.83146 | 0 | 0 | 0 | 0 | 0
0.6252101June | Resource 1 | Sublap 1 | 15:00 | 2 | 101 | June | 15000 | 0 | 0 | 0 | 0 | 0 | 0 | 0 | 0 | 0 | 0 | 0 | 0 | 0 | 0 | 0 | 10.4327 | 9.5936 | -2.8067 | -0.05939 | 0 | 0 | 0 | 0 | 0 | 0 | 0 | 0 | 0 | 0 | 0 | 0 | 0 | 0 | 0 | 0 | 0 | 0 | 0 | 0 | 156.4901 | 143.9037 | -42.1007 | -0.89085 | 0 | 0 | 0 | 0 | 0
0.6252101July | Resource 1 | Sublap 1 | 15:00 | 2 | 101 | July | 16000 | 0 | 0 | 0 | 0 | 0 | 0 | 0 | 0 | 0 | 0 | 0 | 0 | 0 | 0 | 0 | 10.4327 | 9.5936 | -2.8067 | -0.05939 | 0 | 0 | 0 | 0 | 0 | 0 | 0 | 0 | 0 | 0 | 0 | 0 | 0 | 0 | 0 | 0 | 0 | 0 | 0 | 0 | 166.9228 | 153.4973 | -44.9074 | -0.95024 | 0 | 0 | 0 | 0 | 0
0.6252101August | Resource 1 | Sublap 1 | 15:00 | 2 | 101 | August | 17000 | 0 | 0 | 0 | 0 | 0 | 0 | 0 | 0 | 0 | 0 | 0 | 0 | 0 | 0 | 0 | 10.4327 | 9.5936 | -2.8067 | -0.05939 | 0 | 0 | 0 | 0 | 0 | 0 | 0 | 0 | 0 | 0 | 0 | 0 | 0 | 0 | 0 | 0 | 0 | 0 | 0 | 0 | 177.3555 | 163.0909 | -47.7141 | -1.0096 | 0 | 0 | 0 | 0 | 0
0.6252101September | Resource 1 | Sublap 1 | 15:00 | 2 | 101 | September | 18000 | 0 | 0 | 0 | 0 | 0 | 0 | 0 | 0 | 0 | 0 | 0 | 0 | 0 | 0 | 0 | 10.4327 | 9.5936 | -2.8067 | -0.05939 | 0 | 0 | 0 | 0 | 0 | 0 | 0 | 0 | 0 | 0 | 0 | 0 | 0 | 0 | 0 | 0 | 0 | 0 | 0 | 0 | 187.7882 | 172.6845 | -50.5208 | -1.069 | 0 | 0 | 0 | 0 | 0
0.6252101October | Resource 1 | Sublap 1 | 15:00 | 2 | 101 | October | 19000 | 0 | 0 | 0 | 0 | 0 | 0 | 0 | 0 | 0 | 0 | 0 | 0 | 0 | 0 | 0 | 10.4327 | 9.5936 | -2.8067 | -0.05939 | 0 | 0 | 0 | 0 | 0 | 0 | 0 | 0 | 0 | 0 | 0 | 0 | 0 | 0 | 0 | 0 | 0 | 0 | 0 | 0 | 198.2208 | 182.2781 | -53.3275 | -1.1284 | 0 | 0 | 0 | 0 | 0
0.6252101November | Resource 1 | Sublap 1 | 15:00 | 2 | 101 | November | 20000 | 0 | 0 | 0 | 0 | 0 | 0 | 0 | 0 | 0 | 0 | 0 | 0 | 0 | 0 | 0 | 10.4327 | 9.5936 | -2.8067 | -0.05939 | 0 | 0 | 0 | 0 | 0 | 0 | 0 | 0 | 0 | 0 | 0 | 0 | 0 | 0 | 0 | 0 | 0 | 0 | 0 | 0 | 208.6535 | 191.8716 | -56.1342 | -1.1878 | 0 | 0 | 0 | 0 | 0
0.6252101December | Resource 1 | Sublap 1 | 15:00 | 2 | 101 | December | 21000 | 0 | 0 | 0 | 0 | 0 | 0 | 0 | 0 | 0 | 0 | 0 | 0 | 0 | 0 | 0 | 10.4327 | 9.5936 | -2.8067 | -0.05939 | 0 | 0 | 0 | 0 | 0 | 0 | 0 | 0 | 0 | 0 | 0 | 0 | 0 | 0 | 0 | 0 | 0 | 0 | 0 | 0 | 219.0862 | 201.4652 | -58.941 | -1.2472 | 0 | 0 | 0 | 0 | 0
0.6252102January | Resource 1 | Sublap 1 | 15:00 | 2 | 102 | January | 10000 | 0 | 0 | 0 | 0 | 0 | 0 | 0 | 0 | 0 | 0 | 0 | 0 | 0 | 0 | 0 | 13.5537 | 12.4419 | -3.578 | -0.075666 | 0 | 0 | 0 | 0 | 0 | 0 | 0 | 0 | 0 | 0 | 0 | 0 | 0 | 0 | 0 | 0 | 0 | 0 | 0 | 0 | 135.5374 | 124.4186 | -35.7796 | -0.75666 | 0 | 0 | 0 | 0 | 0
0.6252102February | Resource 1 | Sublap 1 | 15:00 | 2 | 102 | February | 11000 | 0 | 0 | 0 | 0 | 0 | 0 | 0 | 0 | 0 | 0 | 0 | 0 | 0 | 0 | 0 | 13.5537 | 12.4419 | -3.578 | -0.075666 | 0 | 0 | 0 | 0 | 0 | 0 | 0 | 0 | 0 | 0 | 0 | 0 | 0 | 0 | 0 | 0 | 0 | 0 | 0 | 0 | 149.0911 | 136.8604 | -39.3575 | -0.83233 | 0 | 0 | 0 | 0 | 0
0.6252102March | Resource 1 | Sublap 1 | 15:00 | 2 | 102 | March | 12000 | 0 | 0 | 0 | 0 | 0 | 0 | 0 | 0 | 0 | 0 | 0 | 0 | 0 | 0 | 0 | 13.5537 | 12.4419 | -3.578 | -0.075666 | 0 | 0 | 0 | 0 | 0 | 0 | 0 | 0 | 0 | 0 | 0 | 0 | 0 | 0 | 0 | 0 | 0 | 0 | 0 | 0 | 162.6449 | 149.3023 | -42.9355 | -0.908 | 0 | 0 | 0 | 0 | 0
0.6252102April | Resource 1 | Sublap 1 | 15:00 | 2 | 102 | April | 13000 | 0 | 0 | 0 | 0 | 0 | 0 | 0 | 0 | 0 | 0 | 0 | 0 | 0 | 0 | 0 | 13.5537 | 12.4419 | -3.578 | -0.075666 | 0 | 0 | 0 | 0 | 0 | 0 | 0 | 0 | 0 | 0 | 0 | 0 | 0 | 0 | 0 | 0 | 0 | 0 | 0 | 0 | 176.1986 | 161.7441 | -46.5135 | -0.98366 | 0 | 0 | 0 | 0 | 0
0.6252102May | Resource 1 | Sublap 1 | 15:00 | 2 | 102 | May | 14000 | 0 | 0 | 0 | 0 | 0 | 0 | 0 | 0 | 0 | 0 | 0 | 0 | 0 | 0 | 0 | 13.5537 | 12.4419 | -3.578 | -0.075666 | 0 | 0 | 0 | 0 | 0 | 0 | 0 | 0 | 0 | 0 | 0 | 0 | 0 | 0 | 0 | 0 | 0 | 0 | 0 | 0 | 189.7524 | 174.186 | -50.0914 | -1.0593 | 0 | 0 | 0 | 0 | 0
0.6252102June | Resource 1 | Sublap 1 | 15:00 | 2 | 102 | June | 15000 | 0 | 0 | 0 | 0 | 0 | 0 | 0 | 0 | 0 | 0 | 0 | 0 | 0 | 0 | 0 | 13.5537 | 12.4419 | -3.578 | -0.075666 | 0 | 0 | 0 | 0 | 0 | 0 | 0 | 0 | 0 | 0 | 0 | 0 | 0 | 0 | 0 | 0 | 0 | 0 | 0 | 0 | 203.3061 | 186.6278 | -53.6694 | -1.135 | 0 | 0 | 0 | 0 | 0
0.6252102July | Resource 1 | Sublap 1 | 15:00 | 2 | 102 | July | 16000 | 0 | 0 | 0 | 0 | 0 | 0 | 0 | 0 | 0 | 0 | 0 | 0 | 0 | 0 | 0 | 13.5537 | 12.4419 | -3.578 | -0.075666 | 0 | 0 | 0 | 0 | 0 | 0 | 0 | 0 | 0 | 0 | 0 | 0 | 0 | 0 | 0 | 0 | 0 | 0 | 0 | 0 | 216.8598 | 199.0697 | -57.2473 | -1.2107 | 0 | 0 | 0 | 0 | 0
0.6252102August | Resource 1 | Sublap 1 | 15:00 | 2 | 102 | August | 17000 | 0 | 0 | 0 | 0 | 0 | 0 | 0 | 0 | 0 | 0 | 0 | 0 | 0 | 0 | 0 | 13.5537 | 12.4419 | -3.578 | -0.075666 | 0 | 0 | 0 | 0 | 0 | 0 | 0 | 0 | 0 | 0 | 0 | 0 | 0 | 0 | 0 | 0 | 0 | 0 | 0 | 0 | 230.4136 | 211.5116 | -60.8253 | -1.2863 | 0 | 0 | 0 | 0 | 0
0.6252102September | Resource 1 | Sublap 1 | 15:00 | 2 | 102 | September | 18000 | 0 | 0 | 0 | 0 | 0 | 0 | 0 | 0 | 0 | 0 | 0 | 0 | 0 | 0 | 0 | 13.5537 | 12.4419 | -3.578 | -0.075666 | 0 | 0 | 0 | 0 | 0 | 0 | 0 | 0 | 0 | 0 | 0 | 0 | 0 | 0 | 0 | 0 | 0 | 0 | 0 | 0 | 243.9673 | 223.9534 | -64.4032 | -1.362 | 0 | 0 | 0 | 0 | 0
0.6252102October | Resource 1 | Sublap 1 | 15:00 | 2 | 102 | October | 19000 | 0 | 0 | 0 | 0 | 0 | 0 | 0 | 0 | 0 | 0 | 0 | 0 | 0 | 0 | 0 | 13.5537 | 12.4419 | -3.578 | -0.075666 | 0 | 0 | 0 | 0 | 0 | 0 | 0 | 0 | 0 | 0 | 0 | 0 | 0 | 0 | 0 | 0 | 0 | 0 | 0 | 0 | 257.5211 | 236.3953 | -67.9812 | -1.4377 | 0 | 0 | 0 | 0 | 0
0.6252102November | Resource 1 | Sublap 1 | 15:00 | 2 | 102 | November | 20000 | 0 | 0 | 0 | 0 | 0 | 0 | 0 | 0 | 0 | 0 | 0 | 0 | 0 | 0 | 0 | 13.5537 | 12.4419 | -3.578 | -0.075666 | 0 | 0 | 0 | 0 | 0 | 0 | 0 | 0 | 0 | 0 | 0 | 0 | 0 | 0 | 0 | 0 | 0 | 0 | 0 | 0 | 271.0748 | 248.8371 | -71.5592 | -1.5133 | 0 | 0 | 0 | 0 | 0
0.6252102December | Resource 1 | Sublap 1 | 15:00 | 2 | 102 | December | 21000 | 0 | 0 | 0 | 0 | 0 | 0 | 0 | 0 | 0 | 0 | 0 | 0 | 0 | 0 | 0 | 13.5537 | 12.4419 | -3.578 | -0.075666 | 0 | 0 | 0 | 0 | 0 | 0 | 0 | 0 | 0 | 0 | 0 | 0 | 0 | 0 | 0 | 0 | 0 | 0 | 0 | 0 | 284.6285 | 261.279 | -75.1371 | -1.589 | 0 | 0 | 0 | 0 | 0
0.6252103January | Resource 1 | Sublap 1 | 15:00 | 2 | 103 | January | 10000 | 0 | 0 | 0 | 0 | 0 | 0 | 0 | 0 | 0 | 0 | 0 | 0 | 0 | 0 | 0 | 14.0584 | 13.0501 | -3.7531 | -0.079362 | 0 | 0 | 0 | 0 | 0 | 0 | 0 | 0 | 0 | 0 | 0 | 0 | 0 | 0 | 0 | 0 | 0 | 0 | 0 | 0 | 140.5843 | 130.5007 | -37.5309 | -0.79362 | 0 | 0 | 0 | 0 | 0
0.6252103February | Resource 1 | Sublap 1 | 15:00 | 2 | 103 | February | 11000 | 0 | 0 | 0 | 0 | 0 | 0 | 0 | 0 | 0 | 0 | 0 | 0 | 0 | 0 | 0 | 14.0584 | 13.0501 | -3.7531 | -0.079362 | 0 | 0 | 0 | 0 | 0 | 0 | 0 | 0 | 0 | 0 | 0 | 0 | 0 | 0 | 0 | 0 | 0 | 0 | 0 | 0 | 154.6427 | 143.5508 | -41.284 | -0.87299 | 0 | 0 | 0 | 0 | 0
0.6252103March | Resource 1 | Sublap 1 | 15:00 | 2 | 103 | March | 12000 | 0 | 0 | 0 | 0 | 0 | 0 | 0 | 0 | 0 | 0 | 0 | 0 | 0 | 0 | 0 | 14.0584 | 13.0501 | -3.7531 | -0.079362 | 0 | 0 | 0 | 0 | 0 | 0 | 0 | 0 | 0 | 0 | 0 | 0 | 0 | 0 | 0 | 0 | 0 | 0 | 0 | 0 | 168.7012 | 156.6009 | -45.0371 | -0.95235 | 0 | 0 | 0 | 0 | 0
0.6252103April | Resource 1 | Sublap 1 | 15:00 | 2 | 103 | April | 13000 | 0 | 0 | 0 | 0 | 0 | 0 | 0 | 0 | 0 | 0 | 0 | 0 | 0 | 0 | 0 | 14.0584 | 13.0501 | -3.7531 | -0.079362 | 0 | 0 | 0 | 0 | 0 | 0 | 0 | 0 | 0 | 0 | 0 | 0 | 0 | 0 | 0 | 0 | 0 | 0 | 0 | 0 | 182.7596 | 169.6509 | -48.7902 | -1.0317 | 0 | 0 | 0 | 0 | 0
0.6252103May | Resource 1 | Sublap 1 | 15:00 | 2 | 103 | May | 14000 | 0 | 0 | 0 | 0 | 0 | 0 | 0 | 0 | 0 | 0 | 0 | 0 | 0 | 0 | 0 | 14.0584 | 13.0501 | -3.7531 | -0.079362 | 0 | 0 | 0 | 0 | 0 | 0 | 0 | 0 | 0 | 0 | 0 | 0 | 0 | 0 | 0 | 0 | 0 | 0 | 0 | 0 | 196.818 | 182.701 | -52.5433 | -1.1111 | 0 | 0 | 0 | 0 | 0
0.6252103June | Resource 1 | Sublap 1 | 15:00 | 2 | 103 | June | 15000 | 0 | 0 | 0 | 0 | 0 | 0 | 0 | 0 | 0 | 0 | 0 | 0 | 0 | 0 | 0 | 14.0584 | 13.0501 | -3.7531 | -0.079362 | 0 | 0 | 0 | 0 | 0 | 0 | 0 | 0 | 0 | 0 | 0 | 0 | 0 | 0 | 0 | 0 | 0 | 0 | 0 | 0 | 210.8764 | 195.7511 | -56.2963 | -1.1904 | 0 | 0 | 0 | 0 | 0
0.6252103July | Resource 1 | Sublap 1 | 15:00 | 2 | 103 | July | 16000 | 0 | 0 | 0 | 0 | 0 | 0 | 0 | 0 | 0 | 0 | 0 | 0 | 0 | 0 | 0 | 14.0584 | 13.0501 | -3.7531 | -0.079362 | 0 | 0 | 0 | 0 | 0 | 0 | 0 | 0 | 0 | 0 | 0 | 0 | 0 | 0 | 0 | 0 | 0 | 0 | 0 | 0 | 224.9349 | 208.8012 | -60.0494 | -1.2698 | 0 | 0 | 0 | 0 | 0
0.6252103August | Resource 1 | Sublap 1 | 15:00 | 2 | 103 | August | 17000 | 0 | 0 | 0 | 0 | 0 | 0 | 0 | 0 | 0 | 0 | 0 | 0 | 0 | 0 | 0 | 14.0584 | 13.0501 | -3.7531 | -0.079362 | 0 | 0 | 0 | 0 | 0 | 0 | 0 | 0 | 0 | 0 | 0 | 0 | 0 | 0 | 0 | 0 | 0 | 0 | 0 | 0 | 238.9933 | 221.8512 | -63.8025 | -1.3492 | 0 | 0 | 0 | 0 | 0
0.6252103September | Resource 1 | Sublap 1 | 15:00 | 2 | 103 | September | 18000 | 0 | 0 | 0 | 0 | 0 | 0 | 0 | 0 | 0 | 0 | 0 | 0 | 0 | 0 | 0 | 14.0584 | 13.0501 | -3.7531 | -0.079362 | 0 | 0 | 0 | 0 | 0 | 0 | 0 | 0 | 0 | 0 | 0 | 0 | 0 | 0 | 0 | 0 | 0 | 0 | 0 | 0 | 253.0517 | 234.9013 | -67.5556 | -1.4285 | 0 | 0 | 0 | 0 | 0
0.6252103October | Resource 1 | Sublap 1 | 15:00 | 2 | 103 | October | 19000 | 0 | 0 | 0 | 0 | 0 | 0 | 0 | 0 | 0 | 0 | 0 | 0 | 0 | 0 | 0 | 14.0584 | 13.0501 | -3.7531 | -0.079362 | 0 | 0 | 0 | 0 | 0 | 0 | 0 | 0 | 0 | 0 | 0 | 0 | 0 | 0 | 0 | 0 | 0 | 0 | 0 | 0 | 267.1102 | 247.9514 | -71.3087 | -1.5079 | 0 | 0 | 0 | 0 | 0
0.6252103November | Resource 1 | Sublap 1 | 15:00 | 2 | 103 | November | 20000 | 0 | 0 | 0 | 0 | 0 | 0 | 0 | 0 | 0 | 0 | 0 | 0 | 0 | 0 | 0 | 14.0584 | 13.0501 | -3.7531 | -0.079362 | 0 | 0 | 0 | 0 | 0 | 0 | 0 | 0 | 0 | 0 | 0 | 0 | 0 | 0 | 0 | 0 | 0 | 0 | 0 | 0 | 281.1686 | 261.0015 | -75.0618 | -1.5872 | 0 | 0 | 0 | 0 | 0
0.6252103December | Resource 1 | Sublap 1 | 15:00 | 2 | 103 | December | 21000 | 0 | 0 | 0 | 0 | 0 | 0 | 0 | 0 | 0 | 0 | 0 | 0 | 0 | 0 | 0 | 14.0584 | 13.0501 | -3.7531 | -0.079362 | 0 | 0 | 0 | 0 | 0 | 0 | 0 | 0 | 0 | 0 | 0 | 0 | 0 | 0 | 0 | 0 | 0 | 0 | 0 | 0 | 295.227 | 274.0515 | -78.8149 | -1.6666 | 0 | 0 | 0 | 0 | 0
0.6252104January | Resource 1 | Sublap 1 | 15:00 | 2 | 104 | January | 10000 | 0 | 0 | 0 | 0 | 0 | 0 | 0 | 0 | 0 | 0 | 0 | 0 | 0 | 0 | 0 | 15.1548 | 14.0433 | -4.0461 | -0.085546 | 0 | 0 | 0 | 0 | 0 | 0 | 0 | 0 | 0 | 0 | 0 | 0 | 0 | 0 | 0 | 0 | 0 | 0 | 0 | 0 | 151.5482 | 140.4325 | -40.461 | -0.85546 | 0 | 0 | 0 | 0 | 0
0.6252104February | Resource 1 | Sublap 1 | 15:00 | 2 | 104 | February | 11000 | 0 | 0 | 0 | 0 | 0 | 0 | 0 | 0 | 0 | 0 | 0 | 0 | 0 | 0 | 0 | 15.1548 | 14.0433 | -4.0461 | -0.085546 | 0 | 0 | 0 | 0 | 0 | 0 | 0 | 0 | 0 | 0 | 0 | 0 | 0 | 0 | 0 | 0 | 0 | 0 | 0 | 0 | 166.7031 | 154.4757 | -44.507 | -0.94101 | 0 | 0 | 0 | 0 | 0
0.6252104March | Resource 1 | Sublap 1 | 15:00 | 2 | 104 | March | 12000 | 0 | 0 | 0 | 0 | 0 | 0 | 0 | 0 | 0 | 0 | 0 | 0 | 0 | 0 | 0 | 15.1548 | 14.0433 | -4.0461 | -0.085546 | 0 | 0 | 0 | 0 | 0 | 0 | 0 | 0 | 0 | 0 | 0 | 0 | 0 | 0 | 0 | 0 | 0 | 0 | 0 | 0 | 181.8579 | 168.519 | -48.5532 | -1.0266 | 0 | 0 | 0 | 0 | 0
0.6252104April | Resource 1 | Sublap 1 | 15:00 | 2 | 104 | April | 13000 | 0 | 0 | 0 | 0 | 0 | 0 | 0 | 0 | 0 | 0 | 0 | 0 | 0 | 0 | 0 | 15.1548 | 14.0433 | -4.0461 | -0.085546 | 0 | 0 | 0 | 0 | 0 | 0 | 0 | 0 | 0 | 0 | 0 | 0 | 0 | 0 | 0 | 0 | 0 | 0 | 0 | 0 | 197.0127 | 182.5622 | -52.5992 | -1.1121 | 0 | 0 | 0 | 0 | 0
0.6252104May | Resource 1 | Sublap 1 | 15:00 | 2 | 104 | May | 14000 | 0 | 0 | 0 | 0 | 0 | 0 | 0 | 0 | 0 | 0 | 0 | 0 | 0 | 0 | 0 | 15.1548 | 14.0433 | -4.0461 | -0.085546 | 0 | 0 | 0 | 0 | 0 | 0 | 0 | 0 | 0 | 0 | 0 | 0 | 0 | 0 | 0 | 0 | 0 | 0 | 0 | 0 | 212.1676 | 196.6055 | -56.6453 | -1.1976 | 0 | 0 | 0 | 0 | 0
0.6252104June | Resource 1 | Sublap 1 | 15:00 | 2 | 104 | June | 15000 | 0 | 0 | 0 | 0 | 0 | 0 | 0 | 0 | 0 | 0 | 0 | 0 | 0 | 0 | 0 | 15.1548 | 14.0433 | -4.0461 | -0.085546 | 0 | 0 | 0 | 0 | 0 | 0 | 0 | 0 | 0 | 0 | 0 | 0 | 0 | 0 | 0 | 0 | 0 | 0 | 0 | 0 | 227.3224 | 210.6487 | -60.6914 | -1.2832 | 0 | 0 | 0 | 0 | 0
0.6252104July | Resource 1 | Sublap 1 | 15:00 | 2 | 104 | July | 16000 | 0 | 0 | 0 | 0 | 0 | 0 | 0 | 0 | 0 | 0 | 0 | 0 | 0 | 0 | 0 | 15.1548 | 14.0433 | -4.0461 | -0.085546 | 0 | 0 | 0 | 0 | 0 | 0 | 0 | 0 | 0 | 0 | 0 | 0 | 0 | 0 | 0 | 0 | 0 | 0 | 0 | 0 | 242.4772 | 224.692 | -64.7375 | -1.3687 | 0 | 0 | 0 | 0 | 0
0.6252104August | Resource 1 | Sublap 1 | 15:00 | 2 | 104 | August | 17000 | 0 | 0 | 0 | 0 | 0 | 0 | 0 | 0 | 0 | 0 | 0 | 0 | 0 | 0 | 0 | 15.1548 | 14.0433 | -4.0461 | -0.085546 | 0 | 0 | 0 | 0 | 0 | 0 | 0 | 0 | 0 | 0 | 0 | 0 | 0 | 0 | 0 | 0 | 0 | 0 | 0 | 0 | 257.632 | 238.7352 | -68.7836 | -1.4543 | 0 | 0 | 0 | 0 | 0
0.6252104September | Resource 1 | Sublap 1 | 15:00 | 2 | 104 | September | 18000 | 0 | 0 | 0 | 0 | 0 | 0 | 0 | 0 | 0 | 0 | 0 | 0 | 0 | 0 | 0 | 15.1548 | 14.0433 | -4.0461 | -0.085546 | 0 | 0 | 0 | 0 | 0 | 0 | 0 | 0 | 0 | 0 | 0 | 0 | 0 | 0 | 0 | 0 | 0 | 0 | 0 | 0 | 272.7869 | 252.7784 | -72.8297 | -1.5398 | 0 | 0 | 0 | 0 | 0
0.6252104October | Resource 1 | Sublap 1 | 15:00 | 2 | 104 | October | 19000 | 0 | 0 | 0 | 0 | 0 | 0 | 0 | 0 | 0 | 0 | 0 | 0 | 0 | 0 | 0 | 15.1548 | 14.0433 | -4.0461 | -0.085546 | 0 | 0 | 0 | 0 | 0 | 0 | 0 | 0 | 0 | 0 | 0 | 0 | 0 | 0 | 0 | 0 | 0 | 0 | 0 | 0 | 287.9417 | 266.8217 | -76.8758 | -1.6254 | 0 | 0 | 0 | 0 | 0
0.6252104November | Resource 1 | Sublap 1 | 15:00 | 2 | 104 | November | 20000 | 0 | 0 | 0 | 0 | 0 | 0 | 0 | 0 | 0 | 0 | 0 | 0 | 0 | 0 | 0 | 15.1548 | 14.0433 | -4.0461 | -0.085546 | 0 | 0 | 0 | 0 | 0 | 0 | 0 | 0 | 0 | 0 | 0 | 0 | 0 | 0 | 0 | 0 | 0 | 0 | 0 | 0 | 303.0965 | 280.8649 | -80.9219 | -1.7109 | 0 | 0 | 0 | 0 | 0
0.6252104December | Resource 1 | Sublap 1 | 15:00 | 2 | 104 | December | 21000 | 0 | 0 | 0 | 0 | 0 | 0 | 0 | 0 | 0 | 0 | 0 | 0 | 0 | 0 | 0 | 15.1548 | 14.0433 | -4.0461 | -0.085546 | 0 | 0 | 0 | 0 | 0 | 0 | 0 | 0 | 0 | 0 | 0 | 0 | 0 | 0 | 0 | 0 | 0 | 0 | 0 | 0 | 318.2513 | 294.9082 | -84.968 | -1.7965 | 0 | 0 | 0 | 0 | 0
0.6252105January | Resource 1 | Sublap 1 | 15:00 | 2 | 105 | January | 10000 | 0 | 0 | 0 | 0 | 0 | 0 | 0 | 0 | 0 | 0 | 0 | 0 | 0 | 0 | 0 | 12.8945 | 11.9091 | -3.4365 | -0.072681 | 0 | 0 | 0 | 0 | 0 | 0 | 0 | 0 | 0 | 0 | 0 | 0 | 0 | 0 | 0 | 0 | 0 | 0 | 0 | 0 | 128.9449 | 119.0909 | -34.3651 | -0.72681 | 0 | 0 | 0 | 0 | 0
0.6252105February | Resource 1 | Sublap 1 | 15:00 | 2 | 105 | February | 11000 | 0 | 0 | 0 | 0 | 0 | 0 | 0 | 0 | 0 | 0 | 0 | 0 | 0 | 0 | 0 | 12.8945 | 11.9091 | -3.4365 | -0.072681 | 0 | 0 | 0 | 0 | 0 | 0 | 0 | 0 | 0 | 0 | 0 | 0 | 0 | 0 | 0 | 0 | 0 | 0 | 0 | 0 | 141.8394 | 131 | -37.8016 | -0.79949 | 0 | 0 | 0 | 0 | 0
0.6252105March | Resource 1 | Sublap 1 | 15:00 | 2 | 105 | March | 12000 | 0 | 0 | 0 | 0 | 0 | 0 | 0 | 0 | 0 | 0 | 0 | 0 | 0 | 0 | 0 | 12.8945 | 11.9091 | -3.4365 | -0.072681 | 0 | 0 | 0 | 0 | 0 | 0 | 0 | 0 | 0 | 0 | 0 | 0 | 0 | 0 | 0 | 0 | 0 | 0 | 0 | 0 | 154.7339 | 142.9091 | -41.2381 | -0.87217 | 0 | 0 | 0 | 0 | 0
0.6252105April | Resource 1 | Sublap 1 | 15:00 | 2 | 105 | April | 13000 | 0 | 0 | 0 | 0 | 0 | 0 | 0 | 0 | 0 | 0 | 0 | 0 | 0 | 0 | 0 | 12.8945 | 11.9091 | -3.4365 | -0.072681 | 0 | 0 | 0 | 0 | 0 | 0 | 0 | 0 | 0 | 0 | 0 | 0 | 0 | 0 | 0 | 0 | 0 | 0 | 0 | 0 | 167.6284 | 154.8181 | -44.6746 | -0.94486 | 0 | 0 | 0 | 0 | 0
0.6252105May | Resource 1 | Sublap 1 | 15:00 | 2 | 105 | May | 14000 | 0 | 0 | 0 | 0 | 0 | 0 | 0 | 0 | 0 | 0 | 0 | 0 | 0 | 0 | 0 | 12.8945 | 11.9091 | -3.4365 | -0.072681 | 0 | 0 | 0 | 0 | 0 | 0 | 0 | 0 | 0 | 0 | 0 | 0 | 0 | 0 | 0 | 0 | 0 | 0 | 0 | 0 | 180.5228 | 166.7272 | -48.1111 | -1.0175 | 0 | 0 | 0 | 0 | 0
0.6252105June | Resource 1 | Sublap 1 | 15:00 | 2 | 105 | June | 15000 | 0 | 0 | 0 | 0 | 0 | 0 | 0 | 0 | 0 | 0 | 0 | 0 | 0 | 0 | 0 | 12.8945 | 11.9091 | -3.4365 | -0.072681 | 0 | 0 | 0 | 0 | 0 | 0 | 0 | 0 | 0 | 0 | 0 | 0 | 0 | 0 | 0 | 0 | 0 | 0 | 0 | 0 | 193.4173 | 178.6363 | -51.5476 | -1.0902 | 0 | 0 | 0 | 0 | 0
0.6252105July | Resource 1 | Sublap 1 | 15:00 | 2 | 105 | July | 16000 | 0 | 0 | 0 | 0 | 0 | 0 | 0 | 0 | 0 | 0 | 0 | 0 | 0 | 0 | 0 | 12.8945 | 11.9091 | -3.4365 | -0.072681 | 0 | 0 | 0 | 0 | 0 | 0 | 0 | 0 | 0 | 0 | 0 | 0 | 0 | 0 | 0 | 0 | 0 | 0 | 0 | 0 | 206.3118 | 190.5454 | -54.9841 | -1.1629 | 0 | 0 | 0 | 0 | 0
0.6252105August | Resource 1 | Sublap 1 | 15:00 | 2 | 105 | August | 17000 | 0 | 0 | 0 | 0 | 0 | 0 | 0 | 0 | 0 | 0 | 0 | 0 | 0 | 0 | 0 | 12.8945 | 11.9091 | -3.4365 | -0.072681 | 0 | 0 | 0 | 0 | 0 | 0 | 0 | 0 | 0 | 0 | 0 | 0 | 0 | 0 | 0 | 0 | 0 | 0 | 0 | 0 | 219.2063 | 202.4545 | -58.4206 | -1.2356 | 0 | 0 | 0 | 0 | 0
0.6252105September | Resource 1 | Sublap 1 | 15:00 | 2 | 105 | September | 18000 | 0 | 0 | 0 | 0 | 0 | 0 | 0 | 0 | 0 | 0 | 0 | 0 | 0 | 0 | 0 | 12.8945 | 11.9091 | -3.4365 | -0.072681 | 0 | 0 | 0 | 0 | 0 | 0 | 0 | 0 | 0 | 0 | 0 | 0 | 0 | 0 | 0 | 0 | 0 | 0 | 0 | 0 | 232.1008 | 214.3636 | -61.8571 | -1.3083 | 0 | 0 | 0 | 0 | 0
0.6252105October | Resource 1 | Sublap 1 | 15:00 | 2 | 105 | October | 19000 | 0 | 0 | 0 | 0 | 0 | 0 | 0 | 0 | 0 | 0 | 0 | 0 | 0 | 0 | 0 | 12.8945 | 11.9091 | -3.4365 | -0.072681 | 0 | 0 | 0 | 0 | 0 | 0 | 0 | 0 | 0 | 0 | 0 | 0 | 0 | 0 | 0 | 0 | 0 | 0 | 0 | 0 | 244.9953 | 226.2727 | -65.2936 | -1.3809 | 0 | 0 | 0 | 0 | 0
0.6252105November | Resource 1 | Sublap 1 | 15:00 | 2 | 105 | November | 20000 | 0 | 0 | 0 | 0 | 0 | 0 | 0 | 0 | 0 | 0 | 0 | 0 | 0 | 0 | 0 | 12.8945 | 11.9091 | -3.4365 | -0.072681 | 0 | 0 | 0 | 0 | 0 | 0 | 0 | 0 | 0 | 0 | 0 | 0 | 0 | 0 | 0 | 0 | 0 | 0 | 0 | 0 | 257.8898 | 238.1818 | -68.7301 | -1.4536 | 0 | 0 | 0 | 0 | 0
0.6252105December | Resource 1 | Sublap 1 | 15:00 | 2 | 105 | December | 21000 | 0 | 0 | 0 | 0 | 0 | 0 | 0 | 0 | 0 | 0 | 0 | 0 | 0 | 0 | 0 | 12.8945 | 11.9091 | -3.4365 | -0.072681 | 0 | 0 | 0 | 0 | 0 | 0 | 0 | 0 | 0 | 0 | 0 | 0 | 0 | 0 | 0 | 0 | 0 | 0 | 0 | 0 | 270.7843 | 250.0909 | -72.1667 | -1.5263 | 0 | 0 | 0 | 0 | 0
0.6252106January | Resource 1 | Sublap 1 | 15:00 | 2 | 106 | January | 10000 | 0 | 0 | 0 | 0 | 0 | 0 | 0 | 0 | 0 | 0 | 0 | 0 | 0 | 0 | 0 | 12.5267 | 11.6261 | -3.3085 | -0.06998 | 0 | 0 | 0 | 0 | 0 | 0 | 0 | 0 | 0 | 0 | 0 | 0 | 0 | 0 | 0 | 0 | 0 | 0 | 0 | 0 | 125.2674 | 116.2609 | -33.0853 | -0.6998 | 0 | 0 | 0 | 0 | 0
0.6252106February | Resource 1 | Sublap 1 | 15:00 | 2 | 106 | February | 11000 | 0 | 0 | 0 | 0 | 0 | 0 | 0 | 0 | 0 | 0 | 0 | 0 | 0 | 0 | 0 | 12.5267 | 11.6261 | -3.3085 | -0.06998 | 0 | 0 | 0 | 0 | 0 | 0 | 0 | 0 | 0 | 0 | 0 | 0 | 0 | 0 | 0 | 0 | 0 | 0 | 0 | 0 | 137.7941 | 127.8869 | -36.3938 | -0.76978 | 0 | 0 | 0 | 0 | 0
0.6252106March | Resource 1 | Sublap 1 | 15:00 | 2 | 106 | March | 12000 | 0 | 0 | 0 | 0 | 0 | 0 | 0 | 0 | 0 | 0 | 0 | 0 | 0 | 0 | 0 | 12.5267 | 11.6261 | -3.3085 | -0.06998 | 0 | 0 | 0 | 0 | 0 | 0 | 0 | 0 | 0 | 0 | 0 | 0 | 0 | 0 | 0 | 0 | 0 | 0 | 0 | 0 | 150.3209 | 139.513 | -39.7023 | -0.83976 | 0 | 0 | 0 | 0 | 0
0.6252106April | Resource 1 | Sublap 1 | 15:00 | 2 | 106 | April | 13000 | 0 | 0 | 0 | 0 | 0 | 0 | 0 | 0 | 0 | 0 | 0 | 0 | 0 | 0 | 0 | 12.5267 | 11.6261 | -3.3085 | -0.06998 | 0 | 0 | 0 | 0 | 0 | 0 | 0 | 0 | 0 | 0 | 0 | 0 | 0 | 0 | 0 | 0 | 0 | 0 | 0 | 0 | 162.8476 | 151.1391 | -43.0109 | -0.90974 | 0 | 0 | 0 | 0 | 0
0.6252106May | Resource 1 | Sublap 1 | 15:00 | 2 | 106 | May | 14000 | 0 | 0 | 0 | 0 | 0 | 0 | 0 | 0 | 0 | 0 | 0 | 0 | 0 | 0 | 0 | 12.5267 | 11.6261 | -3.3085 | -0.06998 | 0 | 0 | 0 | 0 | 0 | 0 | 0 | 0 | 0 | 0 | 0 | 0 | 0 | 0 | 0 | 0 | 0 | 0 | 0 | 0 | 175.3743 | 162.7652 | -46.3194 | -0.97972 | 0 | 0 | 0 | 0 | 0
0.6252106June | Resource 1 | Sublap 1 | 15:00 | 2 | 106 | June | 15000 | 0 | 0 | 0 | 0 | 0 | 0 | 0 | 0 | 0 | 0 | 0 | 0 | 0 | 0 | 0 | 12.5267 | 11.6261 | -3.3085 | -0.06998 | 0 | 0 | 0 | 0 | 0 | 0 | 0 | 0 | 0 | 0 | 0 | 0 | 0 | 0 | 0 | 0 | 0 | 0 | 0 | 0 | 187.9011 | 174.3913 | -49.6279 | -1.0497 | 0 | 0 | 0 | 0 | 0
0.6252106July | Resource 1 | Sublap 1 | 15:00 | 2 | 106 | July | 16000 | 0 | 0 | 0 | 0 | 0 | 0 | 0 | 0 | 0 | 0 | 0 | 0 | 0 | 0 | 0 | 12.5267 | 11.6261 | -3.3085 | -0.06998 | 0 | 0 | 0 | 0 | 0 | 0 | 0 | 0 | 0 | 0 | 0 | 0 | 0 | 0 | 0 | 0 | 0 | 0 | 0 | 0 | 200.4278 | 186.0174 | -52.9364 | -1.1197 | 0 | 0 | 0 | 0 | 0
0.6252106August | Resource 1 | Sublap 1 | 15:00 | 2 | 106 | August | 17000 | 0 | 0 | 0 | 0 | 0 | 0 | 0 | 0 | 0 | 0 | 0 | 0 | 0 | 0 | 0 | 12.5267 | 11.6261 | -3.3085 | -0.06998 | 0 | 0 | 0 | 0 | 0 | 0 | 0 | 0 | 0 | 0 | 0 | 0 | 0 | 0 | 0 | 0 | 0 | 0 | 0 | 0 | 212.9546 | 197.6435 | -56.245 | -1.1897 | 0 | 0 | 0 | 0 | 0
0.6252106September | Resource 1 | Sublap 1 | 15:00 | 2 | 106 | September | 18000 | 0 | 0 | 0 | 0 | 0 | 0 | 0 | 0 | 0 | 0 | 0 | 0 | 0 | 0 | 0 | 12.5267 | 11.6261 | -3.3085 | -0.06998 | 0 | 0 | 0 | 0 | 0 | 0 | 0 | 0 | 0 | 0 | 0 | 0 | 0 | 0 | 0 | 0 | 0 | 0 | 0 | 0 | 225.4813 | 209.2695 | -59.5535 | -1.2596 | 0 | 0 | 0 | 0 | 0
0.6252106October | Resource 1 | Sublap 1 | 15:00 | 2 | 106 | October | 19000 | 0 | 0 | 0 | 0 | 0 | 0 | 0 | 0 | 0 | 0 | 0 | 0 | 0 | 0 | 0 | 12.5267 | 11.6261 | -3.3085 | -0.06998 | 0 | 0 | 0 | 0 | 0 | 0 | 0 | 0 | 0 | 0 | 0 | 0 | 0 | 0 | 0 | 0 | 0 | 0 | 0 | 0 | 238.008 | 220.8956 | -62.862 | -1.3296 | 0 | 0 | 0 | 0 | 0
0.6252106November | Resource 1 | Sublap 1 | 15:00 | 2 | 106 | November | 20000 | 0 | 0 | 0 | 0 | 0 | 0 | 0 | 0 | 0 | 0 | 0 | 0 | 0 | 0 | 0 | 12.5267 | 11.6261 | -3.3085 | -0.06998 | 0 | 0 | 0 | 0 | 0 | 0 | 0 | 0 | 0 | 0 | 0 | 0 | 0 | 0 | 0 | 0 | 0 | 0 | 0 | 0 | 250.5348 | 232.5217 | -66.1706 | -1.3996 | 0 | 0 | 0 | 0 | 0
0.6252106December | Resource 1 | Sublap 1 | 15:00 | 2 | 106 | December | 21000 | 0 | 0 | 0 | 0 | 0 | 0 | 0 | 0 | 0 | 0 | 0 | 0 | 0 | 0 | 0 | 12.5267 | 11.6261 | -3.3085 | -0.06998 | 0 | 0 | 0 | 0 | 0 | 0 | 0 | 0 | 0 | 0 | 0 | 0 | 0 | 0 | 0 | 0 | 0 | 0 | 0 | 0 | 263.0615 | 244.1478 | -69.4791 | -1.4696 | 0 | 0 | 0 | 0 | 0
0.6252107January | Resource 1 | Sublap 1 | 15:00 | 2 | 107 | January | 10000 | 0 | 0 | 0 | 0 | 0 | 0 | 0 | 0 | 0 | 0 | 0 | 0 | 0 | 0 | 0 | 14.6286 | 13.6582 | -3.8743 | -0.081921 | 0 | 0 | 0 | 0 | 0 | 0 | 0 | 0 | 0 | 0 | 0 | 0 | 0 | 0 | 0 | 0 | 0 | 0 | 0 | 0 | 146.2857 | 136.5823 | -38.7433 | -0.81921 | 0 | 0 | 0 | 0 | 0
0.6252107February | Resource 1 | Sublap 1 | 15:00 | 2 | 107 | February | 11000 | 0 | 0 | 0 | 0 | 0 | 0 | 0 | 0 | 0 | 0 | 0 | 0 | 0 | 0 | 0 | 14.6286 | 13.6582 | -3.8743 | -0.081921 | 0 | 0 | 0 | 0 | 0 | 0 | 0 | 0 | 0 | 0 | 0 | 0 | 0 | 0 | 0 | 0 | 0 | 0 | 0 | 0 | 160.9142 | 150.2406 | -42.6177 | -0.90113 | 0 | 0 | 0 | 0 | 0
0.6252107March | Resource 1 | Sublap 1 | 15:00 | 2 | 107 | March | 12000 | 0 | 0 | 0 | 0 | 0 | 0 | 0 | 0 | 0 | 0 | 0 | 0 | 0 | 0 | 0 | 14.6286 | 13.6582 | -3.8743 | -0.081921 | 0 | 0 | 0 | 0 | 0 | 0 | 0 | 0 | 0 | 0 | 0 | 0 | 0 | 0 | 0 | 0 | 0 | 0 | 0 | 0 | 175.5428 | 163.8988 | -46.492 | -0.98305 | 0 | 0 | 0 | 0 | 0
0.6252107April | Resource 1 | Sublap 1 | 15:00 | 2 | 107 | April | 13000 | 0 | 0 | 0 | 0 | 0 | 0 | 0 | 0 | 0 | 0 | 0 | 0 | 0 | 0 | 0 | 14.6286 | 13.6582 | -3.8743 | -0.081921 | 0 | 0 | 0 | 0 | 0 | 0 | 0 | 0 | 0 | 0 | 0 | 0 | 0 | 0 | 0 | 0 | 0 | 0 | 0 | 0 | 190.1714 | 177.5571 | -50.3663 | -1.065 | 0 | 0 | 0 | 0 | 0
0.6252107May | Resource 1 | Sublap 1 | 15:00 | 2 | 107 | May | 14000 | 0 | 0 | 0 | 0 | 0 | 0 | 0 | 0 | 0 | 0 | 0 | 0 | 0 | 0 | 0 | 14.6286 | 13.6582 | -3.8743 | -0.081921 | 0 | 0 | 0 | 0 | 0 | 0 | 0 | 0 | 0 | 0 | 0 | 0 | 0 | 0 | 0 | 0 | 0 | 0 | 0 | 0 | 204.8 | 191.2153 | -54.2407 | -1.1469 | 0 | 0 | 0 | 0 | 0
0.6252107June | Resource 1 | Sublap 1 | 15:00 | 2 | 107 | June | 15000 | 0 | 0 | 0 | 0 | 0 | 0 | 0 | 0 | 0 | 0 | 0 | 0 | 0 | 0 | 0 | 14.6286 | 13.6582 | -3.8743 | -0.081921 | 0 | 0 | 0 | 0 | 0 | 0 | 0 | 0 | 0 | 0 | 0 | 0 | 0 | 0 | 0 | 0 | 0 | 0 | 0 | 0 | 219.4285 | 204.8735 | -58.115 | -1.2288 | 0 | 0 | 0 | 0 | 0
0.6252107July | Resource 1 | Sublap 1 | 15:00 | 2 | 107 | July | 16000 | 0 | 0 | 0 | 0 | 0 | 0 | 0 | 0 | 0 | 0 | 0 | 0 | 0 | 0 | 0 | 14.6286 | 13.6582 | -3.8743 | -0.081921 | 0 | 0 | 0 | 0 | 0 | 0 | 0 | 0 | 0 | 0 | 0 | 0 | 0 | 0 | 0 | 0 | 0 | 0 | 0 | 0 | 234.0571 | 218.5318 | -61.9893 | -1.3107 | 0 | 0 | 0 | 0 | 0
0.6252107August | Resource 1 | Sublap 1 | 15:00 | 2 | 107 | August | 17000 | 0 | 0 | 0 | 0 | 0 | 0 | 0 | 0 | 0 | 0 | 0 | 0 | 0 | 0 | 0 | 14.6286 | 13.6582 | -3.8743 | -0.081921 | 0 | 0 | 0 | 0 | 0 | 0 | 0 | 0 | 0 | 0 | 0 | 0 | 0 | 0 | 0 | 0 | 0 | 0 | 0 | 0 | 248.6857 | 232.19 | -65.8637 | -1.3927 | 0 | 0 | 0 | 0 | 0
0.6252107September | Resource 1 | Sublap 1 | 15:00 | 2 | 107 | September | 18000 | 0 | 0 | 0 | 0 | 0 | 0 | 0 | 0 | 0 | 0 | 0 | 0 | 0 | 0 | 0 | 14.6286 | 13.6582 | -3.8743 | -0.081921 | 0 | 0 | 0 | 0 | 0 | 0 | 0 | 0 | 0 | 0 | 0 | 0 | 0 | 0 | 0 | 0 | 0 | 0 | 0 | 0 | 263.3142 | 245.8482 | -69.738 | -1.4746 | 0 | 0 | 0 | 0 | 0
0.6252107October | Resource 1 | Sublap 1 | 15:00 | 2 | 107 | October | 19000 | 0 | 0 | 0 | 0 | 0 | 0 | 0 | 0 | 0 | 0 | 0 | 0 | 0 | 0 | 0 | 14.6286 | 13.6582 | -3.8743 | -0.081921 | 0 | 0 | 0 | 0 | 0 | 0 | 0 | 0 | 0 | 0 | 0 | 0 | 0 | 0 | 0 | 0 | 0 | 0 | 0 | 0 | 277.9428 | 259.5064 | -73.6123 | -1.5565 | 0 | 0 | 0 | 0 | 0
0.6252107November | Resource 1 | Sublap 1 | 15:00 | 2 | 107 | November | 20000 | 0 | 0 | 0 | 0 | 0 | 0 | 0 | 0 | 0 | 0 | 0 | 0 | 0 | 0 | 0 | 14.6286 | 13.6582 | -3.8743 | -0.081921 | 0 | 0 | 0 | 0 | 0 | 0 | 0 | 0 | 0 | 0 | 0 | 0 | 0 | 0 | 0 | 0 | 0 | 0 | 0 | 0 | 292.5714 | 273.1647 | -77.4867 | -1.6384 | 0 | 0 | 0 | 0 | 0
0.6252107December | Resource 1 | Sublap 1 | 15:00 | 2 | 107 | December | 21000 | 0 | 0 | 0 | 0 | 0 | 0 | 0 | 0 | 0 | 0 | 0 | 0 | 0 | 0 | 0 | 14.6286 | 13.6582 | -3.8743 | -0.081921 | 0 | 0 | 0 | 0 | 0 | 0 | 0 | 0 | 0 | 0 | 0 | 0 | 0 | 0 | 0 | 0 | 0 | 0 | 0 | 0 | 307.1999 | 286.8229 | -81.361 | -1.7203 | 0 | 0 | 0 | 0 | 0
0.625371January | Resource 1 | Sublap 1 | 15:00 | 3 | 71 | January | 10000 | 0 | 0 | 0 | 0 | 0 | 0 | 0 | 0 | 0 | 0 | 0 | 0 | 0 | 0 | 0 | 0 | 0 | 0 | 0 | 0 | 0 | 0 | 0 | 0 | 0 | 0 | 0 | 0 | 0 | 0 | 0 | 0 | 0 | 0 | 0 | 0 | 0 | 0 | 0 | 0 | 0 | 0 | 0 | 0 | 0 | 0 | 0 | 0
0.625371February | Resource 1 | Sublap 1 | 15:00 | 3 | 71 | February | 11000 | 0 | 0 | 0 | 0 | 0 | 0 | 0 | 0 | 0 | 0 | 0 | 0 | 0 | 0 | 0 | 0 | 0 | 0 | 0 | 0 | 0 | 0 | 0 | 0 | 0 | 0 | 0 | 0 | 0 | 0 | 0 | 0 | 0 | 0 | 0 | 0 | 0 | 0 | 0 | 0 | 0 | 0 | 0 | 0 | 0 | 0 | 0 | 0
0.625371March | Resource 1 | Sublap 1 | 15:00 | 3 | 71 | March | 12000 | 0 | 0 | 0 | 0 | 0 | 0 | 0 | 0 | 0 | 0 | 0 | 0 | 0 | 0 | 0 | 0 | 0 | 0 | 0 | 0 | 0 | 0 | 0 | 0 | 0 | 0 | 0 | 0 | 0 | 0 | 0 | 0 | 0 | 0 | 0 | 0 | 0 | 0 | 0 | 0 | 0 | 0 | 0 | 0 | 0 | 0 | 0 | 0
0.625371April | Resource 1 | Sublap 1 | 15:00 | 3 | 71 | April | 13000 | 0 | 0 | 0 | 0 | 0 | 0 | 0 | 0 | 0 | 0 | 0 | 0 | 0 | 0 | 0 | 0 | 0 | 0 | 0 | 0 | 0 | 0 | 0 | 0 | 0 | 0 | 0 | 0 | 0 | 0 | 0 | 0 | 0 | 0 | 0 | 0 | 0 | 0 | 0 | 0 | 0 | 0 | 0 | 0 | 0 | 0 | 0 | 0
0.625371May | Resource 1 | Sublap 1 | 15:00 | 3 | 71 | May | 14000 | 0 | 0 | 0 | 0 | 0 | 0 | 0 | 0 | 0 | 0 | 0 | 0 | 0 | 0 | 0 | 0 | 0 | 0 | 0 | 0 | 0 | 0 | 0 | 0 | 0 | 0 | 0 | 0 | 0 | 0 | 0 | 0 | 0 | 0 | 0 | 0 | 0 | 0 | 0 | 0 | 0 | 0 | 0 | 0 | 0 | 0 | 0 | 0
0.625371June | Resource 1 | Sublap 1 | 15:00 | 3 | 71 | June | 15000 | 0 | 0 | 0 | 0 | 0 | 0 | 0 | 0 | 0 | 0 | 0 | 0 | 0 | 0 | 0 | 0 | 0 | 0 | 0 | 0 | 0 | 0 | 0 | 0 | 0 | 0 | 0 | 0 | 0 | 0 | 0 | 0 | 0 | 0 | 0 | 0 | 0 | 0 | 0 | 0 | 0 | 0 | 0 | 0 | 0 | 0 | 0 | 0
0.625371July | Resource 1 | Sublap 1 | 15:00 | 3 | 71 | July | 16000 | 0 | 0 | 0 | 0 | 0 | 0 | 0 | 0 | 0 | 0 | 0 | 0 | 0 | 0 | 0 | 0 | 0 | 0 | 0 | 0 | 0 | 0 | 0 | 0 | 0 | 0 | 0 | 0 | 0 | 0 | 0 | 0 | 0 | 0 | 0 | 0 | 0 | 0 | 0 | 0 | 0 | 0 | 0 | 0 | 0 | 0 | 0 | 0
0.625371August | Resource 1 | Sublap 1 | 15:00 | 3 | 71 | August | 17000 | 0 | 0 | 0 | 0 | 0 | 0 | 0 | 0 | 0 | 0 | 0 | 0 | 0 | 0 | 0 | 0 | 0 | 0 | 0 | 0 | 0 | 0 | 0 | 0 | 0 | 0 | 0 | 0 | 0 | 0 | 0 | 0 | 0 | 0 | 0 | 0 | 0 | 0 | 0 | 0 | 0 | 0 | 0 | 0 | 0 | 0 | 0 | 0
0.625371September | Resource 1 | Sublap 1 | 15:00 | 3 | 71 | September | 18000 | 0 | 0 | 0 | 0 | 0 | 0 | 0 | 0 | 0 | 0 | 0 | 0 | 0 | 0 | 0 | 0 | 0 | 0 | 0 | 0 | 0 | 0 | 0 | 0 | 0 | 0 | 0 | 0 | 0 | 0 | 0 | 0 | 0 | 0 | 0 | 0 | 0 | 0 | 0 | 0 | 0 | 0 | 0 | 0 | 0 | 0 | 0 | 0
0.625371October | Resource 1 | Sublap 1 | 15:00 | 3 | 71 | October | 19000 | 0 | 0 | 0 | 0 | 0 | 0 | 0 | 0 | 0 | 0 | 0 | 0 | 0 | 0 | 0 | 0 | 0 | 0 | 0 | 0 | 0 | 0 | 0 | 0 | 0 | 0 | 0 | 0 | 0 | 0 | 0 | 0 | 0 | 0 | 0 | 0 | 0 | 0 | 0 | 0 | 0 | 0 | 0 | 0 | 0 | 0 | 0 | 0
0.625371November | Resource 1 | Sublap 1 | 15:00 | 3 | 71 | November | 20000 | 0 | 0 | 0 | 0 | 0 | 0 | 0 | 0 | 0 | 0 | 0 | 0 | 0 | 0 | 0 | 0 | 0 | 0 | 0 | 0 | 0 | 0 | 0 | 0 | 0 | 0 | 0 | 0 | 0 | 0 | 0 | 0 | 0 | 0 | 0 | 0 | 0 | 0 | 0 | 0 | 0 | 0 | 0 | 0 | 0 | 0 | 0 | 0
0.625371December | Resource 1 | Sublap 1 | 15:00 | 3 | 71 | December | 21000 | 0 | 0 | 0 | 0 | 0 | 0 | 0 | 0 | 0 | 0 | 0 | 0 | 0 | 0 | 0 | 0 | 0 | 0 | 0 | 0 | 0 | 0 | 0 | 0 | 0 | 0 | 0 | 0 | 0 | 0 | 0 | 0 | 0 | 0 | 0 | 0 | 0 | 0 | 0 | 0 | 0 | 0 | 0 | 0 | 0 | 0 | 0 | 0
0.625372January | Resource 1 | Sublap 1 | 15:00 | 3 | 72 | January | 10000 | 0 | 0 | 0 | 0 | 0 | 0 | 0 | 0 | 0 | 0 | 0 | 0 | 0 | 0 | 0 | 0 | 0 | 0 | 0 | 0 | 0 | 0 | 0 | 0 | 0 | 0 | 0 | 0 | 0 | 0 | 0 | 0 | 0 | 0 | 0 | 0 | 0 | 0 | 0 | 0 | 0 | 0 | 0 | 0 | 0 | 0 | 0 | 0
0.625372February | Resource 1 | Sublap 1 | 15:00 | 3 | 72 | February | 11000 | 0 | 0 | 0 | 0 | 0 | 0 | 0 | 0 | 0 | 0 | 0 | 0 | 0 | 0 | 0 | 0 | 0 | 0 | 0 | 0 | 0 | 0 | 0 | 0 | 0 | 0 | 0 | 0 | 0 | 0 | 0 | 0 | 0 | 0 | 0 | 0 | 0 | 0 | 0 | 0 | 0 | 0 | 0 | 0 | 0 | 0 | 0 | 0
0.625372March | Resource 1 | Sublap 1 | 15:00 | 3 | 72 | March | 12000 | 0 | 0 | 0 | 0 | 0 | 0 | 0 | 0 | 0 | 0 | 0 | 0 | 0 | 0 | 0 | 0 | 0 | 0 | 0 | 0 | 0 | 0 | 0 | 0 | 0 | 0 | 0 | 0 | 0 | 0 | 0 | 0 | 0 | 0 | 0 | 0 | 0 | 0 | 0 | 0 | 0 | 0 | 0 | 0 | 0 | 0 | 0 | 0
0.625372April | Resource 1 | Sublap 1 | 15:00 | 3 | 72 | April | 13000 | 0 | 0 | 0 | 0 | 0 | 0 | 0 | 0 | 0 | 0 | 0 | 0 | 0 | 0 | 0 | 0 | 0 | 0 | 0 | 0 | 0 | 0 | 0 | 0 | 0 | 0 | 0 | 0 | 0 | 0 | 0 | 0 | 0 | 0 | 0 | 0 | 0 | 0 | 0 | 0 | 0 | 0 | 0 | 0 | 0 | 0 | 0 | 0
0.625372May | Resource 1 | Sublap 1 | 15:00 | 3 | 72 | May | 14000 | 0 | 0 | 0 | 0 | 0 | 0 | 0 | 0 | 0 | 0 | 0 | 0 | 0 | 0 | 0 | 0 | 0 | 0 | 0 | 0 | 0 | 0 | 0 | 0 | 0 | 0 | 0 | 0 | 0 | 0 | 0 | 0 | 0 | 0 | 0 | 0 | 0 | 0 | 0 | 0 | 0 | 0 | 0 | 0 | 0 | 0 | 0 | 0
0.625372June | Resource 1 | Sublap 1 | 15:00 | 3 | 72 | June | 15000 | 0 | 0 | 0 | 0 | 0 | 0 | 0 | 0 | 0 | 0 | 0 | 0 | 0 | 0 | 0 | 0 | 0 | 0 | 0 | 0 | 0 | 0 | 0 | 0 | 0 | 0 | 0 | 0 | 0 | 0 | 0 | 0 | 0 | 0 | 0 | 0 | 0 | 0 | 0 | 0 | 0 | 0 | 0 | 0 | 0 | 0 | 0 | 0
0.625372July | Resource 1 | Sublap 1 | 15:00 | 3 | 72 | July | 16000 | 0 | 0 | 0 | 0 | 0 | 0 | 0 | 0 | 0 | 0 | 0 | 0 | 0 | 0 | 0 | 0 | 0 | 0 | 0 | 0 | 0 | 0 | 0 | 0 | 0 | 0 | 0 | 0 | 0 | 0 | 0 | 0 | 0 | 0 | 0 | 0 | 0 | 0 | 0 | 0 | 0 | 0 | 0 | 0 | 0 | 0 | 0 | 0
0.625372August | Resource 1 | Sublap 1 | 15:00 | 3 | 72 | August | 17000 | 0 | 0 | 0 | 0 | 0 | 0 | 0 | 0 | 0 | 0 | 0 | 0 | 0 | 0 | 0 | 0 | 0 | 0 | 0 | 0 | 0 | 0 | 0 | 0 | 0 | 0 | 0 | 0 | 0 | 0 | 0 | 0 | 0 | 0 | 0 | 0 | 0 | 0 | 0 | 0 | 0 | 0 | 0 | 0 | 0 | 0 | 0 | 0
0.625372September | Resource 1 | Sublap 1 | 15:00 | 3 | 72 | September | 18000 | 0 | 0 | 0 | 0 | 0 | 0 | 0 | 0 | 0 | 0 | 0 | 0 | 0 | 0 | 0 | 0 | 0 | 0 | 0 | 0 | 0 | 0 | 0 | 0 | 0 | 0 | 0 | 0 | 0 | 0 | 0 | 0 | 0 | 0 | 0 | 0 | 0 | 0 | 0 | 0 | 0 | 0 | 0 | 0 | 0 | 0 | 0 | 0
0.625372October | Resource 1 | Sublap 1 | 15:00 | 3 | 72 | October | 19000 | 0 | 0 | 0 | 0 | 0 | 0 | 0 | 0 | 0 | 0 | 0 | 0 | 0 | 0 | 0 | 0 | 0 | 0 | 0 | 0 | 0 | 0 | 0 | 0 | 0 | 0 | 0 | 0 | 0 | 0 | 0 | 0 | 0 | 0 | 0 | 0 | 0 | 0 | 0 | 0 | 0 | 0 | 0 | 0 | 0 | 0 | 0 | 0
0.625372November | Resource 1 | Sublap 1 | 15:00 | 3 | 72 | November | 20000 | 0 | 0 | 0 | 0 | 0 | 0 | 0 | 0 | 0 | 0 | 0 | 0 | 0 | 0 | 0 | 0 | 0 | 0 | 0 | 0 | 0 | 0 | 0 | 0 | 0 | 0 | 0 | 0 | 0 | 0 | 0 | 0 | 0 | 0 | 0 | 0 | 0 | 0 | 0 | 0 | 0 | 0 | 0 | 0 | 0 | 0 | 0 | 0
0.625372December | Resource 1 | Sublap 1 | 15:00 | 3 | 72 | December | 21000 | 0 | 0 | 0 | 0 | 0 | 0 | 0 | 0 | 0 | 0 | 0 | 0 | 0 | 0 | 0 | 0 | 0 | 0 | 0 | 0 | 0 | 0 | 0 | 0 | 0 | 0 | 0 | 0 | 0 | 0 | 0 | 0 | 0 | 0 | 0 | 0 | 0 | 0 | 0 | 0 | 0 | 0 | 0 | 0 | 0 | 0 | 0 | 0
0.625373January | Resource 1 | Sublap 1 | 15:00 | 3 | 73 | January | 10000 | 0 | 0 | 0 | 0 | 0 | 0 | 0 | 0 | 0 | 0 | 0 | 0 | 0 | 0 | 0 | 0 | 0 | 0 | 0 | 0 | 0 | 0 | 0 | 0 | 0 | 0 | 0 | 0 | 0 | 0 | 0 | 0 | 0 | 0 | 0 | 0 | 0 | 0 | 0 | 0 | 0 | 0 | 0 | 0 | 0 | 0 | 0 | 0
0.625373February | Resource 1 | Sublap 1 | 15:00 | 3 | 73 | February | 11000 | 0 | 0 | 0 | 0 | 0 | 0 | 0 | 0 | 0 | 0 | 0 | 0 | 0 | 0 | 0 | 0 | 0 | 0 | 0 | 0 | 0 | 0 | 0 | 0 | 0 | 0 | 0 | 0 | 0 | 0 | 0 | 0 | 0 | 0 | 0 | 0 | 0 | 0 | 0 | 0 | 0 | 0 | 0 | 0 | 0 | 0 | 0 | 0
0.625373March | Resource 1 | Sublap 1 | 15:00 | 3 | 73 | March | 12000 | 0 | 0 | 0 | 0 | 0 | 0 | 0 | 0 | 0 | 0 | 0 | 0 | 0 | 0 | 0 | 0 | 0 | 0 | 0 | 0 | 0 | 0 | 0 | 0 | 0 | 0 | 0 | 0 | 0 | 0 | 0 | 0 | 0 | 0 | 0 | 0 | 0 | 0 | 0 | 0 | 0 | 0 | 0 | 0 | 0 | 0 | 0 | 0
0.625373April | Resource 1 | Sublap 1 | 15:00 | 3 | 73 | April | 13000 | 0 | 0 | 0 | 0 | 0 | 0 | 0 | 0 | 0 | 0 | 0 | 0 | 0 | 0 | 0 | 0 | 0 | 0 | 0 | 0 | 0 | 0 | 0 | 0 | 0 | 0 | 0 | 0 | 0 | 0 | 0 | 0 | 0 | 0 | 0 | 0 | 0 | 0 | 0 | 0 | 0 | 0 | 0 | 0 | 0 | 0 | 0 | 0
0.625373May | Resource 1 | Sublap 1 | 15:00 | 3 | 73 | May | 14000 | 0 | 0 | 0 | 0 | 0 | 0 | 0 | 0 | 0 | 0 | 0 | 0 | 0 | 0 | 0 | 0 | 0 | 0 | 0 | 0 | 0 | 0 | 0 | 0 | 0 | 0 | 0 | 0 | 0 | 0 | 0 | 0 | 0 | 0 | 0 | 0 | 0 | 0 | 0 | 0 | 0 | 0 | 0 | 0 | 0 | 0 | 0 | 0
0.625373June | Resource 1 | Sublap 1 | 15:00 | 3 | 73 | June | 15000 | 0 | 0 | 0 | 0 | 0 | 0 | 0 | 0 | 0 | 0 | 0 | 0 | 0 | 0 | 0 | 0 | 0 | 0 | 0 | 0 | 0 | 0 | 0 | 0 | 0 | 0 | 0 | 0 | 0 | 0 | 0 | 0 | 0 | 0 | 0 | 0 | 0 | 0 | 0 | 0 | 0 | 0 | 0 | 0 | 0 | 0 | 0 | 0
0.625373July | Resource 1 | Sublap 1 | 15:00 | 3 | 73 | July | 16000 | 0 | 0 | 0 | 0 | 0 | 0 | 0 | 0 | 0 | 0 | 0 | 0 | 0 | 0 | 0 | 0 | 0 | 0 | 0 | 0 | 0 | 0 | 0 | 0 | 0 | 0 | 0 | 0 | 0 | 0 | 0 | 0 | 0 | 0 | 0 | 0 | 0 | 0 | 0 | 0 | 0 | 0 | 0 | 0 | 0 | 0 | 0 | 0
0.625373August | Resource 1 | Sublap 1 | 15:00 | 3 | 73 | August | 17000 | 0 | 0 | 0 | 0 | 0 | 0 | 0 | 0 | 0 | 0 | 0 | 0 | 0 | 0 | 0 | 0 | 0 | 0 | 0 | 0 | 0 | 0 | 0 | 0 | 0 | 0 | 0 | 0 | 0 | 0 | 0 | 0 | 0 | 0 | 0 | 0 | 0 | 0 | 0 | 0 | 0 | 0 | 0 | 0 | 0 | 0 | 0 | 0
0.625373September | Resource 1 | Sublap 1 | 15:00 | 3 | 73 | September | 18000 | 0 | 0 | 0 | 0 | 0 | 0 | 0 | 0 | 0 | 0 | 0 | 0 | 0 | 0 | 0 | 0 | 0 | 0 | 0 | 0 | 0 | 0 | 0 | 0 | 0 | 0 | 0 | 0 | 0 | 0 | 0 | 0 | 0 | 0 | 0 | 0 | 0 | 0 | 0 | 0 | 0 | 0 | 0 | 0 | 0 | 0 | 0 | 0
0.625373October | Resource 1 | Sublap 1 | 15:00 | 3 | 73 | October | 19000 | 0 | 0 | 0 | 0 | 0 | 0 | 0 | 0 | 0 | 0 | 0 | 0 | 0 | 0 | 0 | 0 | 0 | 0 | 0 | 0 | 0 | 0 | 0 | 0 | 0 | 0 | 0 | 0 | 0 | 0 | 0 | 0 | 0 | 0 | 0 | 0 | 0 | 0 | 0 | 0 | 0 | 0 | 0 | 0 | 0 | 0 | 0 | 0
0.625373November | Resource 1 | Sublap 1 | 15:00 | 3 | 73 | November | 20000 | 0 | 0 | 0 | 0 | 0 | 0 | 0 | 0 | 0 | 0 | 0 | 0 | 0 | 0 | 0 | 0 | 0 | 0 | 0 | 0 | 0 | 0 | 0 | 0 | 0 | 0 | 0 | 0 | 0 | 0 | 0 | 0 | 0 | 0 | 0 | 0 | 0 | 0 | 0 | 0 | 0 | 0 | 0 | 0 | 0 | 0 | 0 | 0
0.625373December | Resource 1 | Sublap 1 | 15:00 | 3 | 73 | December | 21000 | 0 | 0 | 0 | 0 | 0 | 0 | 0 | 0 | 0 | 0 | 0 | 0 | 0 | 0 | 0 | 0 | 0 | 0 | 0 | 0 | 0 | 0 | 0 | 0 | 0 | 0 | 0 | 0 | 0 | 0 | 0 | 0 | 0 | 0 | 0 | 0 | 0 | 0 | 0 | 0 | 0 | 0 | 0 | 0 | 0 | 0 | 0 | 0
0.625374January | Resource 1 | Sublap 1 | 15:00 | 3 | 74 | January | 10000 | 0 | 0 | 0 | 0 | 0 | 0 | 0 | 0 | 0 | 0 | 0 | 0 | 0 | 0 | 0 | 0.32674 | 0.26057 | 0.2099 | -0.18403 | -0.003524 | 0 | 0 | 0 | 0 | 0 | 0 | 0 | 0 | 0 | 0 | 0 | 0 | 0 | 0 | 0 | 0 | 0 | 0 | 0 | 3.2674 | 2.6057 | 2.099 | -1.8403 | -0.03524 | 0 | 0 | 0 | 0
0.625374February | Resource 1 | Sublap 1 | 15:00 | 3 | 74 | February | 11000 | 0 | 0 | 0 | 0 | 0 | 0 | 0 | 0 | 0 | 0 | 0 | 0 | 0 | 0 | 0 | 0.32674 | 0.26057 | 0.2099 | -0.18403 | -0.003524 | 0 | 0 | 0 | 0 | 0 | 0 | 0 | 0 | 0 | 0 | 0 | 0 | 0 | 0 | 0 | 0 | 0 | 0 | 0 | 3.5941 | 2.8663 | 2.3089 | -2.0244 | -0.038764 | 0 | 0 | 0 | 0
0.625374March | Resource 1 | Sublap 1 | 15:00 | 3 | 74 | March | 12000 | 0 | 0 | 0 | 0 | 0 | 0 | 0 | 0 | 0 | 0 | 0 | 0 | 0 | 0 | 0 | 0.32674 | 0.26057 | 0.2099 | -0.18403 | -0.003524 | 0 | 0 | 0 | 0 | 0 | 0 | 0 | 0 | 0 | 0 | 0 | 0 | 0 | 0 | 0 | 0 | 0 | 0 | 0 | 3.9209 | 3.1268 | 2.5188 | -2.2084 | -0.042288 | 0 | 0 | 0 | 0
0.625374April | Resource 1 | Sublap 1 | 15:00 | 3 | 74 | April | 13000 | 0 | 0 | 0 | 0 | 0 | 0 | 0 | 0 | 0 | 0 | 0 | 0 | 0 | 0 | 0 | 0.32674 | 0.26057 | 0.2099 | -0.18403 | -0.003524 | 0 | 0 | 0 | 0 | 0 | 0 | 0 | 0 | 0 | 0 | 0 | 0 | 0 | 0 | 0 | 0 | 0 | 0 | 0 | 4.2476 | 3.3874 | 2.7287 | -2.3924 | -0.045812 | 0 | 0 | 0 | 0
0.625374May | Resource 1 | Sublap 1 | 15:00 | 3 | 74 | May | 14000 | 0 | 0 | 0 | 0 | 0 | 0 | 0 | 0 | 0 | 0 | 0 | 0 | 0 | 0 | 0 | 0.32674 | 0.26057 | 0.2099 | -0.18403 | -0.003524 | 0 | 0 | 0 | 0 | 0 | 0 | 0 | 0 | 0 | 0 | 0 | 0 | 0 | 0 | 0 | 0 | 0 | 0 | 0 | 4.5743 | 3.648 | 2.9386 | -2.5764 | -0.049336 | 0 | 0 | 0 | 0
0.625374June | Resource 1 | Sublap 1 | 15:00 | 3 | 74 | June | 15000 | 0 | 0 | 0 | 0 | 0 | 0 | 0 | 0 | 0 | 0 | 0 | 0 | 0 | 0 | 0 | 0.32674 | 0.26057 | 0.2099 | -0.18403 | -0.003524 | 0 | 0 | 0 | 0 | 0 | 0 | 0 | 0 | 0 | 0 | 0 | 0 | 0 | 0 | 0 | 0 | 0 | 0 | 0 | 4.9011 | 3.9085 | 3.1485 | -2.7605 | -0.05286 | 0 | 0 | 0 | 0
0.625374July | Resource 1 | Sublap 1 | 15:00 | 3 | 74 | July | 16000 | 0 | 0 | 0 | 0 | 0 | 0 | 0 | 0 | 0 | 0 | 0 | 0 | 0 | 0 | 0 | 0.32674 | 0.26057 | 0.2099 | -0.18403 | -0.003524 | 0 | 0 | 0 | 0 | 0 | 0 | 0 | 0 | 0 | 0 | 0 | 0 | 0 | 0 | 0 | 0 | 0 | 0 | 0 | 5.2278 | 4.1691 | 3.3584 | -2.9445 | -0.056384 | 0 | 0 | 0 | 0
0.625374August | Resource 1 | Sublap 1 | 15:00 | 3 | 74 | August | 17000 | 0 | 0 | 0 | 0 | 0 | 0 | 0 | 0 | 0 | 0 | 0 | 0 | 0 | 0 | 0 | 0.32674 | 0.26057 | 0.2099 | -0.18403 | -0.003524 | 0 | 0 | 0 | 0 | 0 | 0 | 0 | 0 | 0 | 0 | 0 | 0 | 0 | 0 | 0 | 0 | 0 | 0 | 0 | 5.5545 | 4.4297 | 3.5683 | -3.1285 | -0.059908 | 0 | 0 | 0 | 0
0.625374September | Resource 1 | Sublap 1 | 15:00 | 3 | 74 | September | 18000 | 0 | 0 | 0 | 0 | 0 | 0 | 0 | 0 | 0 | 0 | 0 | 0 | 0 | 0 | 0 | 0.32674 | 0.26057 | 0.2099 | -0.18403 | -0.003524 | 0 | 0 | 0 | 0 | 0 | 0 | 0 | 0 | 0 | 0 | 0 | 0 | 0 | 0 | 0 | 0 | 0 | 0 | 0 | 5.8813 | 4.6902 | 3.7782 | -3.3126 | -0.063432 | 0 | 0 | 0 | 0
0.625374October | Resource 1 | Sublap 1 | 15:00 | 3 | 74 | October | 19000 | 0 | 0 | 0 | 0 | 0 | 0 | 0 | 0 | 0 | 0 | 0 | 0 | 0 | 0 | 0 | 0.32674 | 0.26057 | 0.2099 | -0.18403 | -0.003524 | 0 | 0 | 0 | 0 | 0 | 0 | 0 | 0 | 0 | 0 | 0 | 0 | 0 | 0 | 0 | 0 | 0 | 0 | 0 | 6.208 | 4.9508 | 3.9881 | -3.4966 | -0.066956 | 0 | 0 | 0 | 0
0.625374November | Resource 1 | Sublap 1 | 15:00 | 3 | 74 | November | 20000 | 0 | 0 | 0 | 0 | 0 | 0 | 0 | 0 | 0 | 0 | 0 | 0 | 0 | 0 | 0 | 0.32674 | 0.26057 | 0.2099 | -0.18403 | -0.003524 | 0 | 0 | 0 | 0 | 0 | 0 | 0 | 0 | 0 | 0 | 0 | 0 | 0 | 0 | 0 | 0 | 0 | 0 | 0 | 6.5348 | 5.2114 | 4.198 | -3.6806 | -0.07048 | 0 | 0 | 0 | 0
0.625374December | Resource 1 | Sublap 1 | 15:00 | 3 | 74 | December | 21000 | 0 | 0 | 0 | 0 | 0 | 0 | 0 | 0 | 0 | 0 | 0 | 0 | 0 | 0 | 0 | 0.32674 | 0.26057 | 0.2099 | -0.18403 | -0.003524 | 0 | 0 | 0 | 0 | 0 | 0 | 0 | 0 | 0 | 0 | 0 | 0 | 0 | 0 | 0 | 0 | 0 | 0 | 0 | 6.8615 | 5.4719 | 4.4079 | -3.8647 | -0.074004 | 0 | 0 | 0 | 0
0.625375January | Resource 1 | Sublap 1 | 15:00 | 3 | 75 | January | 10000 | 0 | 0 | 0 | 0 | 0 | 0 | 0 | 0 | 0 | 0 | 0 | 0 | 0 | 0 | 0 | 0.19326 | 0.147 | 0.11842 | -0.10383 | -0.0019881 | 0 | 0 | 0 | 0 | 0 | 0 | 0 | 0 | 0 | 0 | 0 | 0 | 0 | 0 | 0 | 0 | 0 | 0 | 0 | 1.9326 | 1.47 | 1.1842 | -1.0382 | -0.019881 | 0 | 0 | 0 | 0
0.625375February | Resource 1 | Sublap 1 | 15:00 | 3 | 75 | February | 11000 | 0 | 0 | 0 | 0 | 0 | 0 | 0 | 0 | 0 | 0 | 0 | 0 | 0 | 0 | 0 | 0.19326 | 0.147 | 0.11842 | -0.10383 | -0.0019881 | 0 | 0 | 0 | 0 | 0 | 0 | 0 | 0 | 0 | 0 | 0 | 0 | 0 | 0 | 0 | 0 | 0 | 0 | 0 | 2.1259 | 1.6171 | 1.3026 | -1.1421 | -0.021869 | 0 | 0 | 0 | 0
0.625375March | Resource 1 | Sublap 1 | 15:00 | 3 | 75 | March | 12000 | 0 | 0 | 0 | 0 | 0 | 0 | 0 | 0 | 0 | 0 | 0 | 0 | 0 | 0 | 0 | 0.19326 | 0.147 | 0.11842 | -0.10383 | -0.0019881 | 0 | 0 | 0 | 0 | 0 | 0 | 0 | 0 | 0 | 0 | 0 | 0 | 0 | 0 | 0 | 0 | 0 | 0 | 0 | 2.3191 | 1.7641 | 1.421 | -1.2459 | -0.023858 | 0 | 0 | 0 | 0
0.625375April | Resource 1 | Sublap 1 | 15:00 | 3 | 75 | April | 13000 | 0 | 0 | 0 | 0 | 0 | 0 | 0 | 0 | 0 | 0 | 0 | 0 | 0 | 0 | 0 | 0.19326 | 0.147 | 0.11842 | -0.10383 | -0.0019881 | 0 | 0 | 0 | 0 | 0 | 0 | 0 | 0 | 0 | 0 | 0 | 0 | 0 | 0 | 0 | 0 | 0 | 0 | 0 | 2.5124 | 1.9111 | 1.5394 | -1.3497 | -0.025846 | 0 | 0 | 0 | 0
0.625375May | Resource 1 | Sublap 1 | 15:00 | 3 | 75 | May | 14000 | 0 | 0 | 0 | 0 | 0 | 0 | 0 | 0 | 0 | 0 | 0 | 0 | 0 | 0 | 0 | 0.19326 | 0.147 | 0.11842 | -0.10383 | -0.0019881 | 0 | 0 | 0 | 0 | 0 | 0 | 0 | 0 | 0 | 0 | 0 | 0 | 0 | 0 | 0 | 0 | 0 | 0 | 0 | 2.7057 | 2.0581 | 1.6579 | -1.4535 | -0.027834 | 0 | 0 | 0 | 0
0.625375June | Resource 1 | Sublap 1 | 15:00 | 3 | 75 | June | 15000 | 0 | 0 | 0 | 0 | 0 | 0 | 0 | 0 | 0 | 0 | 0 | 0 | 0 | 0 | 0 | 0.19326 | 0.147 | 0.11842 | -0.10383 | -0.0019881 | 0 | 0 | 0 | 0 | 0 | 0 | 0 | 0 | 0 | 0 | 0 | 0 | 0 | 0 | 0 | 0 | 0 | 0 | 0 | 2.8989 | 2.2051 | 1.7763 | -1.5574 | -0.029822 | 0 | 0 | 0 | 0
0.625375July | Resource 1 | Sublap 1 | 15:00 | 3 | 75 | July | 16000 | 0 | 0 | 0 | 0 | 0 | 0 | 0 | 0 | 0 | 0 | 0 | 0 | 0 | 0 | 0 | 0.19326 | 0.147 | 0.11842 | -0.10383 | -0.0019881 | 0 | 0 | 0 | 0 | 0 | 0 | 0 | 0 | 0 | 0 | 0 | 0 | 0 | 0 | 0 | 0 | 0 | 0 | 0 | 3.0922 | 2.3521 | 1.8947 | -1.6612 | -0.03181 | 0 | 0 | 0 | 0
0.625375August | Resource 1 | Sublap 1 | 15:00 | 3 | 75 | August | 17000 | 0 | 0 | 0 | 0 | 0 | 0 | 0 | 0 | 0 | 0 | 0 | 0 | 0 | 0 | 0 | 0.19326 | 0.147 | 0.11842 | -0.10383 | -0.0019881 | 0 | 0 | 0 | 0 | 0 | 0 | 0 | 0 | 0 | 0 | 0 | 0 | 0 | 0 | 0 | 0 | 0 | 0 | 0 | 3.2855 | 2.4991 | 2.0131 | -1.765 | -0.033798 | 0 | 0 | 0 | 0
0.625375September | Resource 1 | Sublap 1 | 15:00 | 3 | 75 | September | 18000 | 0 | 0 | 0 | 0 | 0 | 0 | 0 | 0 | 0 | 0 | 0 | 0 | 0 | 0 | 0 | 0.19326 | 0.147 | 0.11842 | -0.10383 | -0.0019881 | 0 | 0 | 0 | 0 | 0 | 0 | 0 | 0 | 0 | 0 | 0 | 0 | 0 | 0 | 0 | 0 | 0 | 0 | 0 | 3.4787 | 2.6461 | 2.1315 | -1.8688 | -0.035786 | 0 | 0 | 0 | 0
0.625375October | Resource 1 | Sublap 1 | 15:00 | 3 | 75 | October | 19000 | 0 | 0 | 0 | 0 | 0 | 0 | 0 | 0 | 0 | 0 | 0 | 0 | 0 | 0 | 0 | 0.19326 | 0.147 | 0.11842 | -0.10383 | -0.0019881 | 0 | 0 | 0 | 0 | 0 | 0 | 0 | 0 | 0 | 0 | 0 | 0 | 0 | 0 | 0 | 0 | 0 | 0 | 0 | 3.672 | 2.7931 | 2.25 | -1.9727 | -0.037774 | 0 | 0 | 0 | 0
0.625375November | Resource 1 | Sublap 1 | 15:00 | 3 | 75 | November | 20000 | 0 | 0 | 0 | 0 | 0 | 0 | 0 | 0 | 0 | 0 | 0 | 0 | 0 | 0 | 0 | 0.19326 | 0.147 | 0.11842 | -0.10383 | -0.0019881 | 0 | 0 | 0 | 0 | 0 | 0 | 0 | 0 | 0 | 0 | 0 | 0 | 0 | 0 | 0 | 0 | 0 | 0 | 0 | 3.8652 | 2.9401 | 2.3684 | -2.0765 | -0.039763 | 0 | 0 | 0 | 0
0.625375December | Resource 1 | Sublap 1 | 15:00 | 3 | 75 | December | 21000 | 0 | 0 | 0 | 0 | 0 | 0 | 0 | 0 | 0 | 0 | 0 | 0 | 0 | 0 | 0 | 0.19326 | 0.147 | 0.11842 | -0.10383 | -0.0019881 | 0 | 0 | 0 | 0 | 0 | 0 | 0 | 0 | 0 | 0 | 0 | 0 | 0 | 0 | 0 | 0 | 0 | 0 | 0 | 4.0585 | 3.0871 | 2.4868 | -2.1803 | -0.041751 | 0 | 0 | 0 | 0
0.625376January | Resource 1 | Sublap 1 | 15:00 | 3 | 76 | January | 10000 | 0 | 0 | 0 | 0 | 0 | 0 | 0 | 0 | 0 | 0 | 0 | 0 | 0 | 0 | 0 | 0.68664 | 0.48722 | 0.39247 | -0.34411 | -0.0065892 | 0 | 0 | 0 | 0 | 0 | 0 | 0 | 0 | 0 | 0 | 0 | 0 | 0 | 0 | 0 | 0 | 0 | 0 | 0 | 6.8664 | 4.8722 | 3.9247 | -3.4411 | -0.065893 | 0 | 0 | 0 | 0
0.625376February | Resource 1 | Sublap 1 | 15:00 | 3 | 76 | February | 11000 | 0 | 0 | 0 | 0 | 0 | 0 | 0 | 0 | 0 | 0 | 0 | 0 | 0 | 0 | 0 | 0.68664 | 0.48722 | 0.39247 | -0.34411 | -0.0065892 | 0 | 0 | 0 | 0 | 0 | 0 | 0 | 0 | 0 | 0 | 0 | 0 | 0 | 0 | 0 | 0 | 0 | 0 | 0 | 7.553 | 5.3594 | 4.3172 | -3.7852 | -0.072482 | 0 | 0 | 0 | 0
0.625376March | Resource 1 | Sublap 1 | 15:00 | 3 | 76 | March | 12000 | 0 | 0 | 0 | 0 | 0 | 0 | 0 | 0 | 0 | 0 | 0 | 0 | 0 | 0 | 0 | 0.68664 | 0.48722 | 0.39247 | -0.34411 | -0.0065892 | 0 | 0 | 0 | 0 | 0 | 0 | 0 | 0 | 0 | 0 | 0 | 0 | 0 | 0 | 0 | 0 | 0 | 0 | 0 | 8.2397 | 5.8466 | 4.7097 | -4.1293 | -0.079071 | 0 | 0 | 0 | 0
0.625376April | Resource 1 | Sublap 1 | 15:00 | 3 | 76 | April | 13000 | 0 | 0 | 0 | 0 | 0 | 0 | 0 | 0 | 0 | 0 | 0 | 0 | 0 | 0 | 0 | 0.68664 | 0.48722 | 0.39247 | -0.34411 | -0.0065892 | 0 | 0 | 0 | 0 | 0 | 0 | 0 | 0 | 0 | 0 | 0 | 0 | 0 | 0 | 0 | 0 | 0 | 0 | 0 | 8.9263 | 6.3338 | 5.1022 | -4.4734 | -0.08566 | 0 | 0 | 0 | 0
0.625376May | Resource 1 | Sublap 1 | 15:00 | 3 | 76 | May | 14000 | 0 | 0 | 0 | 0 | 0 | 0 | 0 | 0 | 0 | 0 | 0 | 0 | 0 | 0 | 0 | 0.68664 | 0.48722 | 0.39247 | -0.34411 | -0.0065892 | 0 | 0 | 0 | 0 | 0 | 0 | 0 | 0 | 0 | 0 | 0 | 0 | 0 | 0 | 0 | 0 | 0 | 0 | 0 | 9.6129 | 6.821 | 5.4946 | -4.8175 | -0.092249 | 0 | 0 | 0 | 0
0.625376June | Resource 1 | Sublap 1 | 15:00 | 3 | 76 | June | 15000 | 0 | 0 | 0 | 0 | 0 | 0 | 0 | 0 | 0 | 0 | 0 | 0 | 0 | 0 | 0 | 0.68664 | 0.48722 | 0.39247 | -0.34411 | -0.0065892 | 0 | 0 | 0 | 0 | 0 | 0 | 0 | 0 | 0 | 0 | 0 | 0 | 0 | 0 | 0 | 0 | 0 | 0 | 0 | 10.2996 | 7.3083 | 5.8871 | -5.1616 | -0.098839 | 0 | 0 | 0 | 0
0.625376July | Resource 1 | Sublap 1 | 15:00 | 3 | 76 | July | 16000 | 0 | 0 | 0 | 0 | 0 | 0 | 0 | 0 | 0 | 0 | 0 | 0 | 0 | 0 | 0 | 0.68664 | 0.48722 | 0.39247 | -0.34411 | -0.0065892 | 0 | 0 | 0 | 0 | 0 | 0 | 0 | 0 | 0 | 0 | 0 | 0 | 0 | 0 | 0 | 0 | 0 | 0 | 0 | 10.9862 | 7.7955 | 6.2796 | -5.5057 | -0.10543 | 0 | 0 | 0 | 0
0.625376August | Resource 1 | Sublap 1 | 15:00 | 3 | 76 | August | 17000 | 0 | 0 | 0 | 0 | 0 | 0 | 0 | 0 | 0 | 0 | 0 | 0 | 0 | 0 | 0 | 0.68664 | 0.48722 | 0.39247 | -0.34411 | -0.0065892 | 0 | 0 | 0 | 0 | 0 | 0 | 0 | 0 | 0 | 0 | 0 | 0 | 0 | 0 | 0 | 0 | 0 | 0 | 0 | 11.6728 | 8.2827 | 6.6721 | -5.8498 | -0.11202 | 0 | 0 | 0 | 0
0.625376September | Resource 1 | Sublap 1 | 15:00 | 3 | 76 | September | 18000 | 0 | 0 | 0 | 0 | 0 | 0 | 0 | 0 | 0 | 0 | 0 | 0 | 0 | 0 | 0 | 0.68664 | 0.48722 | 0.39247 | -0.34411 | -0.0065892 | 0 | 0 | 0 | 0 | 0 | 0 | 0 | 0 | 0 | 0 | 0 | 0 | 0 | 0 | 0 | 0 | 0 | 0 | 0 | 12.3595 | 8.7699 | 7.0645 | -6.1939 | -0.11861 | 0 | 0 | 0 | 0
0.625376October | Resource 1 | Sublap 1 | 15:00 | 3 | 76 | October | 19000 | 0 | 0 | 0 | 0 | 0 | 0 | 0 | 0 | 0 | 0 | 0 | 0 | 0 | 0 | 0 | 0.68664 | 0.48722 | 0.39247 | -0.34411 | -0.0065892 | 0 | 0 | 0 | 0 | 0 | 0 | 0 | 0 | 0 | 0 | 0 | 0 | 0 | 0 | 0 | 0 | 0 | 0 | 0 | 13.0461 | 9.2571 | 7.457 | -6.538 | -0.1252 | 0 | 0 | 0 | 0
0.625376November | Resource 1 | Sublap 1 | 15:00 | 3 | 76 | November | 20000 | 0 | 0 | 0 | 0 | 0 | 0 | 0 | 0 | 0 | 0 | 0 | 0 | 0 | 0 | 0 | 0.68664 | 0.48722 | 0.39247 | -0.34411 | -0.0065892 | 0 | 0 | 0 | 0 | 0 | 0 | 0 | 0 | 0 | 0 | 0 | 0 | 0 | 0 | 0 | 0 | 0 | 0 | 0 | 13.7327 | 9.7444 | 7.8495 | -6.8821 | -0.13179 | 0 | 0 | 0 | 0
0.625376December | Resource 1 | Sublap 1 | 15:00 | 3 | 76 | December | 21000 | 0 | 0 | 0 | 0 | 0 | 0 | 0 | 0 | 0 | 0 | 0 | 0 | 0 | 0 | 0 | 0.68664 | 0.48722 | 0.39247 | -0.34411 | -0.0065892 | 0 | 0 | 0 | 0 | 0 | 0 | 0 | 0 | 0 | 0 | 0 | 0 | 0 | 0 | 0 | 0 | 0 | 0 | 0 | 14.4194 | 10.2316 | 8.242 | -7.2262 | -0.13837 | 0 | 0 | 0 | 0
0.625377January | Resource 1 | Sublap 1 | 15:00 | 3 | 77 | January | 10000 | 0 | 0 | 0 | 0 | 0 | 0 | 0 | 0 | 0 | 0 | 0 | 0 | 0 | 0 | 0 | 1.16 | 0.81457 | 0.60763 | -0.53346 | -0.010174 | 0 | 0 | 0 | 0 | 0 | 0 | 0 | 0 | 0 | 0 | 0 | 0 | 0 | 0 | 0 | 0 | 0 | 0 | 0 | 11.5998 | 8.1457 | 6.0763 | -5.3346 | -0.10174 | 0 | 0 | 0 | 0
0.625377February | Resource 1 | Sublap 1 | 15:00 | 3 | 77 | February | 11000 | 0 | 0 | 0 | 0 | 0 | 0 | 0 | 0 | 0 | 0 | 0 | 0 | 0 | 0 | 0 | 1.16 | 0.81457 | 0.60763 | -0.53346 | -0.010174 | 0 | 0 | 0 | 0 | 0 | 0 | 0 | 0 | 0 | 0 | 0 | 0 | 0 | 0 | 0 | 0 | 0 | 0 | 0 | 12.7597 | 8.9603 | 6.6839 | -5.868 | -0.11191 | 0 | 0 | 0 | 0
0.625377March | Resource 1 | Sublap 1 | 15:00 | 3 | 77 | March | 12000 | 0 | 0 | 0 | 0 | 0 | 0 | 0 | 0 | 0 | 0 | 0 | 0 | 0 | 0 | 0 | 1.16 | 0.81457 | 0.60763 | -0.53346 | -0.010174 | 0 | 0 | 0 | 0 | 0 | 0 | 0 | 0 | 0 | 0 | 0 | 0 | 0 | 0 | 0 | 0 | 0 | 0 | 0 | 13.9197 | 9.7749 | 7.2916 | -6.4015 | -0.12208 | 0 | 0 | 0 | 0
0.625377April | Resource 1 | Sublap 1 | 15:00 | 3 | 77 | April | 13000 | 0 | 0 | 0 | 0 | 0 | 0 | 0 | 0 | 0 | 0 | 0 | 0 | 0 | 0 | 0 | 1.16 | 0.81457 | 0.60763 | -0.53346 | -0.010174 | 0 | 0 | 0 | 0 | 0 | 0 | 0 | 0 | 0 | 0 | 0 | 0 | 0 | 0 | 0 | 0 | 0 | 0 | 0 | 15.0797 | 10.5894 | 7.8992 | -6.9349 | -0.13226 | 0 | 0 | 0 | 0
0.625377May | Resource 1 | Sublap 1 | 15:00 | 3 | 77 | May | 14000 | 0 | 0 | 0 | 0 | 0 | 0 | 0 | 0 | 0 | 0 | 0 | 0 | 0 | 0 | 0 | 1.16 | 0.81457 | 0.60763 | -0.53346 | -0.010174 | 0 | 0 | 0 | 0 | 0 | 0 | 0 | 0 | 0 | 0 | 0 | 0 | 0 | 0 | 0 | 0 | 0 | 0 | 0 | 16.2397 | 11.404 | 8.5068 | -7.4684 | -0.14243 | 0 | 0 | 0 | 0
0.625377June | Resource 1 | Sublap 1 | 15:00 | 3 | 77 | June | 15000 | 0 | 0 | 0 | 0 | 0 | 0 | 0 | 0 | 0 | 0 | 0 | 0 | 0 | 0 | 0 | 1.16 | 0.81457 | 0.60763 | -0.53346 | -0.010174 | 0 | 0 | 0 | 0 | 0 | 0 | 0 | 0 | 0 | 0 | 0 | 0 | 0 | 0 | 0 | 0 | 0 | 0 | 0 | 17.3996 | 12.2186 | 9.1145 | -8.0019 | -0.15261 | 0 | 0 | 0 | 0
0.625377July | Resource 1 | Sublap 1 | 15:00 | 3 | 77 | July | 16000 | 0 | 0 | 0 | 0 | 0 | 0 | 0 | 0 | 0 | 0 | 0 | 0 | 0 | 0 | 0 | 1.16 | 0.81457 | 0.60763 | -0.53346 | -0.010174 | 0 | 0 | 0 | 0 | 0 | 0 | 0 | 0 | 0 | 0 | 0 | 0 | 0 | 0 | 0 | 0 | 0 | 0 | 0 | 18.5596 | 13.0332 | 9.7221 | -8.5353 | -0.16278 | 0 | 0 | 0 | 0
0.625377August | Resource 1 | Sublap 1 | 15:00 | 3 | 77 | August | 17000 | 0 | 0 | 0 | 0 | 0 | 0 | 0 | 0 | 0 | 0 | 0 | 0 | 0 | 0 | 0 | 1.16 | 0.81457 | 0.60763 | -0.53346 | -0.010174 | 0 | 0 | 0 | 0 | 0 | 0 | 0 | 0 | 0 | 0 | 0 | 0 | 0 | 0 | 0 | 0 | 0 | 0 | 0 | 19.7196 | 13.8477 | 10.3297 | -9.0688 | -0.17295 | 0 | 0 | 0 | 0
0.625377September | Resource 1 | Sublap 1 | 15:00 | 3 | 77 | September | 18000 | 0 | 0 | 0 | 0 | 0 | 0 | 0 | 0 | 0 | 0 | 0 | 0 | 0 | 0 | 0 | 1.16 | 0.81457 | 0.60763 | -0.53346 | -0.010174 | 0 | 0 | 0 | 0 | 0 | 0 | 0 | 0 | 0 | 0 | 0 | 0 | 0 | 0 | 0 | 0 | 0 | 0 | 0 | 20.8796 | 14.6623 | 10.9374 | -9.6022 | -0.18313 | 0 | 0 | 0 | 0
0.625377October | Resource 1 | Sublap 1 | 15:00 | 3 | 77 | October | 19000 | 0 | 0 | 0 | 0 | 0 | 0 | 0 | 0 | 0 | 0 | 0 | 0 | 0 | 0 | 0 | 1.16 | 0.81457 | 0.60763 | -0.53346 | -0.010174 | 0 | 0 | 0 | 0 | 0 | 0 | 0 | 0 | 0 | 0 | 0 | 0 | 0 | 0 | 0 | 0 | 0 | 0 | 0 | 22.0395 | 15.4769 | 11.545 | -10.1357 | -0.1933 | 0 | 0 | 0 | 0
0.625377November | Resource 1 | Sublap 1 | 15:00 | 3 | 77 | November | 20000 | 0 | 0 | 0 | 0 | 0 | 0 | 0 | 0 | 0 | 0 | 0 | 0 | 0 | 0 | 0 | 1.16 | 0.81457 | 0.60763 | -0.53346 | -0.010174 | 0 | 0 | 0 | 0 | 0 | 0 | 0 | 0 | 0 | 0 | 0 | 0 | 0 | 0 | 0 | 0 | 0 | 0 | 0 | 23.1995 | 16.2915 | 12.1526 | -10.6691 | -0.20347 | 0 | 0 | 0 | 0
0.625377December | Resource 1 | Sublap 1 | 15:00 | 3 | 77 | December | 21000 | 0 | 0 | 0 | 0 | 0 | 0 | 0 | 0 | 0 | 0 | 0 | 0 | 0 | 0 | 0 | 1.16 | 0.81457 | 0.60763 | -0.53346 | -0.010174 | 0 | 0 | 0 | 0 | 0 | 0 | 0 | 0 | 0 | 0 | 0 | 0 | 0 | 0 | 0 | 0 | 0 | 0 | 0 | 24.3595 | 17.106 | 12.7602 | -11.2026 | -0.21365 | 0 | 0 | 0 | 0
0.625378January | Resource 1 | Sublap 1 | 15:00 | 3 | 78 | January | 10000 | 0 | 0 | 0 | 0 | 0 | 0 | 0 | 0 | 0 | 0 | 0 | 0 | 0 | 0 | 0 | 1.2314 | 0.86248 | 0.62459 | -0.54842 | -0.010455 | 0 | 0 | 0 | 0 | 0 | 0 | 0 | 0 | 0 | 0 | 0 | 0 | 0 | 0 | 0 | 0 | 0 | 0 | 0 | 12.314 | 8.6248 | 6.2459 | -5.4842 | -0.10455 | 0 | 0 | 0 | 0
0.625378February | Resource 1 | Sublap 1 | 15:00 | 3 | 78 | February | 11000 | 0 | 0 | 0 | 0 | 0 | 0 | 0 | 0 | 0 | 0 | 0 | 0 | 0 | 0 | 0 | 1.2314 | 0.86248 | 0.62459 | -0.54842 | -0.010455 | 0 | 0 | 0 | 0 | 0 | 0 | 0 | 0 | 0 | 0 | 0 | 0 | 0 | 0 | 0 | 0 | 0 | 0 | 0 | 13.5454 | 9.4873 | 6.8705 | -6.0326 | -0.115 | 0 | 0 | 0 | 0
0.625378March | Resource 1 | Sublap 1 | 15:00 | 3 | 78 | March | 12000 | 0 | 0 | 0 | 0 | 0 | 0 | 0 | 0 | 0 | 0 | 0 | 0 | 0 | 0 | 0 | 1.2314 | 0.86248 | 0.62459 | -0.54842 | -0.010455 | 0 | 0 | 0 | 0 | 0 | 0 | 0 | 0 | 0 | 0 | 0 | 0 | 0 | 0 | 0 | 0 | 0 | 0 | 0 | 14.7768 | 10.3497 | 7.4951 | -6.581 | -0.12546 | 0 | 0 | 0 | 0
0.625378April | Resource 1 | Sublap 1 | 15:00 | 3 | 78 | April | 13000 | 0 | 0 | 0 | 0 | 0 | 0 | 0 | 0 | 0 | 0 | 0 | 0 | 0 | 0 | 0 | 1.2314 | 0.86248 | 0.62459 | -0.54842 | -0.010455 | 0 | 0 | 0 | 0 | 0 | 0 | 0 | 0 | 0 | 0 | 0 | 0 | 0 | 0 | 0 | 0 | 0 | 0 | 0 | 16.0082 | 11.2122 | 8.1196 | -7.1294 | -0.13591 | 0 | 0 | 0 | 0
0.625378May | Resource 1 | Sublap 1 | 15:00 | 3 | 78 | May | 14000 | 0 | 0 | 0 | 0 | 0 | 0 | 0 | 0 | 0 | 0 | 0 | 0 | 0 | 0 | 0 | 1.2314 | 0.86248 | 0.62459 | -0.54842 | -0.010455 | 0 | 0 | 0 | 0 | 0 | 0 | 0 | 0 | 0 | 0 | 0 | 0 | 0 | 0 | 0 | 0 | 0 | 0 | 0 | 17.2396 | 12.0747 | 8.7442 | -7.6779 | -0.14637 | 0 | 0 | 0 | 0
0.625378June | Resource 1 | Sublap 1 | 15:00 | 3 | 78 | June | 15000 | 0 | 0 | 0 | 0 | 0 | 0 | 0 | 0 | 0 | 0 | 0 | 0 | 0 | 0 | 0 | 1.2314 | 0.86248 | 0.62459 | -0.54842 | -0.010455 | 0 | 0 | 0 | 0 | 0 | 0 | 0 | 0 | 0 | 0 | 0 | 0 | 0 | 0 | 0 | 0 | 0 | 0 | 0 | 18.471 | 12.9372 | 9.3688 | -8.2263 | -0.15682 | 0 | 0 | 0 | 0
0.625378July | Resource 1 | Sublap 1 | 15:00 | 3 | 78 | July | 16000 | 0 | 0 | 0 | 0 | 0 | 0 | 0 | 0 | 0 | 0 | 0 | 0 | 0 | 0 | 0 | 1.2314 | 0.86248 | 0.62459 | -0.54842 | -0.010455 | 0 | 0 | 0 | 0 | 0 | 0 | 0 | 0 | 0 | 0 | 0 | 0 | 0 | 0 | 0 | 0 | 0 | 0 | 0 | 19.7024 | 13.7996 | 9.9934 | -8.7747 | -0.16728 | 0 | 0 | 0 | 0
0.625378August | Resource 1 | Sublap 1 | 15:00 | 3 | 78 | August | 17000 | 0 | 0 | 0 | 0 | 0 | 0 | 0 | 0 | 0 | 0 | 0 | 0 | 0 | 0 | 0 | 1.2314 | 0.86248 | 0.62459 | -0.54842 | -0.010455 | 0 | 0 | 0 | 0 | 0 | 0 | 0 | 0 | 0 | 0 | 0 | 0 | 0 | 0 | 0 | 0 | 0 | 0 | 0 | 20.9338 | 14.6621 | 10.618 | -9.3231 | -0.17773 | 0 | 0 | 0 | 0
0.625378September | Resource 1 | Sublap 1 | 15:00 | 3 | 78 | September | 18000 | 0 | 0 | 0 | 0 | 0 | 0 | 0 | 0 | 0 | 0 | 0 | 0 | 0 | 0 | 0 | 1.2314 | 0.86248 | 0.62459 | -0.54842 | -0.010455 | 0 | 0 | 0 | 0 | 0 | 0 | 0 | 0 | 0 | 0 | 0 | 0 | 0 | 0 | 0 | 0 | 0 | 0 | 0 | 22.1652 | 15.5246 | 11.2426 | -9.8715 | -0.18819 | 0 | 0 | 0 | 0
0.625378October | Resource 1 | Sublap 1 | 15:00 | 3 | 78 | October | 19000 | 0 | 0 | 0 | 0 | 0 | 0 | 0 | 0 | 0 | 0 | 0 | 0 | 0 | 0 | 0 | 1.2314 | 0.86248 | 0.62459 | -0.54842 | -0.010455 | 0 | 0 | 0 | 0 | 0 | 0 | 0 | 0 | 0 | 0 | 0 | 0 | 0 | 0 | 0 | 0 | 0 | 0 | 0 | 23.3966 | 16.3871 | 11.8672 | -10.4199 | -0.19864 | 0 | 0 | 0 | 0
0.625378November | Resource 1 | Sublap 1 | 15:00 | 3 | 78 | November | 20000 | 0 | 0 | 0 | 0 | 0 | 0 | 0 | 0 | 0 | 0 | 0 | 0 | 0 | 0 | 0 | 1.2314 | 0.86248 | 0.62459 | -0.54842 | -0.010455 | 0 | 0 | 0 | 0 | 0 | 0 | 0 | 0 | 0 | 0 | 0 | 0 | 0 | 0 | 0 | 0 | 0 | 0 | 0 | 24.628 | 17.2495 | 12.4918 | -10.9684 | -0.20909 | 0 | 0 | 0 | 0
0.625378December | Resource 1 | Sublap 1 | 15:00 | 3 | 78 | December | 21000 | 0 | 0 | 0 | 0 | 0 | 0 | 0 | 0 | 0 | 0 | 0 | 0 | 0 | 0 | 0 | 1.2314 | 0.86248 | 0.62459 | -0.54842 | -0.010455 | 0 | 0 | 0 | 0 | 0 | 0 | 0 | 0 | 0 | 0 | 0 | 0 | 0 | 0 | 0 | 0 | 0 | 0 | 0 | 25.8594 | 18.112 | 13.1163 | -11.5168 | -0.21955 | 0 | 0 | 0 | 0
0.625379January | Resource 1 | Sublap 1 | 15:00 | 3 | 79 | January | 10000 | 0 | 0 | 0 | 0 | 0 | 0 | 0 | 0 | 0 | 0 | 0 | 0 | 0 | 0 | 0 | 1.4582 | 1.031 | 0.69357 | -0.60928 | -0.011598 | 0 | 0 | 0 | 0 | 0 | 0 | 0 | 0 | 0 | 0 | 0 | 0 | 0 | 0 | 0 | 0 | 0 | 0 | 0 | 14.5817 | 10.31 | 6.9357 | -6.0928 | -0.11598 | 0 | 0 | 0 | 0
0.625379February | Resource 1 | Sublap 1 | 15:00 | 3 | 79 | February | 11000 | 0 | 0 | 0 | 0 | 0 | 0 | 0 | 0 | 0 | 0 | 0 | 0 | 0 | 0 | 0 | 1.4582 | 1.031 | 0.69357 | -0.60928 | -0.011598 | 0 | 0 | 0 | 0 | 0 | 0 | 0 | 0 | 0 | 0 | 0 | 0 | 0 | 0 | 0 | 0 | 0 | 0 | 0 | 16.0398 | 11.341 | 7.6293 | -6.7021 | -0.12758 | 0 | 0 | 0 | 0
0.625379March | Resource 1 | Sublap 1 | 15:00 | 3 | 79 | March | 12000 | 0 | 0 | 0 | 0 | 0 | 0 | 0 | 0 | 0 | 0 | 0 | 0 | 0 | 0 | 0 | 1.4582 | 1.031 | 0.69357 | -0.60928 | -0.011598 | 0 | 0 | 0 | 0 | 0 | 0 | 0 | 0 | 0 | 0 | 0 | 0 | 0 | 0 | 0 | 0 | 0 | 0 | 0 | 17.498 | 12.372 | 8.3229 | -7.3114 | -0.13918 | 0 | 0 | 0 | 0
0.625379April | Resource 1 | Sublap 1 | 15:00 | 3 | 79 | April | 13000 | 0 | 0 | 0 | 0 | 0 | 0 | 0 | 0 | 0 | 0 | 0 | 0 | 0 | 0 | 0 | 1.4582 | 1.031 | 0.69357 | -0.60928 | -0.011598 | 0 | 0 | 0 | 0 | 0 | 0 | 0 | 0 | 0 | 0 | 0 | 0 | 0 | 0 | 0 | 0 | 0 | 0 | 0 | 18.9562 | 13.4031 | 9.0164 | -7.9207 | -0.15077 | 0 | 0 | 0 | 0
0.625379May | Resource 1 | Sublap 1 | 15:00 | 3 | 79 | May | 14000 | 0 | 0 | 0 | 0 | 0 | 0 | 0 | 0 | 0 | 0 | 0 | 0 | 0 | 0 | 0 | 1.4582 | 1.031 | 0.69357 | -0.60928 | -0.011598 | 0 | 0 | 0 | 0 | 0 | 0 | 0 | 0 | 0 | 0 | 0 | 0 | 0 | 0 | 0 | 0 | 0 | 0 | 0 | 20.4143 | 14.434 | 9.71 | -8.53 | -0.16237 | 0 | 0 | 0 | 0
0.625379June | Resource 1 | Sublap 1 | 15:00 | 3 | 79 | June | 15000 | 0 | 0 | 0 | 0 | 0 | 0 | 0 | 0 | 0 | 0 | 0 | 0 | 0 | 0 | 0 | 1.4582 | 1.031 | 0.69357 | -0.60928 | -0.011598 | 0 | 0 | 0 | 0 | 0 | 0 | 0 | 0 | 0 | 0 | 0 | 0 | 0 | 0 | 0 | 0 | 0 | 0 | 0 | 21.8725 | 15.4651 | 10.4036 | -9.1392 | -0.17397 | 0 | 0 | 0 | 0
0.625379July | Resource 1 | Sublap 1 | 15:00 | 3 | 79 | July | 16000 | 0 | 0 | 0 | 0 | 0 | 0 | 0 | 0 | 0 | 0 | 0 | 0 | 0 | 0 | 0 | 1.4582 | 1.031 | 0.69357 | -0.60928 | -0.011598 | 0 | 0 | 0 | 0 | 0 | 0 | 0 | 0 | 0 | 0 | 0 | 0 | 0 | 0 | 0 | 0 | 0 | 0 | 0 | 23.3307 | 16.4961 | 11.0971 | -9.7485 | -0.18557 | 0 | 0 | 0 | 0
0.625379August | Resource 1 | Sublap 1 | 15:00 | 3 | 79 | August | 17000 | 0 | 0 | 0 | 0 | 0 | 0 | 0 | 0 | 0 | 0 | 0 | 0 | 0 | 0 | 0 | 1.4582 | 1.031 | 0.69357 | -0.60928 | -0.011598 | 0 | 0 | 0 | 0 | 0 | 0 | 0 | 0 | 0 | 0 | 0 | 0 | 0 | 0 | 0 | 0 | 0 | 0 | 0 | 24.7888 | 17.5271 | 11.7907 | -10.3578 | -0.19717 | 0 | 0 | 0 | 0
0.625379September | Resource 1 | Sublap 1 | 15:00 | 3 | 79 | September | 18000 | 0 | 0 | 0 | 0 | 0 | 0 | 0 | 0 | 0 | 0 | 0 | 0 | 0 | 0 | 0 | 1.4582 | 1.031 | 0.69357 | -0.60928 | -0.011598 | 0 | 0 | 0 | 0 | 0 | 0 | 0 | 0 | 0 | 0 | 0 | 0 | 0 | 0 | 0 | 0 | 0 | 0 | 0 | 26.247 | 18.5581 | 12.4843 | -10.9671 | -0.20876 | 0 | 0 | 0 | 0
0.625379October | Resource 1 | Sublap 1 | 15:00 | 3 | 79 | October | 19000 | 0 | 0 | 0 | 0 | 0 | 0 | 0 | 0 | 0 | 0 | 0 | 0 | 0 | 0 | 0 | 1.4582 | 1.031 | 0.69357 | -0.60928 | -0.011598 | 0 | 0 | 0 | 0 | 0 | 0 | 0 | 0 | 0 | 0 | 0 | 0 | 0 | 0 | 0 | 0 | 0 | 0 | 0 | 27.7052 | 19.5891 | 13.1779 | -11.5764 | -0.22036 | 0 | 0 | 0 | 0
0.625379November | Resource 1 | Sublap 1 | 15:00 | 3 | 79 | November | 20000 | 0 | 0 | 0 | 0 | 0 | 0 | 0 | 0 | 0 | 0 | 0 | 0 | 0 | 0 | 0 | 1.4582 | 1.031 | 0.69357 | -0.60928 | -0.011598 | 0 | 0 | 0 | 0 | 0 | 0 | 0 | 0 | 0 | 0 | 0 | 0 | 0 | 0 | 0 | 0 | 0 | 0 | 0 | 29.1633 | 20.6201 | 13.8714 | -12.1856 | -0.23196 | 0 | 0 | 0 | 0
0.625379December | Resource 1 | Sublap 1 | 15:00 | 3 | 79 | December | 21000 | 0 | 0 | 0 | 0 | 0 | 0 | 0 | 0 | 0 | 0 | 0 | 0 | 0 | 0 | 0 | 1.4582 | 1.031 | 0.69357 | -0.60928 | -0.011598 | 0 | 0 | 0 | 0 | 0 | 0 | 0 | 0 | 0 | 0 | 0 | 0 | 0 | 0 | 0 | 0 | 0 | 0 | 0 | 30.6215 | 21.6511 | 14.565 | -12.7949 | -0.24356 | 0 | 0 | 0 | 0
0.625380January | Resource 1 | Sublap 1 | 15:00 | 3 | 80 | January | 10000 | 0 | 0 | 0 | 0 | 0 | 0 | 0 | 0 | 0 | 0 | 0 | 0 | 0 | 0 | 0 | 1.8444 | 1.3288 | 0.85269 | -0.74967 | -0.014235 | 0 | 0 | 0 | 0 | 0 | 0 | 0 | 0 | 0 | 0 | 0 | 0 | 0 | 0 | 0 | 0 | 0 | 0 | 0 | 18.4441 | 13.288 | 8.5269 | -7.4967 | -0.14235 | 0 | 0 | 0 | 0
0.625380February | Resource 1 | Sublap 1 | 15:00 | 3 | 80 | February | 11000 | 0 | 0 | 0 | 0 | 0 | 0 | 0 | 0 | 0 | 0 | 0 | 0 | 0 | 0 | 0 | 1.8444 | 1.3288 | 0.85269 | -0.74967 | -0.014235 | 0 | 0 | 0 | 0 | 0 | 0 | 0 | 0 | 0 | 0 | 0 | 0 | 0 | 0 | 0 | 0 | 0 | 0 | 0 | 20.2885 | 14.6168 | 9.3796 | -8.2464 | -0.15658 | 0 | 0 | 0 | 0
0.625380March | Resource 1 | Sublap 1 | 15:00 | 3 | 80 | March | 12000 | 0 | 0 | 0 | 0 | 0 | 0 | 0 | 0 | 0 | 0 | 0 | 0 | 0 | 0 | 0 | 1.8444 | 1.3288 | 0.85269 | -0.74967 | -0.014235 | 0 | 0 | 0 | 0 | 0 | 0 | 0 | 0 | 0 | 0 | 0 | 0 | 0 | 0 | 0 | 0 | 0 | 0 | 0 | 22.1329 | 15.9456 | 10.2323 | -8.996 | -0.17082 | 0 | 0 | 0 | 0
0.625380April | Resource 1 | Sublap 1 | 15:00 | 3 | 80 | April | 13000 | 0 | 0 | 0 | 0 | 0 | 0 | 0 | 0 | 0 | 0 | 0 | 0 | 0 | 0 | 0 | 1.8444 | 1.3288 | 0.85269 | -0.74967 | -0.014235 | 0 | 0 | 0 | 0 | 0 | 0 | 0 | 0 | 0 | 0 | 0 | 0 | 0 | 0 | 0 | 0 | 0 | 0 | 0 | 23.9774 | 17.2744 | 11.0849 | -9.7457 | -0.18505 | 0 | 0 | 0 | 0
0.625380May | Resource 1 | Sublap 1 | 15:00 | 3 | 80 | May | 14000 | 0 | 0 | 0 | 0 | 0 | 0 | 0 | 0 | 0 | 0 | 0 | 0 | 0 | 0 | 0 | 1.8444 | 1.3288 | 0.85269 | -0.74967 | -0.014235 | 0 | 0 | 0 | 0 | 0 | 0 | 0 | 0 | 0 | 0 | 0 | 0 | 0 | 0 | 0 | 0 | 0 | 0 | 0 | 25.8218 | 18.6032 | 11.9376 | -10.4954 | -0.19929 | 0 | 0 | 0 | 0
0.625380June | Resource 1 | Sublap 1 | 15:00 | 3 | 80 | June | 15000 | 0 | 0 | 0 | 0 | 0 | 0 | 0 | 0 | 0 | 0 | 0 | 0 | 0 | 0 | 0 | 1.8444 | 1.3288 | 0.85269 | -0.74967 | -0.014235 | 0 | 0 | 0 | 0 | 0 | 0 | 0 | 0 | 0 | 0 | 0 | 0 | 0 | 0 | 0 | 0 | 0 | 0 | 0 | 27.6662 | 19.932 | 12.7903 | -11.245 | -0.21352 | 0 | 0 | 0 | 0
0.625380July | Resource 1 | Sublap 1 | 15:00 | 3 | 80 | July | 16000 | 0 | 0 | 0 | 0 | 0 | 0 | 0 | 0 | 0 | 0 | 0 | 0 | 0 | 0 | 0 | 1.8444 | 1.3288 | 0.85269 | -0.74967 | -0.014235 | 0 | 0 | 0 | 0 | 0 | 0 | 0 | 0 | 0 | 0 | 0 | 0 | 0 | 0 | 0 | 0 | 0 | 0 | 0 | 29.5106 | 21.2608 | 13.643 | -11.9947 | -0.22776 | 0 | 0 | 0 | 0
0.625380August | Resource 1 | Sublap 1 | 15:00 | 3 | 80 | August | 17000 | 0 | 0 | 0 | 0 | 0 | 0 | 0 | 0 | 0 | 0 | 0 | 0 | 0 | 0 | 0 | 1.8444 | 1.3288 | 0.85269 | -0.74967 | -0.014235 | 0 | 0 | 0 | 0 | 0 | 0 | 0 | 0 | 0 | 0 | 0 | 0 | 0 | 0 | 0 | 0 | 0 | 0 | 0 | 31.355 | 22.5896 | 14.4957 | -12.7444 | -0.24199 | 0 | 0 | 0 | 0
0.625380September | Resource 1 | Sublap 1 | 15:00 | 3 | 80 | September | 18000 | 0 | 0 | 0 | 0 | 0 | 0 | 0 | 0 | 0 | 0 | 0 | 0 | 0 | 0 | 0 | 1.8444 | 1.3288 | 0.85269 | -0.74967 | -0.014235 | 0 | 0 | 0 | 0 | 0 | 0 | 0 | 0 | 0 | 0 | 0 | 0 | 0 | 0 | 0 | 0 | 0 | 0 | 0 | 33.1994 | 23.9184 | 15.3484 | -13.494 | -0.25623 | 0 | 0 | 0 | 0
0.625380October | Resource 1 | Sublap 1 | 15:00 | 3 | 80 | October | 19000 | 0 | 0 | 0 | 0 | 0 | 0 | 0 | 0 | 0 | 0 | 0 | 0 | 0 | 0 | 0 | 1.8444 | 1.3288 | 0.85269 | -0.74967 | -0.014235 | 0 | 0 | 0 | 0 | 0 | 0 | 0 | 0 | 0 | 0 | 0 | 0 | 0 | 0 | 0 | 0 | 0 | 0 | 0 | 35.0438 | 25.2472 | 16.2011 | -14.2437 | -0.27046 | 0 | 0 | 0 | 0
0.625380November | Resource 1 | Sublap 1 | 15:00 | 3 | 80 | November | 20000 | 0 | 0 | 0 | 0 | 0 | 0 | 0 | 0 | 0 | 0 | 0 | 0 | 0 | 0 | 0 | 1.8444 | 1.3288 | 0.85269 | -0.74967 | -0.014235 | 0 | 0 | 0 | 0 | 0 | 0 | 0 | 0 | 0 | 0 | 0 | 0 | 0 | 0 | 0 | 0 | 0 | 0 | 0 | 36.8882 | 26.576 | 17.0538 | -14.9934 | -0.2847 | 0 | 0 | 0 | 0
0.625380December | Resource 1 | Sublap 1 | 15:00 | 3 | 80 | December | 21000 | 0 | 0 | 0 | 0 | 0 | 0 | 0 | 0 | 0 | 0 | 0 | 0 | 0 | 0 | 0 | 1.8444 | 1.3288 | 0.85269 | -0.74967 | -0.014235 | 0 | 0 | 0 | 0 | 0 | 0 | 0 | 0 | 0 | 0 | 0 | 0 | 0 | 0 | 0 | 0 | 0 | 0 | 0 | 38.7326 | 27.9048 | 17.9064 | -15.7431 | -0.29893 | 0 | 0 | 0 | 0
0.625381January | Resource 1 | Sublap 1 | 15:00 | 3 | 81 | January | 10000 | 0 | 0 | 0 | 0 | 0 | 0 | 0 | 0 | 0 | 0 | 0 | 0 | 0 | 0 | 0 | 2.4554 | 1.8131 | 1.1881 | -0.92842 | -0.017592 | 0 | 0 | 0 | 0 | 0 | 0 | 0 | 0 | 0 | 0 | 0 | 0 | 0 | 0 | 0 | 0 | 0 | 0 | 0 | 24.5541 | 18.1312 | 11.8809 | -9.2842 | -0.17592 | 0 | 0 | 0 | 0
0.625381February | Resource 1 | Sublap 1 | 15:00 | 3 | 81 | February | 11000 | 0 | 0 | 0 | 0 | 0 | 0 | 0 | 0 | 0 | 0 | 0 | 0 | 0 | 0 | 0 | 2.4554 | 1.8131 | 1.1881 | -0.92842 | -0.017592 | 0 | 0 | 0 | 0 | 0 | 0 | 0 | 0 | 0 | 0 | 0 | 0 | 0 | 0 | 0 | 0 | 0 | 0 | 0 | 27.0095 | 19.9444 | 13.069 | -10.2126 | -0.19352 | 0 | 0 | 0 | 0
0.625381March | Resource 1 | Sublap 1 | 15:00 | 3 | 81 | March | 12000 | 0 | 0 | 0 | 0 | 0 | 0 | 0 | 0 | 0 | 0 | 0 | 0 | 0 | 0 | 0 | 2.4554 | 1.8131 | 1.1881 | -0.92842 | -0.017592 | 0 | 0 | 0 | 0 | 0 | 0 | 0 | 0 | 0 | 0 | 0 | 0 | 0 | 0 | 0 | 0 | 0 | 0 | 0 | 29.465 | 21.7575 | 14.2571 | -11.141 | -0.21111 | 0 | 0 | 0 | 0
0.625381April | Resource 1 | Sublap 1 | 15:00 | 3 | 81 | April | 13000 | 0 | 0 | 0 | 0 | 0 | 0 | 0 | 0 | 0 | 0 | 0 | 0 | 0 | 0 | 0 | 2.4554 | 1.8131 | 1.1881 | -0.92842 | -0.017592 | 0 | 0 | 0 | 0 | 0 | 0 | 0 | 0 | 0 | 0 | 0 | 0 | 0 | 0 | 0 | 0 | 0 | 0 | 0 | 31.9204 | 23.5706 | 15.4452 | -12.0695 | -0.2287 | 0 | 0 | 0 | 0
0.625381May | Resource 1 | Sublap 1 | 15:00 | 3 | 81 | May | 14000 | 0 | 0 | 0 | 0 | 0 | 0 | 0 | 0 | 0 | 0 | 0 | 0 | 0 | 0 | 0 | 2.4554 | 1.8131 | 1.1881 | -0.92842 | -0.017592 | 0 | 0 | 0 | 0 | 0 | 0 | 0 | 0 | 0 | 0 | 0 | 0 | 0 | 0 | 0 | 0 | 0 | 0 | 0 | 34.3758 | 25.3837 | 16.6333 | -12.9979 | -0.24629 | 0 | 0 | 0 | 0
0.625381June | Resource 1 | Sublap 1 | 15:00 | 3 | 81 | June | 15000 | 0 | 0 | 0 | 0 | 0 | 0 | 0 | 0 | 0 | 0 | 0 | 0 | 0 | 0 | 0 | 2.4554 | 1.8131 | 1.1881 | -0.92842 | -0.017592 | 0 | 0 | 0 | 0 | 0 | 0 | 0 | 0 | 0 | 0 | 0 | 0 | 0 | 0 | 0 | 0 | 0 | 0 | 0 | 36.8312 | 27.1969 | 17.8213 | -13.9263 | -0.26388 | 0 | 0 | 0 | 0
0.625381July | Resource 1 | Sublap 1 | 15:00 | 3 | 81 | July | 16000 | 0 | 0 | 0 | 0 | 0 | 0 | 0 | 0 | 0 | 0 | 0 | 0 | 0 | 0 | 0 | 2.4554 | 1.8131 | 1.1881 | -0.92842 | -0.017592 | 0 | 0 | 0 | 0 | 0 | 0 | 0 | 0 | 0 | 0 | 0 | 0 | 0 | 0 | 0 | 0 | 0 | 0 | 0 | 39.2866 | 29.01 | 19.0094 | -14.8547 | -0.28148 | 0 | 0 | 0 | 0
0.625381August | Resource 1 | Sublap 1 | 15:00 | 3 | 81 | August | 17000 | 0 | 0 | 0 | 0 | 0 | 0 | 0 | 0 | 0 | 0 | 0 | 0 | 0 | 0 | 0 | 2.4554 | 1.8131 | 1.1881 | -0.92842 | -0.017592 | 0 | 0 | 0 | 0 | 0 | 0 | 0 | 0 | 0 | 0 | 0 | 0 | 0 | 0 | 0 | 0 | 0 | 0 | 0 | 41.742 | 30.8231 | 20.1975 | -15.7831 | -0.29907 | 0 | 0 | 0 | 0
0.625381September | Resource 1 | Sublap 1 | 15:00 | 3 | 81 | September | 18000 | 0 | 0 | 0 | 0 | 0 | 0 | 0 | 0 | 0 | 0 | 0 | 0 | 0 | 0 | 0 | 2.4554 | 1.8131 | 1.1881 | -0.92842 | -0.017592 | 0 | 0 | 0 | 0 | 0 | 0 | 0 | 0 | 0 | 0 | 0 | 0 | 0 | 0 | 0 | 0 | 0 | 0 | 0 | 44.1974 | 32.6362 | 21.3856 | -16.7116 | -0.31666 | 0 | 0 | 0 | 0
0.625381October | Resource 1 | Sublap 1 | 15:00 | 3 | 81 | October | 19000 | 0 | 0 | 0 | 0 | 0 | 0 | 0 | 0 | 0 | 0 | 0 | 0 | 0 | 0 | 0 | 2.4554 | 1.8131 | 1.1881 | -0.92842 | -0.017592 | 0 | 0 | 0 | 0 | 0 | 0 | 0 | 0 | 0 | 0 | 0 | 0 | 0 | 0 | 0 | 0 | 0 | 0 | 0 | 46.6529 | 34.4493 | 22.5737 | -17.64 | -0.33425 | 0 | 0 | 0 | 0
0.625381November | Resource 1 | Sublap 1 | 15:00 | 3 | 81 | November | 20000 | 0 | 0 | 0 | 0 | 0 | 0 | 0 | 0 | 0 | 0 | 0 | 0 | 0 | 0 | 0 | 2.4554 | 1.8131 | 1.1881 | -0.92842 | -0.017592 | 0 | 0 | 0 | 0 | 0 | 0 | 0 | 0 | 0 | 0 | 0 | 0 | 0 | 0 | 0 | 0 | 0 | 0 | 0 | 49.1083 | 36.2625 | 23.7618 | -18.5684 | -0.35185 | 0 | 0 | 0 | 0
0.625381December | Resource 1 | Sublap 1 | 15:00 | 3 | 81 | December | 21000 | 0 | 0 | 0 | 0 | 0 | 0 | 0 | 0 | 0 | 0 | 0 | 0 | 0 | 0 | 0 | 2.4554 | 1.8131 | 1.1881 | -0.92842 | -0.017592 | 0 | 0 | 0 | 0 | 0 | 0 | 0 | 0 | 0 | 0 | 0 | 0 | 0 | 0 | 0 | 0 | 0 | 0 | 0 | 51.5637 | 38.0756 | 24.9499 | -19.4968 | -0.36944 | 0 | 0 | 0 | 0
0.625382January | Resource 1 | Sublap 1 | 15:00 | 3 | 82 | January | 10000 | 0 | 0 | 0 | 0 | 0 | 0 | 0 | 0 | 0 | 0 | 0 | 0 | 0 | 0 | 0 | 2.6833 | 1.9981 | 1.3126 | -0.96718 | -0.01832 | 0 | 0 | 0 | 0 | 0 | 0 | 0 | 0 | 0 | 0 | 0 | 0 | 0 | 0 | 0 | 0 | 0 | 0 | 0 | 26.8333 | 19.9805 | 13.1255 | -9.6718 | -0.1832 | 0 | 0 | 0 | 0
0.625382February | Resource 1 | Sublap 1 | 15:00 | 3 | 82 | February | 11000 | 0 | 0 | 0 | 0 | 0 | 0 | 0 | 0 | 0 | 0 | 0 | 0 | 0 | 0 | 0 | 2.6833 | 1.9981 | 1.3126 | -0.96718 | -0.01832 | 0 | 0 | 0 | 0 | 0 | 0 | 0 | 0 | 0 | 0 | 0 | 0 | 0 | 0 | 0 | 0 | 0 | 0 | 0 | 29.5166 | 21.9786 | 14.4381 | -10.6389 | -0.20152 | 0 | 0 | 0 | 0
0.625382March | Resource 1 | Sublap 1 | 15:00 | 3 | 82 | March | 12000 | 0 | 0 | 0 | 0 | 0 | 0 | 0 | 0 | 0 | 0 | 0 | 0 | 0 | 0 | 0 | 2.6833 | 1.9981 | 1.3126 | -0.96718 | -0.01832 | 0 | 0 | 0 | 0 | 0 | 0 | 0 | 0 | 0 | 0 | 0 | 0 | 0 | 0 | 0 | 0 | 0 | 0 | 0 | 32.2 | 23.9766 | 15.7506 | -11.6061 | -0.21984 | 0 | 0 | 0 | 0
0.625382April | Resource 1 | Sublap 1 | 15:00 | 3 | 82 | April | 13000 | 0 | 0 | 0 | 0 | 0 | 0 | 0 | 0 | 0 | 0 | 0 | 0 | 0 | 0 | 0 | 2.6833 | 1.9981 | 1.3126 | -0.96718 | -0.01832 | 0 | 0 | 0 | 0 | 0 | 0 | 0 | 0 | 0 | 0 | 0 | 0 | 0 | 0 | 0 | 0 | 0 | 0 | 0 | 34.8833 | 25.9747 | 17.0632 | -12.5733 | -0.23816 | 0 | 0 | 0 | 0
0.625382May | Resource 1 | Sublap 1 | 15:00 | 3 | 82 | May | 14000 | 0 | 0 | 0 | 0 | 0 | 0 | 0 | 0 | 0 | 0 | 0 | 0 | 0 | 0 | 0 | 2.6833 | 1.9981 | 1.3126 | -0.96718 | -0.01832 | 0 | 0 | 0 | 0 | 0 | 0 | 0 | 0 | 0 | 0 | 0 | 0 | 0 | 0 | 0 | 0 | 0 | 0 | 0 | 37.5666 | 27.9727 | 18.3757 | -13.5405 | -0.25648 | 0 | 0 | 0 | 0
0.625382June | Resource 1 | Sublap 1 | 15:00 | 3 | 82 | June | 15000 | 0 | 0 | 0 | 0 | 0 | 0 | 0 | 0 | 0 | 0 | 0 | 0 | 0 | 0 | 0 | 2.6833 | 1.9981 | 1.3126 | -0.96718 | -0.01832 | 0 | 0 | 0 | 0 | 0 | 0 | 0 | 0 | 0 | 0 | 0 | 0 | 0 | 0 | 0 | 0 | 0 | 0 | 0 | 40.25 | 29.9708 | 19.6883 | -14.5076 | -0.2748 | 0 | 0 | 0 | 0
0.625382July | Resource 1 | Sublap 1 | 15:00 | 3 | 82 | July | 16000 | 0 | 0 | 0 | 0 | 0 | 0 | 0 | 0 | 0 | 0 | 0 | 0 | 0 | 0 | 0 | 2.6833 | 1.9981 | 1.3126 | -0.96718 | -0.01832 | 0 | 0 | 0 | 0 | 0 | 0 | 0 | 0 | 0 | 0 | 0 | 0 | 0 | 0 | 0 | 0 | 0 | 0 | 0 | 42.9333 | 31.9688 | 21.0008 | -15.4748 | -0.29312 | 0 | 0 | 0 | 0
0.625382August | Resource 1 | Sublap 1 | 15:00 | 3 | 82 | August | 17000 | 0 | 0 | 0 | 0 | 0 | 0 | 0 | 0 | 0 | 0 | 0 | 0 | 0 | 0 | 0 | 2.6833 | 1.9981 | 1.3126 | -0.96718 | -0.01832 | 0 | 0 | 0 | 0 | 0 | 0 | 0 | 0 | 0 | 0 | 0 | 0 | 0 | 0 | 0 | 0 | 0 | 0 | 0 | 45.6166 | 33.9669 | 22.3133 | -16.442 | -0.31144 | 0 | 0 | 0 | 0
0.625382September | Resource 1 | Sublap 1 | 15:00 | 3 | 82 | September | 18000 | 0 | 0 | 0 | 0 | 0 | 0 | 0 | 0 | 0 | 0 | 0 | 0 | 0 | 0 | 0 | 2.6833 | 1.9981 | 1.3126 | -0.96718 | -0.01832 | 0 | 0 | 0 | 0 | 0 | 0 | 0 | 0 | 0 | 0 | 0 | 0 | 0 | 0 | 0 | 0 | 0 | 0 | 0 | 48.3 | 35.965 | 23.6259 | -17.4092 | -0.32976 | 0 | 0 | 0 | 0
0.625382October | Resource 1 | Sublap 1 | 15:00 | 3 | 82 | October | 19000 | 0 | 0 | 0 | 0 | 0 | 0 | 0 | 0 | 0 | 0 | 0 | 0 | 0 | 0 | 0 | 2.6833 | 1.9981 | 1.3126 | -0.96718 | -0.01832 | 0 | 0 | 0 | 0 | 0 | 0 | 0 | 0 | 0 | 0 | 0 | 0 | 0 | 0 | 0 | 0 | 0 | 0 | 0 | 50.9833 | 37.963 | 24.9384 | -18.3763 | -0.34808 | 0 | 0 | 0 | 0
0.625382November | Resource 1 | Sublap 1 | 15:00 | 3 | 82 | November | 20000 | 0 | 0 | 0 | 0 | 0 | 0 | 0 | 0 | 0 | 0 | 0 | 0 | 0 | 0 | 0 | 2.6833 | 1.9981 | 1.3126 | -0.96718 | -0.01832 | 0 | 0 | 0 | 0 | 0 | 0 | 0 | 0 | 0 | 0 | 0 | 0 | 0 | 0 | 0 | 0 | 0 | 0 | 0 | 53.6666 | 39.9611 | 26.251 | -19.3435 | -0.36641 | 0 | 0 | 0 | 0
0.625382December | Resource 1 | Sublap 1 | 15:00 | 3 | 82 | December | 21000 | 0 | 0 | 0 | 0 | 0 | 0 | 0 | 0 | 0 | 0 | 0 | 0 | 0 | 0 | 0 | 2.6833 | 1.9981 | 1.3126 | -0.96718 | -0.01832 | 0 | 0 | 0 | 0 | 0 | 0 | 0 | 0 | 0 | 0 | 0 | 0 | 0 | 0 | 0 | 0 | 0 | 0 | 0 | 56.35 | 41.9591 | 27.5635 | -20.3107 | -0.38473 | 0 | 0 | 0 | 0
0.625383January | Resource 1 | Sublap 1 | 15:00 | 3 | 83 | January | 10000 | 0 | 0 | 0 | 0 | 0 | 0 | 0 | 0 | 0 | 0 | 0 | 0 | 0 | 0 | 0 | 3.1002 | 2.4176 | 1.6791 | -1.0942 | -0.020706 | 0 | 0 | 0 | 0 | 0 | 0 | 0 | 0 | 0 | 0 | 0 | 0 | 0 | 0 | 0 | 0 | 0 | 0 | 0 | 31.0016 | 24.1762 | 16.7912 | -10.9417 | -0.20706 | 0 | 0 | 0 | 0
0.625383February | Resource 1 | Sublap 1 | 15:00 | 3 | 83 | February | 11000 | 0 | 0 | 0 | 0 | 0 | 0 | 0 | 0 | 0 | 0 | 0 | 0 | 0 | 0 | 0 | 3.1002 | 2.4176 | 1.6791 | -1.0942 | -0.020706 | 0 | 0 | 0 | 0 | 0 | 0 | 0 | 0 | 0 | 0 | 0 | 0 | 0 | 0 | 0 | 0 | 0 | 0 | 0 | 34.1018 | 26.5938 | 18.4703 | -12.0358 | -0.22776 | 0 | 0 | 0 | 0
0.625383March | Resource 1 | Sublap 1 | 15:00 | 3 | 83 | March | 12000 | 0 | 0 | 0 | 0 | 0 | 0 | 0 | 0 | 0 | 0 | 0 | 0 | 0 | 0 | 0 | 3.1002 | 2.4176 | 1.6791 | -1.0942 | -0.020706 | 0 | 0 | 0 | 0 | 0 | 0 | 0 | 0 | 0 | 0 | 0 | 0 | 0 | 0 | 0 | 0 | 0 | 0 | 0 | 37.202 | 29.0114 | 20.1494 | -13.13 | -0.24847 | 0 | 0 | 0 | 0
0.625383April | Resource 1 | Sublap 1 | 15:00 | 3 | 83 | April | 13000 | 0 | 0 | 0 | 0 | 0 | 0 | 0 | 0 | 0 | 0 | 0 | 0 | 0 | 0 | 0 | 3.1002 | 2.4176 | 1.6791 | -1.0942 | -0.020706 | 0 | 0 | 0 | 0 | 0 | 0 | 0 | 0 | 0 | 0 | 0 | 0 | 0 | 0 | 0 | 0 | 0 | 0 | 0 | 40.3021 | 31.4291 | 21.8285 | -14.2242 | -0.26917 | 0 | 0 | 0 | 0
0.625383May | Resource 1 | Sublap 1 | 15:00 | 3 | 83 | May | 14000 | 0 | 0 | 0 | 0 | 0 | 0 | 0 | 0 | 0 | 0 | 0 | 0 | 0 | 0 | 0 | 3.1002 | 2.4176 | 1.6791 | -1.0942 | -0.020706 | 0 | 0 | 0 | 0 | 0 | 0 | 0 | 0 | 0 | 0 | 0 | 0 | 0 | 0 | 0 | 0 | 0 | 0 | 0 | 43.4023 | 33.8467 | 23.5077 | -15.3183 | -0.28988 | 0 | 0 | 0 | 0
0.625383June | Resource 1 | Sublap 1 | 15:00 | 3 | 83 | June | 15000 | 0 | 0 | 0 | 0 | 0 | 0 | 0 | 0 | 0 | 0 | 0 | 0 | 0 | 0 | 0 | 3.1002 | 2.4176 | 1.6791 | -1.0942 | -0.020706 | 0 | 0 | 0 | 0 | 0 | 0 | 0 | 0 | 0 | 0 | 0 | 0 | 0 | 0 | 0 | 0 | 0 | 0 | 0 | 46.5025 | 36.2643 | 25.1868 | -16.4125 | -0.31058 | 0 | 0 | 0 | 0
0.625383July | Resource 1 | Sublap 1 | 15:00 | 3 | 83 | July | 16000 | 0 | 0 | 0 | 0 | 0 | 0 | 0 | 0 | 0 | 0 | 0 | 0 | 0 | 0 | 0 | 3.1002 | 2.4176 | 1.6791 | -1.0942 | -0.020706 | 0 | 0 | 0 | 0 | 0 | 0 | 0 | 0 | 0 | 0 | 0 | 0 | 0 | 0 | 0 | 0 | 0 | 0 | 0 | 49.6026 | 38.6819 | 26.8659 | -17.5067 | -0.33129 | 0 | 0 | 0 | 0
0.625383August | Resource 1 | Sublap 1 | 15:00 | 3 | 83 | August | 17000 | 0 | 0 | 0 | 0 | 0 | 0 | 0 | 0 | 0 | 0 | 0 | 0 | 0 | 0 | 0 | 3.1002 | 2.4176 | 1.6791 | -1.0942 | -0.020706 | 0 | 0 | 0 | 0 | 0 | 0 | 0 | 0 | 0 | 0 | 0 | 0 | 0 | 0 | 0 | 0 | 0 | 0 | 0 | 52.7028 | 41.0996 | 28.545 | -18.6008 | -0.35199 | 0 | 0 | 0 | 0
0.625383September | Resource 1 | Sublap 1 | 15:00 | 3 | 83 | September | 18000 | 0 | 0 | 0 | 0 | 0 | 0 | 0 | 0 | 0 | 0 | 0 | 0 | 0 | 0 | 0 | 3.1002 | 2.4176 | 1.6791 | -1.0942 | -0.020706 | 0 | 0 | 0 | 0 | 0 | 0 | 0 | 0 | 0 | 0 | 0 | 0 | 0 | 0 | 0 | 0 | 0 | 0 | 0 | 55.8029 | 43.5172 | 30.2241 | -19.695 | -0.3727 | 0 | 0 | 0 | 0
0.625383October | Resource 1 | Sublap 1 | 15:00 | 3 | 83 | October | 19000 | 0 | 0 | 0 | 0 | 0 | 0 | 0 | 0 | 0 | 0 | 0 | 0 | 0 | 0 | 0 | 3.1002 | 2.4176 | 1.6791 | -1.0942 | -0.020706 | 0 | 0 | 0 | 0 | 0 | 0 | 0 | 0 | 0 | 0 | 0 | 0 | 0 | 0 | 0 | 0 | 0 | 0 | 0 | 58.9031 | 45.9348 | 31.9032 | -20.7892 | -0.39341 | 0 | 0 | 0 | 0
0.625383November | Resource 1 | Sublap 1 | 15:00 | 3 | 83 | November | 20000 | 0 | 0 | 0 | 0 | 0 | 0 | 0 | 0 | 0 | 0 | 0 | 0 | 0 | 0 | 0 | 3.1002 | 2.4176 | 1.6791 | -1.0942 | -0.020706 | 0 | 0 | 0 | 0 | 0 | 0 | 0 | 0 | 0 | 0 | 0 | 0 | 0 | 0 | 0 | 0 | 0 | 0 | 0 | 62.0033 | 48.3524 | 33.5824 | -21.8834 | -0.41411 | 0 | 0 | 0 | 0
0.625383December | Resource 1 | Sublap 1 | 15:00 | 3 | 83 | December | 21000 | 0 | 0 | 0 | 0 | 0 | 0 | 0 | 0 | 0 | 0 | 0 | 0 | 0 | 0 | 0 | 3.1002 | 2.4176 | 1.6791 | -1.0942 | -0.020706 | 0 | 0 | 0 | 0 | 0 | 0 | 0 | 0 | 0 | 0 | 0 | 0 | 0 | 0 | 0 | 0 | 0 | 0 | 0 | 65.1034 | 50.77 | 35.2615 | -22.9775 | -0.43482 | 0 | 0 | 0 | 0
0.625384January | Resource 1 | Sublap 1 | 15:00 | 3 | 84 | January | 10000 | 0 | 0 | 0 | 0 | 0 | 0 | 0 | 0 | 0 | 0 | 0 | 0 | 0 | 0 | 0 | 3.4179 | 2.5712 | 1.6829 | -1.1422 | -0.021608 | 0 | 0 | 0 | 0 | 0 | 0 | 0 | 0 | 0 | 0 | 0 | 0 | 0 | 0 | 0 | 0 | 0 | 0 | 0 | 34.1789 | 25.7119 | 16.8294 | -11.4219 | -0.21608 | 0 | 0 | 0 | 0
0.625384February | Resource 1 | Sublap 1 | 15:00 | 3 | 84 | February | 11000 | 0 | 0 | 0 | 0 | 0 | 0 | 0 | 0 | 0 | 0 | 0 | 0 | 0 | 0 | 0 | 3.4179 | 2.5712 | 1.6829 | -1.1422 | -0.021608 | 0 | 0 | 0 | 0 | 0 | 0 | 0 | 0 | 0 | 0 | 0 | 0 | 0 | 0 | 0 | 0 | 0 | 0 | 0 | 37.5968 | 28.2831 | 18.5123 | -12.5641 | -0.23768 | 0 | 0 | 0 | 0
0.625384March | Resource 1 | Sublap 1 | 15:00 | 3 | 84 | March | 12000 | 0 | 0 | 0 | 0 | 0 | 0 | 0 | 0 | 0 | 0 | 0 | 0 | 0 | 0 | 0 | 3.4179 | 2.5712 | 1.6829 | -1.1422 | -0.021608 | 0 | 0 | 0 | 0 | 0 | 0 | 0 | 0 | 0 | 0 | 0 | 0 | 0 | 0 | 0 | 0 | 0 | 0 | 0 | 41.0147 | 30.8543 | 20.1952 | -13.7063 | -0.25929 | 0 | 0 | 0 | 0
0.625384April | Resource 1 | Sublap 1 | 15:00 | 3 | 84 | April | 13000 | 0 | 0 | 0 | 0 | 0 | 0 | 0 | 0 | 0 | 0 | 0 | 0 | 0 | 0 | 0 | 3.4179 | 2.5712 | 1.6829 | -1.1422 | -0.021608 | 0 | 0 | 0 | 0 | 0 | 0 | 0 | 0 | 0 | 0 | 0 | 0 | 0 | 0 | 0 | 0 | 0 | 0 | 0 | 44.4326 | 33.4255 | 21.8782 | -14.8485 | -0.2809 | 0 | 0 | 0 | 0
0.625384May | Resource 1 | Sublap 1 | 15:00 | 3 | 84 | May | 14000 | 0 | 0 | 0 | 0 | 0 | 0 | 0 | 0 | 0 | 0 | 0 | 0 | 0 | 0 | 0 | 3.4179 | 2.5712 | 1.6829 | -1.1422 | -0.021608 | 0 | 0 | 0 | 0 | 0 | 0 | 0 | 0 | 0 | 0 | 0 | 0 | 0 | 0 | 0 | 0 | 0 | 0 | 0 | 47.8505 | 35.9967 | 23.5611 | -15.9907 | -0.30251 | 0 | 0 | 0 | 0
0.625384June | Resource 1 | Sublap 1 | 15:00 | 3 | 84 | June | 15000 | 0 | 0 | 0 | 0 | 0 | 0 | 0 | 0 | 0 | 0 | 0 | 0 | 0 | 0 | 0 | 3.4179 | 2.5712 | 1.6829 | -1.1422 | -0.021608 | 0 | 0 | 0 | 0 | 0 | 0 | 0 | 0 | 0 | 0 | 0 | 0 | 0 | 0 | 0 | 0 | 0 | 0 | 0 | 51.2684 | 38.5679 | 25.244 | -17.1329 | -0.32411 | 0 | 0 | 0 | 0
0.625384July | Resource 1 | Sublap 1 | 15:00 | 3 | 84 | July | 16000 | 0 | 0 | 0 | 0 | 0 | 0 | 0 | 0 | 0 | 0 | 0 | 0 | 0 | 0 | 0 | 3.4179 | 2.5712 | 1.6829 | -1.1422 | -0.021608 | 0 | 0 | 0 | 0 | 0 | 0 | 0 | 0 | 0 | 0 | 0 | 0 | 0 | 0 | 0 | 0 | 0 | 0 | 0 | 54.6863 | 41.1391 | 26.927 | -18.2751 | -0.34572 | 0 | 0 | 0 | 0
0.625384August | Resource 1 | Sublap 1 | 15:00 | 3 | 84 | August | 17000 | 0 | 0 | 0 | 0 | 0 | 0 | 0 | 0 | 0 | 0 | 0 | 0 | 0 | 0 | 0 | 3.4179 | 2.5712 | 1.6829 | -1.1422 | -0.021608 | 0 | 0 | 0 | 0 | 0 | 0 | 0 | 0 | 0 | 0 | 0 | 0 | 0 | 0 | 0 | 0 | 0 | 0 | 0 | 58.1042 | 43.7103 | 28.6099 | -19.4172 | -0.36733 | 0 | 0 | 0 | 0
0.625384September | Resource 1 | Sublap 1 | 15:00 | 3 | 84 | September | 18000 | 0 | 0 | 0 | 0 | 0 | 0 | 0 | 0 | 0 | 0 | 0 | 0 | 0 | 0 | 0 | 3.4179 | 2.5712 | 1.6829 | -1.1422 | -0.021608 | 0 | 0 | 0 | 0 | 0 | 0 | 0 | 0 | 0 | 0 | 0 | 0 | 0 | 0 | 0 | 0 | 0 | 0 | 0 | 61.5221 | 46.2815 | 30.2928 | -20.5594 | -0.38894 | 0 | 0 | 0 | 0
0.625384October | Resource 1 | Sublap 1 | 15:00 | 3 | 84 | October | 19000 | 0 | 0 | 0 | 0 | 0 | 0 | 0 | 0 | 0 | 0 | 0 | 0 | 0 | 0 | 0 | 3.4179 | 2.5712 | 1.6829 | -1.1422 | -0.021608 | 0 | 0 | 0 | 0 | 0 | 0 | 0 | 0 | 0 | 0 | 0 | 0 | 0 | 0 | 0 | 0 | 0 | 0 | 0 | 64.94 | 48.8527 | 31.9758 | -21.7016 | -0.41054 | 0 | 0 | 0 | 0
0.625384November | Resource 1 | Sublap 1 | 15:00 | 3 | 84 | November | 20000 | 0 | 0 | 0 | 0 | 0 | 0 | 0 | 0 | 0 | 0 | 0 | 0 | 0 | 0 | 0 | 3.4179 | 2.5712 | 1.6829 | -1.1422 | -0.021608 | 0 | 0 | 0 | 0 | 0 | 0 | 0 | 0 | 0 | 0 | 0 | 0 | 0 | 0 | 0 | 0 | 0 | 0 | 0 | 68.3579 | 51.4239 | 33.6587 | -22.8438 | -0.43215 | 0 | 0 | 0 | 0
0.625384December | Resource 1 | Sublap 1 | 15:00 | 3 | 84 | December | 21000 | 0 | 0 | 0 | 0 | 0 | 0 | 0 | 0 | 0 | 0 | 0 | 0 | 0 | 0 | 0 | 3.4179 | 2.5712 | 1.6829 | -1.1422 | -0.021608 | 0 | 0 | 0 | 0 | 0 | 0 | 0 | 0 | 0 | 0 | 0 | 0 | 0 | 0 | 0 | 0 | 0 | 0 | 0 | 71.7758 | 53.995 | 35.3416 | -23.986 | -0.45376 | 0 | 0 | 0 | 0
0.625385January | Resource 1 | Sublap 1 | 15:00 | 3 | 85 | January | 10000 | 0 | 0 | 0 | 0 | 0 | 0 | 0 | 0 | 0 | 0 | 0 | 0 | 0 | 0 | 0 | 4.5294 | 3.5595 | 2.5512 | -1.4274 | -0.026965 | 0 | 0 | 0 | 0 | 0 | 0 | 0 | 0 | 0 | 0 | 0 | 0 | 0 | 0 | 0 | 0 | 0 | 0 | 0 | 45.294 | 35.5947 | 25.5119 | -14.2743 | -0.26965 | 0 | 0 | 0 | 0
0.625385February | Resource 1 | Sublap 1 | 15:00 | 3 | 85 | February | 11000 | 0 | 0 | 0 | 0 | 0 | 0 | 0 | 0 | 0 | 0 | 0 | 0 | 0 | 0 | 0 | 4.5294 | 3.5595 | 2.5512 | -1.4274 | -0.026965 | 0 | 0 | 0 | 0 | 0 | 0 | 0 | 0 | 0 | 0 | 0 | 0 | 0 | 0 | 0 | 0 | 0 | 0 | 0 | 49.8234 | 39.1541 | 28.0631 | -15.7017 | -0.29662 | 0 | 0 | 0 | 0
0.625385March | Resource 1 | Sublap 1 | 15:00 | 3 | 85 | March | 12000 | 0 | 0 | 0 | 0 | 0 | 0 | 0 | 0 | 0 | 0 | 0 | 0 | 0 | 0 | 0 | 4.5294 | 3.5595 | 2.5512 | -1.4274 | -0.026965 | 0 | 0 | 0 | 0 | 0 | 0 | 0 | 0 | 0 | 0 | 0 | 0 | 0 | 0 | 0 | 0 | 0 | 0 | 0 | 54.3528 | 42.7136 | 30.6143 | -17.1292 | -0.32358 | 0 | 0 | 0 | 0
0.625385April | Resource 1 | Sublap 1 | 15:00 | 3 | 85 | April | 13000 | 0 | 0 | 0 | 0 | 0 | 0 | 0 | 0 | 0 | 0 | 0 | 0 | 0 | 0 | 0 | 4.5294 | 3.5595 | 2.5512 | -1.4274 | -0.026965 | 0 | 0 | 0 | 0 | 0 | 0 | 0 | 0 | 0 | 0 | 0 | 0 | 0 | 0 | 0 | 0 | 0 | 0 | 0 | 58.8822 | 46.2731 | 33.1655 | -18.5566 | -0.35055 | 0 | 0 | 0 | 0
0.625385May | Resource 1 | Sublap 1 | 15:00 | 3 | 85 | May | 14000 | 0 | 0 | 0 | 0 | 0 | 0 | 0 | 0 | 0 | 0 | 0 | 0 | 0 | 0 | 0 | 4.5294 | 3.5595 | 2.5512 | -1.4274 | -0.026965 | 0 | 0 | 0 | 0 | 0 | 0 | 0 | 0 | 0 | 0 | 0 | 0 | 0 | 0 | 0 | 0 | 0 | 0 | 0 | 63.4116 | 49.8325 | 35.7167 | -19.984 | -0.37751 | 0 | 0 | 0 | 0
0.625385June | Resource 1 | Sublap 1 | 15:00 | 3 | 85 | June | 15000 | 0 | 0 | 0 | 0 | 0 | 0 | 0 | 0 | 0 | 0 | 0 | 0 | 0 | 0 | 0 | 4.5294 | 3.5595 | 2.5512 | -1.4274 | -0.026965 | 0 | 0 | 0 | 0 | 0 | 0 | 0 | 0 | 0 | 0 | 0 | 0 | 0 | 0 | 0 | 0 | 0 | 0 | 0 | 67.941 | 53.392 | 38.2679 | -21.4115 | -0.40448 | 0 | 0 | 0 | 0
0.625385July | Resource 1 | Sublap 1 | 15:00 | 3 | 85 | July | 16000 | 0 | 0 | 0 | 0 | 0 | 0 | 0 | 0 | 0 | 0 | 0 | 0 | 0 | 0 | 0 | 4.5294 | 3.5595 | 2.5512 | -1.4274 | -0.026965 | 0 | 0 | 0 | 0 | 0 | 0 | 0 | 0 | 0 | 0 | 0 | 0 | 0 | 0 | 0 | 0 | 0 | 0 | 0 | 72.4704 | 56.9515 | 40.8191 | -22.8389 | -0.43144 | 0 | 0 | 0 | 0
0.625385August | Resource 1 | Sublap 1 | 15:00 | 3 | 85 | August | 17000 | 0 | 0 | 0 | 0 | 0 | 0 | 0 | 0 | 0 | 0 | 0 | 0 | 0 | 0 | 0 | 4.5294 | 3.5595 | 2.5512 | -1.4274 | -0.026965 | 0 | 0 | 0 | 0 | 0 | 0 | 0 | 0 | 0 | 0 | 0 | 0 | 0 | 0 | 0 | 0 | 0 | 0 | 0 | 76.9998 | 60.5109 | 43.3703 | -24.2663 | -0.45841 | 0 | 0 | 0 | 0
0.625385September | Resource 1 | Sublap 1 | 15:00 | 3 | 85 | September | 18000 | 0 | 0 | 0 | 0 | 0 | 0 | 0 | 0 | 0 | 0 | 0 | 0 | 0 | 0 | 0 | 4.5294 | 3.5595 | 2.5512 | -1.4274 | -0.026965 | 0 | 0 | 0 | 0 | 0 | 0 | 0 | 0 | 0 | 0 | 0 | 0 | 0 | 0 | 0 | 0 | 0 | 0 | 0 | 81.5292 | 64.0704 | 45.9215 | -25.6938 | -0.48537 | 0 | 0 | 0 | 0
0.625385October | Resource 1 | Sublap 1 | 15:00 | 3 | 85 | October | 19000 | 0 | 0 | 0 | 0 | 0 | 0 | 0 | 0 | 0 | 0 | 0 | 0 | 0 | 0 | 0 | 4.5294 | 3.5595 | 2.5512 | -1.4274 | -0.026965 | 0 | 0 | 0 | 0 | 0 | 0 | 0 | 0 | 0 | 0 | 0 | 0 | 0 | 0 | 0 | 0 | 0 | 0 | 0 | 86.0586 | 67.6299 | 48.4727 | -27.1212 | -0.51234 | 0 | 0 | 0 | 0
0.625385November | Resource 1 | Sublap 1 | 15:00 | 3 | 85 | November | 20000 | 0 | 0 | 0 | 0 | 0 | 0 | 0 | 0 | 0 | 0 | 0 | 0 | 0 | 0 | 0 | 4.5294 | 3.5595 | 2.5512 | -1.4274 | -0.026965 | 0 | 0 | 0 | 0 | 0 | 0 | 0 | 0 | 0 | 0 | 0 | 0 | 0 | 0 | 0 | 0 | 0 | 0 | 0 | 90.588 | 71.1893 | 51.0239 | -28.5486 | -0.53931 | 0 | 0 | 0 | 0
0.625385December | Resource 1 | Sublap 1 | 15:00 | 3 | 85 | December | 21000 | 0 | 0 | 0 | 0 | 0 | 0 | 0 | 0 | 0 | 0 | 0 | 0 | 0 | 0 | 0 | 4.5294 | 3.5595 | 2.5512 | -1.4274 | -0.026965 | 0 | 0 | 0 | 0 | 0 | 0 | 0 | 0 | 0 | 0 | 0 | 0 | 0 | 0 | 0 | 0 | 0 | 0 | 0 | 95.1174 | 74.7488 | 53.575 | -29.9761 | -0.56627 | 0 | 0 | 0 | 0
0.625386January | Resource 1 | Sublap 1 | 15:00 | 3 | 86 | January | 10000 | 0 | 0 | 0 | 0 | 0 | 0 | 0 | 0 | 0 | 0 | 0 | 0 | 0 | 0 | 0 | 4.0204 | 3.0999 | 2.1278 | -1.2907 | -0.024398 | 0 | 0 | 0 | 0 | 0 | 0 | 0 | 0 | 0 | 0 | 0 | 0 | 0 | 0 | 0 | 0 | 0 | 0 | 0 | 40.2038 | 30.9989 | 21.2782 | -12.9073 | -0.24398 | 0 | 0 | 0 | 0
0.625386February | Resource 1 | Sublap 1 | 15:00 | 3 | 86 | February | 11000 | 0 | 0 | 0 | 0 | 0 | 0 | 0 | 0 | 0 | 0 | 0 | 0 | 0 | 0 | 0 | 4.0204 | 3.0999 | 2.1278 | -1.2907 | -0.024398 | 0 | 0 | 0 | 0 | 0 | 0 | 0 | 0 | 0 | 0 | 0 | 0 | 0 | 0 | 0 | 0 | 0 | 0 | 0 | 44.2242 | 34.0988 | 23.406 | -14.198 | -0.26837 | 0 | 0 | 0 | 0
0.625386March | Resource 1 | Sublap 1 | 15:00 | 3 | 86 | March | 12000 | 0 | 0 | 0 | 0 | 0 | 0 | 0 | 0 | 0 | 0 | 0 | 0 | 0 | 0 | 0 | 4.0204 | 3.0999 | 2.1278 | -1.2907 | -0.024398 | 0 | 0 | 0 | 0 | 0 | 0 | 0 | 0 | 0 | 0 | 0 | 0 | 0 | 0 | 0 | 0 | 0 | 0 | 0 | 48.2445 | 37.1987 | 25.5338 | -15.4888 | -0.29277 | 0 | 0 | 0 | 0
0.625386April | Resource 1 | Sublap 1 | 15:00 | 3 | 86 | April | 13000 | 0 | 0 | 0 | 0 | 0 | 0 | 0 | 0 | 0 | 0 | 0 | 0 | 0 | 0 | 0 | 4.0204 | 3.0999 | 2.1278 | -1.2907 | -0.024398 | 0 | 0 | 0 | 0 | 0 | 0 | 0 | 0 | 0 | 0 | 0 | 0 | 0 | 0 | 0 | 0 | 0 | 0 | 0 | 52.2649 | 40.2986 | 27.6616 | -16.7795 | -0.31717 | 0 | 0 | 0 | 0
0.625386May | Resource 1 | Sublap 1 | 15:00 | 3 | 86 | May | 14000 | 0 | 0 | 0 | 0 | 0 | 0 | 0 | 0 | 0 | 0 | 0 | 0 | 0 | 0 | 0 | 4.0204 | 3.0999 | 2.1278 | -1.2907 | -0.024398 | 0 | 0 | 0 | 0 | 0 | 0 | 0 | 0 | 0 | 0 | 0 | 0 | 0 | 0 | 0 | 0 | 0 | 0 | 0 | 56.2853 | 43.3985 | 29.7894 | -18.0702 | -0.34157 | 0 | 0 | 0 | 0
0.625386June | Resource 1 | Sublap 1 | 15:00 | 3 | 86 | June | 15000 | 0 | 0 | 0 | 0 | 0 | 0 | 0 | 0 | 0 | 0 | 0 | 0 | 0 | 0 | 0 | 4.0204 | 3.0999 | 2.1278 | -1.2907 | -0.024398 | 0 | 0 | 0 | 0 | 0 | 0 | 0 | 0 | 0 | 0 | 0 | 0 | 0 | 0 | 0 | 0 | 0 | 0 | 0 | 60.3057 | 46.4984 | 31.9173 | -19.3609 | -0.36596 | 0 | 0 | 0 | 0
0.625386July | Resource 1 | Sublap 1 | 15:00 | 3 | 86 | July | 16000 | 0 | 0 | 0 | 0 | 0 | 0 | 0 | 0 | 0 | 0 | 0 | 0 | 0 | 0 | 0 | 4.0204 | 3.0999 | 2.1278 | -1.2907 | -0.024398 | 0 | 0 | 0 | 0 | 0 | 0 | 0 | 0 | 0 | 0 | 0 | 0 | 0 | 0 | 0 | 0 | 0 | 0 | 0 | 64.3261 | 49.5983 | 34.0451 | -20.6517 | -0.39036 | 0 | 0 | 0 | 0
0.625386August | Resource 1 | Sublap 1 | 15:00 | 3 | 86 | August | 17000 | 0 | 0 | 0 | 0 | 0 | 0 | 0 | 0 | 0 | 0 | 0 | 0 | 0 | 0 | 0 | 4.0204 | 3.0999 | 2.1278 | -1.2907 | -0.024398 | 0 | 0 | 0 | 0 | 0 | 0 | 0 | 0 | 0 | 0 | 0 | 0 | 0 | 0 | 0 | 0 | 0 | 0 | 0 | 68.3464 | 52.6982 | 36.1729 | -21.9424 | -0.41476 | 0 | 0 | 0 | 0
0.625386September | Resource 1 | Sublap 1 | 15:00 | 3 | 86 | September | 18000 | 0 | 0 | 0 | 0 | 0 | 0 | 0 | 0 | 0 | 0 | 0 | 0 | 0 | 0 | 0 | 4.0204 | 3.0999 | 2.1278 | -1.2907 | -0.024398 | 0 | 0 | 0 | 0 | 0 | 0 | 0 | 0 | 0 | 0 | 0 | 0 | 0 | 0 | 0 | 0 | 0 | 0 | 0 | 72.3668 | 55.7981 | 38.3007 | -23.2331 | -0.43916 | 0 | 0 | 0 | 0
0.625386October | Resource 1 | Sublap 1 | 15:00 | 3 | 86 | October | 19000 | 0 | 0 | 0 | 0 | 0 | 0 | 0 | 0 | 0 | 0 | 0 | 0 | 0 | 0 | 0 | 4.0204 | 3.0999 | 2.1278 | -1.2907 | -0.024398 | 0 | 0 | 0 | 0 | 0 | 0 | 0 | 0 | 0 | 0 | 0 | 0 | 0 | 0 | 0 | 0 | 0 | 0 | 0 | 76.3872 | 58.898 | 40.4285 | -24.5239 | -0.46355 | 0 | 0 | 0 | 0
0.625386November | Resource 1 | Sublap 1 | 15:00 | 3 | 86 | November | 20000 | 0 | 0 | 0 | 0 | 0 | 0 | 0 | 0 | 0 | 0 | 0 | 0 | 0 | 0 | 0 | 4.0204 | 3.0999 | 2.1278 | -1.2907 | -0.024398 | 0 | 0 | 0 | 0 | 0 | 0 | 0 | 0 | 0 | 0 | 0 | 0 | 0 | 0 | 0 | 0 | 0 | 0 | 0 | 80.4076 | 61.9978 | 42.5564 | -25.8146 | -0.48795 | 0 | 0 | 0 | 0
0.625386December | Resource 1 | Sublap 1 | 15:00 | 3 | 86 | December | 21000 | 0 | 0 | 0 | 0 | 0 | 0 | 0 | 0 | 0 | 0 | 0 | 0 | 0 | 0 | 0 | 4.0204 | 3.0999 | 2.1278 | -1.2907 | -0.024398 | 0 | 0 | 0 | 0 | 0 | 0 | 0 | 0 | 0 | 0 | 0 | 0 | 0 | 0 | 0 | 0 | 0 | 0 | 0 | 84.4279 | 65.0977 | 44.6842 | -27.1053 | -0.51235 | 0 | 0 | 0 | 0
0.625387January | Resource 1 | Sublap 1 | 15:00 | 3 | 87 | January | 10000 | 0 | 0 | 0 | 0 | 0 | 0 | 0 | 0 | 0 | 0 | 0 | 0 | 0 | 0 | 0 | 4.5378 | 3.5437 | 2.4807 | -1.3532 | -0.025572 | 0 | 0 | 0 | 0 | 0 | 0 | 0 | 0 | 0 | 0 | 0 | 0 | 0 | 0 | 0 | 0 | 0 | 0 | 0 | 45.3784 | 35.4372 | 24.8071 | -13.5323 | -0.25572 | 0 | 0 | 0 | 0
0.625387February | Resource 1 | Sublap 1 | 15:00 | 3 | 87 | February | 11000 | 0 | 0 | 0 | 0 | 0 | 0 | 0 | 0 | 0 | 0 | 0 | 0 | 0 | 0 | 0 | 4.5378 | 3.5437 | 2.4807 | -1.3532 | -0.025572 | 0 | 0 | 0 | 0 | 0 | 0 | 0 | 0 | 0 | 0 | 0 | 0 | 0 | 0 | 0 | 0 | 0 | 0 | 0 | 49.9162 | 38.9809 | 27.2878 | -14.8855 | -0.28129 | 0 | 0 | 0 | 0
0.625387March | Resource 1 | Sublap 1 | 15:00 | 3 | 87 | March | 12000 | 0 | 0 | 0 | 0 | 0 | 0 | 0 | 0 | 0 | 0 | 0 | 0 | 0 | 0 | 0 | 4.5378 | 3.5437 | 2.4807 | -1.3532 | -0.025572 | 0 | 0 | 0 | 0 | 0 | 0 | 0 | 0 | 0 | 0 | 0 | 0 | 0 | 0 | 0 | 0 | 0 | 0 | 0 | 54.4541 | 42.5247 | 29.7686 | -16.2388 | -0.30686 | 0 | 0 | 0 | 0
0.625387April | Resource 1 | Sublap 1 | 15:00 | 3 | 87 | April | 13000 | 0 | 0 | 0 | 0 | 0 | 0 | 0 | 0 | 0 | 0 | 0 | 0 | 0 | 0 | 0 | 4.5378 | 3.5437 | 2.4807 | -1.3532 | -0.025572 | 0 | 0 | 0 | 0 | 0 | 0 | 0 | 0 | 0 | 0 | 0 | 0 | 0 | 0 | 0 | 0 | 0 | 0 | 0 | 58.9919 | 46.0684 | 32.2493 | -17.592 | -0.33243 | 0 | 0 | 0 | 0
0.625387May | Resource 1 | Sublap 1 | 15:00 | 3 | 87 | May | 14000 | 0 | 0 | 0 | 0 | 0 | 0 | 0 | 0 | 0 | 0 | 0 | 0 | 0 | 0 | 0 | 4.5378 | 3.5437 | 2.4807 | -1.3532 | -0.025572 | 0 | 0 | 0 | 0 | 0 | 0 | 0 | 0 | 0 | 0 | 0 | 0 | 0 | 0 | 0 | 0 | 0 | 0 | 0 | 63.5297 | 49.6121 | 34.73 | -18.9452 | -0.358 | 0 | 0 | 0 | 0
0.625387June | Resource 1 | Sublap 1 | 15:00 | 3 | 87 | June | 15000 | 0 | 0 | 0 | 0 | 0 | 0 | 0 | 0 | 0 | 0 | 0 | 0 | 0 | 0 | 0 | 4.5378 | 3.5437 | 2.4807 | -1.3532 | -0.025572 | 0 | 0 | 0 | 0 | 0 | 0 | 0 | 0 | 0 | 0 | 0 | 0 | 0 | 0 | 0 | 0 | 0 | 0 | 0 | 68.0676 | 53.1558 | 37.2107 | -20.2984 | -0.38357 | 0 | 0 | 0 | 0
0.625387July | Resource 1 | Sublap 1 | 15:00 | 3 | 87 | July | 16000 | 0 | 0 | 0 | 0 | 0 | 0 | 0 | 0 | 0 | 0 | 0 | 0 | 0 | 0 | 0 | 4.5378 | 3.5437 | 2.4807 | -1.3532 | -0.025572 | 0 | 0 | 0 | 0 | 0 | 0 | 0 | 0 | 0 | 0 | 0 | 0 | 0 | 0 | 0 | 0 | 0 | 0 | 0 | 72.6054 | 56.6996 | 39.6914 | -21.6517 | -0.40914 | 0 | 0 | 0 | 0
0.625387August | Resource 1 | Sublap 1 | 15:00 | 3 | 87 | August | 17000 | 0 | 0 | 0 | 0 | 0 | 0 | 0 | 0 | 0 | 0 | 0 | 0 | 0 | 0 | 0 | 4.5378 | 3.5437 | 2.4807 | -1.3532 | -0.025572 | 0 | 0 | 0 | 0 | 0 | 0 | 0 | 0 | 0 | 0 | 0 | 0 | 0 | 0 | 0 | 0 | 0 | 0 | 0 | 77.1433 | 60.2433 | 42.1721 | -23.0049 | -0.43472 | 0 | 0 | 0 | 0
0.625387September | Resource 1 | Sublap 1 | 15:00 | 3 | 87 | September | 18000 | 0 | 0 | 0 | 0 | 0 | 0 | 0 | 0 | 0 | 0 | 0 | 0 | 0 | 0 | 0 | 4.5378 | 3.5437 | 2.4807 | -1.3532 | -0.025572 | 0 | 0 | 0 | 0 | 0 | 0 | 0 | 0 | 0 | 0 | 0 | 0 | 0 | 0 | 0 | 0 | 0 | 0 | 0 | 81.6811 | 63.787 | 44.6528 | -24.3581 | -0.46029 | 0 | 0 | 0 | 0
0.625387October | Resource 1 | Sublap 1 | 15:00 | 3 | 87 | October | 19000 | 0 | 0 | 0 | 0 | 0 | 0 | 0 | 0 | 0 | 0 | 0 | 0 | 0 | 0 | 0 | 4.5378 | 3.5437 | 2.4807 | -1.3532 | -0.025572 | 0 | 0 | 0 | 0 | 0 | 0 | 0 | 0 | 0 | 0 | 0 | 0 | 0 | 0 | 0 | 0 | 0 | 0 | 0 | 86.219 | 67.3307 | 47.1335 | -25.7114 | -0.48586 | 0 | 0 | 0 | 0
0.625387November | Resource 1 | Sublap 1 | 15:00 | 3 | 87 | November | 20000 | 0 | 0 | 0 | 0 | 0 | 0 | 0 | 0 | 0 | 0 | 0 | 0 | 0 | 0 | 0 | 4.5378 | 3.5437 | 2.4807 | -1.3532 | -0.025572 | 0 | 0 | 0 | 0 | 0 | 0 | 0 | 0 | 0 | 0 | 0 | 0 | 0 | 0 | 0 | 0 | 0 | 0 | 0 | 90.7568 | 70.8744 | 49.6142 | -27.0646 | -0.51143 | 0 | 0 | 0 | 0
0.625387December | Resource 1 | Sublap 1 | 15:00 | 3 | 87 | December | 21000 | 0 | 0 | 0 | 0 | 0 | 0 | 0 | 0 | 0 | 0 | 0 | 0 | 0 | 0 | 0 | 4.5378 | 3.5437 | 2.4807 | -1.3532 | -0.025572 | 0 | 0 | 0 | 0 | 0 | 0 | 0 | 0 | 0 | 0 | 0 | 0 | 0 | 0 | 0 | 0 | 0 | 0 | 0 | 95.2946 | 74.4182 | 52.095 | -28.4178 | -0.537 | 0 | 0 | 0 | 0
0.625388January | Resource 1 | Sublap 1 | 15:00 | 3 | 88 | January | 10000 | 0 | 0 | 0 | 0 | 0 | 0 | 0 | 0 | 0 | 0 | 0 | 0 | 0 | 0 | 0 | 5.0865 | 4.0699 | 2.8593 | -1.4883 | -0.028109 | 0 | 0 | 0 | 0 | 0 | 0 | 0 | 0 | 0 | 0 | 0 | 0 | 0 | 0 | 0 | 0 | 0 | 0 | 0 | 50.8651 | 40.699 | 28.5935 | -14.8833 | -0.28109 | 0 | 0 | 0 | 0
0.625388February | Resource 1 | Sublap 1 | 15:00 | 3 | 88 | February | 11000 | 0 | 0 | 0 | 0 | 0 | 0 | 0 | 0 | 0 | 0 | 0 | 0 | 0 | 0 | 0 | 5.0865 | 4.0699 | 2.8593 | -1.4883 | -0.028109 | 0 | 0 | 0 | 0 | 0 | 0 | 0 | 0 | 0 | 0 | 0 | 0 | 0 | 0 | 0 | 0 | 0 | 0 | 0 | 55.9517 | 44.7689 | 31.4528 | -16.3716 | -0.3092 | 0 | 0 | 0 | 0
0.625388March | Resource 1 | Sublap 1 | 15:00 | 3 | 88 | March | 12000 | 0 | 0 | 0 | 0 | 0 | 0 | 0 | 0 | 0 | 0 | 0 | 0 | 0 | 0 | 0 | 5.0865 | 4.0699 | 2.8593 | -1.4883 | -0.028109 | 0 | 0 | 0 | 0 | 0 | 0 | 0 | 0 | 0 | 0 | 0 | 0 | 0 | 0 | 0 | 0 | 0 | 0 | 0 | 61.0382 | 48.8389 | 34.3122 | -17.8599 | -0.33731 | 0 | 0 | 0 | 0
0.625388April | Resource 1 | Sublap 1 | 15:00 | 3 | 88 | April | 13000 | 0 | 0 | 0 | 0 | 0 | 0 | 0 | 0 | 0 | 0 | 0 | 0 | 0 | 0 | 0 | 5.0865 | 4.0699 | 2.8593 | -1.4883 | -0.028109 | 0 | 0 | 0 | 0 | 0 | 0 | 0 | 0 | 0 | 0 | 0 | 0 | 0 | 0 | 0 | 0 | 0 | 0 | 0 | 66.1247 | 52.9088 | 37.1715 | -19.3482 | -0.36542 | 0 | 0 | 0 | 0
0.625388May | Resource 1 | Sublap 1 | 15:00 | 3 | 88 | May | 14000 | 0 | 0 | 0 | 0 | 0 | 0 | 0 | 0 | 0 | 0 | 0 | 0 | 0 | 0 | 0 | 5.0865 | 4.0699 | 2.8593 | -1.4883 | -0.028109 | 0 | 0 | 0 | 0 | 0 | 0 | 0 | 0 | 0 | 0 | 0 | 0 | 0 | 0 | 0 | 0 | 0 | 0 | 0 | 71.2112 | 56.9787 | 40.0309 | -20.8365 | -0.39353 | 0 | 0 | 0 | 0
0.625388June | Resource 1 | Sublap 1 | 15:00 | 3 | 88 | June | 15000 | 0 | 0 | 0 | 0 | 0 | 0 | 0 | 0 | 0 | 0 | 0 | 0 | 0 | 0 | 0 | 5.0865 | 4.0699 | 2.8593 | -1.4883 | -0.028109 | 0 | 0 | 0 | 0 | 0 | 0 | 0 | 0 | 0 | 0 | 0 | 0 | 0 | 0 | 0 | 0 | 0 | 0 | 0 | 76.2977 | 61.0486 | 42.8902 | -22.3249 | -0.42164 | 0 | 0 | 0 | 0
0.625388July | Resource 1 | Sublap 1 | 15:00 | 3 | 88 | July | 16000 | 0 | 0 | 0 | 0 | 0 | 0 | 0 | 0 | 0 | 0 | 0 | 0 | 0 | 0 | 0 | 5.0865 | 4.0699 | 2.8593 | -1.4883 | -0.028109 | 0 | 0 | 0 | 0 | 0 | 0 | 0 | 0 | 0 | 0 | 0 | 0 | 0 | 0 | 0 | 0 | 0 | 0 | 0 | 81.3842 | 65.1185 | 45.7496 | -23.8132 | -0.44974 | 0 | 0 | 0 | 0
0.625388August | Resource 1 | Sublap 1 | 15:00 | 3 | 88 | August | 17000 | 0 | 0 | 0 | 0 | 0 | 0 | 0 | 0 | 0 | 0 | 0 | 0 | 0 | 0 | 0 | 5.0865 | 4.0699 | 2.8593 | -1.4883 | -0.028109 | 0 | 0 | 0 | 0 | 0 | 0 | 0 | 0 | 0 | 0 | 0 | 0 | 0 | 0 | 0 | 0 | 0 | 0 | 0 | 86.4707 | 69.1884 | 48.6089 | -25.3015 | -0.47785 | 0 | 0 | 0 | 0
0.625388September | Resource 1 | Sublap 1 | 15:00 | 3 | 88 | September | 18000 | 0 | 0 | 0 | 0 | 0 | 0 | 0 | 0 | 0 | 0 | 0 | 0 | 0 | 0 | 0 | 5.0865 | 4.0699 | 2.8593 | -1.4883 | -0.028109 | 0 | 0 | 0 | 0 | 0 | 0 | 0 | 0 | 0 | 0 | 0 | 0 | 0 | 0 | 0 | 0 | 0 | 0 | 0 | 91.5572 | 73.2583 | 51.4682 | -26.7898 | -0.50596 | 0 | 0 | 0 | 0
0.625388October | Resource 1 | Sublap 1 | 15:00 | 3 | 88 | October | 19000 | 0 | 0 | 0 | 0 | 0 | 0 | 0 | 0 | 0 | 0 | 0 | 0 | 0 | 0 | 0 | 5.0865 | 4.0699 | 2.8593 | -1.4883 | -0.028109 | 0 | 0 | 0 | 0 | 0 | 0 | 0 | 0 | 0 | 0 | 0 | 0 | 0 | 0 | 0 | 0 | 0 | 0 | 0 | 96.6438 | 77.3282 | 54.3276 | -28.2782 | -0.53407 | 0 | 0 | 0 | 0
0.625388November | Resource 1 | Sublap 1 | 15:00 | 3 | 88 | November | 20000 | 0 | 0 | 0 | 0 | 0 | 0 | 0 | 0 | 0 | 0 | 0 | 0 | 0 | 0 | 0 | 5.0865 | 4.0699 | 2.8593 | -1.4883 | -0.028109 | 0 | 0 | 0 | 0 | 0 | 0 | 0 | 0 | 0 | 0 | 0 | 0 | 0 | 0 | 0 | 0 | 0 | 0 | 0 | 101.7303 | 81.3981 | 57.1869 | -29.7665 | -0.56218 | 0 | 0 | 0 | 0
0.625388December | Resource 1 | Sublap 1 | 15:00 | 3 | 88 | December | 21000 | 0 | 0 | 0 | 0 | 0 | 0 | 0 | 0 | 0 | 0 | 0 | 0 | 0 | 0 | 0 | 5.0865 | 4.0699 | 2.8593 | -1.4883 | -0.028109 | 0 | 0 | 0 | 0 | 0 | 0 | 0 | 0 | 0 | 0 | 0 | 0 | 0 | 0 | 0 | 0 | 0 | 0 | 0 | 106.8168 | 85.468 | 60.0463 | -31.2548 | -0.59029 | 0 | 0 | 0 | 0
0.625389January | Resource 1 | Sublap 1 | 15:00 | 3 | 89 | January | 10000 | 0 | 0 | 0 | 0 | 0 | 0 | 0 | 0 | 0 | 0 | 0 | 0 | 0 | 0 | 0 | 5.0886 | 4.045 | 2.8707 | -1.4482 | -0.027355 | 0 | 0 | 0 | 0 | 0 | 0 | 0 | 0 | 0 | 0 | 0 | 0 | 0 | 0 | 0 | 0 | 0 | 0 | 0 | 50.8859 | 40.4504 | 28.707 | -14.4817 | -0.27355 | 0 | 0 | 0 | 0
0.625389February | Resource 1 | Sublap 1 | 15:00 | 3 | 89 | February | 11000 | 0 | 0 | 0 | 0 | 0 | 0 | 0 | 0 | 0 | 0 | 0 | 0 | 0 | 0 | 0 | 5.0886 | 4.045 | 2.8707 | -1.4482 | -0.027355 | 0 | 0 | 0 | 0 | 0 | 0 | 0 | 0 | 0 | 0 | 0 | 0 | 0 | 0 | 0 | 0 | 0 | 0 | 0 | 55.9745 | 44.4954 | 31.5777 | -15.9298 | -0.3009 | 0 | 0 | 0 | 0
0.625389March | Resource 1 | Sublap 1 | 15:00 | 3 | 89 | March | 12000 | 0 | 0 | 0 | 0 | 0 | 0 | 0 | 0 | 0 | 0 | 0 | 0 | 0 | 0 | 0 | 5.0886 | 4.045 | 2.8707 | -1.4482 | -0.027355 | 0 | 0 | 0 | 0 | 0 | 0 | 0 | 0 | 0 | 0 | 0 | 0 | 0 | 0 | 0 | 0 | 0 | 0 | 0 | 61.0631 | 48.5404 | 34.4484 | -17.378 | -0.32826 | 0 | 0 | 0 | 0
0.625389April | Resource 1 | Sublap 1 | 15:00 | 3 | 89 | April | 13000 | 0 | 0 | 0 | 0 | 0 | 0 | 0 | 0 | 0 | 0 | 0 | 0 | 0 | 0 | 0 | 5.0886 | 4.045 | 2.8707 | -1.4482 | -0.027355 | 0 | 0 | 0 | 0 | 0 | 0 | 0 | 0 | 0 | 0 | 0 | 0 | 0 | 0 | 0 | 0 | 0 | 0 | 0 | 66.1517 | 52.5855 | 37.3191 | -18.8261 | -0.35561 | 0 | 0 | 0 | 0
0.625389May | Resource 1 | Sublap 1 | 15:00 | 3 | 89 | May | 14000 | 0 | 0 | 0 | 0 | 0 | 0 | 0 | 0 | 0 | 0 | 0 | 0 | 0 | 0 | 0 | 5.0886 | 4.045 | 2.8707 | -1.4482 | -0.027355 | 0 | 0 | 0 | 0 | 0 | 0 | 0 | 0 | 0 | 0 | 0 | 0 | 0 | 0 | 0 | 0 | 0 | 0 | 0 | 71.2403 | 56.6305 | 40.1898 | -20.2743 | -0.38297 | 0 | 0 | 0 | 0
0.625389June | Resource 1 | Sublap 1 | 15:00 | 3 | 89 | June | 15000 | 0 | 0 | 0 | 0 | 0 | 0 | 0 | 0 | 0 | 0 | 0 | 0 | 0 | 0 | 0 | 5.0886 | 4.045 | 2.8707 | -1.4482 | -0.027355 | 0 | 0 | 0 | 0 | 0 | 0 | 0 | 0 | 0 | 0 | 0 | 0 | 0 | 0 | 0 | 0 | 0 | 0 | 0 | 76.3288 | 60.6755 | 43.0605 | -21.7225 | -0.41032 | 0 | 0 | 0 | 0
0.625389July | Resource 1 | Sublap 1 | 15:00 | 3 | 89 | July | 16000 | 0 | 0 | 0 | 0 | 0 | 0 | 0 | 0 | 0 | 0 | 0 | 0 | 0 | 0 | 0 | 5.0886 | 4.045 | 2.8707 | -1.4482 | -0.027355 | 0 | 0 | 0 | 0 | 0 | 0 | 0 | 0 | 0 | 0 | 0 | 0 | 0 | 0 | 0 | 0 | 0 | 0 | 0 | 81.4174 | 64.7206 | 45.9312 | -23.1706 | -0.43768 | 0 | 0 | 0 | 0
0.625389August | Resource 1 | Sublap 1 | 15:00 | 3 | 89 | August | 17000 | 0 | 0 | 0 | 0 | 0 | 0 | 0 | 0 | 0 | 0 | 0 | 0 | 0 | 0 | 0 | 5.0886 | 4.045 | 2.8707 | -1.4482 | -0.027355 | 0 | 0 | 0 | 0 | 0 | 0 | 0 | 0 | 0 | 0 | 0 | 0 | 0 | 0 | 0 | 0 | 0 | 0 | 0 | 86.506 | 68.7656 | 48.8019 | -24.6188 | -0.46503 | 0 | 0 | 0 | 0
0.625389September | Resource 1 | Sublap 1 | 15:00 | 3 | 89 | September | 18000 | 0 | 0 | 0 | 0 | 0 | 0 | 0 | 0 | 0 | 0 | 0 | 0 | 0 | 0 | 0 | 5.0886 | 4.045 | 2.8707 | -1.4482 | -0.027355 | 0 | 0 | 0 | 0 | 0 | 0 | 0 | 0 | 0 | 0 | 0 | 0 | 0 | 0 | 0 | 0 | 0 | 0 | 0 | 91.5946 | 72.8106 | 51.6726 | -26.067 | -0.49238 | 0 | 0 | 0 | 0
0.625389October | Resource 1 | Sublap 1 | 15:00 | 3 | 89 | October | 19000 | 0 | 0 | 0 | 0 | 0 | 0 | 0 | 0 | 0 | 0 | 0 | 0 | 0 | 0 | 0 | 5.0886 | 4.045 | 2.8707 | -1.4482 | -0.027355 | 0 | 0 | 0 | 0 | 0 | 0 | 0 | 0 | 0 | 0 | 0 | 0 | 0 | 0 | 0 | 0 | 0 | 0 | 0 | 96.6832 | 76.8557 | 54.5433 | -27.5151 | -0.51974 | 0 | 0 | 0 | 0
0.625389November | Resource 1 | Sublap 1 | 15:00 | 3 | 89 | November | 20000 | 0 | 0 | 0 | 0 | 0 | 0 | 0 | 0 | 0 | 0 | 0 | 0 | 0 | 0 | 0 | 5.0886 | 4.045 | 2.8707 | -1.4482 | -0.027355 | 0 | 0 | 0 | 0 | 0 | 0 | 0 | 0 | 0 | 0 | 0 | 0 | 0 | 0 | 0 | 0 | 0 | 0 | 0 | 101.7718 | 80.9007 | 57.414 | -28.9633 | -0.54709 | 0 | 0 | 0 | 0
0.625389December | Resource 1 | Sublap 1 | 15:00 | 3 | 89 | December | 21000 | 0 | 0 | 0 | 0 | 0 | 0 | 0 | 0 | 0 | 0 | 0 | 0 | 0 | 0 | 0 | 5.0886 | 4.045 | 2.8707 | -1.4482 | -0.027355 | 0 | 0 | 0 | 0 | 0 | 0 | 0 | 0 | 0 | 0 | 0 | 0 | 0 | 0 | 0 | 0 | 0 | 0 | 0 | 106.8604 | 84.9458 | 60.2847 | -30.4115 | -0.57445 | 0 | 0 | 0 | 0
0.625390January | Resource 1 | Sublap 1 | 15:00 | 3 | 90 | January | 10000 | 0 | 0 | 0 | 0 | 0 | 0 | 0 | 0 | 0 | 0 | 0 | 0 | 0 | 0 | 0 | 5.8955 | 4.6072 | 3.3205 | -1.6382 | -0.030924 | 0 | 0 | 0 | 0 | 0 | 0 | 0 | 0 | 0 | 0 | 0 | 0 | 0 | 0 | 0 | 0 | 0 | 0 | 0 | 58.9546 | 46.0716 | 33.2046 | -16.3818 | -0.30924 | 0 | 0 | 0 | 0
0.625390February | Resource 1 | Sublap 1 | 15:00 | 3 | 90 | February | 11000 | 0 | 0 | 0 | 0 | 0 | 0 | 0 | 0 | 0 | 0 | 0 | 0 | 0 | 0 | 0 | 5.8955 | 4.6072 | 3.3205 | -1.6382 | -0.030924 | 0 | 0 | 0 | 0 | 0 | 0 | 0 | 0 | 0 | 0 | 0 | 0 | 0 | 0 | 0 | 0 | 0 | 0 | 0 | 64.85 | 50.6788 | 36.5251 | -18.02 | -0.34016 | 0 | 0 | 0 | 0
0.625390March | Resource 1 | Sublap 1 | 15:00 | 3 | 90 | March | 12000 | 0 | 0 | 0 | 0 | 0 | 0 | 0 | 0 | 0 | 0 | 0 | 0 | 0 | 0 | 0 | 5.8955 | 4.6072 | 3.3205 | -1.6382 | -0.030924 | 0 | 0 | 0 | 0 | 0 | 0 | 0 | 0 | 0 | 0 | 0 | 0 | 0 | 0 | 0 | 0 | 0 | 0 | 0 | 70.7455 | 55.2859 | 39.8455 | -19.6582 | -0.37109 | 0 | 0 | 0 | 0
0.625390April | Resource 1 | Sublap 1 | 15:00 | 3 | 90 | April | 13000 | 0 | 0 | 0 | 0 | 0 | 0 | 0 | 0 | 0 | 0 | 0 | 0 | 0 | 0 | 0 | 5.8955 | 4.6072 | 3.3205 | -1.6382 | -0.030924 | 0 | 0 | 0 | 0 | 0 | 0 | 0 | 0 | 0 | 0 | 0 | 0 | 0 | 0 | 0 | 0 | 0 | 0 | 0 | 76.6409 | 59.8931 | 43.166 | -21.2964 | -0.40201 | 0 | 0 | 0 | 0
0.625390May | Resource 1 | Sublap 1 | 15:00 | 3 | 90 | May | 14000 | 0 | 0 | 0 | 0 | 0 | 0 | 0 | 0 | 0 | 0 | 0 | 0 | 0 | 0 | 0 | 5.8955 | 4.6072 | 3.3205 | -1.6382 | -0.030924 | 0 | 0 | 0 | 0 | 0 | 0 | 0 | 0 | 0 | 0 | 0 | 0 | 0 | 0 | 0 | 0 | 0 | 0 | 0 | 82.5364 | 64.5002 | 46.4865 | -22.9346 | -0.43293 | 0 | 0 | 0 | 0
0.625390June | Resource 1 | Sublap 1 | 15:00 | 3 | 90 | June | 15000 | 0 | 0 | 0 | 0 | 0 | 0 | 0 | 0 | 0 | 0 | 0 | 0 | 0 | 0 | 0 | 5.8955 | 4.6072 | 3.3205 | -1.6382 | -0.030924 | 0 | 0 | 0 | 0 | 0 | 0 | 0 | 0 | 0 | 0 | 0 | 0 | 0 | 0 | 0 | 0 | 0 | 0 | 0 | 88.4318 | 69.1074 | 49.8069 | -24.5727 | -0.46386 | 0 | 0 | 0 | 0
0.625390July | Resource 1 | Sublap 1 | 15:00 | 3 | 90 | July | 16000 | 0 | 0 | 0 | 0 | 0 | 0 | 0 | 0 | 0 | 0 | 0 | 0 | 0 | 0 | 0 | 5.8955 | 4.6072 | 3.3205 | -1.6382 | -0.030924 | 0 | 0 | 0 | 0 | 0 | 0 | 0 | 0 | 0 | 0 | 0 | 0 | 0 | 0 | 0 | 0 | 0 | 0 | 0 | 94.3273 | 73.7146 | 53.1274 | -26.2109 | -0.49478 | 0 | 0 | 0 | 0
0.625390August | Resource 1 | Sublap 1 | 15:00 | 3 | 90 | August | 17000 | 0 | 0 | 0 | 0 | 0 | 0 | 0 | 0 | 0 | 0 | 0 | 0 | 0 | 0 | 0 | 5.8955 | 4.6072 | 3.3205 | -1.6382 | -0.030924 | 0 | 0 | 0 | 0 | 0 | 0 | 0 | 0 | 0 | 0 | 0 | 0 | 0 | 0 | 0 | 0 | 0 | 0 | 0 | 100.2228 | 78.3217 | 56.4479 | -27.8491 | -0.5257 | 0 | 0 | 0 | 0
0.625390September | Resource 1 | Sublap 1 | 15:00 | 3 | 90 | September | 18000 | 0 | 0 | 0 | 0 | 0 | 0 | 0 | 0 | 0 | 0 | 0 | 0 | 0 | 0 | 0 | 5.8955 | 4.6072 | 3.3205 | -1.6382 | -0.030924 | 0 | 0 | 0 | 0 | 0 | 0 | 0 | 0 | 0 | 0 | 0 | 0 | 0 | 0 | 0 | 0 | 0 | 0 | 0 | 106.1182 | 82.9289 | 59.7683 | -29.4873 | -0.55663 | 0 | 0 | 0 | 0
0.625390October | Resource 1 | Sublap 1 | 15:00 | 3 | 90 | October | 19000 | 0 | 0 | 0 | 0 | 0 | 0 | 0 | 0 | 0 | 0 | 0 | 0 | 0 | 0 | 0 | 5.8955 | 4.6072 | 3.3205 | -1.6382 | -0.030924 | 0 | 0 | 0 | 0 | 0 | 0 | 0 | 0 | 0 | 0 | 0 | 0 | 0 | 0 | 0 | 0 | 0 | 0 | 0 | 112.0137 | 87.536 | 63.0888 | -31.1255 | -0.58755 | 0 | 0 | 0 | 0
0.625390November | Resource 1 | Sublap 1 | 15:00 | 3 | 90 | November | 20000 | 0 | 0 | 0 | 0 | 0 | 0 | 0 | 0 | 0 | 0 | 0 | 0 | 0 | 0 | 0 | 5.8955 | 4.6072 | 3.3205 | -1.6382 | -0.030924 | 0 | 0 | 0 | 0 | 0 | 0 | 0 | 0 | 0 | 0 | 0 | 0 | 0 | 0 | 0 | 0 | 0 | 0 | 0 | 117.9091 | 92.1432 | 66.4092 | -32.7636 | -0.61848 | 0 | 0 | 0 | 0
0.625390December | Resource 1 | Sublap 1 | 15:00 | 3 | 90 | December | 21000 | 0 | 0 | 0 | 0 | 0 | 0 | 0 | 0 | 0 | 0 | 0 | 0 | 0 | 0 | 0 | 5.8955 | 4.6072 | 3.3205 | -1.6382 | -0.030924 | 0 | 0 | 0 | 0 | 0 | 0 | 0 | 0 | 0 | 0 | 0 | 0 | 0 | 0 | 0 | 0 | 0 | 0 | 0 | 123.8046 | 96.7504 | 69.7297 | -34.4018 | -0.6494 | 0 | 0 | 0 | 0
0.625391January | Resource 1 | Sublap 1 | 15:00 | 3 | 91 | January | 10000 | 0 | 0 | 0 | 0 | 0 | 0 | 0 | 0 | 0 | 0 | 0 | 0 | 0 | 0 | 0 | 7.0651 | 5.58 | 4.1166 | -1.8463 | -0.034833 | 0 | 0 | 0 | 0 | 0 | 0 | 0 | 0 | 0 | 0 | 0 | 0 | 0 | 0 | 0 | 0 | 0 | 0 | 0 | 70.6513 | 55.8005 | 41.1664 | -18.4628 | -0.34833 | 0 | 0 | 0 | 0
0.625391February | Resource 1 | Sublap 1 | 15:00 | 3 | 91 | February | 11000 | 0 | 0 | 0 | 0 | 0 | 0 | 0 | 0 | 0 | 0 | 0 | 0 | 0 | 0 | 0 | 7.0651 | 5.58 | 4.1166 | -1.8463 | -0.034833 | 0 | 0 | 0 | 0 | 0 | 0 | 0 | 0 | 0 | 0 | 0 | 0 | 0 | 0 | 0 | 0 | 0 | 0 | 0 | 77.7164 | 61.3805 | 45.283 | -20.3091 | -0.38316 | 0 | 0 | 0 | 0
0.625391March | Resource 1 | Sublap 1 | 15:00 | 3 | 91 | March | 12000 | 0 | 0 | 0 | 0 | 0 | 0 | 0 | 0 | 0 | 0 | 0 | 0 | 0 | 0 | 0 | 7.0651 | 5.58 | 4.1166 | -1.8463 | -0.034833 | 0 | 0 | 0 | 0 | 0 | 0 | 0 | 0 | 0 | 0 | 0 | 0 | 0 | 0 | 0 | 0 | 0 | 0 | 0 | 84.7816 | 66.9606 | 49.3996 | -22.1554 | -0.41799 | 0 | 0 | 0 | 0
0.625391April | Resource 1 | Sublap 1 | 15:00 | 3 | 91 | April | 13000 | 0 | 0 | 0 | 0 | 0 | 0 | 0 | 0 | 0 | 0 | 0 | 0 | 0 | 0 | 0 | 7.0651 | 5.58 | 4.1166 | -1.8463 | -0.034833 | 0 | 0 | 0 | 0 | 0 | 0 | 0 | 0 | 0 | 0 | 0 | 0 | 0 | 0 | 0 | 0 | 0 | 0 | 0 | 91.8467 | 72.5406 | 53.5163 | -24.0017 | -0.45282 | 0 | 0 | 0 | 0
0.625391May | Resource 1 | Sublap 1 | 15:00 | 3 | 91 | May | 14000 | 0 | 0 | 0 | 0 | 0 | 0 | 0 | 0 | 0 | 0 | 0 | 0 | 0 | 0 | 0 | 7.0651 | 5.58 | 4.1166 | -1.8463 | -0.034833 | 0 | 0 | 0 | 0 | 0 | 0 | 0 | 0 | 0 | 0 | 0 | 0 | 0 | 0 | 0 | 0 | 0 | 0 | 0 | 98.9118 | 78.1207 | 57.6329 | -25.848 | -0.48766 | 0 | 0 | 0 | 0
0.625391June | Resource 1 | Sublap 1 | 15:00 | 3 | 91 | June | 15000 | 0 | 0 | 0 | 0 | 0 | 0 | 0 | 0 | 0 | 0 | 0 | 0 | 0 | 0 | 0 | 7.0651 | 5.58 | 4.1166 | -1.8463 | -0.034833 | 0 | 0 | 0 | 0 | 0 | 0 | 0 | 0 | 0 | 0 | 0 | 0 | 0 | 0 | 0 | 0 | 0 | 0 | 0 | 105.977 | 83.7007 | 61.7495 | -27.6942 | -0.52249 | 0 | 0 | 0 | 0
0.625391July | Resource 1 | Sublap 1 | 15:00 | 3 | 91 | July | 16000 | 0 | 0 | 0 | 0 | 0 | 0 | 0 | 0 | 0 | 0 | 0 | 0 | 0 | 0 | 0 | 7.0651 | 5.58 | 4.1166 | -1.8463 | -0.034833 | 0 | 0 | 0 | 0 | 0 | 0 | 0 | 0 | 0 | 0 | 0 | 0 | 0 | 0 | 0 | 0 | 0 | 0 | 0 | 113.0421 | 89.2807 | 65.8662 | -29.5405 | -0.55732 | 0 | 0 | 0 | 0
0.625391August | Resource 1 | Sublap 1 | 15:00 | 3 | 91 | August | 17000 | 0 | 0 | 0 | 0 | 0 | 0 | 0 | 0 | 0 | 0 | 0 | 0 | 0 | 0 | 0 | 7.0651 | 5.58 | 4.1166 | -1.8463 | -0.034833 | 0 | 0 | 0 | 0 | 0 | 0 | 0 | 0 | 0 | 0 | 0 | 0 | 0 | 0 | 0 | 0 | 0 | 0 | 0 | 120.1072 | 94.8608 | 69.9828 | -31.3868 | -0.59215 | 0 | 0 | 0 | 0
0.625391September | Resource 1 | Sublap 1 | 15:00 | 3 | 91 | September | 18000 | 0 | 0 | 0 | 0 | 0 | 0 | 0 | 0 | 0 | 0 | 0 | 0 | 0 | 0 | 0 | 7.0651 | 5.58 | 4.1166 | -1.8463 | -0.034833 | 0 | 0 | 0 | 0 | 0 | 0 | 0 | 0 | 0 | 0 | 0 | 0 | 0 | 0 | 0 | 0 | 0 | 0 | 0 | 127.1723 | 100.4408 | 74.0995 | -33.2331 | -0.62699 | 0 | 0 | 0 | 0
0.625391October | Resource 1 | Sublap 1 | 15:00 | 3 | 91 | October | 19000 | 0 | 0 | 0 | 0 | 0 | 0 | 0 | 0 | 0 | 0 | 0 | 0 | 0 | 0 | 0 | 7.0651 | 5.58 | 4.1166 | -1.8463 | -0.034833 | 0 | 0 | 0 | 0 | 0 | 0 | 0 | 0 | 0 | 0 | 0 | 0 | 0 | 0 | 0 | 0 | 0 | 0 | 0 | 134.2375 | 106.0209 | 78.2161 | -35.0794 | -0.66182 | 0 | 0 | 0 | 0
0.625391November | Resource 1 | Sublap 1 | 15:00 | 3 | 91 | November | 20000 | 0 | 0 | 0 | 0 | 0 | 0 | 0 | 0 | 0 | 0 | 0 | 0 | 0 | 0 | 0 | 7.0651 | 5.58 | 4.1166 | -1.8463 | -0.034833 | 0 | 0 | 0 | 0 | 0 | 0 | 0 | 0 | 0 | 0 | 0 | 0 | 0 | 0 | 0 | 0 | 0 | 0 | 0 | 141.3026 | 111.6009 | 82.3327 | -36.9256 | -0.69665 | 0 | 0 | 0 | 0
0.625391December | Resource 1 | Sublap 1 | 15:00 | 3 | 91 | December | 21000 | 0 | 0 | 0 | 0 | 0 | 0 | 0 | 0 | 0 | 0 | 0 | 0 | 0 | 0 | 0 | 7.0651 | 5.58 | 4.1166 | -1.8463 | -0.034833 | 0 | 0 | 0 | 0 | 0 | 0 | 0 | 0 | 0 | 0 | 0 | 0 | 0 | 0 | 0 | 0 | 0 | 0 | 0 | 148.3677 | 117.181 | 86.4494 | -38.7719 | -0.73148 | 0 | 0 | 0 | 0
0.625392January | Resource 1 | Sublap 1 | 15:00 | 3 | 92 | January | 10000 | 0 | 0 | 0 | 0 | 0 | 0 | 0 | 0 | 0 | 0 | 0 | 0 | 0 | 0 | 0 | 7.6197 | 5.9757 | 4.4211 | -1.8981 | -0.035807 | 0 | 0 | 0 | 0 | 0 | 0 | 0 | 0 | 0 | 0 | 0 | 0 | 0 | 0 | 0 | 0 | 0 | 0 | 0 | 76.197 | 59.7566 | 44.2112 | -18.9815 | -0.35807 | 0 | 0 | 0 | 0
0.625392February | Resource 1 | Sublap 1 | 15:00 | 3 | 92 | February | 11000 | 0 | 0 | 0 | 0 | 0 | 0 | 0 | 0 | 0 | 0 | 0 | 0 | 0 | 0 | 0 | 7.6197 | 5.9757 | 4.4211 | -1.8981 | -0.035807 | 0 | 0 | 0 | 0 | 0 | 0 | 0 | 0 | 0 | 0 | 0 | 0 | 0 | 0 | 0 | 0 | 0 | 0 | 0 | 83.8167 | 65.7322 | 48.6324 | -20.8796 | -0.39387 | 0 | 0 | 0 | 0
0.625392March | Resource 1 | Sublap 1 | 15:00 | 3 | 92 | March | 12000 | 0 | 0 | 0 | 0 | 0 | 0 | 0 | 0 | 0 | 0 | 0 | 0 | 0 | 0 | 0 | 7.6197 | 5.9757 | 4.4211 | -1.8981 | -0.035807 | 0 | 0 | 0 | 0 | 0 | 0 | 0 | 0 | 0 | 0 | 0 | 0 | 0 | 0 | 0 | 0 | 0 | 0 | 0 | 91.4364 | 71.7079 | 53.0535 | -22.7778 | -0.42968 | 0 | 0 | 0 | 0
0.625392April | Resource 1 | Sublap 1 | 15:00 | 3 | 92 | April | 13000 | 0 | 0 | 0 | 0 | 0 | 0 | 0 | 0 | 0 | 0 | 0 | 0 | 0 | 0 | 0 | 7.6197 | 5.9757 | 4.4211 | -1.8981 | -0.035807 | 0 | 0 | 0 | 0 | 0 | 0 | 0 | 0 | 0 | 0 | 0 | 0 | 0 | 0 | 0 | 0 | 0 | 0 | 0 | 99.0561 | 77.6836 | 57.4746 | -24.6759 | -0.46549 | 0 | 0 | 0 | 0
0.625392May | Resource 1 | Sublap 1 | 15:00 | 3 | 92 | May | 14000 | 0 | 0 | 0 | 0 | 0 | 0 | 0 | 0 | 0 | 0 | 0 | 0 | 0 | 0 | 0 | 7.6197 | 5.9757 | 4.4211 | -1.8981 | -0.035807 | 0 | 0 | 0 | 0 | 0 | 0 | 0 | 0 | 0 | 0 | 0 | 0 | 0 | 0 | 0 | 0 | 0 | 0 | 0 | 106.6758 | 83.6592 | 61.8957 | -26.574 | -0.50129 | 0 | 0 | 0 | 0
0.625392June | Resource 1 | Sublap 1 | 15:00 | 3 | 92 | June | 15000 | 0 | 0 | 0 | 0 | 0 | 0 | 0 | 0 | 0 | 0 | 0 | 0 | 0 | 0 | 0 | 7.6197 | 5.9757 | 4.4211 | -1.8981 | -0.035807 | 0 | 0 | 0 | 0 | 0 | 0 | 0 | 0 | 0 | 0 | 0 | 0 | 0 | 0 | 0 | 0 | 0 | 0 | 0 | 114.2955 | 89.6349 | 66.3169 | -28.4722 | -0.5371 | 0 | 0 | 0 | 0
0.625392July | Resource 1 | Sublap 1 | 15:00 | 3 | 92 | July | 16000 | 0 | 0 | 0 | 0 | 0 | 0 | 0 | 0 | 0 | 0 | 0 | 0 | 0 | 0 | 0 | 7.6197 | 5.9757 | 4.4211 | -1.8981 | -0.035807 | 0 | 0 | 0 | 0 | 0 | 0 | 0 | 0 | 0 | 0 | 0 | 0 | 0 | 0 | 0 | 0 | 0 | 0 | 0 | 121.9153 | 95.6105 | 70.738 | -30.3703 | -0.57291 | 0 | 0 | 0 | 0
0.625392August | Resource 1 | Sublap 1 | 15:00 | 3 | 92 | August | 17000 | 0 | 0 | 0 | 0 | 0 | 0 | 0 | 0 | 0 | 0 | 0 | 0 | 0 | 0 | 0 | 7.6197 | 5.9757 | 4.4211 | -1.8981 | -0.035807 | 0 | 0 | 0 | 0 | 0 | 0 | 0 | 0 | 0 | 0 | 0 | 0 | 0 | 0 | 0 | 0 | 0 | 0 | 0 | 129.535 | 101.5862 | 75.1591 | -32.2685 | -0.60871 | 0 | 0 | 0 | 0
0.625392September | Resource 1 | Sublap 1 | 15:00 | 3 | 92 | September | 18000 | 0 | 0 | 0 | 0 | 0 | 0 | 0 | 0 | 0 | 0 | 0 | 0 | 0 | 0 | 0 | 7.6197 | 5.9757 | 4.4211 | -1.8981 | -0.035807 | 0 | 0 | 0 | 0 | 0 | 0 | 0 | 0 | 0 | 0 | 0 | 0 | 0 | 0 | 0 | 0 | 0 | 0 | 0 | 137.1547 | 107.5619 | 79.5802 | -34.1666 | -0.64452 | 0 | 0 | 0 | 0
0.625392October | Resource 1 | Sublap 1 | 15:00 | 3 | 92 | October | 19000 | 0 | 0 | 0 | 0 | 0 | 0 | 0 | 0 | 0 | 0 | 0 | 0 | 0 | 0 | 0 | 7.6197 | 5.9757 | 4.4211 | -1.8981 | -0.035807 | 0 | 0 | 0 | 0 | 0 | 0 | 0 | 0 | 0 | 0 | 0 | 0 | 0 | 0 | 0 | 0 | 0 | 0 | 0 | 144.7744 | 113.5375 | 84.0014 | -36.0648 | -0.68033 | 0 | 0 | 0 | 0
0.625392November | Resource 1 | Sublap 1 | 15:00 | 3 | 92 | November | 20000 | 0 | 0 | 0 | 0 | 0 | 0 | 0 | 0 | 0 | 0 | 0 | 0 | 0 | 0 | 0 | 7.6197 | 5.9757 | 4.4211 | -1.8981 | -0.035807 | 0 | 0 | 0 | 0 | 0 | 0 | 0 | 0 | 0 | 0 | 0 | 0 | 0 | 0 | 0 | 0 | 0 | 0 | 0 | 152.3941 | 119.5132 | 88.4225 | -37.9629 | -0.71613 | 0 | 0 | 0 | 0
0.625392December | Resource 1 | Sublap 1 | 15:00 | 3 | 92 | December | 21000 | 0 | 0 | 0 | 0 | 0 | 0 | 0 | 0 | 0 | 0 | 0 | 0 | 0 | 0 | 0 | 7.6197 | 5.9757 | 4.4211 | -1.8981 | -0.035807 | 0 | 0 | 0 | 0 | 0 | 0 | 0 | 0 | 0 | 0 | 0 | 0 | 0 | 0 | 0 | 0 | 0 | 0 | 0 | 160.0138 | 125.4888 | 92.8436 | -39.8611 | -0.75194 | 0 | 0 | 0 | 0
0.625393January | Resource 1 | Sublap 1 | 15:00 | 3 | 93 | January | 10000 | 0 | 0 | 0 | 0 | 0 | 0 | 0 | 0 | 0 | 0 | 0 | 0 | 0 | 0 | 0 | 7.8445 | 6.3422 | 4.7271 | -2.0333 | -0.038346 | 0 | 0 | 0 | 0 | 0 | 0 | 0 | 0 | 0 | 0 | 0 | 0 | 0 | 0 | 0 | 0 | 0 | 0 | 0 | 78.4453 | 63.4217 | 47.2711 | -20.3331 | -0.38346 | 0 | 0 | 0 | 0
0.625393February | Resource 1 | Sublap 1 | 15:00 | 3 | 93 | February | 11000 | 0 | 0 | 0 | 0 | 0 | 0 | 0 | 0 | 0 | 0 | 0 | 0 | 0 | 0 | 0 | 7.8445 | 6.3422 | 4.7271 | -2.0333 | -0.038346 | 0 | 0 | 0 | 0 | 0 | 0 | 0 | 0 | 0 | 0 | 0 | 0 | 0 | 0 | 0 | 0 | 0 | 0 | 0 | 86.2899 | 69.7639 | 51.9982 | -22.3665 | -0.4218 | 0 | 0 | 0 | 0
0.625393March | Resource 1 | Sublap 1 | 15:00 | 3 | 93 | March | 12000 | 0 | 0 | 0 | 0 | 0 | 0 | 0 | 0 | 0 | 0 | 0 | 0 | 0 | 0 | 0 | 7.8445 | 6.3422 | 4.7271 | -2.0333 | -0.038346 | 0 | 0 | 0 | 0 | 0 | 0 | 0 | 0 | 0 | 0 | 0 | 0 | 0 | 0 | 0 | 0 | 0 | 0 | 0 | 94.1344 | 76.106 | 56.7253 | -24.3998 | -0.46015 | 0 | 0 | 0 | 0
0.625393April | Resource 1 | Sublap 1 | 15:00 | 3 | 93 | April | 13000 | 0 | 0 | 0 | 0 | 0 | 0 | 0 | 0 | 0 | 0 | 0 | 0 | 0 | 0 | 0 | 7.8445 | 6.3422 | 4.7271 | -2.0333 | -0.038346 | 0 | 0 | 0 | 0 | 0 | 0 | 0 | 0 | 0 | 0 | 0 | 0 | 0 | 0 | 0 | 0 | 0 | 0 | 0 | 101.979 | 82.4482 | 61.4524 | -26.4331 | -0.49849 | 0 | 0 | 0 | 0
0.625393May | Resource 1 | Sublap 1 | 15:00 | 3 | 93 | May | 14000 | 0 | 0 | 0 | 0 | 0 | 0 | 0 | 0 | 0 | 0 | 0 | 0 | 0 | 0 | 0 | 7.8445 | 6.3422 | 4.7271 | -2.0333 | -0.038346 | 0 | 0 | 0 | 0 | 0 | 0 | 0 | 0 | 0 | 0 | 0 | 0 | 0 | 0 | 0 | 0 | 0 | 0 | 0 | 109.8235 | 88.7904 | 66.1795 | -28.4664 | -0.53684 | 0 | 0 | 0 | 0
0.625393June | Resource 1 | Sublap 1 | 15:00 | 3 | 93 | June | 15000 | 0 | 0 | 0 | 0 | 0 | 0 | 0 | 0 | 0 | 0 | 0 | 0 | 0 | 0 | 0 | 7.8445 | 6.3422 | 4.7271 | -2.0333 | -0.038346 | 0 | 0 | 0 | 0 | 0 | 0 | 0 | 0 | 0 | 0 | 0 | 0 | 0 | 0 | 0 | 0 | 0 | 0 | 0 | 117.668 | 95.1325 | 70.9066 | -30.4997 | -0.57518 | 0 | 0 | 0 | 0
0.625393July | Resource 1 | Sublap 1 | 15:00 | 3 | 93 | July | 16000 | 0 | 0 | 0 | 0 | 0 | 0 | 0 | 0 | 0 | 0 | 0 | 0 | 0 | 0 | 0 | 7.8445 | 6.3422 | 4.7271 | -2.0333 | -0.038346 | 0 | 0 | 0 | 0 | 0 | 0 | 0 | 0 | 0 | 0 | 0 | 0 | 0 | 0 | 0 | 0 | 0 | 0 | 0 | 125.5126 | 101.4747 | 75.6337 | -32.533 | -0.61353 | 0 | 0 | 0 | 0
0.625393August | Resource 1 | Sublap 1 | 15:00 | 3 | 93 | August | 17000 | 0 | 0 | 0 | 0 | 0 | 0 | 0 | 0 | 0 | 0 | 0 | 0 | 0 | 0 | 0 | 7.8445 | 6.3422 | 4.7271 | -2.0333 | -0.038346 | 0 | 0 | 0 | 0 | 0 | 0 | 0 | 0 | 0 | 0 | 0 | 0 | 0 | 0 | 0 | 0 | 0 | 0 | 0 | 133.3571 | 107.8169 | 80.3609 | -34.5663 | -0.65187 | 0 | 0 | 0 | 0
0.625393September | Resource 1 | Sublap 1 | 15:00 | 3 | 93 | September | 18000 | 0 | 0 | 0 | 0 | 0 | 0 | 0 | 0 | 0 | 0 | 0 | 0 | 0 | 0 | 0 | 7.8445 | 6.3422 | 4.7271 | -2.0333 | -0.038346 | 0 | 0 | 0 | 0 | 0 | 0 | 0 | 0 | 0 | 0 | 0 | 0 | 0 | 0 | 0 | 0 | 0 | 0 | 0 | 141.2016 | 114.159 | 85.088 | -36.5997 | -0.69022 | 0 | 0 | 0 | 0
0.625393October | Resource 1 | Sublap 1 | 15:00 | 3 | 93 | October | 19000 | 0 | 0 | 0 | 0 | 0 | 0 | 0 | 0 | 0 | 0 | 0 | 0 | 0 | 0 | 0 | 7.8445 | 6.3422 | 4.7271 | -2.0333 | -0.038346 | 0 | 0 | 0 | 0 | 0 | 0 | 0 | 0 | 0 | 0 | 0 | 0 | 0 | 0 | 0 | 0 | 0 | 0 | 0 | 149.0462 | 120.5012 | 89.8151 | -38.633 | -0.72857 | 0 | 0 | 0 | 0
0.625393November | Resource 1 | Sublap 1 | 15:00 | 3 | 93 | November | 20000 | 0 | 0 | 0 | 0 | 0 | 0 | 0 | 0 | 0 | 0 | 0 | 0 | 0 | 0 | 0 | 7.8445 | 6.3422 | 4.7271 | -2.0333 | -0.038346 | 0 | 0 | 0 | 0 | 0 | 0 | 0 | 0 | 0 | 0 | 0 | 0 | 0 | 0 | 0 | 0 | 0 | 0 | 0 | 156.8907 | 126.8434 | 94.5422 | -40.6663 | -0.76691 | 0 | 0 | 0 | 0
0.625393December | Resource 1 | Sublap 1 | 15:00 | 3 | 93 | December | 21000 | 0 | 0 | 0 | 0 | 0 | 0 | 0 | 0 | 0 | 0 | 0 | 0 | 0 | 0 | 0 | 7.8445 | 6.3422 | 4.7271 | -2.0333 | -0.038346 | 0 | 0 | 0 | 0 | 0 | 0 | 0 | 0 | 0 | 0 | 0 | 0 | 0 | 0 | 0 | 0 | 0 | 0 | 0 | 164.7352 | 133.1855 | 99.2693 | -42.6996 | -0.80526 | 0 | 0 | 0 | 0
0.625394January | Resource 1 | Sublap 1 | 15:00 | 3 | 94 | January | 10000 | 0 | 0 | 0 | 0 | 0 | 0 | 0 | 0 | 0 | 0 | 0 | 0 | 0 | 0 | 0 | 7.8676 | 6.1332 | 4.477 | -2.0358 | -0.038393 | 0 | 0 | 0 | 0 | 0 | 0 | 0 | 0 | 0 | 0 | 0 | 0 | 0 | 0 | 0 | 0 | 0 | 0 | 0 | 78.6756 | 61.332 | 44.7695 | -20.3583 | -0.38393 | 0 | 0 | 0 | 0
0.625394February | Resource 1 | Sublap 1 | 15:00 | 3 | 94 | February | 11000 | 0 | 0 | 0 | 0 | 0 | 0 | 0 | 0 | 0 | 0 | 0 | 0 | 0 | 0 | 0 | 7.8676 | 6.1332 | 4.477 | -2.0358 | -0.038393 | 0 | 0 | 0 | 0 | 0 | 0 | 0 | 0 | 0 | 0 | 0 | 0 | 0 | 0 | 0 | 0 | 0 | 0 | 0 | 86.5431 | 67.4652 | 49.2465 | -22.3942 | -0.42232 | 0 | 0 | 0 | 0
0.625394March | Resource 1 | Sublap 1 | 15:00 | 3 | 94 | March | 12000 | 0 | 0 | 0 | 0 | 0 | 0 | 0 | 0 | 0 | 0 | 0 | 0 | 0 | 0 | 0 | 7.8676 | 6.1332 | 4.477 | -2.0358 | -0.038393 | 0 | 0 | 0 | 0 | 0 | 0 | 0 | 0 | 0 | 0 | 0 | 0 | 0 | 0 | 0 | 0 | 0 | 0 | 0 | 94.4107 | 73.5984 | 53.7234 | -24.43 | -0.46071 | 0 | 0 | 0 | 0
0.625394April | Resource 1 | Sublap 1 | 15:00 | 3 | 94 | April | 13000 | 0 | 0 | 0 | 0 | 0 | 0 | 0 | 0 | 0 | 0 | 0 | 0 | 0 | 0 | 0 | 7.8676 | 6.1332 | 4.477 | -2.0358 | -0.038393 | 0 | 0 | 0 | 0 | 0 | 0 | 0 | 0 | 0 | 0 | 0 | 0 | 0 | 0 | 0 | 0 | 0 | 0 | 0 | 102.2783 | 79.7316 | 58.2004 | -26.4658 | -0.49911 | 0 | 0 | 0 | 0
0.625394May | Resource 1 | Sublap 1 | 15:00 | 3 | 94 | May | 14000 | 0 | 0 | 0 | 0 | 0 | 0 | 0 | 0 | 0 | 0 | 0 | 0 | 0 | 0 | 0 | 7.8676 | 6.1332 | 4.477 | -2.0358 | -0.038393 | 0 | 0 | 0 | 0 | 0 | 0 | 0 | 0 | 0 | 0 | 0 | 0 | 0 | 0 | 0 | 0 | 0 | 0 | 0 | 110.1458 | 85.8648 | 62.6773 | -28.5017 | -0.5375 | 0 | 0 | 0 | 0
0.625394June | Resource 1 | Sublap 1 | 15:00 | 3 | 94 | June | 15000 | 0 | 0 | 0 | 0 | 0 | 0 | 0 | 0 | 0 | 0 | 0 | 0 | 0 | 0 | 0 | 7.8676 | 6.1332 | 4.477 | -2.0358 | -0.038393 | 0 | 0 | 0 | 0 | 0 | 0 | 0 | 0 | 0 | 0 | 0 | 0 | 0 | 0 | 0 | 0 | 0 | 0 | 0 | 118.0134 | 91.998 | 67.1543 | -30.5375 | -0.57589 | 0 | 0 | 0 | 0
0.625394July | Resource 1 | Sublap 1 | 15:00 | 3 | 94 | July | 16000 | 0 | 0 | 0 | 0 | 0 | 0 | 0 | 0 | 0 | 0 | 0 | 0 | 0 | 0 | 0 | 7.8676 | 6.1332 | 4.477 | -2.0358 | -0.038393 | 0 | 0 | 0 | 0 | 0 | 0 | 0 | 0 | 0 | 0 | 0 | 0 | 0 | 0 | 0 | 0 | 0 | 0 | 0 | 125.8809 | 98.1312 | 71.6312 | -32.5733 | -0.61429 | 0 | 0 | 0 | 0
0.625394August | Resource 1 | Sublap 1 | 15:00 | 3 | 94 | August | 17000 | 0 | 0 | 0 | 0 | 0 | 0 | 0 | 0 | 0 | 0 | 0 | 0 | 0 | 0 | 0 | 7.8676 | 6.1332 | 4.477 | -2.0358 | -0.038393 | 0 | 0 | 0 | 0 | 0 | 0 | 0 | 0 | 0 | 0 | 0 | 0 | 0 | 0 | 0 | 0 | 0 | 0 | 0 | 133.7485 | 104.2644 | 76.1082 | -34.6092 | -0.65268 | 0 | 0 | 0 | 0
0.625394September | Resource 1 | Sublap 1 | 15:00 | 3 | 94 | September | 18000 | 0 | 0 | 0 | 0 | 0 | 0 | 0 | 0 | 0 | 0 | 0 | 0 | 0 | 0 | 0 | 7.8676 | 6.1332 | 4.477 | -2.0358 | -0.038393 | 0 | 0 | 0 | 0 | 0 | 0 | 0 | 0 | 0 | 0 | 0 | 0 | 0 | 0 | 0 | 0 | 0 | 0 | 0 | 141.616 | 110.3976 | 80.5851 | -36.645 | -0.69107 | 0 | 0 | 0 | 0
0.625394October | Resource 1 | Sublap 1 | 15:00 | 3 | 94 | October | 19000 | 0 | 0 | 0 | 0 | 0 | 0 | 0 | 0 | 0 | 0 | 0 | 0 | 0 | 0 | 0 | 7.8676 | 6.1332 | 4.477 | -2.0358 | -0.038393 | 0 | 0 | 0 | 0 | 0 | 0 | 0 | 0 | 0 | 0 | 0 | 0 | 0 | 0 | 0 | 0 | 0 | 0 | 0 | 149.4836 | 116.5308 | 85.0621 | -38.6808 | -0.72946 | 0 | 0 | 0 | 0
0.625394November | Resource 1 | Sublap 1 | 15:00 | 3 | 94 | November | 20000 | 0 | 0 | 0 | 0 | 0 | 0 | 0 | 0 | 0 | 0 | 0 | 0 | 0 | 0 | 0 | 7.8676 | 6.1332 | 4.477 | -2.0358 | -0.038393 | 0 | 0 | 0 | 0 | 0 | 0 | 0 | 0 | 0 | 0 | 0 | 0 | 0 | 0 | 0 | 0 | 0 | 0 | 0 | 157.3512 | 122.664 | 89.539 | -40.7167 | -0.76786 | 0 | 0 | 0 | 0
0.625394December | Resource 1 | Sublap 1 | 15:00 | 3 | 94 | December | 21000 | 0 | 0 | 0 | 0 | 0 | 0 | 0 | 0 | 0 | 0 | 0 | 0 | 0 | 0 | 0 | 7.8676 | 6.1332 | 4.477 | -2.0358 | -0.038393 | 0 | 0 | 0 | 0 | 0 | 0 | 0 | 0 | 0 | 0 | 0 | 0 | 0 | 0 | 0 | 0 | 0 | 0 | 0 | 165.2187 | 128.7971 | 94.016 | -42.7525 | -0.80625 | 0 | 0 | 0 | 0
0.625395January | Resource 1 | Sublap 1 | 15:00 | 3 | 95 | January | 10000 | 0 | 0 | 0 | 0 | 0 | 0 | 0 | 0 | 0 | 0 | 0 | 0 | 0 | 0 | 0 | 11.0844 | 9.5365 | 7.3896 | -2.661 | -0.050135 | 0 | 0 | 0 | 0 | 0 | 0 | 0 | 0 | 0 | 0 | 0 | 0 | 0 | 0 | 0 | 0 | 0 | 0 | 0 | 110.8443 | 95.3653 | 73.8961 | -26.6098 | -0.50135 | 0 | 0 | 0 | 0
0.625395February | Resource 1 | Sublap 1 | 15:00 | 3 | 95 | February | 11000 | 0 | 0 | 0 | 0 | 0 | 0 | 0 | 0 | 0 | 0 | 0 | 0 | 0 | 0 | 0 | 11.0844 | 9.5365 | 7.3896 | -2.661 | -0.050135 | 0 | 0 | 0 | 0 | 0 | 0 | 0 | 0 | 0 | 0 | 0 | 0 | 0 | 0 | 0 | 0 | 0 | 0 | 0 | 121.9287 | 104.9018 | 81.2857 | -29.2708 | -0.55149 | 0 | 0 | 0 | 0
0.625395March | Resource 1 | Sublap 1 | 15:00 | 3 | 95 | March | 12000 | 0 | 0 | 0 | 0 | 0 | 0 | 0 | 0 | 0 | 0 | 0 | 0 | 0 | 0 | 0 | 11.0844 | 9.5365 | 7.3896 | -2.661 | -0.050135 | 0 | 0 | 0 | 0 | 0 | 0 | 0 | 0 | 0 | 0 | 0 | 0 | 0 | 0 | 0 | 0 | 0 | 0 | 0 | 133.0131 | 114.4383 | 88.6753 | -31.9318 | -0.60162 | 0 | 0 | 0 | 0
0.625395April | Resource 1 | Sublap 1 | 15:00 | 3 | 95 | April | 13000 | 0 | 0 | 0 | 0 | 0 | 0 | 0 | 0 | 0 | 0 | 0 | 0 | 0 | 0 | 0 | 11.0844 | 9.5365 | 7.3896 | -2.661 | -0.050135 | 0 | 0 | 0 | 0 | 0 | 0 | 0 | 0 | 0 | 0 | 0 | 0 | 0 | 0 | 0 | 0 | 0 | 0 | 0 | 144.0975 | 123.9749 | 96.0649 | -34.5927 | -0.65176 | 0 | 0 | 0 | 0
0.625395May | Resource 1 | Sublap 1 | 15:00 | 3 | 95 | May | 14000 | 0 | 0 | 0 | 0 | 0 | 0 | 0 | 0 | 0 | 0 | 0 | 0 | 0 | 0 | 0 | 11.0844 | 9.5365 | 7.3896 | -2.661 | -0.050135 | 0 | 0 | 0 | 0 | 0 | 0 | 0 | 0 | 0 | 0 | 0 | 0 | 0 | 0 | 0 | 0 | 0 | 0 | 0 | 155.182 | 133.5114 | 103.4545 | -37.2537 | -0.70189 | 0 | 0 | 0 | 0
0.625395June | Resource 1 | Sublap 1 | 15:00 | 3 | 95 | June | 15000 | 0 | 0 | 0 | 0 | 0 | 0 | 0 | 0 | 0 | 0 | 0 | 0 | 0 | 0 | 0 | 11.0844 | 9.5365 | 7.3896 | -2.661 | -0.050135 | 0 | 0 | 0 | 0 | 0 | 0 | 0 | 0 | 0 | 0 | 0 | 0 | 0 | 0 | 0 | 0 | 0 | 0 | 0 | 166.2664 | 143.0479 | 110.8441 | -39.9147 | -0.75203 | 0 | 0 | 0 | 0
0.625395July | Resource 1 | Sublap 1 | 15:00 | 3 | 95 | July | 16000 | 0 | 0 | 0 | 0 | 0 | 0 | 0 | 0 | 0 | 0 | 0 | 0 | 0 | 0 | 0 | 11.0844 | 9.5365 | 7.3896 | -2.661 | -0.050135 | 0 | 0 | 0 | 0 | 0 | 0 | 0 | 0 | 0 | 0 | 0 | 0 | 0 | 0 | 0 | 0 | 0 | 0 | 0 | 177.3508 | 152.5844 | 118.2337 | -42.5757 | -0.80216 | 0 | 0 | 0 | 0
0.625395August | Resource 1 | Sublap 1 | 15:00 | 3 | 95 | August | 17000 | 0 | 0 | 0 | 0 | 0 | 0 | 0 | 0 | 0 | 0 | 0 | 0 | 0 | 0 | 0 | 11.0844 | 9.5365 | 7.3896 | -2.661 | -0.050135 | 0 | 0 | 0 | 0 | 0 | 0 | 0 | 0 | 0 | 0 | 0 | 0 | 0 | 0 | 0 | 0 | 0 | 0 | 0 | 188.4352 | 162.121 | 125.6233 | -45.2366 | -0.8523 | 0 | 0 | 0 | 0
0.625395September | Resource 1 | Sublap 1 | 15:00 | 3 | 95 | September | 18000 | 0 | 0 | 0 | 0 | 0 | 0 | 0 | 0 | 0 | 0 | 0 | 0 | 0 | 0 | 0 | 11.0844 | 9.5365 | 7.3896 | -2.661 | -0.050135 | 0 | 0 | 0 | 0 | 0 | 0 | 0 | 0 | 0 | 0 | 0 | 0 | 0 | 0 | 0 | 0 | 0 | 0 | 0 | 199.5197 | 171.6575 | 133.0129 | -47.8976 | -0.90243 | 0 | 0 | 0 | 0
0.625395October | Resource 1 | Sublap 1 | 15:00 | 3 | 95 | October | 19000 | 0 | 0 | 0 | 0 | 0 | 0 | 0 | 0 | 0 | 0 | 0 | 0 | 0 | 0 | 0 | 11.0844 | 9.5365 | 7.3896 | -2.661 | -0.050135 | 0 | 0 | 0 | 0 | 0 | 0 | 0 | 0 | 0 | 0 | 0 | 0 | 0 | 0 | 0 | 0 | 0 | 0 | 0 | 210.6041 | 181.194 | 140.4025 | -50.5586 | -0.95257 | 0 | 0 | 0 | 0
0.625395November | Resource 1 | Sublap 1 | 15:00 | 3 | 95 | November | 20000 | 0 | 0 | 0 | 0 | 0 | 0 | 0 | 0 | 0 | 0 | 0 | 0 | 0 | 0 | 0 | 11.0844 | 9.5365 | 7.3896 | -2.661 | -0.050135 | 0 | 0 | 0 | 0 | 0 | 0 | 0 | 0 | 0 | 0 | 0 | 0 | 0 | 0 | 0 | 0 | 0 | 0 | 0 | 221.6885 | 190.7305 | 147.7921 | -53.2196 | -1.0027 | 0 | 0 | 0 | 0
0.625395December | Resource 1 | Sublap 1 | 15:00 | 3 | 95 | December | 21000 | 0 | 0 | 0 | 0 | 0 | 0 | 0 | 0 | 0 | 0 | 0 | 0 | 0 | 0 | 0 | 11.0844 | 9.5365 | 7.3896 | -2.661 | -0.050135 | 0 | 0 | 0 | 0 | 0 | 0 | 0 | 0 | 0 | 0 | 0 | 0 | 0 | 0 | 0 | 0 | 0 | 0 | 0 | 232.7729 | 200.2671 | 155.1817 | -55.8806 | -1.0528 | 0 | 0 | 0 | 0
0.625396January | Resource 1 | Sublap 1 | 15:00 | 3 | 96 | January | 10000 | 0 | 0 | 0 | 0 | 0 | 0 | 0 | 0 | 0 | 0 | 0 | 0 | 0 | 0 | 0 | 9.8703 | 8.4664 | 6.8264 | -2.3686 | -0.044643 | 0 | 0 | 0 | 0 | 0 | 0 | 0 | 0 | 0 | 0 | 0 | 0 | 0 | 0 | 0 | 0 | 0 | 0 | 0 | 98.7029 | 84.6638 | 68.2643 | -23.6857 | -0.44643 | 0 | 0 | 0 | 0
0.625396February | Resource 1 | Sublap 1 | 15:00 | 3 | 96 | February | 11000 | 0 | 0 | 0 | 0 | 0 | 0 | 0 | 0 | 0 | 0 | 0 | 0 | 0 | 0 | 0 | 9.8703 | 8.4664 | 6.8264 | -2.3686 | -0.044643 | 0 | 0 | 0 | 0 | 0 | 0 | 0 | 0 | 0 | 0 | 0 | 0 | 0 | 0 | 0 | 0 | 0 | 0 | 0 | 108.5732 | 93.1302 | 75.0908 | -26.0543 | -0.49107 | 0 | 0 | 0 | 0
0.625396March | Resource 1 | Sublap 1 | 15:00 | 3 | 96 | March | 12000 | 0 | 0 | 0 | 0 | 0 | 0 | 0 | 0 | 0 | 0 | 0 | 0 | 0 | 0 | 0 | 9.8703 | 8.4664 | 6.8264 | -2.3686 | -0.044643 | 0 | 0 | 0 | 0 | 0 | 0 | 0 | 0 | 0 | 0 | 0 | 0 | 0 | 0 | 0 | 0 | 0 | 0 | 0 | 118.4435 | 101.5965 | 81.9172 | -28.4228 | -0.53571 | 0 | 0 | 0 | 0
0.625396April | Resource 1 | Sublap 1 | 15:00 | 3 | 96 | April | 13000 | 0 | 0 | 0 | 0 | 0 | 0 | 0 | 0 | 0 | 0 | 0 | 0 | 0 | 0 | 0 | 9.8703 | 8.4664 | 6.8264 | -2.3686 | -0.044643 | 0 | 0 | 0 | 0 | 0 | 0 | 0 | 0 | 0 | 0 | 0 | 0 | 0 | 0 | 0 | 0 | 0 | 0 | 0 | 128.3138 | 110.0629 | 88.7437 | -30.7914 | -0.58035 | 0 | 0 | 0 | 0
0.625396May | Resource 1 | Sublap 1 | 15:00 | 3 | 96 | May | 14000 | 0 | 0 | 0 | 0 | 0 | 0 | 0 | 0 | 0 | 0 | 0 | 0 | 0 | 0 | 0 | 9.8703 | 8.4664 | 6.8264 | -2.3686 | -0.044643 | 0 | 0 | 0 | 0 | 0 | 0 | 0 | 0 | 0 | 0 | 0 | 0 | 0 | 0 | 0 | 0 | 0 | 0 | 0 | 138.1841 | 118.5293 | 95.5701 | -33.16 | -0.625 | 0 | 0 | 0 | 0
0.625396June | Resource 1 | Sublap 1 | 15:00 | 3 | 96 | June | 15000 | 0 | 0 | 0 | 0 | 0 | 0 | 0 | 0 | 0 | 0 | 0 | 0 | 0 | 0 | 0 | 9.8703 | 8.4664 | 6.8264 | -2.3686 | -0.044643 | 0 | 0 | 0 | 0 | 0 | 0 | 0 | 0 | 0 | 0 | 0 | 0 | 0 | 0 | 0 | 0 | 0 | 0 | 0 | 148.0544 | 126.9957 | 102.3965 | -35.5285 | -0.66964 | 0 | 0 | 0 | 0
0.625396July | Resource 1 | Sublap 1 | 15:00 | 3 | 96 | July | 16000 | 0 | 0 | 0 | 0 | 0 | 0 | 0 | 0 | 0 | 0 | 0 | 0 | 0 | 0 | 0 | 9.8703 | 8.4664 | 6.8264 | -2.3686 | -0.044643 | 0 | 0 | 0 | 0 | 0 | 0 | 0 | 0 | 0 | 0 | 0 | 0 | 0 | 0 | 0 | 0 | 0 | 0 | 0 | 157.9247 | 135.4621 | 109.223 | -37.8971 | -0.71428 | 0 | 0 | 0 | 0
0.625396August | Resource 1 | Sublap 1 | 15:00 | 3 | 96 | August | 17000 | 0 | 0 | 0 | 0 | 0 | 0 | 0 | 0 | 0 | 0 | 0 | 0 | 0 | 0 | 0 | 9.8703 | 8.4664 | 6.8264 | -2.3686 | -0.044643 | 0 | 0 | 0 | 0 | 0 | 0 | 0 | 0 | 0 | 0 | 0 | 0 | 0 | 0 | 0 | 0 | 0 | 0 | 0 | 167.795 | 143.9284 | 116.0494 | -40.2657 | -0.75893 | 0 | 0 | 0 | 0
0.625396September | Resource 1 | Sublap 1 | 15:00 | 3 | 96 | September | 18000 | 0 | 0 | 0 | 0 | 0 | 0 | 0 | 0 | 0 | 0 | 0 | 0 | 0 | 0 | 0 | 9.8703 | 8.4664 | 6.8264 | -2.3686 | -0.044643 | 0 | 0 | 0 | 0 | 0 | 0 | 0 | 0 | 0 | 0 | 0 | 0 | 0 | 0 | 0 | 0 | 0 | 0 | 0 | 177.6653 | 152.3948 | 122.8758 | -42.6343 | -0.80357 | 0 | 0 | 0 | 0
0.625396October | Resource 1 | Sublap 1 | 15:00 | 3 | 96 | October | 19000 | 0 | 0 | 0 | 0 | 0 | 0 | 0 | 0 | 0 | 0 | 0 | 0 | 0 | 0 | 0 | 9.8703 | 8.4664 | 6.8264 | -2.3686 | -0.044643 | 0 | 0 | 0 | 0 | 0 | 0 | 0 | 0 | 0 | 0 | 0 | 0 | 0 | 0 | 0 | 0 | 0 | 0 | 0 | 187.5356 | 160.8612 | 129.7023 | -45.0028 | -0.84821 | 0 | 0 | 0 | 0
0.625396November | Resource 1 | Sublap 1 | 15:00 | 3 | 96 | November | 20000 | 0 | 0 | 0 | 0 | 0 | 0 | 0 | 0 | 0 | 0 | 0 | 0 | 0 | 0 | 0 | 9.8703 | 8.4664 | 6.8264 | -2.3686 | -0.044643 | 0 | 0 | 0 | 0 | 0 | 0 | 0 | 0 | 0 | 0 | 0 | 0 | 0 | 0 | 0 | 0 | 0 | 0 | 0 | 197.4059 | 169.3276 | 136.5287 | -47.3714 | -0.89285 | 0 | 0 | 0 | 0
0.625396December | Resource 1 | Sublap 1 | 15:00 | 3 | 96 | December | 21000 | 0 | 0 | 0 | 0 | 0 | 0 | 0 | 0 | 0 | 0 | 0 | 0 | 0 | 0 | 0 | 9.8703 | 8.4664 | 6.8264 | -2.3686 | -0.044643 | 0 | 0 | 0 | 0 | 0 | 0 | 0 | 0 | 0 | 0 | 0 | 0 | 0 | 0 | 0 | 0 | 0 | 0 | 0 | 207.2762 | 177.7939 | 143.3551 | -49.74 | -0.9375 | 0 | 0 | 0 | 0
0.625397January | Resource 1 | Sublap 1 | 15:00 | 3 | 97 | January | 10000 | 0 | 0 | 0 | 0 | 0 | 0 | 0 | 0 | 0 | 0 | 0 | 0 | 0 | 0 | 0 | 9.1492 | 7.5755 | 5.2323 | -2.1992 | -0.041462 | 0 | 0 | 0 | 0 | 0 | 0 | 0 | 0 | 0 | 0 | 0 | 0 | 0 | 0 | 0 | 0 | 0 | 0 | 0 | 91.4924 | 75.7553 | 52.323 | -21.9923 | -0.41462 | 0 | 0 | 0 | 0
0.625397February | Resource 1 | Sublap 1 | 15:00 | 3 | 97 | February | 11000 | 0 | 0 | 0 | 0 | 0 | 0 | 0 | 0 | 0 | 0 | 0 | 0 | 0 | 0 | 0 | 9.1492 | 7.5755 | 5.2323 | -2.1992 | -0.041462 | 0 | 0 | 0 | 0 | 0 | 0 | 0 | 0 | 0 | 0 | 0 | 0 | 0 | 0 | 0 | 0 | 0 | 0 | 0 | 100.6417 | 83.3309 | 57.5553 | -24.1915 | -0.45608 | 0 | 0 | 0 | 0
0.625397March | Resource 1 | Sublap 1 | 15:00 | 3 | 97 | March | 12000 | 0 | 0 | 0 | 0 | 0 | 0 | 0 | 0 | 0 | 0 | 0 | 0 | 0 | 0 | 0 | 9.1492 | 7.5755 | 5.2323 | -2.1992 | -0.041462 | 0 | 0 | 0 | 0 | 0 | 0 | 0 | 0 | 0 | 0 | 0 | 0 | 0 | 0 | 0 | 0 | 0 | 0 | 0 | 109.7909 | 90.9064 | 62.7876 | -26.3908 | -0.49754 | 0 | 0 | 0 | 0
0.625397April | Resource 1 | Sublap 1 | 15:00 | 3 | 97 | April | 13000 | 0 | 0 | 0 | 0 | 0 | 0 | 0 | 0 | 0 | 0 | 0 | 0 | 0 | 0 | 0 | 9.1492 | 7.5755 | 5.2323 | -2.1992 | -0.041462 | 0 | 0 | 0 | 0 | 0 | 0 | 0 | 0 | 0 | 0 | 0 | 0 | 0 | 0 | 0 | 0 | 0 | 0 | 0 | 118.9402 | 98.4819 | 68.0199 | -28.59 | -0.53901 | 0 | 0 | 0 | 0
0.625397May | Resource 1 | Sublap 1 | 15:00 | 3 | 97 | May | 14000 | 0 | 0 | 0 | 0 | 0 | 0 | 0 | 0 | 0 | 0 | 0 | 0 | 0 | 0 | 0 | 9.1492 | 7.5755 | 5.2323 | -2.1992 | -0.041462 | 0 | 0 | 0 | 0 | 0 | 0 | 0 | 0 | 0 | 0 | 0 | 0 | 0 | 0 | 0 | 0 | 0 | 0 | 0 | 128.0894 | 106.0575 | 73.2522 | -30.7892 | -0.58047 | 0 | 0 | 0 | 0
0.625397June | Resource 1 | Sublap 1 | 15:00 | 3 | 97 | June | 15000 | 0 | 0 | 0 | 0 | 0 | 0 | 0 | 0 | 0 | 0 | 0 | 0 | 0 | 0 | 0 | 9.1492 | 7.5755 | 5.2323 | -2.1992 | -0.041462 | 0 | 0 | 0 | 0 | 0 | 0 | 0 | 0 | 0 | 0 | 0 | 0 | 0 | 0 | 0 | 0 | 0 | 0 | 0 | 137.2386 | 113.633 | 78.4845 | -32.9885 | -0.62193 | 0 | 0 | 0 | 0
0.625397July | Resource 1 | Sublap 1 | 15:00 | 3 | 97 | July | 16000 | 0 | 0 | 0 | 0 | 0 | 0 | 0 | 0 | 0 | 0 | 0 | 0 | 0 | 0 | 0 | 9.1492 | 7.5755 | 5.2323 | -2.1992 | -0.041462 | 0 | 0 | 0 | 0 | 0 | 0 | 0 | 0 | 0 | 0 | 0 | 0 | 0 | 0 | 0 | 0 | 0 | 0 | 0 | 146.3879 | 121.2085 | 83.7168 | -35.1877 | -0.66339 | 0 | 0 | 0 | 0
0.625397August | Resource 1 | Sublap 1 | 15:00 | 3 | 97 | August | 17000 | 0 | 0 | 0 | 0 | 0 | 0 | 0 | 0 | 0 | 0 | 0 | 0 | 0 | 0 | 0 | 9.1492 | 7.5755 | 5.2323 | -2.1992 | -0.041462 | 0 | 0 | 0 | 0 | 0 | 0 | 0 | 0 | 0 | 0 | 0 | 0 | 0 | 0 | 0 | 0 | 0 | 0 | 0 | 155.5371 | 128.7841 | 88.9491 | -37.3869 | -0.70485 | 0 | 0 | 0 | 0
0.625397September | Resource 1 | Sublap 1 | 15:00 | 3 | 97 | September | 18000 | 0 | 0 | 0 | 0 | 0 | 0 | 0 | 0 | 0 | 0 | 0 | 0 | 0 | 0 | 0 | 9.1492 | 7.5755 | 5.2323 | -2.1992 | -0.041462 | 0 | 0 | 0 | 0 | 0 | 0 | 0 | 0 | 0 | 0 | 0 | 0 | 0 | 0 | 0 | 0 | 0 | 0 | 0 | 164.6864 | 136.3596 | 94.1814 | -39.5861 | -0.74632 | 0 | 0 | 0 | 0
0.625397October | Resource 1 | Sublap 1 | 15:00 | 3 | 97 | October | 19000 | 0 | 0 | 0 | 0 | 0 | 0 | 0 | 0 | 0 | 0 | 0 | 0 | 0 | 0 | 0 | 9.1492 | 7.5755 | 5.2323 | -2.1992 | -0.041462 | 0 | 0 | 0 | 0 | 0 | 0 | 0 | 0 | 0 | 0 | 0 | 0 | 0 | 0 | 0 | 0 | 0 | 0 | 0 | 173.8356 | 143.9352 | 99.4137 | -41.7854 | -0.78778 | 0 | 0 | 0 | 0
0.625397November | Resource 1 | Sublap 1 | 15:00 | 3 | 97 | November | 20000 | 0 | 0 | 0 | 0 | 0 | 0 | 0 | 0 | 0 | 0 | 0 | 0 | 0 | 0 | 0 | 9.1492 | 7.5755 | 5.2323 | -2.1992 | -0.041462 | 0 | 0 | 0 | 0 | 0 | 0 | 0 | 0 | 0 | 0 | 0 | 0 | 0 | 0 | 0 | 0 | 0 | 0 | 0 | 182.9849 | 151.5107 | 104.646 | -43.9846 | -0.82924 | 0 | 0 | 0 | 0
0.625397December | Resource 1 | Sublap 1 | 15:00 | 3 | 97 | December | 21000 | 0 | 0 | 0 | 0 | 0 | 0 | 0 | 0 | 0 | 0 | 0 | 0 | 0 | 0 | 0 | 9.1492 | 7.5755 | 5.2323 | -2.1992 | -0.041462 | 0 | 0 | 0 | 0 | 0 | 0 | 0 | 0 | 0 | 0 | 0 | 0 | 0 | 0 | 0 | 0 | 0 | 0 | 0 | 192.1341 | 159.0862 | 109.8783 | -46.1838 | -0.8707 | 0 | 0 | 0 | 0
0.625398January | Resource 1 | Sublap 1 | 15:00 | 3 | 98 | January | 10000 | 0 | 0 | 0 | 0 | 0 | 0 | 0 | 0 | 0 | 0 | 0 | 0 | 0 | 0 | 0 | 10.5203 | 9.3634 | 6.9844 | -2.5147 | -0.047388 | 0 | 0 | 0 | 0 | 0 | 0 | 0 | 0 | 0 | 0 | 0 | 0 | 0 | 0 | 0 | 0 | 0 | 0 | 0 | 105.2031 | 93.6335 | 69.8436 | -25.1473 | -0.47388 | 0 | 0 | 0 | 0
0.625398February | Resource 1 | Sublap 1 | 15:00 | 3 | 98 | February | 11000 | 0 | 0 | 0 | 0 | 0 | 0 | 0 | 0 | 0 | 0 | 0 | 0 | 0 | 0 | 0 | 10.5203 | 9.3634 | 6.9844 | -2.5147 | -0.047388 | 0 | 0 | 0 | 0 | 0 | 0 | 0 | 0 | 0 | 0 | 0 | 0 | 0 | 0 | 0 | 0 | 0 | 0 | 0 | 115.7234 | 102.9969 | 76.8279 | -27.6621 | -0.52127 | 0 | 0 | 0 | 0
0.625398March | Resource 1 | Sublap 1 | 15:00 | 3 | 98 | March | 12000 | 0 | 0 | 0 | 0 | 0 | 0 | 0 | 0 | 0 | 0 | 0 | 0 | 0 | 0 | 0 | 10.5203 | 9.3634 | 6.9844 | -2.5147 | -0.047388 | 0 | 0 | 0 | 0 | 0 | 0 | 0 | 0 | 0 | 0 | 0 | 0 | 0 | 0 | 0 | 0 | 0 | 0 | 0 | 126.2437 | 112.3602 | 83.8123 | -30.1768 | -0.56866 | 0 | 0 | 0 | 0
0.625398April | Resource 1 | Sublap 1 | 15:00 | 3 | 98 | April | 13000 | 0 | 0 | 0 | 0 | 0 | 0 | 0 | 0 | 0 | 0 | 0 | 0 | 0 | 0 | 0 | 10.5203 | 9.3634 | 6.9844 | -2.5147 | -0.047388 | 0 | 0 | 0 | 0 | 0 | 0 | 0 | 0 | 0 | 0 | 0 | 0 | 0 | 0 | 0 | 0 | 0 | 0 | 0 | 136.764 | 121.7236 | 90.7966 | -32.6915 | -0.61605 | 0 | 0 | 0 | 0
0.625398May | Resource 1 | Sublap 1 | 15:00 | 3 | 98 | May | 14000 | 0 | 0 | 0 | 0 | 0 | 0 | 0 | 0 | 0 | 0 | 0 | 0 | 0 | 0 | 0 | 10.5203 | 9.3634 | 6.9844 | -2.5147 | -0.047388 | 0 | 0 | 0 | 0 | 0 | 0 | 0 | 0 | 0 | 0 | 0 | 0 | 0 | 0 | 0 | 0 | 0 | 0 | 0 | 147.2843 | 131.0869 | 97.781 | -35.2063 | -0.66343 | 0 | 0 | 0 | 0
0.625398June | Resource 1 | Sublap 1 | 15:00 | 3 | 98 | June | 15000 | 0 | 0 | 0 | 0 | 0 | 0 | 0 | 0 | 0 | 0 | 0 | 0 | 0 | 0 | 0 | 10.5203 | 9.3634 | 6.9844 | -2.5147 | -0.047388 | 0 | 0 | 0 | 0 | 0 | 0 | 0 | 0 | 0 | 0 | 0 | 0 | 0 | 0 | 0 | 0 | 0 | 0 | 0 | 157.8046 | 140.4503 | 104.7654 | -37.721 | -0.71082 | 0 | 0 | 0 | 0
0.625398July | Resource 1 | Sublap 1 | 15:00 | 3 | 98 | July | 16000 | 0 | 0 | 0 | 0 | 0 | 0 | 0 | 0 | 0 | 0 | 0 | 0 | 0 | 0 | 0 | 10.5203 | 9.3634 | 6.9844 | -2.5147 | -0.047388 | 0 | 0 | 0 | 0 | 0 | 0 | 0 | 0 | 0 | 0 | 0 | 0 | 0 | 0 | 0 | 0 | 0 | 0 | 0 | 168.3249 | 149.8136 | 111.7497 | -40.2357 | -0.75821 | 0 | 0 | 0 | 0
0.625398August | Resource 1 | Sublap 1 | 15:00 | 3 | 98 | August | 17000 | 0 | 0 | 0 | 0 | 0 | 0 | 0 | 0 | 0 | 0 | 0 | 0 | 0 | 0 | 0 | 10.5203 | 9.3634 | 6.9844 | -2.5147 | -0.047388 | 0 | 0 | 0 | 0 | 0 | 0 | 0 | 0 | 0 | 0 | 0 | 0 | 0 | 0 | 0 | 0 | 0 | 0 | 0 | 178.8452 | 159.177 | 118.7341 | -42.7505 | -0.8056 | 0 | 0 | 0 | 0
0.625398September | Resource 1 | Sublap 1 | 15:00 | 3 | 98 | September | 18000 | 0 | 0 | 0 | 0 | 0 | 0 | 0 | 0 | 0 | 0 | 0 | 0 | 0 | 0 | 0 | 10.5203 | 9.3634 | 6.9844 | -2.5147 | -0.047388 | 0 | 0 | 0 | 0 | 0 | 0 | 0 | 0 | 0 | 0 | 0 | 0 | 0 | 0 | 0 | 0 | 0 | 0 | 0 | 189.3655 | 168.5403 | 125.7184 | -45.2652 | -0.85299 | 0 | 0 | 0 | 0
0.625398October | Resource 1 | Sublap 1 | 15:00 | 3 | 98 | October | 19000 | 0 | 0 | 0 | 0 | 0 | 0 | 0 | 0 | 0 | 0 | 0 | 0 | 0 | 0 | 0 | 10.5203 | 9.3634 | 6.9844 | -2.5147 | -0.047388 | 0 | 0 | 0 | 0 | 0 | 0 | 0 | 0 | 0 | 0 | 0 | 0 | 0 | 0 | 0 | 0 | 0 | 0 | 0 | 199.8858 | 177.9037 | 132.7028 | -47.7799 | -0.90037 | 0 | 0 | 0 | 0
0.625398November | Resource 1 | Sublap 1 | 15:00 | 3 | 98 | November | 20000 | 0 | 0 | 0 | 0 | 0 | 0 | 0 | 0 | 0 | 0 | 0 | 0 | 0 | 0 | 0 | 10.5203 | 9.3634 | 6.9844 | -2.5147 | -0.047388 | 0 | 0 | 0 | 0 | 0 | 0 | 0 | 0 | 0 | 0 | 0 | 0 | 0 | 0 | 0 | 0 | 0 | 0 | 0 | 210.4061 | 187.267 | 139.6871 | -50.2947 | -0.94776 | 0 | 0 | 0 | 0
0.625398December | Resource 1 | Sublap 1 | 15:00 | 3 | 98 | December | 21000 | 0 | 0 | 0 | 0 | 0 | 0 | 0 | 0 | 0 | 0 | 0 | 0 | 0 | 0 | 0 | 10.5203 | 9.3634 | 6.9844 | -2.5147 | -0.047388 | 0 | 0 | 0 | 0 | 0 | 0 | 0 | 0 | 0 | 0 | 0 | 0 | 0 | 0 | 0 | 0 | 0 | 0 | 0 | 220.9264 | 196.6304 | 146.6715 | -52.8094 | -0.99515 | 0 | 0 | 0 | 0
0.625399January | Resource 1 | Sublap 1 | 15:00 | 3 | 99 | January | 10000 | 0 | 0 | 0 | 0 | 0 | 0 | 0 | 0 | 0 | 0 | 0 | 0 | 0 | 0 | 0 | 10.3925 | 9.0517 | 6.733 | -2.4872 | -0.046871 | 0 | 0 | 0 | 0 | 0 | 0 | 0 | 0 | 0 | 0 | 0 | 0 | 0 | 0 | 0 | 0 | 0 | 0 | 0 | 103.9251 | 90.5169 | 67.3298 | -24.8721 | -0.46871 | 0 | 0 | 0 | 0
0.625399February | Resource 1 | Sublap 1 | 15:00 | 3 | 99 | February | 11000 | 0 | 0 | 0 | 0 | 0 | 0 | 0 | 0 | 0 | 0 | 0 | 0 | 0 | 0 | 0 | 10.3925 | 9.0517 | 6.733 | -2.4872 | -0.046871 | 0 | 0 | 0 | 0 | 0 | 0 | 0 | 0 | 0 | 0 | 0 | 0 | 0 | 0 | 0 | 0 | 0 | 0 | 0 | 114.3176 | 99.5687 | 74.0628 | -27.3593 | -0.51558 | 0 | 0 | 0 | 0
0.625399March | Resource 1 | Sublap 1 | 15:00 | 3 | 99 | March | 12000 | 0 | 0 | 0 | 0 | 0 | 0 | 0 | 0 | 0 | 0 | 0 | 0 | 0 | 0 | 0 | 10.3925 | 9.0517 | 6.733 | -2.4872 | -0.046871 | 0 | 0 | 0 | 0 | 0 | 0 | 0 | 0 | 0 | 0 | 0 | 0 | 0 | 0 | 0 | 0 | 0 | 0 | 0 | 124.7102 | 108.6203 | 80.7958 | -29.8466 | -0.56245 | 0 | 0 | 0 | 0
0.625399April | Resource 1 | Sublap 1 | 15:00 | 3 | 99 | April | 13000 | 0 | 0 | 0 | 0 | 0 | 0 | 0 | 0 | 0 | 0 | 0 | 0 | 0 | 0 | 0 | 10.3925 | 9.0517 | 6.733 | -2.4872 | -0.046871 | 0 | 0 | 0 | 0 | 0 | 0 | 0 | 0 | 0 | 0 | 0 | 0 | 0 | 0 | 0 | 0 | 0 | 0 | 0 | 135.1027 | 117.672 | 87.5287 | -32.3338 | -0.60932 | 0 | 0 | 0 | 0
0.625399May | Resource 1 | Sublap 1 | 15:00 | 3 | 99 | May | 14000 | 0 | 0 | 0 | 0 | 0 | 0 | 0 | 0 | 0 | 0 | 0 | 0 | 0 | 0 | 0 | 10.3925 | 9.0517 | 6.733 | -2.4872 | -0.046871 | 0 | 0 | 0 | 0 | 0 | 0 | 0 | 0 | 0 | 0 | 0 | 0 | 0 | 0 | 0 | 0 | 0 | 0 | 0 | 145.4952 | 126.7237 | 94.2617 | -34.821 | -0.6562 | 0 | 0 | 0 | 0
0.625399June | Resource 1 | Sublap 1 | 15:00 | 3 | 99 | June | 15000 | 0 | 0 | 0 | 0 | 0 | 0 | 0 | 0 | 0 | 0 | 0 | 0 | 0 | 0 | 0 | 10.3925 | 9.0517 | 6.733 | -2.4872 | -0.046871 | 0 | 0 | 0 | 0 | 0 | 0 | 0 | 0 | 0 | 0 | 0 | 0 | 0 | 0 | 0 | 0 | 0 | 0 | 0 | 155.8877 | 135.7754 | 100.9947 | -37.3082 | -0.70307 | 0 | 0 | 0 | 0
0.625399July | Resource 1 | Sublap 1 | 15:00 | 3 | 99 | July | 16000 | 0 | 0 | 0 | 0 | 0 | 0 | 0 | 0 | 0 | 0 | 0 | 0 | 0 | 0 | 0 | 10.3925 | 9.0517 | 6.733 | -2.4872 | -0.046871 | 0 | 0 | 0 | 0 | 0 | 0 | 0 | 0 | 0 | 0 | 0 | 0 | 0 | 0 | 0 | 0 | 0 | 0 | 0 | 166.2802 | 144.8271 | 107.7277 | -39.7954 | -0.74994 | 0 | 0 | 0 | 0
0.625399August | Resource 1 | Sublap 1 | 15:00 | 3 | 99 | August | 17000 | 0 | 0 | 0 | 0 | 0 | 0 | 0 | 0 | 0 | 0 | 0 | 0 | 0 | 0 | 0 | 10.3925 | 9.0517 | 6.733 | -2.4872 | -0.046871 | 0 | 0 | 0 | 0 | 0 | 0 | 0 | 0 | 0 | 0 | 0 | 0 | 0 | 0 | 0 | 0 | 0 | 0 | 0 | 176.6727 | 153.8788 | 114.4607 | -42.2826 | -0.79681 | 0 | 0 | 0 | 0
0.625399September | Resource 1 | Sublap 1 | 15:00 | 3 | 99 | September | 18000 | 0 | 0 | 0 | 0 | 0 | 0 | 0 | 0 | 0 | 0 | 0 | 0 | 0 | 0 | 0 | 10.3925 | 9.0517 | 6.733 | -2.4872 | -0.046871 | 0 | 0 | 0 | 0 | 0 | 0 | 0 | 0 | 0 | 0 | 0 | 0 | 0 | 0 | 0 | 0 | 0 | 0 | 0 | 187.0652 | 162.9305 | 121.1936 | -44.7698 | -0.84368 | 0 | 0 | 0 | 0
0.625399October | Resource 1 | Sublap 1 | 15:00 | 3 | 99 | October | 19000 | 0 | 0 | 0 | 0 | 0 | 0 | 0 | 0 | 0 | 0 | 0 | 0 | 0 | 0 | 0 | 10.3925 | 9.0517 | 6.733 | -2.4872 | -0.046871 | 0 | 0 | 0 | 0 | 0 | 0 | 0 | 0 | 0 | 0 | 0 | 0 | 0 | 0 | 0 | 0 | 0 | 0 | 0 | 197.4577 | 171.9822 | 127.9266 | -47.257 | -0.89055 | 0 | 0 | 0 | 0
0.625399November | Resource 1 | Sublap 1 | 15:00 | 3 | 99 | November | 20000 | 0 | 0 | 0 | 0 | 0 | 0 | 0 | 0 | 0 | 0 | 0 | 0 | 0 | 0 | 0 | 10.3925 | 9.0517 | 6.733 | -2.4872 | -0.046871 | 0 | 0 | 0 | 0 | 0 | 0 | 0 | 0 | 0 | 0 | 0 | 0 | 0 | 0 | 0 | 0 | 0 | 0 | 0 | 207.8503 | 181.0339 | 134.6596 | -49.7442 | -0.93742 | 0 | 0 | 0 | 0
0.625399December | Resource 1 | Sublap 1 | 15:00 | 3 | 99 | December | 21000 | 0 | 0 | 0 | 0 | 0 | 0 | 0 | 0 | 0 | 0 | 0 | 0 | 0 | 0 | 0 | 10.3925 | 9.0517 | 6.733 | -2.4872 | -0.046871 | 0 | 0 | 0 | 0 | 0 | 0 | 0 | 0 | 0 | 0 | 0 | 0 | 0 | 0 | 0 | 0 | 0 | 0 | 0 | 218.2428 | 190.0856 | 141.3926 | -52.2315 | -0.98429 | 0 | 0 | 0 | 0
0.6253100January | Resource 1 | Sublap 1 | 15:00 | 3 | 100 | January | 10000 | 0 | 0 | 0 | 0 | 0 | 0 | 0 | 0 | 0 | 0 | 0 | 0 | 0 | 0 | 0 | 11.9733 | 11.2309 | 7.9951 | -2.8795 | -0.054239 | 0 | 0 | 0 | 0 | 0 | 0 | 0 | 0 | 0 | 0 | 0 | 0 | 0 | 0 | 0 | 0 | 0 | 0 | 0 | 119.7333 | 112.3087 | 79.9508 | -28.7948 | -0.54239 | 0 | 0 | 0 | 0
0.6253100February | Resource 1 | Sublap 1 | 15:00 | 3 | 100 | February | 11000 | 0 | 0 | 0 | 0 | 0 | 0 | 0 | 0 | 0 | 0 | 0 | 0 | 0 | 0 | 0 | 11.9733 | 11.2309 | 7.9951 | -2.8795 | -0.054239 | 0 | 0 | 0 | 0 | 0 | 0 | 0 | 0 | 0 | 0 | 0 | 0 | 0 | 0 | 0 | 0 | 0 | 0 | 0 | 131.7066 | 123.5396 | 87.9459 | -31.6743 | -0.59663 | 0 | 0 | 0 | 0
0.6253100March | Resource 1 | Sublap 1 | 15:00 | 3 | 100 | March | 12000 | 0 | 0 | 0 | 0 | 0 | 0 | 0 | 0 | 0 | 0 | 0 | 0 | 0 | 0 | 0 | 11.9733 | 11.2309 | 7.9951 | -2.8795 | -0.054239 | 0 | 0 | 0 | 0 | 0 | 0 | 0 | 0 | 0 | 0 | 0 | 0 | 0 | 0 | 0 | 0 | 0 | 0 | 0 | 143.68 | 134.7704 | 95.9409 | -34.5538 | -0.65087 | 0 | 0 | 0 | 0
0.6253100April | Resource 1 | Sublap 1 | 15:00 | 3 | 100 | April | 13000 | 0 | 0 | 0 | 0 | 0 | 0 | 0 | 0 | 0 | 0 | 0 | 0 | 0 | 0 | 0 | 11.9733 | 11.2309 | 7.9951 | -2.8795 | -0.054239 | 0 | 0 | 0 | 0 | 0 | 0 | 0 | 0 | 0 | 0 | 0 | 0 | 0 | 0 | 0 | 0 | 0 | 0 | 0 | 155.6533 | 146.0013 | 103.936 | -37.4333 | -0.70511 | 0 | 0 | 0 | 0
0.6253100May | Resource 1 | Sublap 1 | 15:00 | 3 | 100 | May | 14000 | 0 | 0 | 0 | 0 | 0 | 0 | 0 | 0 | 0 | 0 | 0 | 0 | 0 | 0 | 0 | 11.9733 | 11.2309 | 7.9951 | -2.8795 | -0.054239 | 0 | 0 | 0 | 0 | 0 | 0 | 0 | 0 | 0 | 0 | 0 | 0 | 0 | 0 | 0 | 0 | 0 | 0 | 0 | 167.6266 | 157.2322 | 111.9311 | -40.3128 | -0.75935 | 0 | 0 | 0 | 0
0.6253100June | Resource 1 | Sublap 1 | 15:00 | 3 | 100 | June | 15000 | 0 | 0 | 0 | 0 | 0 | 0 | 0 | 0 | 0 | 0 | 0 | 0 | 0 | 0 | 0 | 11.9733 | 11.2309 | 7.9951 | -2.8795 | -0.054239 | 0 | 0 | 0 | 0 | 0 | 0 | 0 | 0 | 0 | 0 | 0 | 0 | 0 | 0 | 0 | 0 | 0 | 0 | 0 | 179.6 | 168.463 | 119.9262 | -43.1923 | -0.81359 | 0 | 0 | 0 | 0
0.6253100July | Resource 1 | Sublap 1 | 15:00 | 3 | 100 | July | 16000 | 0 | 0 | 0 | 0 | 0 | 0 | 0 | 0 | 0 | 0 | 0 | 0 | 0 | 0 | 0 | 11.9733 | 11.2309 | 7.9951 | -2.8795 | -0.054239 | 0 | 0 | 0 | 0 | 0 | 0 | 0 | 0 | 0 | 0 | 0 | 0 | 0 | 0 | 0 | 0 | 0 | 0 | 0 | 191.5733 | 179.6939 | 127.9212 | -46.0717 | -0.86783 | 0 | 0 | 0 | 0
0.6253100August | Resource 1 | Sublap 1 | 15:00 | 3 | 100 | August | 17000 | 0 | 0 | 0 | 0 | 0 | 0 | 0 | 0 | 0 | 0 | 0 | 0 | 0 | 0 | 0 | 11.9733 | 11.2309 | 7.9951 | -2.8795 | -0.054239 | 0 | 0 | 0 | 0 | 0 | 0 | 0 | 0 | 0 | 0 | 0 | 0 | 0 | 0 | 0 | 0 | 0 | 0 | 0 | 203.5466 | 190.9248 | 135.9163 | -48.9512 | -0.92207 | 0 | 0 | 0 | 0
0.6253100September | Resource 1 | Sublap 1 | 15:00 | 3 | 100 | September | 18000 | 0 | 0 | 0 | 0 | 0 | 0 | 0 | 0 | 0 | 0 | 0 | 0 | 0 | 0 | 0 | 11.9733 | 11.2309 | 7.9951 | -2.8795 | -0.054239 | 0 | 0 | 0 | 0 | 0 | 0 | 0 | 0 | 0 | 0 | 0 | 0 | 0 | 0 | 0 | 0 | 0 | 0 | 0 | 215.52 | 202.1556 | 143.9114 | -51.8307 | -0.97631 | 0 | 0 | 0 | 0
0.6253100October | Resource 1 | Sublap 1 | 15:00 | 3 | 100 | October | 19000 | 0 | 0 | 0 | 0 | 0 | 0 | 0 | 0 | 0 | 0 | 0 | 0 | 0 | 0 | 0 | 11.9733 | 11.2309 | 7.9951 | -2.8795 | -0.054239 | 0 | 0 | 0 | 0 | 0 | 0 | 0 | 0 | 0 | 0 | 0 | 0 | 0 | 0 | 0 | 0 | 0 | 0 | 0 | 227.4933 | 213.3865 | 151.9065 | -54.7102 | -1.0305 | 0 | 0 | 0 | 0
0.6253100November | Resource 1 | Sublap 1 | 15:00 | 3 | 100 | November | 20000 | 0 | 0 | 0 | 0 | 0 | 0 | 0 | 0 | 0 | 0 | 0 | 0 | 0 | 0 | 0 | 11.9733 | 11.2309 | 7.9951 | -2.8795 | -0.054239 | 0 | 0 | 0 | 0 | 0 | 0 | 0 | 0 | 0 | 0 | 0 | 0 | 0 | 0 | 0 | 0 | 0 | 0 | 0 | 239.4666 | 224.6174 | 159.9016 | -57.5897 | -1.0848 | 0 | 0 | 0 | 0
0.6253100December | Resource 1 | Sublap 1 | 15:00 | 3 | 100 | December | 21000 | 0 | 0 | 0 | 0 | 0 | 0 | 0 | 0 | 0 | 0 | 0 | 0 | 0 | 0 | 0 | 11.9733 | 11.2309 | 7.9951 | -2.8795 | -0.054239 | 0 | 0 | 0 | 0 | 0 | 0 | 0 | 0 | 0 | 0 | 0 | 0 | 0 | 0 | 0 | 0 | 0 | 0 | 0 | 251.44 | 235.8483 | 167.8966 | -60.4691 | -1.139 | 0 | 0 | 0 | 0
0.6253101January | Resource 1 | Sublap 1 | 15:00 | 3 | 101 | January | 10000 | 0 | 0 | 0 | 0 | 0 | 0 | 0 | 0 | 0 | 0 | 0 | 0 | 0 | 0 | 0 | 10.4327 | 9.5936 | 6.9987 | -2.4677 | -0.046504 | 0 | 0 | 0 | 0 | 0 | 0 | 0 | 0 | 0 | 0 | 0 | 0 | 0 | 0 | 0 | 0 | 0 | 0 | 0 | 104.3268 | 95.9358 | 69.987 | -24.6766 | -0.46504 | 0 | 0 | 0 | 0
0.6253101February | Resource 1 | Sublap 1 | 15:00 | 3 | 101 | February | 11000 | 0 | 0 | 0 | 0 | 0 | 0 | 0 | 0 | 0 | 0 | 0 | 0 | 0 | 0 | 0 | 10.4327 | 9.5936 | 6.9987 | -2.4677 | -0.046504 | 0 | 0 | 0 | 0 | 0 | 0 | 0 | 0 | 0 | 0 | 0 | 0 | 0 | 0 | 0 | 0 | 0 | 0 | 0 | 114.7594 | 105.5294 | 76.9857 | -27.1442 | -0.51154 | 0 | 0 | 0 | 0
0.6253101March | Resource 1 | Sublap 1 | 15:00 | 3 | 101 | March | 12000 | 0 | 0 | 0 | 0 | 0 | 0 | 0 | 0 | 0 | 0 | 0 | 0 | 0 | 0 | 0 | 10.4327 | 9.5936 | 6.9987 | -2.4677 | -0.046504 | 0 | 0 | 0 | 0 | 0 | 0 | 0 | 0 | 0 | 0 | 0 | 0 | 0 | 0 | 0 | 0 | 0 | 0 | 0 | 125.1921 | 115.123 | 83.9844 | -29.6119 | -0.55805 | 0 | 0 | 0 | 0
0.6253101April | Resource 1 | Sublap 1 | 15:00 | 3 | 101 | April | 13000 | 0 | 0 | 0 | 0 | 0 | 0 | 0 | 0 | 0 | 0 | 0 | 0 | 0 | 0 | 0 | 10.4327 | 9.5936 | 6.9987 | -2.4677 | -0.046504 | 0 | 0 | 0 | 0 | 0 | 0 | 0 | 0 | 0 | 0 | 0 | 0 | 0 | 0 | 0 | 0 | 0 | 0 | 0 | 135.6248 | 124.7166 | 90.9831 | -32.0796 | -0.60455 | 0 | 0 | 0 | 0
0.6253101May | Resource 1 | Sublap 1 | 15:00 | 3 | 101 | May | 14000 | 0 | 0 | 0 | 0 | 0 | 0 | 0 | 0 | 0 | 0 | 0 | 0 | 0 | 0 | 0 | 10.4327 | 9.5936 | 6.9987 | -2.4677 | -0.046504 | 0 | 0 | 0 | 0 | 0 | 0 | 0 | 0 | 0 | 0 | 0 | 0 | 0 | 0 | 0 | 0 | 0 | 0 | 0 | 146.0574 | 134.3102 | 97.9818 | -34.5472 | -0.65105 | 0 | 0 | 0 | 0
0.6253101June | Resource 1 | Sublap 1 | 15:00 | 3 | 101 | June | 15000 | 0 | 0 | 0 | 0 | 0 | 0 | 0 | 0 | 0 | 0 | 0 | 0 | 0 | 0 | 0 | 10.4327 | 9.5936 | 6.9987 | -2.4677 | -0.046504 | 0 | 0 | 0 | 0 | 0 | 0 | 0 | 0 | 0 | 0 | 0 | 0 | 0 | 0 | 0 | 0 | 0 | 0 | 0 | 156.4901 | 143.9037 | 104.9805 | -37.0149 | -0.69756 | 0 | 0 | 0 | 0
0.6253101July | Resource 1 | Sublap 1 | 15:00 | 3 | 101 | July | 16000 | 0 | 0 | 0 | 0 | 0 | 0 | 0 | 0 | 0 | 0 | 0 | 0 | 0 | 0 | 0 | 10.4327 | 9.5936 | 6.9987 | -2.4677 | -0.046504 | 0 | 0 | 0 | 0 | 0 | 0 | 0 | 0 | 0 | 0 | 0 | 0 | 0 | 0 | 0 | 0 | 0 | 0 | 0 | 166.9228 | 153.4973 | 111.9792 | -39.4825 | -0.74406 | 0 | 0 | 0 | 0
0.6253101August | Resource 1 | Sublap 1 | 15:00 | 3 | 101 | August | 17000 | 0 | 0 | 0 | 0 | 0 | 0 | 0 | 0 | 0 | 0 | 0 | 0 | 0 | 0 | 0 | 10.4327 | 9.5936 | 6.9987 | -2.4677 | -0.046504 | 0 | 0 | 0 | 0 | 0 | 0 | 0 | 0 | 0 | 0 | 0 | 0 | 0 | 0 | 0 | 0 | 0 | 0 | 0 | 177.3555 | 163.0909 | 118.9779 | -41.9502 | -0.79057 | 0 | 0 | 0 | 0
0.6253101September | Resource 1 | Sublap 1 | 15:00 | 3 | 101 | September | 18000 | 0 | 0 | 0 | 0 | 0 | 0 | 0 | 0 | 0 | 0 | 0 | 0 | 0 | 0 | 0 | 10.4327 | 9.5936 | 6.9987 | -2.4677 | -0.046504 | 0 | 0 | 0 | 0 | 0 | 0 | 0 | 0 | 0 | 0 | 0 | 0 | 0 | 0 | 0 | 0 | 0 | 0 | 0 | 187.7882 | 172.6845 | 125.9766 | -44.4179 | -0.83707 | 0 | 0 | 0 | 0
0.6253101October | Resource 1 | Sublap 1 | 15:00 | 3 | 101 | October | 19000 | 0 | 0 | 0 | 0 | 0 | 0 | 0 | 0 | 0 | 0 | 0 | 0 | 0 | 0 | 0 | 10.4327 | 9.5936 | 6.9987 | -2.4677 | -0.046504 | 0 | 0 | 0 | 0 | 0 | 0 | 0 | 0 | 0 | 0 | 0 | 0 | 0 | 0 | 0 | 0 | 0 | 0 | 0 | 198.2208 | 182.2781 | 132.9753 | -46.8855 | -0.88357 | 0 | 0 | 0 | 0
0.6253101November | Resource 1 | Sublap 1 | 15:00 | 3 | 101 | November | 20000 | 0 | 0 | 0 | 0 | 0 | 0 | 0 | 0 | 0 | 0 | 0 | 0 | 0 | 0 | 0 | 10.4327 | 9.5936 | 6.9987 | -2.4677 | -0.046504 | 0 | 0 | 0 | 0 | 0 | 0 | 0 | 0 | 0 | 0 | 0 | 0 | 0 | 0 | 0 | 0 | 0 | 0 | 0 | 208.6535 | 191.8716 | 139.974 | -49.3532 | -0.93008 | 0 | 0 | 0 | 0
0.6253101December | Resource 1 | Sublap 1 | 15:00 | 3 | 101 | December | 21000 | 0 | 0 | 0 | 0 | 0 | 0 | 0 | 0 | 0 | 0 | 0 | 0 | 0 | 0 | 0 | 10.4327 | 9.5936 | 6.9987 | -2.4677 | -0.046504 | 0 | 0 | 0 | 0 | 0 | 0 | 0 | 0 | 0 | 0 | 0 | 0 | 0 | 0 | 0 | 0 | 0 | 0 | 0 | 219.0862 | 201.4652 | 146.9727 | -51.8208 | -0.97658 | 0 | 0 | 0 | 0
0.6253102January | Resource 1 | Sublap 1 | 15:00 | 3 | 102 | January | 10000 | 0 | 0 | 0 | 0 | 0 | 0 | 0 | 0 | 0 | 0 | 0 | 0 | 0 | 0 | 0 | 13.5537 | 12.4419 | 11.3165 | -3.1461 | -0.059248 | 0 | 0 | 0 | 0 | 0 | 0 | 0 | 0 | 0 | 0 | 0 | 0 | 0 | 0 | 0 | 0 | 0 | 0 | 0 | 135.5374 | 124.4186 | 113.1652 | -31.4613 | -0.59248 | 0 | 0 | 0 | 0
0.6253102February | Resource 1 | Sublap 1 | 15:00 | 3 | 102 | February | 11000 | 0 | 0 | 0 | 0 | 0 | 0 | 0 | 0 | 0 | 0 | 0 | 0 | 0 | 0 | 0 | 13.5537 | 12.4419 | 11.3165 | -3.1461 | -0.059248 | 0 | 0 | 0 | 0 | 0 | 0 | 0 | 0 | 0 | 0 | 0 | 0 | 0 | 0 | 0 | 0 | 0 | 0 | 0 | 149.0911 | 136.8604 | 124.4817 | -34.6075 | -0.65172 | 0 | 0 | 0 | 0
0.6253102March | Resource 1 | Sublap 1 | 15:00 | 3 | 102 | March | 12000 | 0 | 0 | 0 | 0 | 0 | 0 | 0 | 0 | 0 | 0 | 0 | 0 | 0 | 0 | 0 | 13.5537 | 12.4419 | 11.3165 | -3.1461 | -0.059248 | 0 | 0 | 0 | 0 | 0 | 0 | 0 | 0 | 0 | 0 | 0 | 0 | 0 | 0 | 0 | 0 | 0 | 0 | 0 | 162.6449 | 149.3023 | 135.7982 | -37.7536 | -0.71097 | 0 | 0 | 0 | 0
0.6253102April | Resource 1 | Sublap 1 | 15:00 | 3 | 102 | April | 13000 | 0 | 0 | 0 | 0 | 0 | 0 | 0 | 0 | 0 | 0 | 0 | 0 | 0 | 0 | 0 | 13.5537 | 12.4419 | 11.3165 | -3.1461 | -0.059248 | 0 | 0 | 0 | 0 | 0 | 0 | 0 | 0 | 0 | 0 | 0 | 0 | 0 | 0 | 0 | 0 | 0 | 0 | 0 | 176.1986 | 161.7441 | 147.1147 | -40.8997 | -0.77022 | 0 | 0 | 0 | 0
0.6253102May | Resource 1 | Sublap 1 | 15:00 | 3 | 102 | May | 14000 | 0 | 0 | 0 | 0 | 0 | 0 | 0 | 0 | 0 | 0 | 0 | 0 | 0 | 0 | 0 | 13.5537 | 12.4419 | 11.3165 | -3.1461 | -0.059248 | 0 | 0 | 0 | 0 | 0 | 0 | 0 | 0 | 0 | 0 | 0 | 0 | 0 | 0 | 0 | 0 | 0 | 0 | 0 | 189.7524 | 174.186 | 158.4312 | -44.0459 | -0.82947 | 0 | 0 | 0 | 0
0.6253102June | Resource 1 | Sublap 1 | 15:00 | 3 | 102 | June | 15000 | 0 | 0 | 0 | 0 | 0 | 0 | 0 | 0 | 0 | 0 | 0 | 0 | 0 | 0 | 0 | 13.5537 | 12.4419 | 11.3165 | -3.1461 | -0.059248 | 0 | 0 | 0 | 0 | 0 | 0 | 0 | 0 | 0 | 0 | 0 | 0 | 0 | 0 | 0 | 0 | 0 | 0 | 0 | 203.3061 | 186.6278 | 169.7477 | -47.192 | -0.88872 | 0 | 0 | 0 | 0
0.6253102July | Resource 1 | Sublap 1 | 15:00 | 3 | 102 | July | 16000 | 0 | 0 | 0 | 0 | 0 | 0 | 0 | 0 | 0 | 0 | 0 | 0 | 0 | 0 | 0 | 13.5537 | 12.4419 | 11.3165 | -3.1461 | -0.059248 | 0 | 0 | 0 | 0 | 0 | 0 | 0 | 0 | 0 | 0 | 0 | 0 | 0 | 0 | 0 | 0 | 0 | 0 | 0 | 216.8598 | 199.0697 | 181.0643 | -50.3381 | -0.94796 | 0 | 0 | 0 | 0
0.6253102August | Resource 1 | Sublap 1 | 15:00 | 3 | 102 | August | 17000 | 0 | 0 | 0 | 0 | 0 | 0 | 0 | 0 | 0 | 0 | 0 | 0 | 0 | 0 | 0 | 13.5537 | 12.4419 | 11.3165 | -3.1461 | -0.059248 | 0 | 0 | 0 | 0 | 0 | 0 | 0 | 0 | 0 | 0 | 0 | 0 | 0 | 0 | 0 | 0 | 0 | 0 | 0 | 230.4136 | 211.5116 | 192.3808 | -53.4843 | -1.0072 | 0 | 0 | 0 | 0
0.6253102September | Resource 1 | Sublap 1 | 15:00 | 3 | 102 | September | 18000 | 0 | 0 | 0 | 0 | 0 | 0 | 0 | 0 | 0 | 0 | 0 | 0 | 0 | 0 | 0 | 13.5537 | 12.4419 | 11.3165 | -3.1461 | -0.059248 | 0 | 0 | 0 | 0 | 0 | 0 | 0 | 0 | 0 | 0 | 0 | 0 | 0 | 0 | 0 | 0 | 0 | 0 | 0 | 243.9673 | 223.9534 | 203.6973 | -56.6304 | -1.0665 | 0 | 0 | 0 | 0
0.6253102October | Resource 1 | Sublap 1 | 15:00 | 3 | 102 | October | 19000 | 0 | 0 | 0 | 0 | 0 | 0 | 0 | 0 | 0 | 0 | 0 | 0 | 0 | 0 | 0 | 13.5537 | 12.4419 | 11.3165 | -3.1461 | -0.059248 | 0 | 0 | 0 | 0 | 0 | 0 | 0 | 0 | 0 | 0 | 0 | 0 | 0 | 0 | 0 | 0 | 0 | 0 | 0 | 257.5211 | 236.3953 | 215.0138 | -59.7765 | -1.1257 | 0 | 0 | 0 | 0
0.6253102November | Resource 1 | Sublap 1 | 15:00 | 3 | 102 | November | 20000 | 0 | 0 | 0 | 0 | 0 | 0 | 0 | 0 | 0 | 0 | 0 | 0 | 0 | 0 | 0 | 13.5537 | 12.4419 | 11.3165 | -3.1461 | -0.059248 | 0 | 0 | 0 | 0 | 0 | 0 | 0 | 0 | 0 | 0 | 0 | 0 | 0 | 0 | 0 | 0 | 0 | 0 | 0 | 271.0748 | 248.8371 | 226.3303 | -62.9227 | -1.185 | 0 | 0 | 0 | 0
0.6253102December | Resource 1 | Sublap 1 | 15:00 | 3 | 102 | December | 21000 | 0 | 0 | 0 | 0 | 0 | 0 | 0 | 0 | 0 | 0 | 0 | 0 | 0 | 0 | 0 | 13.5537 | 12.4419 | 11.3165 | -3.1461 | -0.059248 | 0 | 0 | 0 | 0 | 0 | 0 | 0 | 0 | 0 | 0 | 0 | 0 | 0 | 0 | 0 | 0 | 0 | 0 | 0 | 284.6285 | 261.279 | 237.6468 | -66.0688 | -1.2442 | 0 | 0 | 0 | 0
0.6253103January | Resource 1 | Sublap 1 | 15:00 | 3 | 103 | January | 10000 | 0 | 0 | 0 | 0 | 0 | 0 | 0 | 0 | 0 | 0 | 0 | 0 | 0 | 0 | 0 | 14.0584 | 13.0501 | 12.2736 | -3.3002 | -0.062142 | 0 | 0 | 0 | 0 | 0 | 0 | 0 | 0 | 0 | 0 | 0 | 0 | 0 | 0 | 0 | 0 | 0 | 0 | 0 | 140.5843 | 130.5007 | 122.7362 | -33.002 | -0.62142 | 0 | 0 | 0 | 0
0.6253103February | Resource 1 | Sublap 1 | 15:00 | 3 | 103 | February | 11000 | 0 | 0 | 0 | 0 | 0 | 0 | 0 | 0 | 0 | 0 | 0 | 0 | 0 | 0 | 0 | 14.0584 | 13.0501 | 12.2736 | -3.3002 | -0.062142 | 0 | 0 | 0 | 0 | 0 | 0 | 0 | 0 | 0 | 0 | 0 | 0 | 0 | 0 | 0 | 0 | 0 | 0 | 0 | 154.6427 | 143.5508 | 135.0099 | -36.3022 | -0.68356 | 0 | 0 | 0 | 0
0.6253103March | Resource 1 | Sublap 1 | 15:00 | 3 | 103 | March | 12000 | 0 | 0 | 0 | 0 | 0 | 0 | 0 | 0 | 0 | 0 | 0 | 0 | 0 | 0 | 0 | 14.0584 | 13.0501 | 12.2736 | -3.3002 | -0.062142 | 0 | 0 | 0 | 0 | 0 | 0 | 0 | 0 | 0 | 0 | 0 | 0 | 0 | 0 | 0 | 0 | 0 | 0 | 0 | 168.7012 | 156.6009 | 147.2835 | -39.6024 | -0.7457 | 0 | 0 | 0 | 0
0.6253103April | Resource 1 | Sublap 1 | 15:00 | 3 | 103 | April | 13000 | 0 | 0 | 0 | 0 | 0 | 0 | 0 | 0 | 0 | 0 | 0 | 0 | 0 | 0 | 0 | 14.0584 | 13.0501 | 12.2736 | -3.3002 | -0.062142 | 0 | 0 | 0 | 0 | 0 | 0 | 0 | 0 | 0 | 0 | 0 | 0 | 0 | 0 | 0 | 0 | 0 | 0 | 0 | 182.7596 | 169.6509 | 159.5571 | -42.9026 | -0.80784 | 0 | 0 | 0 | 0
0.6253103May | Resource 1 | Sublap 1 | 15:00 | 3 | 103 | May | 14000 | 0 | 0 | 0 | 0 | 0 | 0 | 0 | 0 | 0 | 0 | 0 | 0 | 0 | 0 | 0 | 14.0584 | 13.0501 | 12.2736 | -3.3002 | -0.062142 | 0 | 0 | 0 | 0 | 0 | 0 | 0 | 0 | 0 | 0 | 0 | 0 | 0 | 0 | 0 | 0 | 0 | 0 | 0 | 196.818 | 182.701 | 171.8307 | -46.2028 | -0.86998 | 0 | 0 | 0 | 0
0.6253103June | Resource 1 | Sublap 1 | 15:00 | 3 | 103 | June | 15000 | 0 | 0 | 0 | 0 | 0 | 0 | 0 | 0 | 0 | 0 | 0 | 0 | 0 | 0 | 0 | 14.0584 | 13.0501 | 12.2736 | -3.3002 | -0.062142 | 0 | 0 | 0 | 0 | 0 | 0 | 0 | 0 | 0 | 0 | 0 | 0 | 0 | 0 | 0 | 0 | 0 | 0 | 0 | 210.8764 | 195.7511 | 184.1044 | -49.503 | -0.93212 | 0 | 0 | 0 | 0
0.6253103July | Resource 1 | Sublap 1 | 15:00 | 3 | 103 | July | 16000 | 0 | 0 | 0 | 0 | 0 | 0 | 0 | 0 | 0 | 0 | 0 | 0 | 0 | 0 | 0 | 14.0584 | 13.0501 | 12.2736 | -3.3002 | -0.062142 | 0 | 0 | 0 | 0 | 0 | 0 | 0 | 0 | 0 | 0 | 0 | 0 | 0 | 0 | 0 | 0 | 0 | 0 | 0 | 224.9349 | 208.8012 | 196.378 | -52.8032 | -0.99426 | 0 | 0 | 0 | 0
0.6253103August | Resource 1 | Sublap 1 | 15:00 | 3 | 103 | August | 17000 | 0 | 0 | 0 | 0 | 0 | 0 | 0 | 0 | 0 | 0 | 0 | 0 | 0 | 0 | 0 | 14.0584 | 13.0501 | 12.2736 | -3.3002 | -0.062142 | 0 | 0 | 0 | 0 | 0 | 0 | 0 | 0 | 0 | 0 | 0 | 0 | 0 | 0 | 0 | 0 | 0 | 0 | 0 | 238.9933 | 221.8512 | 208.6516 | -56.1034 | -1.0564 | 0 | 0 | 0 | 0
0.6253103September | Resource 1 | Sublap 1 | 15:00 | 3 | 103 | September | 18000 | 0 | 0 | 0 | 0 | 0 | 0 | 0 | 0 | 0 | 0 | 0 | 0 | 0 | 0 | 0 | 14.0584 | 13.0501 | 12.2736 | -3.3002 | -0.062142 | 0 | 0 | 0 | 0 | 0 | 0 | 0 | 0 | 0 | 0 | 0 | 0 | 0 | 0 | 0 | 0 | 0 | 0 | 0 | 253.0517 | 234.9013 | 220.9252 | -59.4036 | -1.1185 | 0 | 0 | 0 | 0
0.6253103October | Resource 1 | Sublap 1 | 15:00 | 3 | 103 | October | 19000 | 0 | 0 | 0 | 0 | 0 | 0 | 0 | 0 | 0 | 0 | 0 | 0 | 0 | 0 | 0 | 14.0584 | 13.0501 | 12.2736 | -3.3002 | -0.062142 | 0 | 0 | 0 | 0 | 0 | 0 | 0 | 0 | 0 | 0 | 0 | 0 | 0 | 0 | 0 | 0 | 0 | 0 | 0 | 267.1102 | 247.9514 | 233.1988 | -62.7038 | -1.1807 | 0 | 0 | 0 | 0
0.6253103November | Resource 1 | Sublap 1 | 15:00 | 3 | 103 | November | 20000 | 0 | 0 | 0 | 0 | 0 | 0 | 0 | 0 | 0 | 0 | 0 | 0 | 0 | 0 | 0 | 14.0584 | 13.0501 | 12.2736 | -3.3002 | -0.062142 | 0 | 0 | 0 | 0 | 0 | 0 | 0 | 0 | 0 | 0 | 0 | 0 | 0 | 0 | 0 | 0 | 0 | 0 | 0 | 281.1686 | 261.0015 | 245.4725 | -66.004 | -1.2428 | 0 | 0 | 0 | 0
0.6253103December | Resource 1 | Sublap 1 | 15:00 | 3 | 103 | December | 21000 | 0 | 0 | 0 | 0 | 0 | 0 | 0 | 0 | 0 | 0 | 0 | 0 | 0 | 0 | 0 | 14.0584 | 13.0501 | 12.2736 | -3.3002 | -0.062142 | 0 | 0 | 0 | 0 | 0 | 0 | 0 | 0 | 0 | 0 | 0 | 0 | 0 | 0 | 0 | 0 | 0 | 0 | 0 | 295.227 | 274.0515 | 257.7461 | -69.3042 | -1.305 | 0 | 0 | 0 | 0
0.6253104January | Resource 1 | Sublap 1 | 15:00 | 3 | 104 | January | 10000 | 0 | 0 | 0 | 0 | 0 | 0 | 0 | 0 | 0 | 0 | 0 | 0 | 0 | 0 | 0 | 15.1548 | 14.0433 | 12.5863 | -3.558 | -0.066983 | 0 | 0 | 0 | 0 | 0 | 0 | 0 | 0 | 0 | 0 | 0 | 0 | 0 | 0 | 0 | 0 | 0 | 0 | 0 | 151.5482 | 140.4325 | 125.8633 | -35.5796 | -0.66983 | 0 | 0 | 0 | 0
0.6253104February | Resource 1 | Sublap 1 | 15:00 | 3 | 104 | February | 11000 | 0 | 0 | 0 | 0 | 0 | 0 | 0 | 0 | 0 | 0 | 0 | 0 | 0 | 0 | 0 | 15.1548 | 14.0433 | 12.5863 | -3.558 | -0.066983 | 0 | 0 | 0 | 0 | 0 | 0 | 0 | 0 | 0 | 0 | 0 | 0 | 0 | 0 | 0 | 0 | 0 | 0 | 0 | 166.7031 | 154.4757 | 138.4496 | -39.1376 | -0.73681 | 0 | 0 | 0 | 0
0.6253104March | Resource 1 | Sublap 1 | 15:00 | 3 | 104 | March | 12000 | 0 | 0 | 0 | 0 | 0 | 0 | 0 | 0 | 0 | 0 | 0 | 0 | 0 | 0 | 0 | 15.1548 | 14.0433 | 12.5863 | -3.558 | -0.066983 | 0 | 0 | 0 | 0 | 0 | 0 | 0 | 0 | 0 | 0 | 0 | 0 | 0 | 0 | 0 | 0 | 0 | 0 | 0 | 181.8579 | 168.519 | 151.036 | -42.6955 | -0.8038 | 0 | 0 | 0 | 0
0.6253104April | Resource 1 | Sublap 1 | 15:00 | 3 | 104 | April | 13000 | 0 | 0 | 0 | 0 | 0 | 0 | 0 | 0 | 0 | 0 | 0 | 0 | 0 | 0 | 0 | 15.1548 | 14.0433 | 12.5863 | -3.558 | -0.066983 | 0 | 0 | 0 | 0 | 0 | 0 | 0 | 0 | 0 | 0 | 0 | 0 | 0 | 0 | 0 | 0 | 0 | 0 | 0 | 197.0127 | 182.5622 | 163.6223 | -46.2535 | -0.87078 | 0 | 0 | 0 | 0
0.6253104May | Resource 1 | Sublap 1 | 15:00 | 3 | 104 | May | 14000 | 0 | 0 | 0 | 0 | 0 | 0 | 0 | 0 | 0 | 0 | 0 | 0 | 0 | 0 | 0 | 15.1548 | 14.0433 | 12.5863 | -3.558 | -0.066983 | 0 | 0 | 0 | 0 | 0 | 0 | 0 | 0 | 0 | 0 | 0 | 0 | 0 | 0 | 0 | 0 | 0 | 0 | 0 | 212.1676 | 196.6055 | 176.2086 | -49.8114 | -0.93776 | 0 | 0 | 0 | 0
0.6253104June | Resource 1 | Sublap 1 | 15:00 | 3 | 104 | June | 15000 | 0 | 0 | 0 | 0 | 0 | 0 | 0 | 0 | 0 | 0 | 0 | 0 | 0 | 0 | 0 | 15.1548 | 14.0433 | 12.5863 | -3.558 | -0.066983 | 0 | 0 | 0 | 0 | 0 | 0 | 0 | 0 | 0 | 0 | 0 | 0 | 0 | 0 | 0 | 0 | 0 | 0 | 0 | 227.3224 | 210.6487 | 188.795 | -53.3694 | -1.0047 | 0 | 0 | 0 | 0
0.6253104July | Resource 1 | Sublap 1 | 15:00 | 3 | 104 | July | 16000 | 0 | 0 | 0 | 0 | 0 | 0 | 0 | 0 | 0 | 0 | 0 | 0 | 0 | 0 | 0 | 15.1548 | 14.0433 | 12.5863 | -3.558 | -0.066983 | 0 | 0 | 0 | 0 | 0 | 0 | 0 | 0 | 0 | 0 | 0 | 0 | 0 | 0 | 0 | 0 | 0 | 0 | 0 | 242.4772 | 224.692 | 201.3813 | -56.9274 | -1.0717 | 0 | 0 | 0 | 0
0.6253104August | Resource 1 | Sublap 1 | 15:00 | 3 | 104 | August | 17000 | 0 | 0 | 0 | 0 | 0 | 0 | 0 | 0 | 0 | 0 | 0 | 0 | 0 | 0 | 0 | 15.1548 | 14.0433 | 12.5863 | -3.558 | -0.066983 | 0 | 0 | 0 | 0 | 0 | 0 | 0 | 0 | 0 | 0 | 0 | 0 | 0 | 0 | 0 | 0 | 0 | 0 | 0 | 257.632 | 238.7352 | 213.9676 | -60.4853 | -1.1387 | 0 | 0 | 0 | 0
0.6253104September | Resource 1 | Sublap 1 | 15:00 | 3 | 104 | September | 18000 | 0 | 0 | 0 | 0 | 0 | 0 | 0 | 0 | 0 | 0 | 0 | 0 | 0 | 0 | 0 | 15.1548 | 14.0433 | 12.5863 | -3.558 | -0.066983 | 0 | 0 | 0 | 0 | 0 | 0 | 0 | 0 | 0 | 0 | 0 | 0 | 0 | 0 | 0 | 0 | 0 | 0 | 0 | 272.7869 | 252.7784 | 226.554 | -64.0433 | -1.2057 | 0 | 0 | 0 | 0
0.6253104October | Resource 1 | Sublap 1 | 15:00 | 3 | 104 | October | 19000 | 0 | 0 | 0 | 0 | 0 | 0 | 0 | 0 | 0 | 0 | 0 | 0 | 0 | 0 | 0 | 15.1548 | 14.0433 | 12.5863 | -3.558 | -0.066983 | 0 | 0 | 0 | 0 | 0 | 0 | 0 | 0 | 0 | 0 | 0 | 0 | 0 | 0 | 0 | 0 | 0 | 0 | 0 | 287.9417 | 266.8217 | 239.1403 | -67.6012 | -1.2727 | 0 | 0 | 0 | 0
0.6253104November | Resource 1 | Sublap 1 | 15:00 | 3 | 104 | November | 20000 | 0 | 0 | 0 | 0 | 0 | 0 | 0 | 0 | 0 | 0 | 0 | 0 | 0 | 0 | 0 | 15.1548 | 14.0433 | 12.5863 | -3.558 | -0.066983 | 0 | 0 | 0 | 0 | 0 | 0 | 0 | 0 | 0 | 0 | 0 | 0 | 0 | 0 | 0 | 0 | 0 | 0 | 0 | 303.0965 | 280.8649 | 251.7266 | -71.1592 | -1.3397 | 0 | 0 | 0 | 0
0.6253104December | Resource 1 | Sublap 1 | 15:00 | 3 | 104 | December | 21000 | 0 | 0 | 0 | 0 | 0 | 0 | 0 | 0 | 0 | 0 | 0 | 0 | 0 | 0 | 0 | 15.1548 | 14.0433 | 12.5863 | -3.558 | -0.066983 | 0 | 0 | 0 | 0 | 0 | 0 | 0 | 0 | 0 | 0 | 0 | 0 | 0 | 0 | 0 | 0 | 0 | 0 | 0 | 318.2513 | 294.9082 | 264.313 | -74.7172 | -1.4066 | 0 | 0 | 0 | 0
0.6253105January | Resource 1 | Sublap 1 | 15:00 | 3 | 105 | January | 10000 | 0 | 0 | 0 | 0 | 0 | 0 | 0 | 0 | 0 | 0 | 0 | 0 | 0 | 0 | 0 | 12.8945 | 11.9091 | 9.8067 | -3.0217 | -0.05691 | 0 | 0 | 0 | 0 | 0 | 0 | 0 | 0 | 0 | 0 | 0 | 0 | 0 | 0 | 0 | 0 | 0 | 0 | 0 | 128.9449 | 119.0909 | 98.0667 | -30.217 | -0.5691 | 0 | 0 | 0 | 0
0.6253105February | Resource 1 | Sublap 1 | 15:00 | 3 | 105 | February | 11000 | 0 | 0 | 0 | 0 | 0 | 0 | 0 | 0 | 0 | 0 | 0 | 0 | 0 | 0 | 0 | 12.8945 | 11.9091 | 9.8067 | -3.0217 | -0.05691 | 0 | 0 | 0 | 0 | 0 | 0 | 0 | 0 | 0 | 0 | 0 | 0 | 0 | 0 | 0 | 0 | 0 | 0 | 0 | 141.8394 | 131 | 107.8734 | -33.2387 | -0.62601 | 0 | 0 | 0 | 0
0.6253105March | Resource 1 | Sublap 1 | 15:00 | 3 | 105 | March | 12000 | 0 | 0 | 0 | 0 | 0 | 0 | 0 | 0 | 0 | 0 | 0 | 0 | 0 | 0 | 0 | 12.8945 | 11.9091 | 9.8067 | -3.0217 | -0.05691 | 0 | 0 | 0 | 0 | 0 | 0 | 0 | 0 | 0 | 0 | 0 | 0 | 0 | 0 | 0 | 0 | 0 | 0 | 0 | 154.7339 | 142.9091 | 117.6801 | -36.2604 | -0.68292 | 0 | 0 | 0 | 0
0.6253105April | Resource 1 | Sublap 1 | 15:00 | 3 | 105 | April | 13000 | 0 | 0 | 0 | 0 | 0 | 0 | 0 | 0 | 0 | 0 | 0 | 0 | 0 | 0 | 0 | 12.8945 | 11.9091 | 9.8067 | -3.0217 | -0.05691 | 0 | 0 | 0 | 0 | 0 | 0 | 0 | 0 | 0 | 0 | 0 | 0 | 0 | 0 | 0 | 0 | 0 | 0 | 0 | 167.6284 | 154.8181 | 127.4867 | -39.2821 | -0.73984 | 0 | 0 | 0 | 0
0.6253105May | Resource 1 | Sublap 1 | 15:00 | 3 | 105 | May | 14000 | 0 | 0 | 0 | 0 | 0 | 0 | 0 | 0 | 0 | 0 | 0 | 0 | 0 | 0 | 0 | 12.8945 | 11.9091 | 9.8067 | -3.0217 | -0.05691 | 0 | 0 | 0 | 0 | 0 | 0 | 0 | 0 | 0 | 0 | 0 | 0 | 0 | 0 | 0 | 0 | 0 | 0 | 0 | 180.5228 | 166.7272 | 137.2934 | -42.3038 | -0.79675 | 0 | 0 | 0 | 0
0.6253105June | Resource 1 | Sublap 1 | 15:00 | 3 | 105 | June | 15000 | 0 | 0 | 0 | 0 | 0 | 0 | 0 | 0 | 0 | 0 | 0 | 0 | 0 | 0 | 0 | 12.8945 | 11.9091 | 9.8067 | -3.0217 | -0.05691 | 0 | 0 | 0 | 0 | 0 | 0 | 0 | 0 | 0 | 0 | 0 | 0 | 0 | 0 | 0 | 0 | 0 | 0 | 0 | 193.4173 | 178.6363 | 147.1001 | -45.3254 | -0.85366 | 0 | 0 | 0 | 0
0.6253105July | Resource 1 | Sublap 1 | 15:00 | 3 | 105 | July | 16000 | 0 | 0 | 0 | 0 | 0 | 0 | 0 | 0 | 0 | 0 | 0 | 0 | 0 | 0 | 0 | 12.8945 | 11.9091 | 9.8067 | -3.0217 | -0.05691 | 0 | 0 | 0 | 0 | 0 | 0 | 0 | 0 | 0 | 0 | 0 | 0 | 0 | 0 | 0 | 0 | 0 | 0 | 0 | 206.3118 | 190.5454 | 156.9068 | -48.3471 | -0.91057 | 0 | 0 | 0 | 0
0.6253105August | Resource 1 | Sublap 1 | 15:00 | 3 | 105 | August | 17000 | 0 | 0 | 0 | 0 | 0 | 0 | 0 | 0 | 0 | 0 | 0 | 0 | 0 | 0 | 0 | 12.8945 | 11.9091 | 9.8067 | -3.0217 | -0.05691 | 0 | 0 | 0 | 0 | 0 | 0 | 0 | 0 | 0 | 0 | 0 | 0 | 0 | 0 | 0 | 0 | 0 | 0 | 0 | 219.2063 | 202.4545 | 166.7134 | -51.3689 | -0.96748 | 0 | 0 | 0 | 0
0.6253105September | Resource 1 | Sublap 1 | 15:00 | 3 | 105 | September | 18000 | 0 | 0 | 0 | 0 | 0 | 0 | 0 | 0 | 0 | 0 | 0 | 0 | 0 | 0 | 0 | 12.8945 | 11.9091 | 9.8067 | -3.0217 | -0.05691 | 0 | 0 | 0 | 0 | 0 | 0 | 0 | 0 | 0 | 0 | 0 | 0 | 0 | 0 | 0 | 0 | 0 | 0 | 0 | 232.1008 | 214.3636 | 176.5201 | -54.3905 | -1.0244 | 0 | 0 | 0 | 0
0.6253105October | Resource 1 | Sublap 1 | 15:00 | 3 | 105 | October | 19000 | 0 | 0 | 0 | 0 | 0 | 0 | 0 | 0 | 0 | 0 | 0 | 0 | 0 | 0 | 0 | 12.8945 | 11.9091 | 9.8067 | -3.0217 | -0.05691 | 0 | 0 | 0 | 0 | 0 | 0 | 0 | 0 | 0 | 0 | 0 | 0 | 0 | 0 | 0 | 0 | 0 | 0 | 0 | 244.9953 | 226.2727 | 186.3268 | -57.4122 | -1.0813 | 0 | 0 | 0 | 0
0.6253105November | Resource 1 | Sublap 1 | 15:00 | 3 | 105 | November | 20000 | 0 | 0 | 0 | 0 | 0 | 0 | 0 | 0 | 0 | 0 | 0 | 0 | 0 | 0 | 0 | 12.8945 | 11.9091 | 9.8067 | -3.0217 | -0.05691 | 0 | 0 | 0 | 0 | 0 | 0 | 0 | 0 | 0 | 0 | 0 | 0 | 0 | 0 | 0 | 0 | 0 | 0 | 0 | 257.8898 | 238.1818 | 196.1335 | -60.4339 | -1.1382 | 0 | 0 | 0 | 0
0.6253105December | Resource 1 | Sublap 1 | 15:00 | 3 | 105 | December | 21000 | 0 | 0 | 0 | 0 | 0 | 0 | 0 | 0 | 0 | 0 | 0 | 0 | 0 | 0 | 0 | 12.8945 | 11.9091 | 9.8067 | -3.0217 | -0.05691 | 0 | 0 | 0 | 0 | 0 | 0 | 0 | 0 | 0 | 0 | 0 | 0 | 0 | 0 | 0 | 0 | 0 | 0 | 0 | 270.7843 | 250.0909 | 205.9401 | -63.4556 | -1.1951 | 0 | 0 | 0 | 0
0.6253106January | Resource 1 | Sublap 1 | 15:00 | 3 | 106 | January | 10000 | 0 | 0 | 0 | 0 | 0 | 0 | 0 | 0 | 0 | 0 | 0 | 0 | 0 | 0 | 0 | 12.5267 | 11.6261 | 10.8945 | -2.9091 | -0.054796 | 0 | 0 | 0 | 0 | 0 | 0 | 0 | 0 | 0 | 0 | 0 | 0 | 0 | 0 | 0 | 0 | 0 | 0 | 0 | 125.2674 | 116.2609 | 108.9453 | -29.0911 | -0.54796 | 0 | 0 | 0 | 0
0.6253106February | Resource 1 | Sublap 1 | 15:00 | 3 | 106 | February | 11000 | 0 | 0 | 0 | 0 | 0 | 0 | 0 | 0 | 0 | 0 | 0 | 0 | 0 | 0 | 0 | 12.5267 | 11.6261 | 10.8945 | -2.9091 | -0.054796 | 0 | 0 | 0 | 0 | 0 | 0 | 0 | 0 | 0 | 0 | 0 | 0 | 0 | 0 | 0 | 0 | 0 | 0 | 0 | 137.7941 | 127.8869 | 119.8398 | -32.0002 | -0.60275 | 0 | 0 | 0 | 0
0.6253106March | Resource 1 | Sublap 1 | 15:00 | 3 | 106 | March | 12000 | 0 | 0 | 0 | 0 | 0 | 0 | 0 | 0 | 0 | 0 | 0 | 0 | 0 | 0 | 0 | 12.5267 | 11.6261 | 10.8945 | -2.9091 | -0.054796 | 0 | 0 | 0 | 0 | 0 | 0 | 0 | 0 | 0 | 0 | 0 | 0 | 0 | 0 | 0 | 0 | 0 | 0 | 0 | 150.3209 | 139.513 | 130.7343 | -34.9093 | -0.65755 | 0 | 0 | 0 | 0
0.6253106April | Resource 1 | Sublap 1 | 15:00 | 3 | 106 | April | 13000 | 0 | 0 | 0 | 0 | 0 | 0 | 0 | 0 | 0 | 0 | 0 | 0 | 0 | 0 | 0 | 12.5267 | 11.6261 | 10.8945 | -2.9091 | -0.054796 | 0 | 0 | 0 | 0 | 0 | 0 | 0 | 0 | 0 | 0 | 0 | 0 | 0 | 0 | 0 | 0 | 0 | 0 | 0 | 162.8476 | 151.1391 | 141.6288 | -37.8184 | -0.71234 | 0 | 0 | 0 | 0
0.6253106May | Resource 1 | Sublap 1 | 15:00 | 3 | 106 | May | 14000 | 0 | 0 | 0 | 0 | 0 | 0 | 0 | 0 | 0 | 0 | 0 | 0 | 0 | 0 | 0 | 12.5267 | 11.6261 | 10.8945 | -2.9091 | -0.054796 | 0 | 0 | 0 | 0 | 0 | 0 | 0 | 0 | 0 | 0 | 0 | 0 | 0 | 0 | 0 | 0 | 0 | 0 | 0 | 175.3743 | 162.7652 | 152.5234 | -40.7276 | -0.76714 | 0 | 0 | 0 | 0
0.6253106June | Resource 1 | Sublap 1 | 15:00 | 3 | 106 | June | 15000 | 0 | 0 | 0 | 0 | 0 | 0 | 0 | 0 | 0 | 0 | 0 | 0 | 0 | 0 | 0 | 12.5267 | 11.6261 | 10.8945 | -2.9091 | -0.054796 | 0 | 0 | 0 | 0 | 0 | 0 | 0 | 0 | 0 | 0 | 0 | 0 | 0 | 0 | 0 | 0 | 0 | 0 | 0 | 187.9011 | 174.3913 | 163.4179 | -43.6367 | -0.82194 | 0 | 0 | 0 | 0
0.6253106July | Resource 1 | Sublap 1 | 15:00 | 3 | 106 | July | 16000 | 0 | 0 | 0 | 0 | 0 | 0 | 0 | 0 | 0 | 0 | 0 | 0 | 0 | 0 | 0 | 12.5267 | 11.6261 | 10.8945 | -2.9091 | -0.054796 | 0 | 0 | 0 | 0 | 0 | 0 | 0 | 0 | 0 | 0 | 0 | 0 | 0 | 0 | 0 | 0 | 0 | 0 | 0 | 200.4278 | 186.0174 | 174.3124 | -46.5458 | -0.87673 | 0 | 0 | 0 | 0
0.6253106August | Resource 1 | Sublap 1 | 15:00 | 3 | 106 | August | 17000 | 0 | 0 | 0 | 0 | 0 | 0 | 0 | 0 | 0 | 0 | 0 | 0 | 0 | 0 | 0 | 12.5267 | 11.6261 | 10.8945 | -2.9091 | -0.054796 | 0 | 0 | 0 | 0 | 0 | 0 | 0 | 0 | 0 | 0 | 0 | 0 | 0 | 0 | 0 | 0 | 0 | 0 | 0 | 212.9546 | 197.6435 | 185.2069 | -49.4549 | -0.93153 | 0 | 0 | 0 | 0
0.6253106September | Resource 1 | Sublap 1 | 15:00 | 3 | 106 | September | 18000 | 0 | 0 | 0 | 0 | 0 | 0 | 0 | 0 | 0 | 0 | 0 | 0 | 0 | 0 | 0 | 12.5267 | 11.6261 | 10.8945 | -2.9091 | -0.054796 | 0 | 0 | 0 | 0 | 0 | 0 | 0 | 0 | 0 | 0 | 0 | 0 | 0 | 0 | 0 | 0 | 0 | 0 | 0 | 225.4813 | 209.2695 | 196.1015 | -52.364 | -0.98632 | 0 | 0 | 0 | 0
0.6253106October | Resource 1 | Sublap 1 | 15:00 | 3 | 106 | October | 19000 | 0 | 0 | 0 | 0 | 0 | 0 | 0 | 0 | 0 | 0 | 0 | 0 | 0 | 0 | 0 | 12.5267 | 11.6261 | 10.8945 | -2.9091 | -0.054796 | 0 | 0 | 0 | 0 | 0 | 0 | 0 | 0 | 0 | 0 | 0 | 0 | 0 | 0 | 0 | 0 | 0 | 0 | 0 | 238.008 | 220.8956 | 206.996 | -55.2731 | -1.0411 | 0 | 0 | 0 | 0
0.6253106November | Resource 1 | Sublap 1 | 15:00 | 3 | 106 | November | 20000 | 0 | 0 | 0 | 0 | 0 | 0 | 0 | 0 | 0 | 0 | 0 | 0 | 0 | 0 | 0 | 12.5267 | 11.6261 | 10.8945 | -2.9091 | -0.054796 | 0 | 0 | 0 | 0 | 0 | 0 | 0 | 0 | 0 | 0 | 0 | 0 | 0 | 0 | 0 | 0 | 0 | 0 | 0 | 250.5348 | 232.5217 | 217.8905 | -58.1822 | -1.0959 | 0 | 0 | 0 | 0
0.6253106December | Resource 1 | Sublap 1 | 15:00 | 3 | 106 | December | 21000 | 0 | 0 | 0 | 0 | 0 | 0 | 0 | 0 | 0 | 0 | 0 | 0 | 0 | 0 | 0 | 12.5267 | 11.6261 | 10.8945 | -2.9091 | -0.054796 | 0 | 0 | 0 | 0 | 0 | 0 | 0 | 0 | 0 | 0 | 0 | 0 | 0 | 0 | 0 | 0 | 0 | 0 | 0 | 263.0615 | 244.1478 | 228.785 | -61.0913 | -1.1507 | 0 | 0 | 0 | 0
0.6253107January | Resource 1 | Sublap 1 | 15:00 | 3 | 107 | January | 10000 | 0 | 0 | 0 | 0 | 0 | 0 | 0 | 0 | 0 | 0 | 0 | 0 | 0 | 0 | 0 | 14.6286 | 13.6582 | 12.6695 | -3.4069 | -0.064145 | 0 | 0 | 0 | 0 | 0 | 0 | 0 | 0 | 0 | 0 | 0 | 0 | 0 | 0 | 0 | 0 | 0 | 0 | 0 | 146.2857 | 136.5823 | 126.6953 | -34.0686 | -0.64145 | 0 | 0 | 0 | 0
0.6253107February | Resource 1 | Sublap 1 | 15:00 | 3 | 107 | February | 11000 | 0 | 0 | 0 | 0 | 0 | 0 | 0 | 0 | 0 | 0 | 0 | 0 | 0 | 0 | 0 | 14.6286 | 13.6582 | 12.6695 | -3.4069 | -0.064145 | 0 | 0 | 0 | 0 | 0 | 0 | 0 | 0 | 0 | 0 | 0 | 0 | 0 | 0 | 0 | 0 | 0 | 0 | 0 | 160.9142 | 150.2406 | 139.3648 | -37.4754 | -0.70559 | 0 | 0 | 0 | 0
0.6253107March | Resource 1 | Sublap 1 | 15:00 | 3 | 107 | March | 12000 | 0 | 0 | 0 | 0 | 0 | 0 | 0 | 0 | 0 | 0 | 0 | 0 | 0 | 0 | 0 | 14.6286 | 13.6582 | 12.6695 | -3.4069 | -0.064145 | 0 | 0 | 0 | 0 | 0 | 0 | 0 | 0 | 0 | 0 | 0 | 0 | 0 | 0 | 0 | 0 | 0 | 0 | 0 | 175.5428 | 163.8988 | 152.0344 | -40.8823 | -0.76974 | 0 | 0 | 0 | 0
0.6253107April | Resource 1 | Sublap 1 | 15:00 | 3 | 107 | April | 13000 | 0 | 0 | 0 | 0 | 0 | 0 | 0 | 0 | 0 | 0 | 0 | 0 | 0 | 0 | 0 | 14.6286 | 13.6582 | 12.6695 | -3.4069 | -0.064145 | 0 | 0 | 0 | 0 | 0 | 0 | 0 | 0 | 0 | 0 | 0 | 0 | 0 | 0 | 0 | 0 | 0 | 0 | 0 | 190.1714 | 177.5571 | 164.7039 | -44.2892 | -0.83388 | 0 | 0 | 0 | 0
0.6253107May | Resource 1 | Sublap 1 | 15:00 | 3 | 107 | May | 14000 | 0 | 0 | 0 | 0 | 0 | 0 | 0 | 0 | 0 | 0 | 0 | 0 | 0 | 0 | 0 | 14.6286 | 13.6582 | 12.6695 | -3.4069 | -0.064145 | 0 | 0 | 0 | 0 | 0 | 0 | 0 | 0 | 0 | 0 | 0 | 0 | 0 | 0 | 0 | 0 | 0 | 0 | 0 | 204.8 | 191.2153 | 177.3734 | -47.696 | -0.89803 | 0 | 0 | 0 | 0
0.6253107June | Resource 1 | Sublap 1 | 15:00 | 3 | 107 | June | 15000 | 0 | 0 | 0 | 0 | 0 | 0 | 0 | 0 | 0 | 0 | 0 | 0 | 0 | 0 | 0 | 14.6286 | 13.6582 | 12.6695 | -3.4069 | -0.064145 | 0 | 0 | 0 | 0 | 0 | 0 | 0 | 0 | 0 | 0 | 0 | 0 | 0 | 0 | 0 | 0 | 0 | 0 | 0 | 219.4285 | 204.8735 | 190.043 | -51.1029 | -0.96217 | 0 | 0 | 0 | 0
0.6253107July | Resource 1 | Sublap 1 | 15:00 | 3 | 107 | July | 16000 | 0 | 0 | 0 | 0 | 0 | 0 | 0 | 0 | 0 | 0 | 0 | 0 | 0 | 0 | 0 | 14.6286 | 13.6582 | 12.6695 | -3.4069 | -0.064145 | 0 | 0 | 0 | 0 | 0 | 0 | 0 | 0 | 0 | 0 | 0 | 0 | 0 | 0 | 0 | 0 | 0 | 0 | 0 | 234.0571 | 218.5318 | 202.7125 | -54.5097 | -1.0263 | 0 | 0 | 0 | 0
0.6253107August | Resource 1 | Sublap 1 | 15:00 | 3 | 107 | August | 17000 | 0 | 0 | 0 | 0 | 0 | 0 | 0 | 0 | 0 | 0 | 0 | 0 | 0 | 0 | 0 | 14.6286 | 13.6582 | 12.6695 | -3.4069 | -0.064145 | 0 | 0 | 0 | 0 | 0 | 0 | 0 | 0 | 0 | 0 | 0 | 0 | 0 | 0 | 0 | 0 | 0 | 0 | 0 | 248.6857 | 232.19 | 215.382 | -57.9166 | -1.0905 | 0 | 0 | 0 | 0
0.6253107September | Resource 1 | Sublap 1 | 15:00 | 3 | 107 | September | 18000 | 0 | 0 | 0 | 0 | 0 | 0 | 0 | 0 | 0 | 0 | 0 | 0 | 0 | 0 | 0 | 14.6286 | 13.6582 | 12.6695 | -3.4069 | -0.064145 | 0 | 0 | 0 | 0 | 0 | 0 | 0 | 0 | 0 | 0 | 0 | 0 | 0 | 0 | 0 | 0 | 0 | 0 | 0 | 263.3142 | 245.8482 | 228.0515 | -61.3235 | -1.1546 | 0 | 0 | 0 | 0
0.6253107October | Resource 1 | Sublap 1 | 15:00 | 3 | 107 | October | 19000 | 0 | 0 | 0 | 0 | 0 | 0 | 0 | 0 | 0 | 0 | 0 | 0 | 0 | 0 | 0 | 14.6286 | 13.6582 | 12.6695 | -3.4069 | -0.064145 | 0 | 0 | 0 | 0 | 0 | 0 | 0 | 0 | 0 | 0 | 0 | 0 | 0 | 0 | 0 | 0 | 0 | 0 | 0 | 277.9428 | 259.5064 | 240.7211 | -64.7303 | -1.2188 | 0 | 0 | 0 | 0
0.6253107November | Resource 1 | Sublap 1 | 15:00 | 3 | 107 | November | 20000 | 0 | 0 | 0 | 0 | 0 | 0 | 0 | 0 | 0 | 0 | 0 | 0 | 0 | 0 | 0 | 14.6286 | 13.6582 | 12.6695 | -3.4069 | -0.064145 | 0 | 0 | 0 | 0 | 0 | 0 | 0 | 0 | 0 | 0 | 0 | 0 | 0 | 0 | 0 | 0 | 0 | 0 | 0 | 292.5714 | 273.1647 | 253.3906 | -68.1372 | -1.2829 | 0 | 0 | 0 | 0
0.6253107December | Resource 1 | Sublap 1 | 15:00 | 3 | 107 | December | 21000 | 0 | 0 | 0 | 0 | 0 | 0 | 0 | 0 | 0 | 0 | 0 | 0 | 0 | 0 | 0 | 14.6286 | 13.6582 | 12.6695 | -3.4069 | -0.064145 | 0 | 0 | 0 | 0 | 0 | 0 | 0 | 0 | 0 | 0 | 0 | 0 | 0 | 0 | 0 | 0 | 0 | 0 | 0 | 307.1999 | 286.8229 | 266.0602 | -71.544 | -1.347 | 0 | 0 | 0 | 0
0.625471January | Resource 1 | Sublap 1 | 15:00 | 4 | 71 | January | 10000 | 0 | 0 | 0 | 0 | 0 | 0 | 0 | 0 | 0 | 0 | 0 | 0 | 0 | 0 | 0 | 0 | 0 | 0 | 0 | 0 | 0 | 0 | 0 | 0 | 0 | 0 | 0 | 0 | 0 | 0 | 0 | 0 | 0 | 0 | 0 | 0 | 0 | 0 | 0 | 0 | 0 | 0 | 0 | 0 | 0 | 0 | 0 | 0
0.625471February | Resource 1 | Sublap 1 | 15:00 | 4 | 71 | February | 11000 | 0 | 0 | 0 | 0 | 0 | 0 | 0 | 0 | 0 | 0 | 0 | 0 | 0 | 0 | 0 | 0 | 0 | 0 | 0 | 0 | 0 | 0 | 0 | 0 | 0 | 0 | 0 | 0 | 0 | 0 | 0 | 0 | 0 | 0 | 0 | 0 | 0 | 0 | 0 | 0 | 0 | 0 | 0 | 0 | 0 | 0 | 0 | 0
0.625471March | Resource 1 | Sublap 1 | 15:00 | 4 | 71 | March | 12000 | 0 | 0 | 0 | 0 | 0 | 0 | 0 | 0 | 0 | 0 | 0 | 0 | 0 | 0 | 0 | 0 | 0 | 0 | 0 | 0 | 0 | 0 | 0 | 0 | 0 | 0 | 0 | 0 | 0 | 0 | 0 | 0 | 0 | 0 | 0 | 0 | 0 | 0 | 0 | 0 | 0 | 0 | 0 | 0 | 0 | 0 | 0 | 0
0.625471April | Resource 1 | Sublap 1 | 15:00 | 4 | 71 | April | 13000 | 0 | 0 | 0 | 0 | 0 | 0 | 0 | 0 | 0 | 0 | 0 | 0 | 0 | 0 | 0 | 0 | 0 | 0 | 0 | 0 | 0 | 0 | 0 | 0 | 0 | 0 | 0 | 0 | 0 | 0 | 0 | 0 | 0 | 0 | 0 | 0 | 0 | 0 | 0 | 0 | 0 | 0 | 0 | 0 | 0 | 0 | 0 | 0
0.625471May | Resource 1 | Sublap 1 | 15:00 | 4 | 71 | May | 14000 | 0 | 0 | 0 | 0 | 0 | 0 | 0 | 0 | 0 | 0 | 0 | 0 | 0 | 0 | 0 | 0 | 0 | 0 | 0 | 0 | 0 | 0 | 0 | 0 | 0 | 0 | 0 | 0 | 0 | 0 | 0 | 0 | 0 | 0 | 0 | 0 | 0 | 0 | 0 | 0 | 0 | 0 | 0 | 0 | 0 | 0 | 0 | 0
0.625471June | Resource 1 | Sublap 1 | 15:00 | 4 | 71 | June | 15000 | 0 | 0 | 0 | 0 | 0 | 0 | 0 | 0 | 0 | 0 | 0 | 0 | 0 | 0 | 0 | 0 | 0 | 0 | 0 | 0 | 0 | 0 | 0 | 0 | 0 | 0 | 0 | 0 | 0 | 0 | 0 | 0 | 0 | 0 | 0 | 0 | 0 | 0 | 0 | 0 | 0 | 0 | 0 | 0 | 0 | 0 | 0 | 0
0.625471July | Resource 1 | Sublap 1 | 15:00 | 4 | 71 | July | 16000 | 0 | 0 | 0 | 0 | 0 | 0 | 0 | 0 | 0 | 0 | 0 | 0 | 0 | 0 | 0 | 0 | 0 | 0 | 0 | 0 | 0 | 0 | 0 | 0 | 0 | 0 | 0 | 0 | 0 | 0 | 0 | 0 | 0 | 0 | 0 | 0 | 0 | 0 | 0 | 0 | 0 | 0 | 0 | 0 | 0 | 0 | 0 | 0
0.625471August | Resource 1 | Sublap 1 | 15:00 | 4 | 71 | August | 17000 | 0 | 0 | 0 | 0 | 0 | 0 | 0 | 0 | 0 | 0 | 0 | 0 | 0 | 0 | 0 | 0 | 0 | 0 | 0 | 0 | 0 | 0 | 0 | 0 | 0 | 0 | 0 | 0 | 0 | 0 | 0 | 0 | 0 | 0 | 0 | 0 | 0 | 0 | 0 | 0 | 0 | 0 | 0 | 0 | 0 | 0 | 0 | 0
0.625471September | Resource 1 | Sublap 1 | 15:00 | 4 | 71 | September | 18000 | 0 | 0 | 0 | 0 | 0 | 0 | 0 | 0 | 0 | 0 | 0 | 0 | 0 | 0 | 0 | 0 | 0 | 0 | 0 | 0 | 0 | 0 | 0 | 0 | 0 | 0 | 0 | 0 | 0 | 0 | 0 | 0 | 0 | 0 | 0 | 0 | 0 | 0 | 0 | 0 | 0 | 0 | 0 | 0 | 0 | 0 | 0 | 0
0.625471October | Resource 1 | Sublap 1 | 15:00 | 4 | 71 | October | 19000 | 0 | 0 | 0 | 0 | 0 | 0 | 0 | 0 | 0 | 0 | 0 | 0 | 0 | 0 | 0 | 0 | 0 | 0 | 0 | 0 | 0 | 0 | 0 | 0 | 0 | 0 | 0 | 0 | 0 | 0 | 0 | 0 | 0 | 0 | 0 | 0 | 0 | 0 | 0 | 0 | 0 | 0 | 0 | 0 | 0 | 0 | 0 | 0
0.625471November | Resource 1 | Sublap 1 | 15:00 | 4 | 71 | November | 20000 | 0 | 0 | 0 | 0 | 0 | 0 | 0 | 0 | 0 | 0 | 0 | 0 | 0 | 0 | 0 | 0 | 0 | 0 | 0 | 0 | 0 | 0 | 0 | 0 | 0 | 0 | 0 | 0 | 0 | 0 | 0 | 0 | 0 | 0 | 0 | 0 | 0 | 0 | 0 | 0 | 0 | 0 | 0 | 0 | 0 | 0 | 0 | 0
0.625471December | Resource 1 | Sublap 1 | 15:00 | 4 | 71 | December | 21000 | 0 | 0 | 0 | 0 | 0 | 0 | 0 | 0 | 0 | 0 | 0 | 0 | 0 | 0 | 0 | 0 | 0 | 0 | 0 | 0 | 0 | 0 | 0 | 0 | 0 | 0 | 0 | 0 | 0 | 0 | 0 | 0 | 0 | 0 | 0 | 0 | 0 | 0 | 0 | 0 | 0 | 0 | 0 | 0 | 0 | 0 | 0 | 0
0.625472January | Resource 1 | Sublap 1 | 15:00 | 4 | 72 | January | 10000 | 0 | 0 | 0 | 0 | 0 | 0 | 0 | 0 | 0 | 0 | 0 | 0 | 0 | 0 | 0 | 0 | 0 | 0 | 0 | 0 | 0 | 0 | 0 | 0 | 0 | 0 | 0 | 0 | 0 | 0 | 0 | 0 | 0 | 0 | 0 | 0 | 0 | 0 | 0 | 0 | 0 | 0 | 0 | 0 | 0 | 0 | 0 | 0
0.625472February | Resource 1 | Sublap 1 | 15:00 | 4 | 72 | February | 11000 | 0 | 0 | 0 | 0 | 0 | 0 | 0 | 0 | 0 | 0 | 0 | 0 | 0 | 0 | 0 | 0 | 0 | 0 | 0 | 0 | 0 | 0 | 0 | 0 | 0 | 0 | 0 | 0 | 0 | 0 | 0 | 0 | 0 | 0 | 0 | 0 | 0 | 0 | 0 | 0 | 0 | 0 | 0 | 0 | 0 | 0 | 0 | 0
0.625472March | Resource 1 | Sublap 1 | 15:00 | 4 | 72 | March | 12000 | 0 | 0 | 0 | 0 | 0 | 0 | 0 | 0 | 0 | 0 | 0 | 0 | 0 | 0 | 0 | 0 | 0 | 0 | 0 | 0 | 0 | 0 | 0 | 0 | 0 | 0 | 0 | 0 | 0 | 0 | 0 | 0 | 0 | 0 | 0 | 0 | 0 | 0 | 0 | 0 | 0 | 0 | 0 | 0 | 0 | 0 | 0 | 0
0.625472April | Resource 1 | Sublap 1 | 15:00 | 4 | 72 | April | 13000 | 0 | 0 | 0 | 0 | 0 | 0 | 0 | 0 | 0 | 0 | 0 | 0 | 0 | 0 | 0 | 0 | 0 | 0 | 0 | 0 | 0 | 0 | 0 | 0 | 0 | 0 | 0 | 0 | 0 | 0 | 0 | 0 | 0 | 0 | 0 | 0 | 0 | 0 | 0 | 0 | 0 | 0 | 0 | 0 | 0 | 0 | 0 | 0
0.625472May | Resource 1 | Sublap 1 | 15:00 | 4 | 72 | May | 14000 | 0 | 0 | 0 | 0 | 0 | 0 | 0 | 0 | 0 | 0 | 0 | 0 | 0 | 0 | 0 | 0 | 0 | 0 | 0 | 0 | 0 | 0 | 0 | 0 | 0 | 0 | 0 | 0 | 0 | 0 | 0 | 0 | 0 | 0 | 0 | 0 | 0 | 0 | 0 | 0 | 0 | 0 | 0 | 0 | 0 | 0 | 0 | 0
0.625472June | Resource 1 | Sublap 1 | 15:00 | 4 | 72 | June | 15000 | 0 | 0 | 0 | 0 | 0 | 0 | 0 | 0 | 0 | 0 | 0 | 0 | 0 | 0 | 0 | 0 | 0 | 0 | 0 | 0 | 0 | 0 | 0 | 0 | 0 | 0 | 0 | 0 | 0 | 0 | 0 | 0 | 0 | 0 | 0 | 0 | 0 | 0 | 0 | 0 | 0 | 0 | 0 | 0 | 0 | 0 | 0 | 0
0.625472July | Resource 1 | Sublap 1 | 15:00 | 4 | 72 | July | 16000 | 0 | 0 | 0 | 0 | 0 | 0 | 0 | 0 | 0 | 0 | 0 | 0 | 0 | 0 | 0 | 0 | 0 | 0 | 0 | 0 | 0 | 0 | 0 | 0 | 0 | 0 | 0 | 0 | 0 | 0 | 0 | 0 | 0 | 0 | 0 | 0 | 0 | 0 | 0 | 0 | 0 | 0 | 0 | 0 | 0 | 0 | 0 | 0
0.625472August | Resource 1 | Sublap 1 | 15:00 | 4 | 72 | August | 17000 | 0 | 0 | 0 | 0 | 0 | 0 | 0 | 0 | 0 | 0 | 0 | 0 | 0 | 0 | 0 | 0 | 0 | 0 | 0 | 0 | 0 | 0 | 0 | 0 | 0 | 0 | 0 | 0 | 0 | 0 | 0 | 0 | 0 | 0 | 0 | 0 | 0 | 0 | 0 | 0 | 0 | 0 | 0 | 0 | 0 | 0 | 0 | 0
0.625472September | Resource 1 | Sublap 1 | 15:00 | 4 | 72 | September | 18000 | 0 | 0 | 0 | 0 | 0 | 0 | 0 | 0 | 0 | 0 | 0 | 0 | 0 | 0 | 0 | 0 | 0 | 0 | 0 | 0 | 0 | 0 | 0 | 0 | 0 | 0 | 0 | 0 | 0 | 0 | 0 | 0 | 0 | 0 | 0 | 0 | 0 | 0 | 0 | 0 | 0 | 0 | 0 | 0 | 0 | 0 | 0 | 0
0.625472October | Resource 1 | Sublap 1 | 15:00 | 4 | 72 | October | 19000 | 0 | 0 | 0 | 0 | 0 | 0 | 0 | 0 | 0 | 0 | 0 | 0 | 0 | 0 | 0 | 0 | 0 | 0 | 0 | 0 | 0 | 0 | 0 | 0 | 0 | 0 | 0 | 0 | 0 | 0 | 0 | 0 | 0 | 0 | 0 | 0 | 0 | 0 | 0 | 0 | 0 | 0 | 0 | 0 | 0 | 0 | 0 | 0
0.625472November | Resource 1 | Sublap 1 | 15:00 | 4 | 72 | November | 20000 | 0 | 0 | 0 | 0 | 0 | 0 | 0 | 0 | 0 | 0 | 0 | 0 | 0 | 0 | 0 | 0 | 0 | 0 | 0 | 0 | 0 | 0 | 0 | 0 | 0 | 0 | 0 | 0 | 0 | 0 | 0 | 0 | 0 | 0 | 0 | 0 | 0 | 0 | 0 | 0 | 0 | 0 | 0 | 0 | 0 | 0 | 0 | 0
0.625472December | Resource 1 | Sublap 1 | 15:00 | 4 | 72 | December | 21000 | 0 | 0 | 0 | 0 | 0 | 0 | 0 | 0 | 0 | 0 | 0 | 0 | 0 | 0 | 0 | 0 | 0 | 0 | 0 | 0 | 0 | 0 | 0 | 0 | 0 | 0 | 0 | 0 | 0 | 0 | 0 | 0 | 0 | 0 | 0 | 0 | 0 | 0 | 0 | 0 | 0 | 0 | 0 | 0 | 0 | 0 | 0 | 0
0.625473January | Resource 1 | Sublap 1 | 15:00 | 4 | 73 | January | 10000 | 0 | 0 | 0 | 0 | 0 | 0 | 0 | 0 | 0 | 0 | 0 | 0 | 0 | 0 | 0 | 0 | 0 | 0 | 0 | 0 | 0 | 0 | 0 | 0 | 0 | 0 | 0 | 0 | 0 | 0 | 0 | 0 | 0 | 0 | 0 | 0 | 0 | 0 | 0 | 0 | 0 | 0 | 0 | 0 | 0 | 0 | 0 | 0
0.625473February | Resource 1 | Sublap 1 | 15:00 | 4 | 73 | February | 11000 | 0 | 0 | 0 | 0 | 0 | 0 | 0 | 0 | 0 | 0 | 0 | 0 | 0 | 0 | 0 | 0 | 0 | 0 | 0 | 0 | 0 | 0 | 0 | 0 | 0 | 0 | 0 | 0 | 0 | 0 | 0 | 0 | 0 | 0 | 0 | 0 | 0 | 0 | 0 | 0 | 0 | 0 | 0 | 0 | 0 | 0 | 0 | 0
0.625473March | Resource 1 | Sublap 1 | 15:00 | 4 | 73 | March | 12000 | 0 | 0 | 0 | 0 | 0 | 0 | 0 | 0 | 0 | 0 | 0 | 0 | 0 | 0 | 0 | 0 | 0 | 0 | 0 | 0 | 0 | 0 | 0 | 0 | 0 | 0 | 0 | 0 | 0 | 0 | 0 | 0 | 0 | 0 | 0 | 0 | 0 | 0 | 0 | 0 | 0 | 0 | 0 | 0 | 0 | 0 | 0 | 0
0.625473April | Resource 1 | Sublap 1 | 15:00 | 4 | 73 | April | 13000 | 0 | 0 | 0 | 0 | 0 | 0 | 0 | 0 | 0 | 0 | 0 | 0 | 0 | 0 | 0 | 0 | 0 | 0 | 0 | 0 | 0 | 0 | 0 | 0 | 0 | 0 | 0 | 0 | 0 | 0 | 0 | 0 | 0 | 0 | 0 | 0 | 0 | 0 | 0 | 0 | 0 | 0 | 0 | 0 | 0 | 0 | 0 | 0
0.625473May | Resource 1 | Sublap 1 | 15:00 | 4 | 73 | May | 14000 | 0 | 0 | 0 | 0 | 0 | 0 | 0 | 0 | 0 | 0 | 0 | 0 | 0 | 0 | 0 | 0 | 0 | 0 | 0 | 0 | 0 | 0 | 0 | 0 | 0 | 0 | 0 | 0 | 0 | 0 | 0 | 0 | 0 | 0 | 0 | 0 | 0 | 0 | 0 | 0 | 0 | 0 | 0 | 0 | 0 | 0 | 0 | 0
0.625473June | Resource 1 | Sublap 1 | 15:00 | 4 | 73 | June | 15000 | 0 | 0 | 0 | 0 | 0 | 0 | 0 | 0 | 0 | 0 | 0 | 0 | 0 | 0 | 0 | 0 | 0 | 0 | 0 | 0 | 0 | 0 | 0 | 0 | 0 | 0 | 0 | 0 | 0 | 0 | 0 | 0 | 0 | 0 | 0 | 0 | 0 | 0 | 0 | 0 | 0 | 0 | 0 | 0 | 0 | 0 | 0 | 0
0.625473July | Resource 1 | Sublap 1 | 15:00 | 4 | 73 | July | 16000 | 0 | 0 | 0 | 0 | 0 | 0 | 0 | 0 | 0 | 0 | 0 | 0 | 0 | 0 | 0 | 0 | 0 | 0 | 0 | 0 | 0 | 0 | 0 | 0 | 0 | 0 | 0 | 0 | 0 | 0 | 0 | 0 | 0 | 0 | 0 | 0 | 0 | 0 | 0 | 0 | 0 | 0 | 0 | 0 | 0 | 0 | 0 | 0
0.625473August | Resource 1 | Sublap 1 | 15:00 | 4 | 73 | August | 17000 | 0 | 0 | 0 | 0 | 0 | 0 | 0 | 0 | 0 | 0 | 0 | 0 | 0 | 0 | 0 | 0 | 0 | 0 | 0 | 0 | 0 | 0 | 0 | 0 | 0 | 0 | 0 | 0 | 0 | 0 | 0 | 0 | 0 | 0 | 0 | 0 | 0 | 0 | 0 | 0 | 0 | 0 | 0 | 0 | 0 | 0 | 0 | 0
0.625473September | Resource 1 | Sublap 1 | 15:00 | 4 | 73 | September | 18000 | 0 | 0 | 0 | 0 | 0 | 0 | 0 | 0 | 0 | 0 | 0 | 0 | 0 | 0 | 0 | 0 | 0 | 0 | 0 | 0 | 0 | 0 | 0 | 0 | 0 | 0 | 0 | 0 | 0 | 0 | 0 | 0 | 0 | 0 | 0 | 0 | 0 | 0 | 0 | 0 | 0 | 0 | 0 | 0 | 0 | 0 | 0 | 0
0.625473October | Resource 1 | Sublap 1 | 15:00 | 4 | 73 | October | 19000 | 0 | 0 | 0 | 0 | 0 | 0 | 0 | 0 | 0 | 0 | 0 | 0 | 0 | 0 | 0 | 0 | 0 | 0 | 0 | 0 | 0 | 0 | 0 | 0 | 0 | 0 | 0 | 0 | 0 | 0 | 0 | 0 | 0 | 0 | 0 | 0 | 0 | 0 | 0 | 0 | 0 | 0 | 0 | 0 | 0 | 0 | 0 | 0
0.625473November | Resource 1 | Sublap 1 | 15:00 | 4 | 73 | November | 20000 | 0 | 0 | 0 | 0 | 0 | 0 | 0 | 0 | 0 | 0 | 0 | 0 | 0 | 0 | 0 | 0 | 0 | 0 | 0 | 0 | 0 | 0 | 0 | 0 | 0 | 0 | 0 | 0 | 0 | 0 | 0 | 0 | 0 | 0 | 0 | 0 | 0 | 0 | 0 | 0 | 0 | 0 | 0 | 0 | 0 | 0 | 0 | 0
0.625473December | Resource 1 | Sublap 1 | 15:00 | 4 | 73 | December | 21000 | 0 | 0 | 0 | 0 | 0 | 0 | 0 | 0 | 0 | 0 | 0 | 0 | 0 | 0 | 0 | 0 | 0 | 0 | 0 | 0 | 0 | 0 | 0 | 0 | 0 | 0 | 0 | 0 | 0 | 0 | 0 | 0 | 0 | 0 | 0 | 0 | 0 | 0 | 0 | 0 | 0 | 0 | 0 | 0 | 0 | 0 | 0 | 0
0.625474January | Resource 1 | Sublap 1 | 15:00 | 4 | 74 | January | 10000 | 0 | 0 | 0 | 0 | 0 | 0 | 0 | 0 | 0 | 0 | 0 | 0 | 0 | 0 | 0 | 0.32674 | 0.26057 | 0.2099 | 0.14272 | -0.15013 | -0.0032893 | 0 | 0 | 0 | 0 | 0 | 0 | 0 | 0 | 0 | 0 | 0 | 0 | 0 | 0 | 0 | 0 | 0 | 0 | 3.2674 | 2.6057 | 2.099 | 1.4272 | -1.5013 | -0.032893 | 0 | 0 | 0
0.625474February | Resource 1 | Sublap 1 | 15:00 | 4 | 74 | February | 11000 | 0 | 0 | 0 | 0 | 0 | 0 | 0 | 0 | 0 | 0 | 0 | 0 | 0 | 0 | 0 | 0.32674 | 0.26057 | 0.2099 | 0.14272 | -0.15013 | -0.0032893 | 0 | 0 | 0 | 0 | 0 | 0 | 0 | 0 | 0 | 0 | 0 | 0 | 0 | 0 | 0 | 0 | 0 | 0 | 3.5941 | 2.8663 | 2.3089 | 1.5699 | -1.6514 | -0.036183 | 0 | 0 | 0
0.625474March | Resource 1 | Sublap 1 | 15:00 | 4 | 74 | March | 12000 | 0 | 0 | 0 | 0 | 0 | 0 | 0 | 0 | 0 | 0 | 0 | 0 | 0 | 0 | 0 | 0.32674 | 0.26057 | 0.2099 | 0.14272 | -0.15013 | -0.0032893 | 0 | 0 | 0 | 0 | 0 | 0 | 0 | 0 | 0 | 0 | 0 | 0 | 0 | 0 | 0 | 0 | 0 | 0 | 3.9209 | 3.1268 | 2.5188 | 1.7126 | -1.8016 | -0.039472 | 0 | 0 | 0
0.625474April | Resource 1 | Sublap 1 | 15:00 | 4 | 74 | April | 13000 | 0 | 0 | 0 | 0 | 0 | 0 | 0 | 0 | 0 | 0 | 0 | 0 | 0 | 0 | 0 | 0.32674 | 0.26057 | 0.2099 | 0.14272 | -0.15013 | -0.0032893 | 0 | 0 | 0 | 0 | 0 | 0 | 0 | 0 | 0 | 0 | 0 | 0 | 0 | 0 | 0 | 0 | 0 | 0 | 4.2476 | 3.3874 | 2.7287 | 1.8553 | -1.9517 | -0.042761 | 0 | 0 | 0
0.625474May | Resource 1 | Sublap 1 | 15:00 | 4 | 74 | May | 14000 | 0 | 0 | 0 | 0 | 0 | 0 | 0 | 0 | 0 | 0 | 0 | 0 | 0 | 0 | 0 | 0.32674 | 0.26057 | 0.2099 | 0.14272 | -0.15013 | -0.0032893 | 0 | 0 | 0 | 0 | 0 | 0 | 0 | 0 | 0 | 0 | 0 | 0 | 0 | 0 | 0 | 0 | 0 | 0 | 4.5743 | 3.648 | 2.9386 | 1.9981 | -2.1018 | -0.046051 | 0 | 0 | 0
0.625474June | Resource 1 | Sublap 1 | 15:00 | 4 | 74 | June | 15000 | 0 | 0 | 0 | 0 | 0 | 0 | 0 | 0 | 0 | 0 | 0 | 0 | 0 | 0 | 0 | 0.32674 | 0.26057 | 0.2099 | 0.14272 | -0.15013 | -0.0032893 | 0 | 0 | 0 | 0 | 0 | 0 | 0 | 0 | 0 | 0 | 0 | 0 | 0 | 0 | 0 | 0 | 0 | 0 | 4.9011 | 3.9085 | 3.1485 | 2.1408 | -2.252 | -0.04934 | 0 | 0 | 0
0.625474July | Resource 1 | Sublap 1 | 15:00 | 4 | 74 | July | 16000 | 0 | 0 | 0 | 0 | 0 | 0 | 0 | 0 | 0 | 0 | 0 | 0 | 0 | 0 | 0 | 0.32674 | 0.26057 | 0.2099 | 0.14272 | -0.15013 | -0.0032893 | 0 | 0 | 0 | 0 | 0 | 0 | 0 | 0 | 0 | 0 | 0 | 0 | 0 | 0 | 0 | 0 | 0 | 0 | 5.2278 | 4.1691 | 3.3584 | 2.2835 | -2.4021 | -0.052629 | 0 | 0 | 0
0.625474August | Resource 1 | Sublap 1 | 15:00 | 4 | 74 | August | 17000 | 0 | 0 | 0 | 0 | 0 | 0 | 0 | 0 | 0 | 0 | 0 | 0 | 0 | 0 | 0 | 0.32674 | 0.26057 | 0.2099 | 0.14272 | -0.15013 | -0.0032893 | 0 | 0 | 0 | 0 | 0 | 0 | 0 | 0 | 0 | 0 | 0 | 0 | 0 | 0 | 0 | 0 | 0 | 0 | 5.5545 | 4.4297 | 3.5683 | 2.4262 | -2.5522 | -0.055919 | 0 | 0 | 0
0.625474September | Resource 1 | Sublap 1 | 15:00 | 4 | 74 | September | 18000 | 0 | 0 | 0 | 0 | 0 | 0 | 0 | 0 | 0 | 0 | 0 | 0 | 0 | 0 | 0 | 0.32674 | 0.26057 | 0.2099 | 0.14272 | -0.15013 | -0.0032893 | 0 | 0 | 0 | 0 | 0 | 0 | 0 | 0 | 0 | 0 | 0 | 0 | 0 | 0 | 0 | 0 | 0 | 0 | 5.8813 | 4.6902 | 3.7782 | 2.5689 | -2.7024 | -0.059208 | 0 | 0 | 0
0.625474October | Resource 1 | Sublap 1 | 15:00 | 4 | 74 | October | 19000 | 0 | 0 | 0 | 0 | 0 | 0 | 0 | 0 | 0 | 0 | 0 | 0 | 0 | 0 | 0 | 0.32674 | 0.26057 | 0.2099 | 0.14272 | -0.15013 | -0.0032893 | 0 | 0 | 0 | 0 | 0 | 0 | 0 | 0 | 0 | 0 | 0 | 0 | 0 | 0 | 0 | 0 | 0 | 0 | 6.208 | 4.9508 | 3.9881 | 2.7117 | -2.8525 | -0.062497 | 0 | 0 | 0
0.625474November | Resource 1 | Sublap 1 | 15:00 | 4 | 74 | November | 20000 | 0 | 0 | 0 | 0 | 0 | 0 | 0 | 0 | 0 | 0 | 0 | 0 | 0 | 0 | 0 | 0.32674 | 0.26057 | 0.2099 | 0.14272 | -0.15013 | -0.0032893 | 0 | 0 | 0 | 0 | 0 | 0 | 0 | 0 | 0 | 0 | 0 | 0 | 0 | 0 | 0 | 0 | 0 | 0 | 6.5348 | 5.2114 | 4.198 | 2.8544 | -3.0026 | -0.065786 | 0 | 0 | 0
0.625474December | Resource 1 | Sublap 1 | 15:00 | 4 | 74 | December | 21000 | 0 | 0 | 0 | 0 | 0 | 0 | 0 | 0 | 0 | 0 | 0 | 0 | 0 | 0 | 0 | 0.32674 | 0.26057 | 0.2099 | 0.14272 | -0.15013 | -0.0032893 | 0 | 0 | 0 | 0 | 0 | 0 | 0 | 0 | 0 | 0 | 0 | 0 | 0 | 0 | 0 | 0 | 0 | 0 | 6.8615 | 5.4719 | 4.4079 | 2.9971 | -3.1528 | -0.069076 | 0 | 0 | 0
0.625475January | Resource 1 | Sublap 1 | 15:00 | 4 | 75 | January | 10000 | 0 | 0 | 0 | 0 | 0 | 0 | 0 | 0 | 0 | 0 | 0 | 0 | 0 | 0 | 0 | 0.19326 | 0.147 | 0.11842 | 0.080517 | -0.084699 | -0.0018557 | 0 | 0 | 0 | 0 | 0 | 0 | 0 | 0 | 0 | 0 | 0 | 0 | 0 | 0 | 0 | 0 | 0 | 0 | 1.9326 | 1.47 | 1.1842 | 0.80517 | -0.84699 | -0.018557 | 0 | 0 | 0
0.625475February | Resource 1 | Sublap 1 | 15:00 | 4 | 75 | February | 11000 | 0 | 0 | 0 | 0 | 0 | 0 | 0 | 0 | 0 | 0 | 0 | 0 | 0 | 0 | 0 | 0.19326 | 0.147 | 0.11842 | 0.080517 | -0.084699 | -0.0018557 | 0 | 0 | 0 | 0 | 0 | 0 | 0 | 0 | 0 | 0 | 0 | 0 | 0 | 0 | 0 | 0 | 0 | 0 | 2.1259 | 1.6171 | 1.3026 | 0.88569 | -0.93169 | -0.020413 | 0 | 0 | 0
0.625475March | Resource 1 | Sublap 1 | 15:00 | 4 | 75 | March | 12000 | 0 | 0 | 0 | 0 | 0 | 0 | 0 | 0 | 0 | 0 | 0 | 0 | 0 | 0 | 0 | 0.19326 | 0.147 | 0.11842 | 0.080517 | -0.084699 | -0.0018557 | 0 | 0 | 0 | 0 | 0 | 0 | 0 | 0 | 0 | 0 | 0 | 0 | 0 | 0 | 0 | 0 | 0 | 0 | 2.3191 | 1.7641 | 1.421 | 0.96621 | -1.0164 | -0.022269 | 0 | 0 | 0
0.625475April | Resource 1 | Sublap 1 | 15:00 | 4 | 75 | April | 13000 | 0 | 0 | 0 | 0 | 0 | 0 | 0 | 0 | 0 | 0 | 0 | 0 | 0 | 0 | 0 | 0.19326 | 0.147 | 0.11842 | 0.080517 | -0.084699 | -0.0018557 | 0 | 0 | 0 | 0 | 0 | 0 | 0 | 0 | 0 | 0 | 0 | 0 | 0 | 0 | 0 | 0 | 0 | 0 | 2.5124 | 1.9111 | 1.5394 | 1.0467 | -1.1011 | -0.024125 | 0 | 0 | 0
0.625475May | Resource 1 | Sublap 1 | 15:00 | 4 | 75 | May | 14000 | 0 | 0 | 0 | 0 | 0 | 0 | 0 | 0 | 0 | 0 | 0 | 0 | 0 | 0 | 0 | 0.19326 | 0.147 | 0.11842 | 0.080517 | -0.084699 | -0.0018557 | 0 | 0 | 0 | 0 | 0 | 0 | 0 | 0 | 0 | 0 | 0 | 0 | 0 | 0 | 0 | 0 | 0 | 0 | 2.7057 | 2.0581 | 1.6579 | 1.1272 | -1.1858 | -0.02598 | 0 | 0 | 0
0.625475June | Resource 1 | Sublap 1 | 15:00 | 4 | 75 | June | 15000 | 0 | 0 | 0 | 0 | 0 | 0 | 0 | 0 | 0 | 0 | 0 | 0 | 0 | 0 | 0 | 0.19326 | 0.147 | 0.11842 | 0.080517 | -0.084699 | -0.0018557 | 0 | 0 | 0 | 0 | 0 | 0 | 0 | 0 | 0 | 0 | 0 | 0 | 0 | 0 | 0 | 0 | 0 | 0 | 2.8989 | 2.2051 | 1.7763 | 1.2078 | -1.2705 | -0.027836 | 0 | 0 | 0
0.625475July | Resource 1 | Sublap 1 | 15:00 | 4 | 75 | July | 16000 | 0 | 0 | 0 | 0 | 0 | 0 | 0 | 0 | 0 | 0 | 0 | 0 | 0 | 0 | 0 | 0.19326 | 0.147 | 0.11842 | 0.080517 | -0.084699 | -0.0018557 | 0 | 0 | 0 | 0 | 0 | 0 | 0 | 0 | 0 | 0 | 0 | 0 | 0 | 0 | 0 | 0 | 0 | 0 | 3.0922 | 2.3521 | 1.8947 | 1.2883 | -1.3552 | -0.029692 | 0 | 0 | 0
0.625475August | Resource 1 | Sublap 1 | 15:00 | 4 | 75 | August | 17000 | 0 | 0 | 0 | 0 | 0 | 0 | 0 | 0 | 0 | 0 | 0 | 0 | 0 | 0 | 0 | 0.19326 | 0.147 | 0.11842 | 0.080517 | -0.084699 | -0.0018557 | 0 | 0 | 0 | 0 | 0 | 0 | 0 | 0 | 0 | 0 | 0 | 0 | 0 | 0 | 0 | 0 | 0 | 0 | 3.2855 | 2.4991 | 2.0131 | 1.3688 | -1.4399 | -0.031547 | 0 | 0 | 0
0.625475September | Resource 1 | Sublap 1 | 15:00 | 4 | 75 | September | 18000 | 0 | 0 | 0 | 0 | 0 | 0 | 0 | 0 | 0 | 0 | 0 | 0 | 0 | 0 | 0 | 0.19326 | 0.147 | 0.11842 | 0.080517 | -0.084699 | -0.0018557 | 0 | 0 | 0 | 0 | 0 | 0 | 0 | 0 | 0 | 0 | 0 | 0 | 0 | 0 | 0 | 0 | 0 | 0 | 3.4787 | 2.6461 | 2.1315 | 1.4493 | -1.5246 | -0.033403 | 0 | 0 | 0
0.625475October | Resource 1 | Sublap 1 | 15:00 | 4 | 75 | October | 19000 | 0 | 0 | 0 | 0 | 0 | 0 | 0 | 0 | 0 | 0 | 0 | 0 | 0 | 0 | 0 | 0.19326 | 0.147 | 0.11842 | 0.080517 | -0.084699 | -0.0018557 | 0 | 0 | 0 | 0 | 0 | 0 | 0 | 0 | 0 | 0 | 0 | 0 | 0 | 0 | 0 | 0 | 0 | 0 | 3.672 | 2.7931 | 2.25 | 1.5298 | -1.6093 | -0.035259 | 0 | 0 | 0
0.625475November | Resource 1 | Sublap 1 | 15:00 | 4 | 75 | November | 20000 | 0 | 0 | 0 | 0 | 0 | 0 | 0 | 0 | 0 | 0 | 0 | 0 | 0 | 0 | 0 | 0.19326 | 0.147 | 0.11842 | 0.080517 | -0.084699 | -0.0018557 | 0 | 0 | 0 | 0 | 0 | 0 | 0 | 0 | 0 | 0 | 0 | 0 | 0 | 0 | 0 | 0 | 0 | 0 | 3.8652 | 2.9401 | 2.3684 | 1.6103 | -1.694 | -0.037115 | 0 | 0 | 0
0.625475December | Resource 1 | Sublap 1 | 15:00 | 4 | 75 | December | 21000 | 0 | 0 | 0 | 0 | 0 | 0 | 0 | 0 | 0 | 0 | 0 | 0 | 0 | 0 | 0 | 0.19326 | 0.147 | 0.11842 | 0.080517 | -0.084699 | -0.0018557 | 0 | 0 | 0 | 0 | 0 | 0 | 0 | 0 | 0 | 0 | 0 | 0 | 0 | 0 | 0 | 0 | 0 | 0 | 4.0585 | 3.0871 | 2.4868 | 1.6909 | -1.7787 | -0.03897 | 0 | 0 | 0
0.625476January | Resource 1 | Sublap 1 | 15:00 | 4 | 76 | January | 10000 | 0 | 0 | 0 | 0 | 0 | 0 | 0 | 0 | 0 | 0 | 0 | 0 | 0 | 0 | 0 | 0.68664 | 0.48722 | 0.39247 | 0.26686 | -0.28072 | -0.0061505 | 0 | 0 | 0 | 0 | 0 | 0 | 0 | 0 | 0 | 0 | 0 | 0 | 0 | 0 | 0 | 0 | 0 | 0 | 6.8664 | 4.8722 | 3.9247 | 2.6686 | -2.8072 | -0.061504 | 0 | 0 | 0
0.625476February | Resource 1 | Sublap 1 | 15:00 | 4 | 76 | February | 11000 | 0 | 0 | 0 | 0 | 0 | 0 | 0 | 0 | 0 | 0 | 0 | 0 | 0 | 0 | 0 | 0.68664 | 0.48722 | 0.39247 | 0.26686 | -0.28072 | -0.0061505 | 0 | 0 | 0 | 0 | 0 | 0 | 0 | 0 | 0 | 0 | 0 | 0 | 0 | 0 | 0 | 0 | 0 | 0 | 7.553 | 5.3594 | 4.3172 | 2.9354 | -3.0879 | -0.067655 | 0 | 0 | 0
0.625476March | Resource 1 | Sublap 1 | 15:00 | 4 | 76 | March | 12000 | 0 | 0 | 0 | 0 | 0 | 0 | 0 | 0 | 0 | 0 | 0 | 0 | 0 | 0 | 0 | 0.68664 | 0.48722 | 0.39247 | 0.26686 | -0.28072 | -0.0061505 | 0 | 0 | 0 | 0 | 0 | 0 | 0 | 0 | 0 | 0 | 0 | 0 | 0 | 0 | 0 | 0 | 0 | 0 | 8.2397 | 5.8466 | 4.7097 | 3.2023 | -3.3686 | -0.073805 | 0 | 0 | 0
0.625476April | Resource 1 | Sublap 1 | 15:00 | 4 | 76 | April | 13000 | 0 | 0 | 0 | 0 | 0 | 0 | 0 | 0 | 0 | 0 | 0 | 0 | 0 | 0 | 0 | 0.68664 | 0.48722 | 0.39247 | 0.26686 | -0.28072 | -0.0061505 | 0 | 0 | 0 | 0 | 0 | 0 | 0 | 0 | 0 | 0 | 0 | 0 | 0 | 0 | 0 | 0 | 0 | 0 | 8.9263 | 6.3338 | 5.1022 | 3.4692 | -3.6493 | -0.079956 | 0 | 0 | 0
0.625476May | Resource 1 | Sublap 1 | 15:00 | 4 | 76 | May | 14000 | 0 | 0 | 0 | 0 | 0 | 0 | 0 | 0 | 0 | 0 | 0 | 0 | 0 | 0 | 0 | 0.68664 | 0.48722 | 0.39247 | 0.26686 | -0.28072 | -0.0061505 | 0 | 0 | 0 | 0 | 0 | 0 | 0 | 0 | 0 | 0 | 0 | 0 | 0 | 0 | 0 | 0 | 0 | 0 | 9.6129 | 6.821 | 5.4946 | 3.736 | -3.9301 | -0.086106 | 0 | 0 | 0
0.625476June | Resource 1 | Sublap 1 | 15:00 | 4 | 76 | June | 15000 | 0 | 0 | 0 | 0 | 0 | 0 | 0 | 0 | 0 | 0 | 0 | 0 | 0 | 0 | 0 | 0.68664 | 0.48722 | 0.39247 | 0.26686 | -0.28072 | -0.0061505 | 0 | 0 | 0 | 0 | 0 | 0 | 0 | 0 | 0 | 0 | 0 | 0 | 0 | 0 | 0 | 0 | 0 | 0 | 10.2996 | 7.3083 | 5.8871 | 4.0029 | -4.2108 | -0.092257 | 0 | 0 | 0
0.625476July | Resource 1 | Sublap 1 | 15:00 | 4 | 76 | July | 16000 | 0 | 0 | 0 | 0 | 0 | 0 | 0 | 0 | 0 | 0 | 0 | 0 | 0 | 0 | 0 | 0.68664 | 0.48722 | 0.39247 | 0.26686 | -0.28072 | -0.0061505 | 0 | 0 | 0 | 0 | 0 | 0 | 0 | 0 | 0 | 0 | 0 | 0 | 0 | 0 | 0 | 0 | 0 | 0 | 10.9862 | 7.7955 | 6.2796 | 4.2697 | -4.4915 | -0.098407 | 0 | 0 | 0
0.625476August | Resource 1 | Sublap 1 | 15:00 | 4 | 76 | August | 17000 | 0 | 0 | 0 | 0 | 0 | 0 | 0 | 0 | 0 | 0 | 0 | 0 | 0 | 0 | 0 | 0.68664 | 0.48722 | 0.39247 | 0.26686 | -0.28072 | -0.0061505 | 0 | 0 | 0 | 0 | 0 | 0 | 0 | 0 | 0 | 0 | 0 | 0 | 0 | 0 | 0 | 0 | 0 | 0 | 11.6728 | 8.2827 | 6.6721 | 4.5366 | -4.7722 | -0.10456 | 0 | 0 | 0
0.625476September | Resource 1 | Sublap 1 | 15:00 | 4 | 76 | September | 18000 | 0 | 0 | 0 | 0 | 0 | 0 | 0 | 0 | 0 | 0 | 0 | 0 | 0 | 0 | 0 | 0.68664 | 0.48722 | 0.39247 | 0.26686 | -0.28072 | -0.0061505 | 0 | 0 | 0 | 0 | 0 | 0 | 0 | 0 | 0 | 0 | 0 | 0 | 0 | 0 | 0 | 0 | 0 | 0 | 12.3595 | 8.7699 | 7.0645 | 4.8034 | -5.0529 | -0.11071 | 0 | 0 | 0
0.625476October | Resource 1 | Sublap 1 | 15:00 | 4 | 76 | October | 19000 | 0 | 0 | 0 | 0 | 0 | 0 | 0 | 0 | 0 | 0 | 0 | 0 | 0 | 0 | 0 | 0.68664 | 0.48722 | 0.39247 | 0.26686 | -0.28072 | -0.0061505 | 0 | 0 | 0 | 0 | 0 | 0 | 0 | 0 | 0 | 0 | 0 | 0 | 0 | 0 | 0 | 0 | 0 | 0 | 13.0461 | 9.2571 | 7.457 | 5.0703 | -5.3337 | -0.11686 | 0 | 0 | 0
0.625476November | Resource 1 | Sublap 1 | 15:00 | 4 | 76 | November | 20000 | 0 | 0 | 0 | 0 | 0 | 0 | 0 | 0 | 0 | 0 | 0 | 0 | 0 | 0 | 0 | 0.68664 | 0.48722 | 0.39247 | 0.26686 | -0.28072 | -0.0061505 | 0 | 0 | 0 | 0 | 0 | 0 | 0 | 0 | 0 | 0 | 0 | 0 | 0 | 0 | 0 | 0 | 0 | 0 | 13.7327 | 9.7444 | 7.8495 | 5.3372 | -5.6144 | -0.12301 | 0 | 0 | 0
0.625476December | Resource 1 | Sublap 1 | 15:00 | 4 | 76 | December | 21000 | 0 | 0 | 0 | 0 | 0 | 0 | 0 | 0 | 0 | 0 | 0 | 0 | 0 | 0 | 0 | 0.68664 | 0.48722 | 0.39247 | 0.26686 | -0.28072 | -0.0061505 | 0 | 0 | 0 | 0 | 0 | 0 | 0 | 0 | 0 | 0 | 0 | 0 | 0 | 0 | 0 | 0 | 0 | 0 | 14.4194 | 10.2316 | 8.242 | 5.604 | -5.8951 | -0.12916 | 0 | 0 | 0
0.625477January | Resource 1 | Sublap 1 | 15:00 | 4 | 77 | January | 10000 | 0 | 0 | 0 | 0 | 0 | 0 | 0 | 0 | 0 | 0 | 0 | 0 | 0 | 0 | 0 | 1.16 | 0.81457 | 0.60763 | 0.41239 | -0.43531 | -0.0094961 | 0 | 0 | 0 | 0 | 0 | 0 | 0 | 0 | 0 | 0 | 0 | 0 | 0 | 0 | 0 | 0 | 0 | 0 | 11.5998 | 8.1457 | 6.0763 | 4.1239 | -4.3531 | -0.094961 | 0 | 0 | 0
0.625477February | Resource 1 | Sublap 1 | 15:00 | 4 | 77 | February | 11000 | 0 | 0 | 0 | 0 | 0 | 0 | 0 | 0 | 0 | 0 | 0 | 0 | 0 | 0 | 0 | 1.16 | 0.81457 | 0.60763 | 0.41239 | -0.43531 | -0.0094961 | 0 | 0 | 0 | 0 | 0 | 0 | 0 | 0 | 0 | 0 | 0 | 0 | 0 | 0 | 0 | 0 | 0 | 0 | 12.7597 | 8.9603 | 6.6839 | 4.5363 | -4.7884 | -0.10446 | 0 | 0 | 0
0.625477March | Resource 1 | Sublap 1 | 15:00 | 4 | 77 | March | 12000 | 0 | 0 | 0 | 0 | 0 | 0 | 0 | 0 | 0 | 0 | 0 | 0 | 0 | 0 | 0 | 1.16 | 0.81457 | 0.60763 | 0.41239 | -0.43531 | -0.0094961 | 0 | 0 | 0 | 0 | 0 | 0 | 0 | 0 | 0 | 0 | 0 | 0 | 0 | 0 | 0 | 0 | 0 | 0 | 13.9197 | 9.7749 | 7.2916 | 4.9487 | -5.2237 | -0.11395 | 0 | 0 | 0
0.625477April | Resource 1 | Sublap 1 | 15:00 | 4 | 77 | April | 13000 | 0 | 0 | 0 | 0 | 0 | 0 | 0 | 0 | 0 | 0 | 0 | 0 | 0 | 0 | 0 | 1.16 | 0.81457 | 0.60763 | 0.41239 | -0.43531 | -0.0094961 | 0 | 0 | 0 | 0 | 0 | 0 | 0 | 0 | 0 | 0 | 0 | 0 | 0 | 0 | 0 | 0 | 0 | 0 | 15.0797 | 10.5894 | 7.8992 | 5.3611 | -5.659 | -0.12345 | 0 | 0 | 0
0.625477May | Resource 1 | Sublap 1 | 15:00 | 4 | 77 | May | 14000 | 0 | 0 | 0 | 0 | 0 | 0 | 0 | 0 | 0 | 0 | 0 | 0 | 0 | 0 | 0 | 1.16 | 0.81457 | 0.60763 | 0.41239 | -0.43531 | -0.0094961 | 0 | 0 | 0 | 0 | 0 | 0 | 0 | 0 | 0 | 0 | 0 | 0 | 0 | 0 | 0 | 0 | 0 | 0 | 16.2397 | 11.404 | 8.5068 | 5.7735 | -6.0943 | -0.13295 | 0 | 0 | 0
0.625477June | Resource 1 | Sublap 1 | 15:00 | 4 | 77 | June | 15000 | 0 | 0 | 0 | 0 | 0 | 0 | 0 | 0 | 0 | 0 | 0 | 0 | 0 | 0 | 0 | 1.16 | 0.81457 | 0.60763 | 0.41239 | -0.43531 | -0.0094961 | 0 | 0 | 0 | 0 | 0 | 0 | 0 | 0 | 0 | 0 | 0 | 0 | 0 | 0 | 0 | 0 | 0 | 0 | 17.3996 | 12.2186 | 9.1145 | 6.1859 | -6.5296 | -0.14244 | 0 | 0 | 0
0.625477July | Resource 1 | Sublap 1 | 15:00 | 4 | 77 | July | 16000 | 0 | 0 | 0 | 0 | 0 | 0 | 0 | 0 | 0 | 0 | 0 | 0 | 0 | 0 | 0 | 1.16 | 0.81457 | 0.60763 | 0.41239 | -0.43531 | -0.0094961 | 0 | 0 | 0 | 0 | 0 | 0 | 0 | 0 | 0 | 0 | 0 | 0 | 0 | 0 | 0 | 0 | 0 | 0 | 18.5596 | 13.0332 | 9.7221 | 6.5983 | -6.9649 | -0.15194 | 0 | 0 | 0
0.625477August | Resource 1 | Sublap 1 | 15:00 | 4 | 77 | August | 17000 | 0 | 0 | 0 | 0 | 0 | 0 | 0 | 0 | 0 | 0 | 0 | 0 | 0 | 0 | 0 | 1.16 | 0.81457 | 0.60763 | 0.41239 | -0.43531 | -0.0094961 | 0 | 0 | 0 | 0 | 0 | 0 | 0 | 0 | 0 | 0 | 0 | 0 | 0 | 0 | 0 | 0 | 0 | 0 | 19.7196 | 13.8477 | 10.3297 | 7.0107 | -7.4002 | -0.16143 | 0 | 0 | 0
0.625477September | Resource 1 | Sublap 1 | 15:00 | 4 | 77 | September | 18000 | 0 | 0 | 0 | 0 | 0 | 0 | 0 | 0 | 0 | 0 | 0 | 0 | 0 | 0 | 0 | 1.16 | 0.81457 | 0.60763 | 0.41239 | -0.43531 | -0.0094961 | 0 | 0 | 0 | 0 | 0 | 0 | 0 | 0 | 0 | 0 | 0 | 0 | 0 | 0 | 0 | 0 | 0 | 0 | 20.8796 | 14.6623 | 10.9374 | 7.4231 | -7.8355 | -0.17093 | 0 | 0 | 0
0.625477October | Resource 1 | Sublap 1 | 15:00 | 4 | 77 | October | 19000 | 0 | 0 | 0 | 0 | 0 | 0 | 0 | 0 | 0 | 0 | 0 | 0 | 0 | 0 | 0 | 1.16 | 0.81457 | 0.60763 | 0.41239 | -0.43531 | -0.0094961 | 0 | 0 | 0 | 0 | 0 | 0 | 0 | 0 | 0 | 0 | 0 | 0 | 0 | 0 | 0 | 0 | 0 | 0 | 22.0395 | 15.4769 | 11.545 | 7.8354 | -8.2709 | -0.18043 | 0 | 0 | 0
0.625477November | Resource 1 | Sublap 1 | 15:00 | 4 | 77 | November | 20000 | 0 | 0 | 0 | 0 | 0 | 0 | 0 | 0 | 0 | 0 | 0 | 0 | 0 | 0 | 0 | 1.16 | 0.81457 | 0.60763 | 0.41239 | -0.43531 | -0.0094961 | 0 | 0 | 0 | 0 | 0 | 0 | 0 | 0 | 0 | 0 | 0 | 0 | 0 | 0 | 0 | 0 | 0 | 0 | 23.1995 | 16.2915 | 12.1526 | 8.2478 | -8.7062 | -0.18992 | 0 | 0 | 0
0.625477December | Resource 1 | Sublap 1 | 15:00 | 4 | 77 | December | 21000 | 0 | 0 | 0 | 0 | 0 | 0 | 0 | 0 | 0 | 0 | 0 | 0 | 0 | 0 | 0 | 1.16 | 0.81457 | 0.60763 | 0.41239 | -0.43531 | -0.0094961 | 0 | 0 | 0 | 0 | 0 | 0 | 0 | 0 | 0 | 0 | 0 | 0 | 0 | 0 | 0 | 0 | 0 | 0 | 24.3595 | 17.106 | 12.7602 | 8.6602 | -9.1415 | -0.19942 | 0 | 0 | 0
0.625478January | Resource 1 | Sublap 1 | 15:00 | 4 | 78 | January | 10000 | 0 | 0 | 0 | 0 | 0 | 0 | 0 | 0 | 0 | 0 | 0 | 0 | 0 | 0 | 0 | 1.2314 | 0.86248 | 0.62459 | 0.42382 | -0.44753 | -0.0097584 | 0 | 0 | 0 | 0 | 0 | 0 | 0 | 0 | 0 | 0 | 0 | 0 | 0 | 0 | 0 | 0 | 0 | 0 | 12.314 | 8.6248 | 6.2459 | 4.2382 | -4.4753 | -0.097584 | 0 | 0 | 0
0.625478February | Resource 1 | Sublap 1 | 15:00 | 4 | 78 | February | 11000 | 0 | 0 | 0 | 0 | 0 | 0 | 0 | 0 | 0 | 0 | 0 | 0 | 0 | 0 | 0 | 1.2314 | 0.86248 | 0.62459 | 0.42382 | -0.44753 | -0.0097584 | 0 | 0 | 0 | 0 | 0 | 0 | 0 | 0 | 0 | 0 | 0 | 0 | 0 | 0 | 0 | 0 | 0 | 0 | 13.5454 | 9.4873 | 6.8705 | 4.662 | -4.9228 | -0.10734 | 0 | 0 | 0
0.625478March | Resource 1 | Sublap 1 | 15:00 | 4 | 78 | March | 12000 | 0 | 0 | 0 | 0 | 0 | 0 | 0 | 0 | 0 | 0 | 0 | 0 | 0 | 0 | 0 | 1.2314 | 0.86248 | 0.62459 | 0.42382 | -0.44753 | -0.0097584 | 0 | 0 | 0 | 0 | 0 | 0 | 0 | 0 | 0 | 0 | 0 | 0 | 0 | 0 | 0 | 0 | 0 | 0 | 14.7768 | 10.3497 | 7.4951 | 5.0859 | -5.3703 | -0.1171 | 0 | 0 | 0
0.625478April | Resource 1 | Sublap 1 | 15:00 | 4 | 78 | April | 13000 | 0 | 0 | 0 | 0 | 0 | 0 | 0 | 0 | 0 | 0 | 0 | 0 | 0 | 0 | 0 | 1.2314 | 0.86248 | 0.62459 | 0.42382 | -0.44753 | -0.0097584 | 0 | 0 | 0 | 0 | 0 | 0 | 0 | 0 | 0 | 0 | 0 | 0 | 0 | 0 | 0 | 0 | 0 | 0 | 16.0082 | 11.2122 | 8.1196 | 5.5097 | -5.8179 | -0.12686 | 0 | 0 | 0
0.625478May | Resource 1 | Sublap 1 | 15:00 | 4 | 78 | May | 14000 | 0 | 0 | 0 | 0 | 0 | 0 | 0 | 0 | 0 | 0 | 0 | 0 | 0 | 0 | 0 | 1.2314 | 0.86248 | 0.62459 | 0.42382 | -0.44753 | -0.0097584 | 0 | 0 | 0 | 0 | 0 | 0 | 0 | 0 | 0 | 0 | 0 | 0 | 0 | 0 | 0 | 0 | 0 | 0 | 17.2396 | 12.0747 | 8.7442 | 5.9335 | -6.2654 | -0.13662 | 0 | 0 | 0
0.625478June | Resource 1 | Sublap 1 | 15:00 | 4 | 78 | June | 15000 | 0 | 0 | 0 | 0 | 0 | 0 | 0 | 0 | 0 | 0 | 0 | 0 | 0 | 0 | 0 | 1.2314 | 0.86248 | 0.62459 | 0.42382 | -0.44753 | -0.0097584 | 0 | 0 | 0 | 0 | 0 | 0 | 0 | 0 | 0 | 0 | 0 | 0 | 0 | 0 | 0 | 0 | 0 | 0 | 18.471 | 12.9372 | 9.3688 | 6.3573 | -6.7129 | -0.14638 | 0 | 0 | 0
0.625478July | Resource 1 | Sublap 1 | 15:00 | 4 | 78 | July | 16000 | 0 | 0 | 0 | 0 | 0 | 0 | 0 | 0 | 0 | 0 | 0 | 0 | 0 | 0 | 0 | 1.2314 | 0.86248 | 0.62459 | 0.42382 | -0.44753 | -0.0097584 | 0 | 0 | 0 | 0 | 0 | 0 | 0 | 0 | 0 | 0 | 0 | 0 | 0 | 0 | 0 | 0 | 0 | 0 | 19.7024 | 13.7996 | 9.9934 | 6.7811 | -7.1605 | -0.15613 | 0 | 0 | 0
0.625478August | Resource 1 | Sublap 1 | 15:00 | 4 | 78 | August | 17000 | 0 | 0 | 0 | 0 | 0 | 0 | 0 | 0 | 0 | 0 | 0 | 0 | 0 | 0 | 0 | 1.2314 | 0.86248 | 0.62459 | 0.42382 | -0.44753 | -0.0097584 | 0 | 0 | 0 | 0 | 0 | 0 | 0 | 0 | 0 | 0 | 0 | 0 | 0 | 0 | 0 | 0 | 0 | 0 | 20.9338 | 14.6621 | 10.618 | 7.205 | -7.608 | -0.16589 | 0 | 0 | 0
0.625478September | Resource 1 | Sublap 1 | 15:00 | 4 | 78 | September | 18000 | 0 | 0 | 0 | 0 | 0 | 0 | 0 | 0 | 0 | 0 | 0 | 0 | 0 | 0 | 0 | 1.2314 | 0.86248 | 0.62459 | 0.42382 | -0.44753 | -0.0097584 | 0 | 0 | 0 | 0 | 0 | 0 | 0 | 0 | 0 | 0 | 0 | 0 | 0 | 0 | 0 | 0 | 0 | 0 | 22.1652 | 15.5246 | 11.2426 | 7.6288 | -8.0555 | -0.17565 | 0 | 0 | 0
0.625478October | Resource 1 | Sublap 1 | 15:00 | 4 | 78 | October | 19000 | 0 | 0 | 0 | 0 | 0 | 0 | 0 | 0 | 0 | 0 | 0 | 0 | 0 | 0 | 0 | 1.2314 | 0.86248 | 0.62459 | 0.42382 | -0.44753 | -0.0097584 | 0 | 0 | 0 | 0 | 0 | 0 | 0 | 0 | 0 | 0 | 0 | 0 | 0 | 0 | 0 | 0 | 0 | 0 | 23.3966 | 16.3871 | 11.8672 | 8.0526 | -8.5031 | -0.18541 | 0 | 0 | 0
0.625478November | Resource 1 | Sublap 1 | 15:00 | 4 | 78 | November | 20000 | 0 | 0 | 0 | 0 | 0 | 0 | 0 | 0 | 0 | 0 | 0 | 0 | 0 | 0 | 0 | 1.2314 | 0.86248 | 0.62459 | 0.42382 | -0.44753 | -0.0097584 | 0 | 0 | 0 | 0 | 0 | 0 | 0 | 0 | 0 | 0 | 0 | 0 | 0 | 0 | 0 | 0 | 0 | 0 | 24.628 | 17.2495 | 12.4918 | 8.4764 | -8.9506 | -0.19517 | 0 | 0 | 0
0.625478December | Resource 1 | Sublap 1 | 15:00 | 4 | 78 | December | 21000 | 0 | 0 | 0 | 0 | 0 | 0 | 0 | 0 | 0 | 0 | 0 | 0 | 0 | 0 | 0 | 1.2314 | 0.86248 | 0.62459 | 0.42382 | -0.44753 | -0.0097584 | 0 | 0 | 0 | 0 | 0 | 0 | 0 | 0 | 0 | 0 | 0 | 0 | 0 | 0 | 0 | 0 | 0 | 0 | 25.8594 | 18.112 | 13.1163 | 8.9002 | -9.3981 | -0.20493 | 0 | 0 | 0
0.625479January | Resource 1 | Sublap 1 | 15:00 | 4 | 79 | January | 10000 | 0 | 0 | 0 | 0 | 0 | 0 | 0 | 0 | 0 | 0 | 0 | 0 | 0 | 0 | 0 | 1.4582 | 1.031 | 0.69357 | 0.47032 | -0.49725 | -0.010825 | 0 | 0 | 0 | 0 | 0 | 0 | 0 | 0 | 0 | 0 | 0 | 0 | 0 | 0 | 0 | 0 | 0 | 0 | 14.5817 | 10.31 | 6.9357 | 4.7032 | -4.9725 | -0.10825 | 0 | 0 | 0
0.625479February | Resource 1 | Sublap 1 | 15:00 | 4 | 79 | February | 11000 | 0 | 0 | 0 | 0 | 0 | 0 | 0 | 0 | 0 | 0 | 0 | 0 | 0 | 0 | 0 | 1.4582 | 1.031 | 0.69357 | 0.47032 | -0.49725 | -0.010825 | 0 | 0 | 0 | 0 | 0 | 0 | 0 | 0 | 0 | 0 | 0 | 0 | 0 | 0 | 0 | 0 | 0 | 0 | 16.0398 | 11.341 | 7.6293 | 5.1735 | -5.4697 | -0.11908 | 0 | 0 | 0
0.625479March | Resource 1 | Sublap 1 | 15:00 | 4 | 79 | March | 12000 | 0 | 0 | 0 | 0 | 0 | 0 | 0 | 0 | 0 | 0 | 0 | 0 | 0 | 0 | 0 | 1.4582 | 1.031 | 0.69357 | 0.47032 | -0.49725 | -0.010825 | 0 | 0 | 0 | 0 | 0 | 0 | 0 | 0 | 0 | 0 | 0 | 0 | 0 | 0 | 0 | 0 | 0 | 0 | 17.498 | 12.372 | 8.3229 | 5.6438 | -5.9669 | -0.1299 | 0 | 0 | 0
0.625479April | Resource 1 | Sublap 1 | 15:00 | 4 | 79 | April | 13000 | 0 | 0 | 0 | 0 | 0 | 0 | 0 | 0 | 0 | 0 | 0 | 0 | 0 | 0 | 0 | 1.4582 | 1.031 | 0.69357 | 0.47032 | -0.49725 | -0.010825 | 0 | 0 | 0 | 0 | 0 | 0 | 0 | 0 | 0 | 0 | 0 | 0 | 0 | 0 | 0 | 0 | 0 | 0 | 18.9562 | 13.4031 | 9.0164 | 6.1141 | -6.4642 | -0.14073 | 0 | 0 | 0
0.625479May | Resource 1 | Sublap 1 | 15:00 | 4 | 79 | May | 14000 | 0 | 0 | 0 | 0 | 0 | 0 | 0 | 0 | 0 | 0 | 0 | 0 | 0 | 0 | 0 | 1.4582 | 1.031 | 0.69357 | 0.47032 | -0.49725 | -0.010825 | 0 | 0 | 0 | 0 | 0 | 0 | 0 | 0 | 0 | 0 | 0 | 0 | 0 | 0 | 0 | 0 | 0 | 0 | 20.4143 | 14.434 | 9.71 | 6.5844 | -6.9614 | -0.15156 | 0 | 0 | 0
0.625479June | Resource 1 | Sublap 1 | 15:00 | 4 | 79 | June | 15000 | 0 | 0 | 0 | 0 | 0 | 0 | 0 | 0 | 0 | 0 | 0 | 0 | 0 | 0 | 0 | 1.4582 | 1.031 | 0.69357 | 0.47032 | -0.49725 | -0.010825 | 0 | 0 | 0 | 0 | 0 | 0 | 0 | 0 | 0 | 0 | 0 | 0 | 0 | 0 | 0 | 0 | 0 | 0 | 21.8725 | 15.4651 | 10.4036 | 7.0548 | -7.4587 | -0.16238 | 0 | 0 | 0
0.625479July | Resource 1 | Sublap 1 | 15:00 | 4 | 79 | July | 16000 | 0 | 0 | 0 | 0 | 0 | 0 | 0 | 0 | 0 | 0 | 0 | 0 | 0 | 0 | 0 | 1.4582 | 1.031 | 0.69357 | 0.47032 | -0.49725 | -0.010825 | 0 | 0 | 0 | 0 | 0 | 0 | 0 | 0 | 0 | 0 | 0 | 0 | 0 | 0 | 0 | 0 | 0 | 0 | 23.3307 | 16.4961 | 11.0971 | 7.5251 | -7.9559 | -0.17321 | 0 | 0 | 0
0.625479August | Resource 1 | Sublap 1 | 15:00 | 4 | 79 | August | 17000 | 0 | 0 | 0 | 0 | 0 | 0 | 0 | 0 | 0 | 0 | 0 | 0 | 0 | 0 | 0 | 1.4582 | 1.031 | 0.69357 | 0.47032 | -0.49725 | -0.010825 | 0 | 0 | 0 | 0 | 0 | 0 | 0 | 0 | 0 | 0 | 0 | 0 | 0 | 0 | 0 | 0 | 0 | 0 | 24.7888 | 17.5271 | 11.7907 | 7.9954 | -8.4532 | -0.18403 | 0 | 0 | 0
0.625479September | Resource 1 | Sublap 1 | 15:00 | 4 | 79 | September | 18000 | 0 | 0 | 0 | 0 | 0 | 0 | 0 | 0 | 0 | 0 | 0 | 0 | 0 | 0 | 0 | 1.4582 | 1.031 | 0.69357 | 0.47032 | -0.49725 | -0.010825 | 0 | 0 | 0 | 0 | 0 | 0 | 0 | 0 | 0 | 0 | 0 | 0 | 0 | 0 | 0 | 0 | 0 | 0 | 26.247 | 18.5581 | 12.4843 | 8.4657 | -8.9504 | -0.19486 | 0 | 0 | 0
0.625479October | Resource 1 | Sublap 1 | 15:00 | 4 | 79 | October | 19000 | 0 | 0 | 0 | 0 | 0 | 0 | 0 | 0 | 0 | 0 | 0 | 0 | 0 | 0 | 0 | 1.4582 | 1.031 | 0.69357 | 0.47032 | -0.49725 | -0.010825 | 0 | 0 | 0 | 0 | 0 | 0 | 0 | 0 | 0 | 0 | 0 | 0 | 0 | 0 | 0 | 0 | 0 | 0 | 27.7052 | 19.5891 | 13.1779 | 8.936 | -9.4477 | -0.20568 | 0 | 0 | 0
0.625479November | Resource 1 | Sublap 1 | 15:00 | 4 | 79 | November | 20000 | 0 | 0 | 0 | 0 | 0 | 0 | 0 | 0 | 0 | 0 | 0 | 0 | 0 | 0 | 0 | 1.4582 | 1.031 | 0.69357 | 0.47032 | -0.49725 | -0.010825 | 0 | 0 | 0 | 0 | 0 | 0 | 0 | 0 | 0 | 0 | 0 | 0 | 0 | 0 | 0 | 0 | 0 | 0 | 29.1633 | 20.6201 | 13.8714 | 9.4063 | -9.9449 | -0.21651 | 0 | 0 | 0
0.625479December | Resource 1 | Sublap 1 | 15:00 | 4 | 79 | December | 21000 | 0 | 0 | 0 | 0 | 0 | 0 | 0 | 0 | 0 | 0 | 0 | 0 | 0 | 0 | 0 | 1.4582 | 1.031 | 0.69357 | 0.47032 | -0.49725 | -0.010825 | 0 | 0 | 0 | 0 | 0 | 0 | 0 | 0 | 0 | 0 | 0 | 0 | 0 | 0 | 0 | 0 | 0 | 0 | 30.6215 | 21.6511 | 14.565 | 9.8767 | -10.4422 | -0.22733 | 0 | 0 | 0
0.625480January | Resource 1 | Sublap 1 | 15:00 | 4 | 80 | January | 10000 | 0 | 0 | 0 | 0 | 0 | 0 | 0 | 0 | 0 | 0 | 0 | 0 | 0 | 0 | 0 | 1.8444 | 1.3288 | 0.85269 | 0.57756 | -0.61192 | -0.013287 | 0 | 0 | 0 | 0 | 0 | 0 | 0 | 0 | 0 | 0 | 0 | 0 | 0 | 0 | 0 | 0 | 0 | 0 | 18.4441 | 13.288 | 8.5269 | 5.7756 | -6.1192 | -0.13287 | 0 | 0 | 0
0.625480February | Resource 1 | Sublap 1 | 15:00 | 4 | 80 | February | 11000 | 0 | 0 | 0 | 0 | 0 | 0 | 0 | 0 | 0 | 0 | 0 | 0 | 0 | 0 | 0 | 1.8444 | 1.3288 | 0.85269 | 0.57756 | -0.61192 | -0.013287 | 0 | 0 | 0 | 0 | 0 | 0 | 0 | 0 | 0 | 0 | 0 | 0 | 0 | 0 | 0 | 0 | 0 | 0 | 20.2885 | 14.6168 | 9.3796 | 6.3532 | -6.7311 | -0.14615 | 0 | 0 | 0
0.625480March | Resource 1 | Sublap 1 | 15:00 | 4 | 80 | March | 12000 | 0 | 0 | 0 | 0 | 0 | 0 | 0 | 0 | 0 | 0 | 0 | 0 | 0 | 0 | 0 | 1.8444 | 1.3288 | 0.85269 | 0.57756 | -0.61192 | -0.013287 | 0 | 0 | 0 | 0 | 0 | 0 | 0 | 0 | 0 | 0 | 0 | 0 | 0 | 0 | 0 | 0 | 0 | 0 | 22.1329 | 15.9456 | 10.2323 | 6.9308 | -7.343 | -0.15944 | 0 | 0 | 0
0.625480April | Resource 1 | Sublap 1 | 15:00 | 4 | 80 | April | 13000 | 0 | 0 | 0 | 0 | 0 | 0 | 0 | 0 | 0 | 0 | 0 | 0 | 0 | 0 | 0 | 1.8444 | 1.3288 | 0.85269 | 0.57756 | -0.61192 | -0.013287 | 0 | 0 | 0 | 0 | 0 | 0 | 0 | 0 | 0 | 0 | 0 | 0 | 0 | 0 | 0 | 0 | 0 | 0 | 23.9774 | 17.2744 | 11.0849 | 7.5083 | -7.955 | -0.17273 | 0 | 0 | 0
0.625480May | Resource 1 | Sublap 1 | 15:00 | 4 | 80 | May | 14000 | 0 | 0 | 0 | 0 | 0 | 0 | 0 | 0 | 0 | 0 | 0 | 0 | 0 | 0 | 0 | 1.8444 | 1.3288 | 0.85269 | 0.57756 | -0.61192 | -0.013287 | 0 | 0 | 0 | 0 | 0 | 0 | 0 | 0 | 0 | 0 | 0 | 0 | 0 | 0 | 0 | 0 | 0 | 0 | 25.8218 | 18.6032 | 11.9376 | 8.0859 | -8.5669 | -0.18601 | 0 | 0 | 0
0.625480June | Resource 1 | Sublap 1 | 15:00 | 4 | 80 | June | 15000 | 0 | 0 | 0 | 0 | 0 | 0 | 0 | 0 | 0 | 0 | 0 | 0 | 0 | 0 | 0 | 1.8444 | 1.3288 | 0.85269 | 0.57756 | -0.61192 | -0.013287 | 0 | 0 | 0 | 0 | 0 | 0 | 0 | 0 | 0 | 0 | 0 | 0 | 0 | 0 | 0 | 0 | 0 | 0 | 27.6662 | 19.932 | 12.7903 | 8.6635 | -9.1788 | -0.1993 | 0 | 0 | 0
0.625480July | Resource 1 | Sublap 1 | 15:00 | 4 | 80 | July | 16000 | 0 | 0 | 0 | 0 | 0 | 0 | 0 | 0 | 0 | 0 | 0 | 0 | 0 | 0 | 0 | 1.8444 | 1.3288 | 0.85269 | 0.57756 | -0.61192 | -0.013287 | 0 | 0 | 0 | 0 | 0 | 0 | 0 | 0 | 0 | 0 | 0 | 0 | 0 | 0 | 0 | 0 | 0 | 0 | 29.5106 | 21.2608 | 13.643 | 9.241 | -9.7907 | -0.21259 | 0 | 0 | 0
0.625480August | Resource 1 | Sublap 1 | 15:00 | 4 | 80 | August | 17000 | 0 | 0 | 0 | 0 | 0 | 0 | 0 | 0 | 0 | 0 | 0 | 0 | 0 | 0 | 0 | 1.8444 | 1.3288 | 0.85269 | 0.57756 | -0.61192 | -0.013287 | 0 | 0 | 0 | 0 | 0 | 0 | 0 | 0 | 0 | 0 | 0 | 0 | 0 | 0 | 0 | 0 | 0 | 0 | 31.355 | 22.5896 | 14.4957 | 9.8186 | -10.4026 | -0.22587 | 0 | 0 | 0
0.625480September | Resource 1 | Sublap 1 | 15:00 | 4 | 80 | September | 18000 | 0 | 0 | 0 | 0 | 0 | 0 | 0 | 0 | 0 | 0 | 0 | 0 | 0 | 0 | 0 | 1.8444 | 1.3288 | 0.85269 | 0.57756 | -0.61192 | -0.013287 | 0 | 0 | 0 | 0 | 0 | 0 | 0 | 0 | 0 | 0 | 0 | 0 | 0 | 0 | 0 | 0 | 0 | 0 | 33.1994 | 23.9184 | 15.3484 | 10.3962 | -11.0146 | -0.23916 | 0 | 0 | 0
0.625480October | Resource 1 | Sublap 1 | 15:00 | 4 | 80 | October | 19000 | 0 | 0 | 0 | 0 | 0 | 0 | 0 | 0 | 0 | 0 | 0 | 0 | 0 | 0 | 0 | 1.8444 | 1.3288 | 0.85269 | 0.57756 | -0.61192 | -0.013287 | 0 | 0 | 0 | 0 | 0 | 0 | 0 | 0 | 0 | 0 | 0 | 0 | 0 | 0 | 0 | 0 | 0 | 0 | 35.0438 | 25.2472 | 16.2011 | 10.9737 | -11.6265 | -0.25244 | 0 | 0 | 0
0.625480November | Resource 1 | Sublap 1 | 15:00 | 4 | 80 | November | 20000 | 0 | 0 | 0 | 0 | 0 | 0 | 0 | 0 | 0 | 0 | 0 | 0 | 0 | 0 | 0 | 1.8444 | 1.3288 | 0.85269 | 0.57756 | -0.61192 | -0.013287 | 0 | 0 | 0 | 0 | 0 | 0 | 0 | 0 | 0 | 0 | 0 | 0 | 0 | 0 | 0 | 0 | 0 | 0 | 36.8882 | 26.576 | 17.0538 | 11.5513 | -12.2384 | -0.26573 | 0 | 0 | 0
0.625480December | Resource 1 | Sublap 1 | 15:00 | 4 | 80 | December | 21000 | 0 | 0 | 0 | 0 | 0 | 0 | 0 | 0 | 0 | 0 | 0 | 0 | 0 | 0 | 0 | 1.8444 | 1.3288 | 0.85269 | 0.57756 | -0.61192 | -0.013287 | 0 | 0 | 0 | 0 | 0 | 0 | 0 | 0 | 0 | 0 | 0 | 0 | 0 | 0 | 0 | 0 | 0 | 0 | 38.7326 | 27.9048 | 17.9064 | 12.1288 | -12.8503 | -0.27902 | 0 | 0 | 0
0.625481January | Resource 1 | Sublap 1 | 15:00 | 4 | 81 | January | 10000 | 0 | 0 | 0 | 0 | 0 | 0 | 0 | 0 | 0 | 0 | 0 | 0 | 0 | 0 | 0 | 2.4554 | 1.8131 | 1.1881 | 0.71412 | -0.75793 | -0.01642 | 0 | 0 | 0 | 0 | 0 | 0 | 0 | 0 | 0 | 0 | 0 | 0 | 0 | 0 | 0 | 0 | 0 | 0 | 24.5541 | 18.1312 | 11.8809 | 7.1412 | -7.5793 | -0.1642 | 0 | 0 | 0
0.625481February | Resource 1 | Sublap 1 | 15:00 | 4 | 81 | February | 11000 | 0 | 0 | 0 | 0 | 0 | 0 | 0 | 0 | 0 | 0 | 0 | 0 | 0 | 0 | 0 | 2.4554 | 1.8131 | 1.1881 | 0.71412 | -0.75793 | -0.01642 | 0 | 0 | 0 | 0 | 0 | 0 | 0 | 0 | 0 | 0 | 0 | 0 | 0 | 0 | 0 | 0 | 0 | 0 | 27.0095 | 19.9444 | 13.069 | 7.8553 | -8.3373 | -0.18062 | 0 | 0 | 0
0.625481March | Resource 1 | Sublap 1 | 15:00 | 4 | 81 | March | 12000 | 0 | 0 | 0 | 0 | 0 | 0 | 0 | 0 | 0 | 0 | 0 | 0 | 0 | 0 | 0 | 2.4554 | 1.8131 | 1.1881 | 0.71412 | -0.75793 | -0.01642 | 0 | 0 | 0 | 0 | 0 | 0 | 0 | 0 | 0 | 0 | 0 | 0 | 0 | 0 | 0 | 0 | 0 | 0 | 29.465 | 21.7575 | 14.2571 | 8.5694 | -9.0952 | -0.19704 | 0 | 0 | 0
0.625481April | Resource 1 | Sublap 1 | 15:00 | 4 | 81 | April | 13000 | 0 | 0 | 0 | 0 | 0 | 0 | 0 | 0 | 0 | 0 | 0 | 0 | 0 | 0 | 0 | 2.4554 | 1.8131 | 1.1881 | 0.71412 | -0.75793 | -0.01642 | 0 | 0 | 0 | 0 | 0 | 0 | 0 | 0 | 0 | 0 | 0 | 0 | 0 | 0 | 0 | 0 | 0 | 0 | 31.9204 | 23.5706 | 15.4452 | 9.2835 | -9.8531 | -0.21346 | 0 | 0 | 0
0.625481May | Resource 1 | Sublap 1 | 15:00 | 4 | 81 | May | 14000 | 0 | 0 | 0 | 0 | 0 | 0 | 0 | 0 | 0 | 0 | 0 | 0 | 0 | 0 | 0 | 2.4554 | 1.8131 | 1.1881 | 0.71412 | -0.75793 | -0.01642 | 0 | 0 | 0 | 0 | 0 | 0 | 0 | 0 | 0 | 0 | 0 | 0 | 0 | 0 | 0 | 0 | 0 | 0 | 34.3758 | 25.3837 | 16.6333 | 9.9976 | -10.6111 | -0.22988 | 0 | 0 | 0
0.625481June | Resource 1 | Sublap 1 | 15:00 | 4 | 81 | June | 15000 | 0 | 0 | 0 | 0 | 0 | 0 | 0 | 0 | 0 | 0 | 0 | 0 | 0 | 0 | 0 | 2.4554 | 1.8131 | 1.1881 | 0.71412 | -0.75793 | -0.01642 | 0 | 0 | 0 | 0 | 0 | 0 | 0 | 0 | 0 | 0 | 0 | 0 | 0 | 0 | 0 | 0 | 0 | 0 | 36.8312 | 27.1969 | 17.8213 | 10.7118 | -11.369 | -0.2463 | 0 | 0 | 0
0.625481July | Resource 1 | Sublap 1 | 15:00 | 4 | 81 | July | 16000 | 0 | 0 | 0 | 0 | 0 | 0 | 0 | 0 | 0 | 0 | 0 | 0 | 0 | 0 | 0 | 2.4554 | 1.8131 | 1.1881 | 0.71412 | -0.75793 | -0.01642 | 0 | 0 | 0 | 0 | 0 | 0 | 0 | 0 | 0 | 0 | 0 | 0 | 0 | 0 | 0 | 0 | 0 | 0 | 39.2866 | 29.01 | 19.0094 | 11.4259 | -12.1269 | -0.26272 | 0 | 0 | 0
0.625481August | Resource 1 | Sublap 1 | 15:00 | 4 | 81 | August | 17000 | 0 | 0 | 0 | 0 | 0 | 0 | 0 | 0 | 0 | 0 | 0 | 0 | 0 | 0 | 0 | 2.4554 | 1.8131 | 1.1881 | 0.71412 | -0.75793 | -0.01642 | 0 | 0 | 0 | 0 | 0 | 0 | 0 | 0 | 0 | 0 | 0 | 0 | 0 | 0 | 0 | 0 | 0 | 0 | 41.742 | 30.8231 | 20.1975 | 12.14 | -12.8848 | -0.27914 | 0 | 0 | 0
0.625481September | Resource 1 | Sublap 1 | 15:00 | 4 | 81 | September | 18000 | 0 | 0 | 0 | 0 | 0 | 0 | 0 | 0 | 0 | 0 | 0 | 0 | 0 | 0 | 0 | 2.4554 | 1.8131 | 1.1881 | 0.71412 | -0.75793 | -0.01642 | 0 | 0 | 0 | 0 | 0 | 0 | 0 | 0 | 0 | 0 | 0 | 0 | 0 | 0 | 0 | 0 | 0 | 0 | 44.1974 | 32.6362 | 21.3856 | 12.8541 | -13.6428 | -0.29557 | 0 | 0 | 0
0.625481October | Resource 1 | Sublap 1 | 15:00 | 4 | 81 | October | 19000 | 0 | 0 | 0 | 0 | 0 | 0 | 0 | 0 | 0 | 0 | 0 | 0 | 0 | 0 | 0 | 2.4554 | 1.8131 | 1.1881 | 0.71412 | -0.75793 | -0.01642 | 0 | 0 | 0 | 0 | 0 | 0 | 0 | 0 | 0 | 0 | 0 | 0 | 0 | 0 | 0 | 0 | 0 | 0 | 46.6529 | 34.4493 | 22.5737 | 13.5682 | -14.4007 | -0.31199 | 0 | 0 | 0
0.625481November | Resource 1 | Sublap 1 | 15:00 | 4 | 81 | November | 20000 | 0 | 0 | 0 | 0 | 0 | 0 | 0 | 0 | 0 | 0 | 0 | 0 | 0 | 0 | 0 | 2.4554 | 1.8131 | 1.1881 | 0.71412 | -0.75793 | -0.01642 | 0 | 0 | 0 | 0 | 0 | 0 | 0 | 0 | 0 | 0 | 0 | 0 | 0 | 0 | 0 | 0 | 0 | 0 | 49.1083 | 36.2625 | 23.7618 | 14.2823 | -15.1586 | -0.32841 | 0 | 0 | 0
0.625481December | Resource 1 | Sublap 1 | 15:00 | 4 | 81 | December | 21000 | 0 | 0 | 0 | 0 | 0 | 0 | 0 | 0 | 0 | 0 | 0 | 0 | 0 | 0 | 0 | 2.4554 | 1.8131 | 1.1881 | 0.71412 | -0.75793 | -0.01642 | 0 | 0 | 0 | 0 | 0 | 0 | 0 | 0 | 0 | 0 | 0 | 0 | 0 | 0 | 0 | 0 | 0 | 0 | 51.5637 | 38.0756 | 24.9499 | 14.9965 | -15.9166 | -0.34483 | 0 | 0 | 0
0.625482January | Resource 1 | Sublap 1 | 15:00 | 4 | 82 | January | 10000 | 0 | 0 | 0 | 0 | 0 | 0 | 0 | 0 | 0 | 0 | 0 | 0 | 0 | 0 | 0 | 2.6833 | 1.9981 | 1.3126 | 0.74372 | -0.78959 | -0.0171 | 0 | 0 | 0 | 0 | 0 | 0 | 0 | 0 | 0 | 0 | 0 | 0 | 0 | 0 | 0 | 0 | 0 | 0 | 26.8333 | 19.9805 | 13.1255 | 7.4372 | -7.8959 | -0.171 | 0 | 0 | 0
0.625482February | Resource 1 | Sublap 1 | 15:00 | 4 | 82 | February | 11000 | 0 | 0 | 0 | 0 | 0 | 0 | 0 | 0 | 0 | 0 | 0 | 0 | 0 | 0 | 0 | 2.6833 | 1.9981 | 1.3126 | 0.74372 | -0.78959 | -0.0171 | 0 | 0 | 0 | 0 | 0 | 0 | 0 | 0 | 0 | 0 | 0 | 0 | 0 | 0 | 0 | 0 | 0 | 0 | 29.5166 | 21.9786 | 14.4381 | 8.181 | -8.6855 | -0.1881 | 0 | 0 | 0
0.625482March | Resource 1 | Sublap 1 | 15:00 | 4 | 82 | March | 12000 | 0 | 0 | 0 | 0 | 0 | 0 | 0 | 0 | 0 | 0 | 0 | 0 | 0 | 0 | 0 | 2.6833 | 1.9981 | 1.3126 | 0.74372 | -0.78959 | -0.0171 | 0 | 0 | 0 | 0 | 0 | 0 | 0 | 0 | 0 | 0 | 0 | 0 | 0 | 0 | 0 | 0 | 0 | 0 | 32.2 | 23.9766 | 15.7506 | 8.9247 | -9.4751 | -0.2052 | 0 | 0 | 0
0.625482April | Resource 1 | Sublap 1 | 15:00 | 4 | 82 | April | 13000 | 0 | 0 | 0 | 0 | 0 | 0 | 0 | 0 | 0 | 0 | 0 | 0 | 0 | 0 | 0 | 2.6833 | 1.9981 | 1.3126 | 0.74372 | -0.78959 | -0.0171 | 0 | 0 | 0 | 0 | 0 | 0 | 0 | 0 | 0 | 0 | 0 | 0 | 0 | 0 | 0 | 0 | 0 | 0 | 34.8833 | 25.9747 | 17.0632 | 9.6684 | -10.2647 | -0.2223 | 0 | 0 | 0
0.625482May | Resource 1 | Sublap 1 | 15:00 | 4 | 82 | May | 14000 | 0 | 0 | 0 | 0 | 0 | 0 | 0 | 0 | 0 | 0 | 0 | 0 | 0 | 0 | 0 | 2.6833 | 1.9981 | 1.3126 | 0.74372 | -0.78959 | -0.0171 | 0 | 0 | 0 | 0 | 0 | 0 | 0 | 0 | 0 | 0 | 0 | 0 | 0 | 0 | 0 | 0 | 0 | 0 | 37.5666 | 27.9727 | 18.3757 | 10.4121 | -11.0542 | -0.2394 | 0 | 0 | 0
0.625482June | Resource 1 | Sublap 1 | 15:00 | 4 | 82 | June | 15000 | 0 | 0 | 0 | 0 | 0 | 0 | 0 | 0 | 0 | 0 | 0 | 0 | 0 | 0 | 0 | 2.6833 | 1.9981 | 1.3126 | 0.74372 | -0.78959 | -0.0171 | 0 | 0 | 0 | 0 | 0 | 0 | 0 | 0 | 0 | 0 | 0 | 0 | 0 | 0 | 0 | 0 | 0 | 0 | 40.25 | 29.9708 | 19.6883 | 11.1558 | -11.8438 | -0.2565 | 0 | 0 | 0
0.625482July | Resource 1 | Sublap 1 | 15:00 | 4 | 82 | July | 16000 | 0 | 0 | 0 | 0 | 0 | 0 | 0 | 0 | 0 | 0 | 0 | 0 | 0 | 0 | 0 | 2.6833 | 1.9981 | 1.3126 | 0.74372 | -0.78959 | -0.0171 | 0 | 0 | 0 | 0 | 0 | 0 | 0 | 0 | 0 | 0 | 0 | 0 | 0 | 0 | 0 | 0 | 0 | 0 | 42.9333 | 31.9688 | 21.0008 | 11.8996 | -12.6334 | -0.2736 | 0 | 0 | 0
0.625482August | Resource 1 | Sublap 1 | 15:00 | 4 | 82 | August | 17000 | 0 | 0 | 0 | 0 | 0 | 0 | 0 | 0 | 0 | 0 | 0 | 0 | 0 | 0 | 0 | 2.6833 | 1.9981 | 1.3126 | 0.74372 | -0.78959 | -0.0171 | 0 | 0 | 0 | 0 | 0 | 0 | 0 | 0 | 0 | 0 | 0 | 0 | 0 | 0 | 0 | 0 | 0 | 0 | 45.6166 | 33.9669 | 22.3133 | 12.6433 | -13.423 | -0.2907 | 0 | 0 | 0
0.625482September | Resource 1 | Sublap 1 | 15:00 | 4 | 82 | September | 18000 | 0 | 0 | 0 | 0 | 0 | 0 | 0 | 0 | 0 | 0 | 0 | 0 | 0 | 0 | 0 | 2.6833 | 1.9981 | 1.3126 | 0.74372 | -0.78959 | -0.0171 | 0 | 0 | 0 | 0 | 0 | 0 | 0 | 0 | 0 | 0 | 0 | 0 | 0 | 0 | 0 | 0 | 0 | 0 | 48.3 | 35.965 | 23.6259 | 13.387 | -14.2126 | -0.30779 | 0 | 0 | 0
0.625482October | Resource 1 | Sublap 1 | 15:00 | 4 | 82 | October | 19000 | 0 | 0 | 0 | 0 | 0 | 0 | 0 | 0 | 0 | 0 | 0 | 0 | 0 | 0 | 0 | 2.6833 | 1.9981 | 1.3126 | 0.74372 | -0.78959 | -0.0171 | 0 | 0 | 0 | 0 | 0 | 0 | 0 | 0 | 0 | 0 | 0 | 0 | 0 | 0 | 0 | 0 | 0 | 0 | 50.9833 | 37.963 | 24.9384 | 14.1308 | -15.0022 | -0.32489 | 0 | 0 | 0
0.625482November | Resource 1 | Sublap 1 | 15:00 | 4 | 82 | November | 20000 | 0 | 0 | 0 | 0 | 0 | 0 | 0 | 0 | 0 | 0 | 0 | 0 | 0 | 0 | 0 | 2.6833 | 1.9981 | 1.3126 | 0.74372 | -0.78959 | -0.0171 | 0 | 0 | 0 | 0 | 0 | 0 | 0 | 0 | 0 | 0 | 0 | 0 | 0 | 0 | 0 | 0 | 0 | 0 | 53.6666 | 39.9611 | 26.251 | 14.8745 | -15.7918 | -0.34199 | 0 | 0 | 0
0.625482December | Resource 1 | Sublap 1 | 15:00 | 4 | 82 | December | 21000 | 0 | 0 | 0 | 0 | 0 | 0 | 0 | 0 | 0 | 0 | 0 | 0 | 0 | 0 | 0 | 2.6833 | 1.9981 | 1.3126 | 0.74372 | -0.78959 | -0.0171 | 0 | 0 | 0 | 0 | 0 | 0 | 0 | 0 | 0 | 0 | 0 | 0 | 0 | 0 | 0 | 0 | 0 | 0 | 56.35 | 41.9591 | 27.5635 | 15.6182 | -16.5814 | -0.35909 | 0 | 0 | 0
0.625483January | Resource 1 | Sublap 1 | 15:00 | 4 | 83 | January | 10000 | 0 | 0 | 0 | 0 | 0 | 0 | 0 | 0 | 0 | 0 | 0 | 0 | 0 | 0 | 0 | 3.1002 | 2.4176 | 1.6791 | 0.84074 | -0.89332 | -0.019326 | 0 | 0 | 0 | 0 | 0 | 0 | 0 | 0 | 0 | 0 | 0 | 0 | 0 | 0 | 0 | 0 | 0 | 0 | 31.0016 | 24.1762 | 16.7912 | 8.4074 | -8.9332 | -0.19326 | 0 | 0 | 0
0.625483February | Resource 1 | Sublap 1 | 15:00 | 4 | 83 | February | 11000 | 0 | 0 | 0 | 0 | 0 | 0 | 0 | 0 | 0 | 0 | 0 | 0 | 0 | 0 | 0 | 3.1002 | 2.4176 | 1.6791 | 0.84074 | -0.89332 | -0.019326 | 0 | 0 | 0 | 0 | 0 | 0 | 0 | 0 | 0 | 0 | 0 | 0 | 0 | 0 | 0 | 0 | 0 | 0 | 34.1018 | 26.5938 | 18.4703 | 9.2481 | -9.8265 | -0.21259 | 0 | 0 | 0
0.625483March | Resource 1 | Sublap 1 | 15:00 | 4 | 83 | March | 12000 | 0 | 0 | 0 | 0 | 0 | 0 | 0 | 0 | 0 | 0 | 0 | 0 | 0 | 0 | 0 | 3.1002 | 2.4176 | 1.6791 | 0.84074 | -0.89332 | -0.019326 | 0 | 0 | 0 | 0 | 0 | 0 | 0 | 0 | 0 | 0 | 0 | 0 | 0 | 0 | 0 | 0 | 0 | 0 | 37.202 | 29.0114 | 20.1494 | 10.0888 | -10.7199 | -0.23191 | 0 | 0 | 0
0.625483April | Resource 1 | Sublap 1 | 15:00 | 4 | 83 | April | 13000 | 0 | 0 | 0 | 0 | 0 | 0 | 0 | 0 | 0 | 0 | 0 | 0 | 0 | 0 | 0 | 3.1002 | 2.4176 | 1.6791 | 0.84074 | -0.89332 | -0.019326 | 0 | 0 | 0 | 0 | 0 | 0 | 0 | 0 | 0 | 0 | 0 | 0 | 0 | 0 | 0 | 0 | 0 | 0 | 40.3021 | 31.4291 | 21.8285 | 10.9296 | -11.6132 | -0.25124 | 0 | 0 | 0
0.625483May | Resource 1 | Sublap 1 | 15:00 | 4 | 83 | May | 14000 | 0 | 0 | 0 | 0 | 0 | 0 | 0 | 0 | 0 | 0 | 0 | 0 | 0 | 0 | 0 | 3.1002 | 2.4176 | 1.6791 | 0.84074 | -0.89332 | -0.019326 | 0 | 0 | 0 | 0 | 0 | 0 | 0 | 0 | 0 | 0 | 0 | 0 | 0 | 0 | 0 | 0 | 0 | 0 | 43.4023 | 33.8467 | 23.5077 | 11.7703 | -12.5065 | -0.27056 | 0 | 0 | 0
0.625483June | Resource 1 | Sublap 1 | 15:00 | 4 | 83 | June | 15000 | 0 | 0 | 0 | 0 | 0 | 0 | 0 | 0 | 0 | 0 | 0 | 0 | 0 | 0 | 0 | 3.1002 | 2.4176 | 1.6791 | 0.84074 | -0.89332 | -0.019326 | 0 | 0 | 0 | 0 | 0 | 0 | 0 | 0 | 0 | 0 | 0 | 0 | 0 | 0 | 0 | 0 | 0 | 0 | 46.5025 | 36.2643 | 25.1868 | 12.6111 | -13.3998 | -0.28989 | 0 | 0 | 0
0.625483July | Resource 1 | Sublap 1 | 15:00 | 4 | 83 | July | 16000 | 0 | 0 | 0 | 0 | 0 | 0 | 0 | 0 | 0 | 0 | 0 | 0 | 0 | 0 | 0 | 3.1002 | 2.4176 | 1.6791 | 0.84074 | -0.89332 | -0.019326 | 0 | 0 | 0 | 0 | 0 | 0 | 0 | 0 | 0 | 0 | 0 | 0 | 0 | 0 | 0 | 0 | 0 | 0 | 49.6026 | 38.6819 | 26.8659 | 13.4518 | -14.2931 | -0.30922 | 0 | 0 | 0
0.625483August | Resource 1 | Sublap 1 | 15:00 | 4 | 83 | August | 17000 | 0 | 0 | 0 | 0 | 0 | 0 | 0 | 0 | 0 | 0 | 0 | 0 | 0 | 0 | 0 | 3.1002 | 2.4176 | 1.6791 | 0.84074 | -0.89332 | -0.019326 | 0 | 0 | 0 | 0 | 0 | 0 | 0 | 0 | 0 | 0 | 0 | 0 | 0 | 0 | 0 | 0 | 0 | 0 | 52.7028 | 41.0996 | 28.545 | 14.2925 | -15.1865 | -0.32854 | 0 | 0 | 0
0.625483September | Resource 1 | Sublap 1 | 15:00 | 4 | 83 | September | 18000 | 0 | 0 | 0 | 0 | 0 | 0 | 0 | 0 | 0 | 0 | 0 | 0 | 0 | 0 | 0 | 3.1002 | 2.4176 | 1.6791 | 0.84074 | -0.89332 | -0.019326 | 0 | 0 | 0 | 0 | 0 | 0 | 0 | 0 | 0 | 0 | 0 | 0 | 0 | 0 | 0 | 0 | 0 | 0 | 55.8029 | 43.5172 | 30.2241 | 15.1333 | -16.0798 | -0.34787 | 0 | 0 | 0
0.625483October | Resource 1 | Sublap 1 | 15:00 | 4 | 83 | October | 19000 | 0 | 0 | 0 | 0 | 0 | 0 | 0 | 0 | 0 | 0 | 0 | 0 | 0 | 0 | 0 | 3.1002 | 2.4176 | 1.6791 | 0.84074 | -0.89332 | -0.019326 | 0 | 0 | 0 | 0 | 0 | 0 | 0 | 0 | 0 | 0 | 0 | 0 | 0 | 0 | 0 | 0 | 0 | 0 | 58.9031 | 45.9348 | 31.9032 | 15.974 | -16.9731 | -0.36719 | 0 | 0 | 0
0.625483November | Resource 1 | Sublap 1 | 15:00 | 4 | 83 | November | 20000 | 0 | 0 | 0 | 0 | 0 | 0 | 0 | 0 | 0 | 0 | 0 | 0 | 0 | 0 | 0 | 3.1002 | 2.4176 | 1.6791 | 0.84074 | -0.89332 | -0.019326 | 0 | 0 | 0 | 0 | 0 | 0 | 0 | 0 | 0 | 0 | 0 | 0 | 0 | 0 | 0 | 0 | 0 | 0 | 62.0033 | 48.3524 | 33.5824 | 16.8147 | -17.8664 | -0.38652 | 0 | 0 | 0
0.625483December | Resource 1 | Sublap 1 | 15:00 | 4 | 83 | December | 21000 | 0 | 0 | 0 | 0 | 0 | 0 | 0 | 0 | 0 | 0 | 0 | 0 | 0 | 0 | 0 | 3.1002 | 2.4176 | 1.6791 | 0.84074 | -0.89332 | -0.019326 | 0 | 0 | 0 | 0 | 0 | 0 | 0 | 0 | 0 | 0 | 0 | 0 | 0 | 0 | 0 | 0 | 0 | 0 | 65.1034 | 50.77 | 35.2615 | 17.6555 | -18.7598 | -0.40585 | 0 | 0 | 0
0.625484January | Resource 1 | Sublap 1 | 15:00 | 4 | 84 | January | 10000 | 0 | 0 | 0 | 0 | 0 | 0 | 0 | 0 | 0 | 0 | 0 | 0 | 0 | 0 | 0 | 3.4179 | 2.5712 | 1.6829 | 0.87742 | -0.93255 | -0.020168 | 0 | 0 | 0 | 0 | 0 | 0 | 0 | 0 | 0 | 0 | 0 | 0 | 0 | 0 | 0 | 0 | 0 | 0 | 34.1789 | 25.7119 | 16.8294 | 8.7742 | -9.3255 | -0.20168 | 0 | 0 | 0
0.625484February | Resource 1 | Sublap 1 | 15:00 | 4 | 84 | February | 11000 | 0 | 0 | 0 | 0 | 0 | 0 | 0 | 0 | 0 | 0 | 0 | 0 | 0 | 0 | 0 | 3.4179 | 2.5712 | 1.6829 | 0.87742 | -0.93255 | -0.020168 | 0 | 0 | 0 | 0 | 0 | 0 | 0 | 0 | 0 | 0 | 0 | 0 | 0 | 0 | 0 | 0 | 0 | 0 | 37.5968 | 28.2831 | 18.5123 | 9.6517 | -10.258 | -0.22185 | 0 | 0 | 0
0.625484March | Resource 1 | Sublap 1 | 15:00 | 4 | 84 | March | 12000 | 0 | 0 | 0 | 0 | 0 | 0 | 0 | 0 | 0 | 0 | 0 | 0 | 0 | 0 | 0 | 3.4179 | 2.5712 | 1.6829 | 0.87742 | -0.93255 | -0.020168 | 0 | 0 | 0 | 0 | 0 | 0 | 0 | 0 | 0 | 0 | 0 | 0 | 0 | 0 | 0 | 0 | 0 | 0 | 41.0147 | 30.8543 | 20.1952 | 10.5291 | -11.1906 | -0.24202 | 0 | 0 | 0
0.625484April | Resource 1 | Sublap 1 | 15:00 | 4 | 84 | April | 13000 | 0 | 0 | 0 | 0 | 0 | 0 | 0 | 0 | 0 | 0 | 0 | 0 | 0 | 0 | 0 | 3.4179 | 2.5712 | 1.6829 | 0.87742 | -0.93255 | -0.020168 | 0 | 0 | 0 | 0 | 0 | 0 | 0 | 0 | 0 | 0 | 0 | 0 | 0 | 0 | 0 | 0 | 0 | 0 | 44.4326 | 33.4255 | 21.8782 | 11.4065 | -12.1231 | -0.26218 | 0 | 0 | 0
0.625484May | Resource 1 | Sublap 1 | 15:00 | 4 | 84 | May | 14000 | 0 | 0 | 0 | 0 | 0 | 0 | 0 | 0 | 0 | 0 | 0 | 0 | 0 | 0 | 0 | 3.4179 | 2.5712 | 1.6829 | 0.87742 | -0.93255 | -0.020168 | 0 | 0 | 0 | 0 | 0 | 0 | 0 | 0 | 0 | 0 | 0 | 0 | 0 | 0 | 0 | 0 | 0 | 0 | 47.8505 | 35.9967 | 23.5611 | 12.2839 | -13.0557 | -0.28235 | 0 | 0 | 0
0.625484June | Resource 1 | Sublap 1 | 15:00 | 4 | 84 | June | 15000 | 0 | 0 | 0 | 0 | 0 | 0 | 0 | 0 | 0 | 0 | 0 | 0 | 0 | 0 | 0 | 3.4179 | 2.5712 | 1.6829 | 0.87742 | -0.93255 | -0.020168 | 0 | 0 | 0 | 0 | 0 | 0 | 0 | 0 | 0 | 0 | 0 | 0 | 0 | 0 | 0 | 0 | 0 | 0 | 51.2684 | 38.5679 | 25.244 | 13.1614 | -13.9882 | -0.30252 | 0 | 0 | 0
0.625484July | Resource 1 | Sublap 1 | 15:00 | 4 | 84 | July | 16000 | 0 | 0 | 0 | 0 | 0 | 0 | 0 | 0 | 0 | 0 | 0 | 0 | 0 | 0 | 0 | 3.4179 | 2.5712 | 1.6829 | 0.87742 | -0.93255 | -0.020168 | 0 | 0 | 0 | 0 | 0 | 0 | 0 | 0 | 0 | 0 | 0 | 0 | 0 | 0 | 0 | 0 | 0 | 0 | 54.6863 | 41.1391 | 26.927 | 14.0388 | -14.9208 | -0.32269 | 0 | 0 | 0
0.625484August | Resource 1 | Sublap 1 | 15:00 | 4 | 84 | August | 17000 | 0 | 0 | 0 | 0 | 0 | 0 | 0 | 0 | 0 | 0 | 0 | 0 | 0 | 0 | 0 | 3.4179 | 2.5712 | 1.6829 | 0.87742 | -0.93255 | -0.020168 | 0 | 0 | 0 | 0 | 0 | 0 | 0 | 0 | 0 | 0 | 0 | 0 | 0 | 0 | 0 | 0 | 0 | 0 | 58.1042 | 43.7103 | 28.6099 | 14.9162 | -15.8533 | -0.34286 | 0 | 0 | 0
0.625484September | Resource 1 | Sublap 1 | 15:00 | 4 | 84 | September | 18000 | 0 | 0 | 0 | 0 | 0 | 0 | 0 | 0 | 0 | 0 | 0 | 0 | 0 | 0 | 0 | 3.4179 | 2.5712 | 1.6829 | 0.87742 | -0.93255 | -0.020168 | 0 | 0 | 0 | 0 | 0 | 0 | 0 | 0 | 0 | 0 | 0 | 0 | 0 | 0 | 0 | 0 | 0 | 0 | 61.5221 | 46.2815 | 30.2928 | 15.7936 | -16.7859 | -0.36302 | 0 | 0 | 0
0.625484October | Resource 1 | Sublap 1 | 15:00 | 4 | 84 | October | 19000 | 0 | 0 | 0 | 0 | 0 | 0 | 0 | 0 | 0 | 0 | 0 | 0 | 0 | 0 | 0 | 3.4179 | 2.5712 | 1.6829 | 0.87742 | -0.93255 | -0.020168 | 0 | 0 | 0 | 0 | 0 | 0 | 0 | 0 | 0 | 0 | 0 | 0 | 0 | 0 | 0 | 0 | 0 | 0 | 64.94 | 48.8527 | 31.9758 | 16.671 | -17.7184 | -0.38319 | 0 | 0 | 0
0.625484November | Resource 1 | Sublap 1 | 15:00 | 4 | 84 | November | 20000 | 0 | 0 | 0 | 0 | 0 | 0 | 0 | 0 | 0 | 0 | 0 | 0 | 0 | 0 | 0 | 3.4179 | 2.5712 | 1.6829 | 0.87742 | -0.93255 | -0.020168 | 0 | 0 | 0 | 0 | 0 | 0 | 0 | 0 | 0 | 0 | 0 | 0 | 0 | 0 | 0 | 0 | 0 | 0 | 68.3579 | 51.4239 | 33.6587 | 17.5485 | -18.651 | -0.40336 | 0 | 0 | 0
0.625484December | Resource 1 | Sublap 1 | 15:00 | 4 | 84 | December | 21000 | 0 | 0 | 0 | 0 | 0 | 0 | 0 | 0 | 0 | 0 | 0 | 0 | 0 | 0 | 0 | 3.4179 | 2.5712 | 1.6829 | 0.87742 | -0.93255 | -0.020168 | 0 | 0 | 0 | 0 | 0 | 0 | 0 | 0 | 0 | 0 | 0 | 0 | 0 | 0 | 0 | 0 | 0 | 0 | 71.7758 | 53.995 | 35.3416 | 18.4259 | -19.5835 | -0.42353 | 0 | 0 | 0
0.625485January | Resource 1 | Sublap 1 | 15:00 | 4 | 85 | January | 10000 | 0 | 0 | 0 | 0 | 0 | 0 | 0 | 0 | 0 | 0 | 0 | 0 | 0 | 0 | 0 | 4.5294 | 3.5595 | 2.5512 | 1.4709 | -1.1655 | -0.025169 | 0 | 0 | 0 | 0 | 0 | 0 | 0 | 0 | 0 | 0 | 0 | 0 | 0 | 0 | 0 | 0 | 0 | 0 | 45.294 | 35.5947 | 25.5119 | 14.7093 | -11.6555 | -0.25169 | 0 | 0 | 0
0.625485February | Resource 1 | Sublap 1 | 15:00 | 4 | 85 | February | 11000 | 0 | 0 | 0 | 0 | 0 | 0 | 0 | 0 | 0 | 0 | 0 | 0 | 0 | 0 | 0 | 4.5294 | 3.5595 | 2.5512 | 1.4709 | -1.1655 | -0.025169 | 0 | 0 | 0 | 0 | 0 | 0 | 0 | 0 | 0 | 0 | 0 | 0 | 0 | 0 | 0 | 0 | 0 | 0 | 49.8234 | 39.1541 | 28.0631 | 16.1803 | -12.821 | -0.27685 | 0 | 0 | 0
0.625485March | Resource 1 | Sublap 1 | 15:00 | 4 | 85 | March | 12000 | 0 | 0 | 0 | 0 | 0 | 0 | 0 | 0 | 0 | 0 | 0 | 0 | 0 | 0 | 0 | 4.5294 | 3.5595 | 2.5512 | 1.4709 | -1.1655 | -0.025169 | 0 | 0 | 0 | 0 | 0 | 0 | 0 | 0 | 0 | 0 | 0 | 0 | 0 | 0 | 0 | 0 | 0 | 0 | 54.3528 | 42.7136 | 30.6143 | 17.6512 | -13.9865 | -0.30202 | 0 | 0 | 0
0.625485April | Resource 1 | Sublap 1 | 15:00 | 4 | 85 | April | 13000 | 0 | 0 | 0 | 0 | 0 | 0 | 0 | 0 | 0 | 0 | 0 | 0 | 0 | 0 | 0 | 4.5294 | 3.5595 | 2.5512 | 1.4709 | -1.1655 | -0.025169 | 0 | 0 | 0 | 0 | 0 | 0 | 0 | 0 | 0 | 0 | 0 | 0 | 0 | 0 | 0 | 0 | 0 | 0 | 58.8822 | 46.2731 | 33.1655 | 19.1221 | -15.1521 | -0.32719 | 0 | 0 | 0
0.625485May | Resource 1 | Sublap 1 | 15:00 | 4 | 85 | May | 14000 | 0 | 0 | 0 | 0 | 0 | 0 | 0 | 0 | 0 | 0 | 0 | 0 | 0 | 0 | 0 | 4.5294 | 3.5595 | 2.5512 | 1.4709 | -1.1655 | -0.025169 | 0 | 0 | 0 | 0 | 0 | 0 | 0 | 0 | 0 | 0 | 0 | 0 | 0 | 0 | 0 | 0 | 0 | 0 | 63.4116 | 49.8325 | 35.7167 | 20.593 | -16.3176 | -0.35236 | 0 | 0 | 0
0.625485June | Resource 1 | Sublap 1 | 15:00 | 4 | 85 | June | 15000 | 0 | 0 | 0 | 0 | 0 | 0 | 0 | 0 | 0 | 0 | 0 | 0 | 0 | 0 | 0 | 4.5294 | 3.5595 | 2.5512 | 1.4709 | -1.1655 | -0.025169 | 0 | 0 | 0 | 0 | 0 | 0 | 0 | 0 | 0 | 0 | 0 | 0 | 0 | 0 | 0 | 0 | 0 | 0 | 67.941 | 53.392 | 38.2679 | 22.064 | -17.4832 | -0.37753 | 0 | 0 | 0
0.625485July | Resource 1 | Sublap 1 | 15:00 | 4 | 85 | July | 16000 | 0 | 0 | 0 | 0 | 0 | 0 | 0 | 0 | 0 | 0 | 0 | 0 | 0 | 0 | 0 | 4.5294 | 3.5595 | 2.5512 | 1.4709 | -1.1655 | -0.025169 | 0 | 0 | 0 | 0 | 0 | 0 | 0 | 0 | 0 | 0 | 0 | 0 | 0 | 0 | 0 | 0 | 0 | 0 | 72.4704 | 56.9515 | 40.8191 | 23.5349 | -18.6487 | -0.4027 | 0 | 0 | 0
0.625485August | Resource 1 | Sublap 1 | 15:00 | 4 | 85 | August | 17000 | 0 | 0 | 0 | 0 | 0 | 0 | 0 | 0 | 0 | 0 | 0 | 0 | 0 | 0 | 0 | 4.5294 | 3.5595 | 2.5512 | 1.4709 | -1.1655 | -0.025169 | 0 | 0 | 0 | 0 | 0 | 0 | 0 | 0 | 0 | 0 | 0 | 0 | 0 | 0 | 0 | 0 | 0 | 0 | 76.9998 | 60.5109 | 43.3703 | 25.0058 | -19.8143 | -0.42787 | 0 | 0 | 0
0.625485September | Resource 1 | Sublap 1 | 15:00 | 4 | 85 | September | 18000 | 0 | 0 | 0 | 0 | 0 | 0 | 0 | 0 | 0 | 0 | 0 | 0 | 0 | 0 | 0 | 4.5294 | 3.5595 | 2.5512 | 1.4709 | -1.1655 | -0.025169 | 0 | 0 | 0 | 0 | 0 | 0 | 0 | 0 | 0 | 0 | 0 | 0 | 0 | 0 | 0 | 0 | 0 | 0 | 81.5292 | 64.0704 | 45.9215 | 26.4768 | -20.9798 | -0.45303 | 0 | 0 | 0
0.625485October | Resource 1 | Sublap 1 | 15:00 | 4 | 85 | October | 19000 | 0 | 0 | 0 | 0 | 0 | 0 | 0 | 0 | 0 | 0 | 0 | 0 | 0 | 0 | 0 | 4.5294 | 3.5595 | 2.5512 | 1.4709 | -1.1655 | -0.025169 | 0 | 0 | 0 | 0 | 0 | 0 | 0 | 0 | 0 | 0 | 0 | 0 | 0 | 0 | 0 | 0 | 0 | 0 | 86.0586 | 67.6299 | 48.4727 | 27.9477 | -22.1454 | -0.4782 | 0 | 0 | 0
0.625485November | Resource 1 | Sublap 1 | 15:00 | 4 | 85 | November | 20000 | 0 | 0 | 0 | 0 | 0 | 0 | 0 | 0 | 0 | 0 | 0 | 0 | 0 | 0 | 0 | 4.5294 | 3.5595 | 2.5512 | 1.4709 | -1.1655 | -0.025169 | 0 | 0 | 0 | 0 | 0 | 0 | 0 | 0 | 0 | 0 | 0 | 0 | 0 | 0 | 0 | 0 | 0 | 0 | 90.588 | 71.1893 | 51.0239 | 29.4186 | -23.3109 | -0.50337 | 0 | 0 | 0
0.625485December | Resource 1 | Sublap 1 | 15:00 | 4 | 85 | December | 21000 | 0 | 0 | 0 | 0 | 0 | 0 | 0 | 0 | 0 | 0 | 0 | 0 | 0 | 0 | 0 | 4.5294 | 3.5595 | 2.5512 | 1.4709 | -1.1655 | -0.025169 | 0 | 0 | 0 | 0 | 0 | 0 | 0 | 0 | 0 | 0 | 0 | 0 | 0 | 0 | 0 | 0 | 0 | 0 | 95.1174 | 74.7488 | 53.575 | 30.8896 | -24.4765 | -0.52854 | 0 | 0 | 0
0.625486January | Resource 1 | Sublap 1 | 15:00 | 4 | 86 | January | 10000 | 0 | 0 | 0 | 0 | 0 | 0 | 0 | 0 | 0 | 0 | 0 | 0 | 0 | 0 | 0 | 4.0204 | 3.0999 | 2.1278 | 1.1096 | -1.0539 | -0.022772 | 0 | 0 | 0 | 0 | 0 | 0 | 0 | 0 | 0 | 0 | 0 | 0 | 0 | 0 | 0 | 0 | 0 | 0 | 40.2038 | 30.9989 | 21.2782 | 11.0961 | -10.5388 | -0.22772 | 0 | 0 | 0
0.625486February | Resource 1 | Sublap 1 | 15:00 | 4 | 86 | February | 11000 | 0 | 0 | 0 | 0 | 0 | 0 | 0 | 0 | 0 | 0 | 0 | 0 | 0 | 0 | 0 | 4.0204 | 3.0999 | 2.1278 | 1.1096 | -1.0539 | -0.022772 | 0 | 0 | 0 | 0 | 0 | 0 | 0 | 0 | 0 | 0 | 0 | 0 | 0 | 0 | 0 | 0 | 0 | 0 | 44.2242 | 34.0988 | 23.406 | 12.2057 | -11.5927 | -0.25049 | 0 | 0 | 0
0.625486March | Resource 1 | Sublap 1 | 15:00 | 4 | 86 | March | 12000 | 0 | 0 | 0 | 0 | 0 | 0 | 0 | 0 | 0 | 0 | 0 | 0 | 0 | 0 | 0 | 4.0204 | 3.0999 | 2.1278 | 1.1096 | -1.0539 | -0.022772 | 0 | 0 | 0 | 0 | 0 | 0 | 0 | 0 | 0 | 0 | 0 | 0 | 0 | 0 | 0 | 0 | 0 | 0 | 48.2445 | 37.1987 | 25.5338 | 13.3153 | -12.6466 | -0.27326 | 0 | 0 | 0
0.625486April | Resource 1 | Sublap 1 | 15:00 | 4 | 86 | April | 13000 | 0 | 0 | 0 | 0 | 0 | 0 | 0 | 0 | 0 | 0 | 0 | 0 | 0 | 0 | 0 | 4.0204 | 3.0999 | 2.1278 | 1.1096 | -1.0539 | -0.022772 | 0 | 0 | 0 | 0 | 0 | 0 | 0 | 0 | 0 | 0 | 0 | 0 | 0 | 0 | 0 | 0 | 0 | 0 | 52.2649 | 40.2986 | 27.6616 | 14.4249 | -13.7005 | -0.29604 | 0 | 0 | 0
0.625486May | Resource 1 | Sublap 1 | 15:00 | 4 | 86 | May | 14000 | 0 | 0 | 0 | 0 | 0 | 0 | 0 | 0 | 0 | 0 | 0 | 0 | 0 | 0 | 0 | 4.0204 | 3.0999 | 2.1278 | 1.1096 | -1.0539 | -0.022772 | 0 | 0 | 0 | 0 | 0 | 0 | 0 | 0 | 0 | 0 | 0 | 0 | 0 | 0 | 0 | 0 | 0 | 0 | 56.2853 | 43.3985 | 29.7894 | 15.5345 | -14.7544 | -0.31881 | 0 | 0 | 0
0.625486June | Resource 1 | Sublap 1 | 15:00 | 4 | 86 | June | 15000 | 0 | 0 | 0 | 0 | 0 | 0 | 0 | 0 | 0 | 0 | 0 | 0 | 0 | 0 | 0 | 4.0204 | 3.0999 | 2.1278 | 1.1096 | -1.0539 | -0.022772 | 0 | 0 | 0 | 0 | 0 | 0 | 0 | 0 | 0 | 0 | 0 | 0 | 0 | 0 | 0 | 0 | 0 | 0 | 60.3057 | 46.4984 | 31.9173 | 16.6441 | -15.8082 | -0.34158 | 0 | 0 | 0
0.625486July | Resource 1 | Sublap 1 | 15:00 | 4 | 86 | July | 16000 | 0 | 0 | 0 | 0 | 0 | 0 | 0 | 0 | 0 | 0 | 0 | 0 | 0 | 0 | 0 | 4.0204 | 3.0999 | 2.1278 | 1.1096 | -1.0539 | -0.022772 | 0 | 0 | 0 | 0 | 0 | 0 | 0 | 0 | 0 | 0 | 0 | 0 | 0 | 0 | 0 | 0 | 0 | 0 | 64.3261 | 49.5983 | 34.0451 | 17.7537 | -16.8621 | -0.36435 | 0 | 0 | 0
0.625486August | Resource 1 | Sublap 1 | 15:00 | 4 | 86 | August | 17000 | 0 | 0 | 0 | 0 | 0 | 0 | 0 | 0 | 0 | 0 | 0 | 0 | 0 | 0 | 0 | 4.0204 | 3.0999 | 2.1278 | 1.1096 | -1.0539 | -0.022772 | 0 | 0 | 0 | 0 | 0 | 0 | 0 | 0 | 0 | 0 | 0 | 0 | 0 | 0 | 0 | 0 | 0 | 0 | 68.3464 | 52.6982 | 36.1729 | 18.8633 | -17.916 | -0.38712 | 0 | 0 | 0
0.625486September | Resource 1 | Sublap 1 | 15:00 | 4 | 86 | September | 18000 | 0 | 0 | 0 | 0 | 0 | 0 | 0 | 0 | 0 | 0 | 0 | 0 | 0 | 0 | 0 | 4.0204 | 3.0999 | 2.1278 | 1.1096 | -1.0539 | -0.022772 | 0 | 0 | 0 | 0 | 0 | 0 | 0 | 0 | 0 | 0 | 0 | 0 | 0 | 0 | 0 | 0 | 0 | 0 | 72.3668 | 55.7981 | 38.3007 | 19.9729 | -18.9699 | -0.4099 | 0 | 0 | 0
0.625486October | Resource 1 | Sublap 1 | 15:00 | 4 | 86 | October | 19000 | 0 | 0 | 0 | 0 | 0 | 0 | 0 | 0 | 0 | 0 | 0 | 0 | 0 | 0 | 0 | 4.0204 | 3.0999 | 2.1278 | 1.1096 | -1.0539 | -0.022772 | 0 | 0 | 0 | 0 | 0 | 0 | 0 | 0 | 0 | 0 | 0 | 0 | 0 | 0 | 0 | 0 | 0 | 0 | 76.3872 | 58.898 | 40.4285 | 21.0825 | -20.0238 | -0.43267 | 0 | 0 | 0
0.625486November | Resource 1 | Sublap 1 | 15:00 | 4 | 86 | November | 20000 | 0 | 0 | 0 | 0 | 0 | 0 | 0 | 0 | 0 | 0 | 0 | 0 | 0 | 0 | 0 | 4.0204 | 3.0999 | 2.1278 | 1.1096 | -1.0539 | -0.022772 | 0 | 0 | 0 | 0 | 0 | 0 | 0 | 0 | 0 | 0 | 0 | 0 | 0 | 0 | 0 | 0 | 0 | 0 | 80.4076 | 61.9978 | 42.5564 | 22.1922 | -21.0776 | -0.45544 | 0 | 0 | 0
0.625486December | Resource 1 | Sublap 1 | 15:00 | 4 | 86 | December | 21000 | 0 | 0 | 0 | 0 | 0 | 0 | 0 | 0 | 0 | 0 | 0 | 0 | 0 | 0 | 0 | 4.0204 | 3.0999 | 2.1278 | 1.1096 | -1.0539 | -0.022772 | 0 | 0 | 0 | 0 | 0 | 0 | 0 | 0 | 0 | 0 | 0 | 0 | 0 | 0 | 0 | 0 | 0 | 0 | 84.4279 | 65.0977 | 44.6842 | 23.3018 | -22.1315 | -0.47821 | 0 | 0 | 0
0.625487January | Resource 1 | Sublap 1 | 15:00 | 4 | 87 | January | 10000 | 0 | 0 | 0 | 0 | 0 | 0 | 0 | 0 | 0 | 0 | 0 | 0 | 0 | 0 | 0 | 4.5378 | 3.5437 | 2.4807 | 1.3579 | -1.1049 | -0.023868 | 0 | 0 | 0 | 0 | 0 | 0 | 0 | 0 | 0 | 0 | 0 | 0 | 0 | 0 | 0 | 0 | 0 | 0 | 45.3784 | 35.4372 | 24.8071 | 13.5788 | -11.0494 | -0.23868 | 0 | 0 | 0
0.625487February | Resource 1 | Sublap 1 | 15:00 | 4 | 87 | February | 11000 | 0 | 0 | 0 | 0 | 0 | 0 | 0 | 0 | 0 | 0 | 0 | 0 | 0 | 0 | 0 | 4.5378 | 3.5437 | 2.4807 | 1.3579 | -1.1049 | -0.023868 | 0 | 0 | 0 | 0 | 0 | 0 | 0 | 0 | 0 | 0 | 0 | 0 | 0 | 0 | 0 | 0 | 0 | 0 | 49.9162 | 38.9809 | 27.2878 | 14.9367 | -12.1543 | -0.26254 | 0 | 0 | 0
0.625487March | Resource 1 | Sublap 1 | 15:00 | 4 | 87 | March | 12000 | 0 | 0 | 0 | 0 | 0 | 0 | 0 | 0 | 0 | 0 | 0 | 0 | 0 | 0 | 0 | 4.5378 | 3.5437 | 2.4807 | 1.3579 | -1.1049 | -0.023868 | 0 | 0 | 0 | 0 | 0 | 0 | 0 | 0 | 0 | 0 | 0 | 0 | 0 | 0 | 0 | 0 | 0 | 0 | 54.4541 | 42.5247 | 29.7686 | 16.2946 | -13.2592 | -0.28641 | 0 | 0 | 0
0.625487April | Resource 1 | Sublap 1 | 15:00 | 4 | 87 | April | 13000 | 0 | 0 | 0 | 0 | 0 | 0 | 0 | 0 | 0 | 0 | 0 | 0 | 0 | 0 | 0 | 4.5378 | 3.5437 | 2.4807 | 1.3579 | -1.1049 | -0.023868 | 0 | 0 | 0 | 0 | 0 | 0 | 0 | 0 | 0 | 0 | 0 | 0 | 0 | 0 | 0 | 0 | 0 | 0 | 58.9919 | 46.0684 | 32.2493 | 17.6525 | -14.3642 | -0.31028 | 0 | 0 | 0
0.625487May | Resource 1 | Sublap 1 | 15:00 | 4 | 87 | May | 14000 | 0 | 0 | 0 | 0 | 0 | 0 | 0 | 0 | 0 | 0 | 0 | 0 | 0 | 0 | 0 | 4.5378 | 3.5437 | 2.4807 | 1.3579 | -1.1049 | -0.023868 | 0 | 0 | 0 | 0 | 0 | 0 | 0 | 0 | 0 | 0 | 0 | 0 | 0 | 0 | 0 | 0 | 0 | 0 | 63.5297 | 49.6121 | 34.73 | 19.0103 | -15.4691 | -0.33415 | 0 | 0 | 0
0.625487June | Resource 1 | Sublap 1 | 15:00 | 4 | 87 | June | 15000 | 0 | 0 | 0 | 0 | 0 | 0 | 0 | 0 | 0 | 0 | 0 | 0 | 0 | 0 | 0 | 4.5378 | 3.5437 | 2.4807 | 1.3579 | -1.1049 | -0.023868 | 0 | 0 | 0 | 0 | 0 | 0 | 0 | 0 | 0 | 0 | 0 | 0 | 0 | 0 | 0 | 0 | 0 | 0 | 68.0676 | 53.1558 | 37.2107 | 20.3682 | -16.574 | -0.35802 | 0 | 0 | 0
0.625487July | Resource 1 | Sublap 1 | 15:00 | 4 | 87 | July | 16000 | 0 | 0 | 0 | 0 | 0 | 0 | 0 | 0 | 0 | 0 | 0 | 0 | 0 | 0 | 0 | 4.5378 | 3.5437 | 2.4807 | 1.3579 | -1.1049 | -0.023868 | 0 | 0 | 0 | 0 | 0 | 0 | 0 | 0 | 0 | 0 | 0 | 0 | 0 | 0 | 0 | 0 | 0 | 0 | 72.6054 | 56.6996 | 39.6914 | 21.7261 | -17.679 | -0.38188 | 0 | 0 | 0
0.625487August | Resource 1 | Sublap 1 | 15:00 | 4 | 87 | August | 17000 | 0 | 0 | 0 | 0 | 0 | 0 | 0 | 0 | 0 | 0 | 0 | 0 | 0 | 0 | 0 | 4.5378 | 3.5437 | 2.4807 | 1.3579 | -1.1049 | -0.023868 | 0 | 0 | 0 | 0 | 0 | 0 | 0 | 0 | 0 | 0 | 0 | 0 | 0 | 0 | 0 | 0 | 0 | 0 | 77.1433 | 60.2433 | 42.1721 | 23.084 | -18.7839 | -0.40575 | 0 | 0 | 0
0.625487September | Resource 1 | Sublap 1 | 15:00 | 4 | 87 | September | 18000 | 0 | 0 | 0 | 0 | 0 | 0 | 0 | 0 | 0 | 0 | 0 | 0 | 0 | 0 | 0 | 4.5378 | 3.5437 | 2.4807 | 1.3579 | -1.1049 | -0.023868 | 0 | 0 | 0 | 0 | 0 | 0 | 0 | 0 | 0 | 0 | 0 | 0 | 0 | 0 | 0 | 0 | 0 | 0 | 81.6811 | 63.787 | 44.6528 | 24.4419 | -19.8888 | -0.42962 | 0 | 0 | 0
0.625487October | Resource 1 | Sublap 1 | 15:00 | 4 | 87 | October | 19000 | 0 | 0 | 0 | 0 | 0 | 0 | 0 | 0 | 0 | 0 | 0 | 0 | 0 | 0 | 0 | 4.5378 | 3.5437 | 2.4807 | 1.3579 | -1.1049 | -0.023868 | 0 | 0 | 0 | 0 | 0 | 0 | 0 | 0 | 0 | 0 | 0 | 0 | 0 | 0 | 0 | 0 | 0 | 0 | 86.219 | 67.3307 | 47.1335 | 25.7997 | -20.9938 | -0.45349 | 0 | 0 | 0
0.625487November | Resource 1 | Sublap 1 | 15:00 | 4 | 87 | November | 20000 | 0 | 0 | 0 | 0 | 0 | 0 | 0 | 0 | 0 | 0 | 0 | 0 | 0 | 0 | 0 | 4.5378 | 3.5437 | 2.4807 | 1.3579 | -1.1049 | -0.023868 | 0 | 0 | 0 | 0 | 0 | 0 | 0 | 0 | 0 | 0 | 0 | 0 | 0 | 0 | 0 | 0 | 0 | 0 | 90.7568 | 70.8744 | 49.6142 | 27.1576 | -22.0987 | -0.47735 | 0 | 0 | 0
0.625487December | Resource 1 | Sublap 1 | 15:00 | 4 | 87 | December | 21000 | 0 | 0 | 0 | 0 | 0 | 0 | 0 | 0 | 0 | 0 | 0 | 0 | 0 | 0 | 0 | 4.5378 | 3.5437 | 2.4807 | 1.3579 | -1.1049 | -0.023868 | 0 | 0 | 0 | 0 | 0 | 0 | 0 | 0 | 0 | 0 | 0 | 0 | 0 | 0 | 0 | 0 | 0 | 0 | 95.2946 | 74.4182 | 52.095 | 28.5155 | -23.2036 | -0.50122 | 0 | 0 | 0
0.625488January | Resource 1 | Sublap 1 | 15:00 | 4 | 88 | January | 10000 | 0 | 0 | 0 | 0 | 0 | 0 | 0 | 0 | 0 | 0 | 0 | 0 | 0 | 0 | 0 | 5.0865 | 4.0699 | 2.8593 | 1.5678 | -1.2153 | -0.026236 | 0 | 0 | 0 | 0 | 0 | 0 | 0 | 0 | 0 | 0 | 0 | 0 | 0 | 0 | 0 | 0 | 0 | 0 | 50.8651 | 40.699 | 28.5935 | 15.6785 | -12.1529 | -0.26236 | 0 | 0 | 0
0.625488February | Resource 1 | Sublap 1 | 15:00 | 4 | 88 | February | 11000 | 0 | 0 | 0 | 0 | 0 | 0 | 0 | 0 | 0 | 0 | 0 | 0 | 0 | 0 | 0 | 5.0865 | 4.0699 | 2.8593 | 1.5678 | -1.2153 | -0.026236 | 0 | 0 | 0 | 0 | 0 | 0 | 0 | 0 | 0 | 0 | 0 | 0 | 0 | 0 | 0 | 0 | 0 | 0 | 55.9517 | 44.7689 | 31.4528 | 17.2463 | -13.3681 | -0.2886 | 0 | 0 | 0
0.625488March | Resource 1 | Sublap 1 | 15:00 | 4 | 88 | March | 12000 | 0 | 0 | 0 | 0 | 0 | 0 | 0 | 0 | 0 | 0 | 0 | 0 | 0 | 0 | 0 | 5.0865 | 4.0699 | 2.8593 | 1.5678 | -1.2153 | -0.026236 | 0 | 0 | 0 | 0 | 0 | 0 | 0 | 0 | 0 | 0 | 0 | 0 | 0 | 0 | 0 | 0 | 0 | 0 | 61.0382 | 48.8389 | 34.3122 | 18.8142 | -14.5834 | -0.31483 | 0 | 0 | 0
0.625488April | Resource 1 | Sublap 1 | 15:00 | 4 | 88 | April | 13000 | 0 | 0 | 0 | 0 | 0 | 0 | 0 | 0 | 0 | 0 | 0 | 0 | 0 | 0 | 0 | 5.0865 | 4.0699 | 2.8593 | 1.5678 | -1.2153 | -0.026236 | 0 | 0 | 0 | 0 | 0 | 0 | 0 | 0 | 0 | 0 | 0 | 0 | 0 | 0 | 0 | 0 | 0 | 0 | 66.1247 | 52.9088 | 37.1715 | 20.382 | -15.7987 | -0.34107 | 0 | 0 | 0
0.625488May | Resource 1 | Sublap 1 | 15:00 | 4 | 88 | May | 14000 | 0 | 0 | 0 | 0 | 0 | 0 | 0 | 0 | 0 | 0 | 0 | 0 | 0 | 0 | 0 | 5.0865 | 4.0699 | 2.8593 | 1.5678 | -1.2153 | -0.026236 | 0 | 0 | 0 | 0 | 0 | 0 | 0 | 0 | 0 | 0 | 0 | 0 | 0 | 0 | 0 | 0 | 0 | 0 | 71.2112 | 56.9787 | 40.0309 | 21.9498 | -17.014 | -0.36731 | 0 | 0 | 0
0.625488June | Resource 1 | Sublap 1 | 15:00 | 4 | 88 | June | 15000 | 0 | 0 | 0 | 0 | 0 | 0 | 0 | 0 | 0 | 0 | 0 | 0 | 0 | 0 | 0 | 5.0865 | 4.0699 | 2.8593 | 1.5678 | -1.2153 | -0.026236 | 0 | 0 | 0 | 0 | 0 | 0 | 0 | 0 | 0 | 0 | 0 | 0 | 0 | 0 | 0 | 0 | 0 | 0 | 76.2977 | 61.0486 | 42.8902 | 23.5177 | -18.2293 | -0.39354 | 0 | 0 | 0
0.625488July | Resource 1 | Sublap 1 | 15:00 | 4 | 88 | July | 16000 | 0 | 0 | 0 | 0 | 0 | 0 | 0 | 0 | 0 | 0 | 0 | 0 | 0 | 0 | 0 | 5.0865 | 4.0699 | 2.8593 | 1.5678 | -1.2153 | -0.026236 | 0 | 0 | 0 | 0 | 0 | 0 | 0 | 0 | 0 | 0 | 0 | 0 | 0 | 0 | 0 | 0 | 0 | 0 | 81.3842 | 65.1185 | 45.7496 | 25.0855 | -19.4446 | -0.41978 | 0 | 0 | 0
0.625488August | Resource 1 | Sublap 1 | 15:00 | 4 | 88 | August | 17000 | 0 | 0 | 0 | 0 | 0 | 0 | 0 | 0 | 0 | 0 | 0 | 0 | 0 | 0 | 0 | 5.0865 | 4.0699 | 2.8593 | 1.5678 | -1.2153 | -0.026236 | 0 | 0 | 0 | 0 | 0 | 0 | 0 | 0 | 0 | 0 | 0 | 0 | 0 | 0 | 0 | 0 | 0 | 0 | 86.4707 | 69.1884 | 48.6089 | 26.6534 | -20.6599 | -0.44601 | 0 | 0 | 0
0.625488September | Resource 1 | Sublap 1 | 15:00 | 4 | 88 | September | 18000 | 0 | 0 | 0 | 0 | 0 | 0 | 0 | 0 | 0 | 0 | 0 | 0 | 0 | 0 | 0 | 5.0865 | 4.0699 | 2.8593 | 1.5678 | -1.2153 | -0.026236 | 0 | 0 | 0 | 0 | 0 | 0 | 0 | 0 | 0 | 0 | 0 | 0 | 0 | 0 | 0 | 0 | 0 | 0 | 91.5572 | 73.2583 | 51.4682 | 28.2212 | -21.8752 | -0.47225 | 0 | 0 | 0
0.625488October | Resource 1 | Sublap 1 | 15:00 | 4 | 88 | October | 19000 | 0 | 0 | 0 | 0 | 0 | 0 | 0 | 0 | 0 | 0 | 0 | 0 | 0 | 0 | 0 | 5.0865 | 4.0699 | 2.8593 | 1.5678 | -1.2153 | -0.026236 | 0 | 0 | 0 | 0 | 0 | 0 | 0 | 0 | 0 | 0 | 0 | 0 | 0 | 0 | 0 | 0 | 0 | 0 | 96.6438 | 77.3282 | 54.3276 | 29.7891 | -23.0905 | -0.49849 | 0 | 0 | 0
0.625488November | Resource 1 | Sublap 1 | 15:00 | 4 | 88 | November | 20000 | 0 | 0 | 0 | 0 | 0 | 0 | 0 | 0 | 0 | 0 | 0 | 0 | 0 | 0 | 0 | 5.0865 | 4.0699 | 2.8593 | 1.5678 | -1.2153 | -0.026236 | 0 | 0 | 0 | 0 | 0 | 0 | 0 | 0 | 0 | 0 | 0 | 0 | 0 | 0 | 0 | 0 | 0 | 0 | 101.7303 | 81.3981 | 57.1869 | 31.3569 | -24.3057 | -0.52472 | 0 | 0 | 0
0.625488December | Resource 1 | Sublap 1 | 15:00 | 4 | 88 | December | 21000 | 0 | 0 | 0 | 0 | 0 | 0 | 0 | 0 | 0 | 0 | 0 | 0 | 0 | 0 | 0 | 5.0865 | 4.0699 | 2.8593 | 1.5678 | -1.2153 | -0.026236 | 0 | 0 | 0 | 0 | 0 | 0 | 0 | 0 | 0 | 0 | 0 | 0 | 0 | 0 | 0 | 0 | 0 | 0 | 106.8168 | 85.468 | 60.0463 | 32.9248 | -25.521 | -0.55096 | 0 | 0 | 0
0.625489January | Resource 1 | Sublap 1 | 15:00 | 4 | 89 | January | 10000 | 0 | 0 | 0 | 0 | 0 | 0 | 0 | 0 | 0 | 0 | 0 | 0 | 0 | 0 | 0 | 5.0886 | 4.045 | 2.8707 | 1.604 | -1.1825 | -0.025532 | 0 | 0 | 0 | 0 | 0 | 0 | 0 | 0 | 0 | 0 | 0 | 0 | 0 | 0 | 0 | 0 | 0 | 0 | 50.8859 | 40.4504 | 28.707 | 16.0397 | -11.8248 | -0.25532 | 0 | 0 | 0
0.625489February | Resource 1 | Sublap 1 | 15:00 | 4 | 89 | February | 11000 | 0 | 0 | 0 | 0 | 0 | 0 | 0 | 0 | 0 | 0 | 0 | 0 | 0 | 0 | 0 | 5.0886 | 4.045 | 2.8707 | 1.604 | -1.1825 | -0.025532 | 0 | 0 | 0 | 0 | 0 | 0 | 0 | 0 | 0 | 0 | 0 | 0 | 0 | 0 | 0 | 0 | 0 | 0 | 55.9745 | 44.4954 | 31.5777 | 17.6437 | -13.0073 | -0.28085 | 0 | 0 | 0
0.625489March | Resource 1 | Sublap 1 | 15:00 | 4 | 89 | March | 12000 | 0 | 0 | 0 | 0 | 0 | 0 | 0 | 0 | 0 | 0 | 0 | 0 | 0 | 0 | 0 | 5.0886 | 4.045 | 2.8707 | 1.604 | -1.1825 | -0.025532 | 0 | 0 | 0 | 0 | 0 | 0 | 0 | 0 | 0 | 0 | 0 | 0 | 0 | 0 | 0 | 0 | 0 | 0 | 61.0631 | 48.5404 | 34.4484 | 19.2477 | -14.1898 | -0.30638 | 0 | 0 | 0
0.625489April | Resource 1 | Sublap 1 | 15:00 | 4 | 89 | April | 13000 | 0 | 0 | 0 | 0 | 0 | 0 | 0 | 0 | 0 | 0 | 0 | 0 | 0 | 0 | 0 | 5.0886 | 4.045 | 2.8707 | 1.604 | -1.1825 | -0.025532 | 0 | 0 | 0 | 0 | 0 | 0 | 0 | 0 | 0 | 0 | 0 | 0 | 0 | 0 | 0 | 0 | 0 | 0 | 66.1517 | 52.5855 | 37.3191 | 20.8516 | -15.3723 | -0.33192 | 0 | 0 | 0
0.625489May | Resource 1 | Sublap 1 | 15:00 | 4 | 89 | May | 14000 | 0 | 0 | 0 | 0 | 0 | 0 | 0 | 0 | 0 | 0 | 0 | 0 | 0 | 0 | 0 | 5.0886 | 4.045 | 2.8707 | 1.604 | -1.1825 | -0.025532 | 0 | 0 | 0 | 0 | 0 | 0 | 0 | 0 | 0 | 0 | 0 | 0 | 0 | 0 | 0 | 0 | 0 | 0 | 71.2403 | 56.6305 | 40.1898 | 22.4556 | -16.5548 | -0.35745 | 0 | 0 | 0
0.625489June | Resource 1 | Sublap 1 | 15:00 | 4 | 89 | June | 15000 | 0 | 0 | 0 | 0 | 0 | 0 | 0 | 0 | 0 | 0 | 0 | 0 | 0 | 0 | 0 | 5.0886 | 4.045 | 2.8707 | 1.604 | -1.1825 | -0.025532 | 0 | 0 | 0 | 0 | 0 | 0 | 0 | 0 | 0 | 0 | 0 | 0 | 0 | 0 | 0 | 0 | 0 | 0 | 76.3288 | 60.6755 | 43.0605 | 24.0596 | -17.7372 | -0.38298 | 0 | 0 | 0
0.625489July | Resource 1 | Sublap 1 | 15:00 | 4 | 89 | July | 16000 | 0 | 0 | 0 | 0 | 0 | 0 | 0 | 0 | 0 | 0 | 0 | 0 | 0 | 0 | 0 | 5.0886 | 4.045 | 2.8707 | 1.604 | -1.1825 | -0.025532 | 0 | 0 | 0 | 0 | 0 | 0 | 0 | 0 | 0 | 0 | 0 | 0 | 0 | 0 | 0 | 0 | 0 | 0 | 81.4174 | 64.7206 | 45.9312 | 25.6635 | -18.9197 | -0.40851 | 0 | 0 | 0
0.625489August | Resource 1 | Sublap 1 | 15:00 | 4 | 89 | August | 17000 | 0 | 0 | 0 | 0 | 0 | 0 | 0 | 0 | 0 | 0 | 0 | 0 | 0 | 0 | 0 | 5.0886 | 4.045 | 2.8707 | 1.604 | -1.1825 | -0.025532 | 0 | 0 | 0 | 0 | 0 | 0 | 0 | 0 | 0 | 0 | 0 | 0 | 0 | 0 | 0 | 0 | 0 | 0 | 86.506 | 68.7656 | 48.8019 | 27.2675 | -20.1022 | -0.43405 | 0 | 0 | 0
0.625489September | Resource 1 | Sublap 1 | 15:00 | 4 | 89 | September | 18000 | 0 | 0 | 0 | 0 | 0 | 0 | 0 | 0 | 0 | 0 | 0 | 0 | 0 | 0 | 0 | 5.0886 | 4.045 | 2.8707 | 1.604 | -1.1825 | -0.025532 | 0 | 0 | 0 | 0 | 0 | 0 | 0 | 0 | 0 | 0 | 0 | 0 | 0 | 0 | 0 | 0 | 0 | 0 | 91.5946 | 72.8106 | 51.6726 | 28.8715 | -21.2847 | -0.45958 | 0 | 0 | 0
0.625489October | Resource 1 | Sublap 1 | 15:00 | 4 | 89 | October | 19000 | 0 | 0 | 0 | 0 | 0 | 0 | 0 | 0 | 0 | 0 | 0 | 0 | 0 | 0 | 0 | 5.0886 | 4.045 | 2.8707 | 1.604 | -1.1825 | -0.025532 | 0 | 0 | 0 | 0 | 0 | 0 | 0 | 0 | 0 | 0 | 0 | 0 | 0 | 0 | 0 | 0 | 0 | 0 | 96.6832 | 76.8557 | 54.5433 | 30.4754 | -22.4672 | -0.48511 | 0 | 0 | 0
0.625489November | Resource 1 | Sublap 1 | 15:00 | 4 | 89 | November | 20000 | 0 | 0 | 0 | 0 | 0 | 0 | 0 | 0 | 0 | 0 | 0 | 0 | 0 | 0 | 0 | 5.0886 | 4.045 | 2.8707 | 1.604 | -1.1825 | -0.025532 | 0 | 0 | 0 | 0 | 0 | 0 | 0 | 0 | 0 | 0 | 0 | 0 | 0 | 0 | 0 | 0 | 0 | 0 | 101.7718 | 80.9007 | 57.414 | 32.0794 | -23.6497 | -0.51064 | 0 | 0 | 0
0.625489December | Resource 1 | Sublap 1 | 15:00 | 4 | 89 | December | 21000 | 0 | 0 | 0 | 0 | 0 | 0 | 0 | 0 | 0 | 0 | 0 | 0 | 0 | 0 | 0 | 5.0886 | 4.045 | 2.8707 | 1.604 | -1.1825 | -0.025532 | 0 | 0 | 0 | 0 | 0 | 0 | 0 | 0 | 0 | 0 | 0 | 0 | 0 | 0 | 0 | 0 | 0 | 0 | 106.8604 | 84.9458 | 60.2847 | 33.6834 | -24.8321 | -0.53617 | 0 | 0 | 0
0.625490January | Resource 1 | Sublap 1 | 15:00 | 4 | 90 | January | 10000 | 0 | 0 | 0 | 0 | 0 | 0 | 0 | 0 | 0 | 0 | 0 | 0 | 0 | 0 | 0 | 5.8955 | 4.6072 | 3.3205 | 1.8412 | -1.3377 | -0.028863 | 0 | 0 | 0 | 0 | 0 | 0 | 0 | 0 | 0 | 0 | 0 | 0 | 0 | 0 | 0 | 0 | 0 | 0 | 58.9546 | 46.0716 | 33.2046 | 18.4123 | -13.377 | -0.28863 | 0 | 0 | 0
0.625490February | Resource 1 | Sublap 1 | 15:00 | 4 | 90 | February | 11000 | 0 | 0 | 0 | 0 | 0 | 0 | 0 | 0 | 0 | 0 | 0 | 0 | 0 | 0 | 0 | 5.8955 | 4.6072 | 3.3205 | 1.8412 | -1.3377 | -0.028863 | 0 | 0 | 0 | 0 | 0 | 0 | 0 | 0 | 0 | 0 | 0 | 0 | 0 | 0 | 0 | 0 | 0 | 0 | 64.85 | 50.6788 | 36.5251 | 20.2535 | -14.7147 | -0.3175 | 0 | 0 | 0
0.625490March | Resource 1 | Sublap 1 | 15:00 | 4 | 90 | March | 12000 | 0 | 0 | 0 | 0 | 0 | 0 | 0 | 0 | 0 | 0 | 0 | 0 | 0 | 0 | 0 | 5.8955 | 4.6072 | 3.3205 | 1.8412 | -1.3377 | -0.028863 | 0 | 0 | 0 | 0 | 0 | 0 | 0 | 0 | 0 | 0 | 0 | 0 | 0 | 0 | 0 | 0 | 0 | 0 | 70.7455 | 55.2859 | 39.8455 | 22.0947 | -16.0524 | -0.34636 | 0 | 0 | 0
0.625490April | Resource 1 | Sublap 1 | 15:00 | 4 | 90 | April | 13000 | 0 | 0 | 0 | 0 | 0 | 0 | 0 | 0 | 0 | 0 | 0 | 0 | 0 | 0 | 0 | 5.8955 | 4.6072 | 3.3205 | 1.8412 | -1.3377 | -0.028863 | 0 | 0 | 0 | 0 | 0 | 0 | 0 | 0 | 0 | 0 | 0 | 0 | 0 | 0 | 0 | 0 | 0 | 0 | 76.6409 | 59.8931 | 43.166 | 23.9359 | -17.3901 | -0.37522 | 0 | 0 | 0
0.625490May | Resource 1 | Sublap 1 | 15:00 | 4 | 90 | May | 14000 | 0 | 0 | 0 | 0 | 0 | 0 | 0 | 0 | 0 | 0 | 0 | 0 | 0 | 0 | 0 | 5.8955 | 4.6072 | 3.3205 | 1.8412 | -1.3377 | -0.028863 | 0 | 0 | 0 | 0 | 0 | 0 | 0 | 0 | 0 | 0 | 0 | 0 | 0 | 0 | 0 | 0 | 0 | 0 | 82.5364 | 64.5002 | 46.4865 | 25.7771 | -18.7278 | -0.40409 | 0 | 0 | 0
0.625490June | Resource 1 | Sublap 1 | 15:00 | 4 | 90 | June | 15000 | 0 | 0 | 0 | 0 | 0 | 0 | 0 | 0 | 0 | 0 | 0 | 0 | 0 | 0 | 0 | 5.8955 | 4.6072 | 3.3205 | 1.8412 | -1.3377 | -0.028863 | 0 | 0 | 0 | 0 | 0 | 0 | 0 | 0 | 0 | 0 | 0 | 0 | 0 | 0 | 0 | 0 | 0 | 0 | 88.4318 | 69.1074 | 49.8069 | 27.6184 | -20.0654 | -0.43295 | 0 | 0 | 0
0.625490July | Resource 1 | Sublap 1 | 15:00 | 4 | 90 | July | 16000 | 0 | 0 | 0 | 0 | 0 | 0 | 0 | 0 | 0 | 0 | 0 | 0 | 0 | 0 | 0 | 5.8955 | 4.6072 | 3.3205 | 1.8412 | -1.3377 | -0.028863 | 0 | 0 | 0 | 0 | 0 | 0 | 0 | 0 | 0 | 0 | 0 | 0 | 0 | 0 | 0 | 0 | 0 | 0 | 94.3273 | 73.7146 | 53.1274 | 29.4596 | -21.4032 | -0.46181 | 0 | 0 | 0
0.625490August | Resource 1 | Sublap 1 | 15:00 | 4 | 90 | August | 17000 | 0 | 0 | 0 | 0 | 0 | 0 | 0 | 0 | 0 | 0 | 0 | 0 | 0 | 0 | 0 | 5.8955 | 4.6072 | 3.3205 | 1.8412 | -1.3377 | -0.028863 | 0 | 0 | 0 | 0 | 0 | 0 | 0 | 0 | 0 | 0 | 0 | 0 | 0 | 0 | 0 | 0 | 0 | 0 | 100.2228 | 78.3217 | 56.4479 | 31.3008 | -22.7408 | -0.49068 | 0 | 0 | 0
0.625490September | Resource 1 | Sublap 1 | 15:00 | 4 | 90 | September | 18000 | 0 | 0 | 0 | 0 | 0 | 0 | 0 | 0 | 0 | 0 | 0 | 0 | 0 | 0 | 0 | 5.8955 | 4.6072 | 3.3205 | 1.8412 | -1.3377 | -0.028863 | 0 | 0 | 0 | 0 | 0 | 0 | 0 | 0 | 0 | 0 | 0 | 0 | 0 | 0 | 0 | 0 | 0 | 0 | 106.1182 | 82.9289 | 59.7683 | 33.1421 | -24.0785 | -0.51954 | 0 | 0 | 0
0.625490October | Resource 1 | Sublap 1 | 15:00 | 4 | 90 | October | 19000 | 0 | 0 | 0 | 0 | 0 | 0 | 0 | 0 | 0 | 0 | 0 | 0 | 0 | 0 | 0 | 5.8955 | 4.6072 | 3.3205 | 1.8412 | -1.3377 | -0.028863 | 0 | 0 | 0 | 0 | 0 | 0 | 0 | 0 | 0 | 0 | 0 | 0 | 0 | 0 | 0 | 0 | 0 | 0 | 112.0137 | 87.536 | 63.0888 | 34.9833 | -25.4162 | -0.5484 | 0 | 0 | 0
0.625490November | Resource 1 | Sublap 1 | 15:00 | 4 | 90 | November | 20000 | 0 | 0 | 0 | 0 | 0 | 0 | 0 | 0 | 0 | 0 | 0 | 0 | 0 | 0 | 0 | 5.8955 | 4.6072 | 3.3205 | 1.8412 | -1.3377 | -0.028863 | 0 | 0 | 0 | 0 | 0 | 0 | 0 | 0 | 0 | 0 | 0 | 0 | 0 | 0 | 0 | 0 | 0 | 0 | 117.9091 | 92.1432 | 66.4092 | 36.8245 | -26.7539 | -0.57727 | 0 | 0 | 0
0.625490December | Resource 1 | Sublap 1 | 15:00 | 4 | 90 | December | 21000 | 0 | 0 | 0 | 0 | 0 | 0 | 0 | 0 | 0 | 0 | 0 | 0 | 0 | 0 | 0 | 5.8955 | 4.6072 | 3.3205 | 1.8412 | -1.3377 | -0.028863 | 0 | 0 | 0 | 0 | 0 | 0 | 0 | 0 | 0 | 0 | 0 | 0 | 0 | 0 | 0 | 0 | 0 | 0 | 123.8046 | 96.7504 | 69.7297 | 38.6657 | -28.0916 | -0.60613 | 0 | 0 | 0
0.625491January | Resource 1 | Sublap 1 | 15:00 | 4 | 91 | January | 10000 | 0 | 0 | 0 | 0 | 0 | 0 | 0 | 0 | 0 | 0 | 0 | 0 | 0 | 0 | 0 | 7.0651 | 5.58 | 4.1166 | 2.4625 | -1.5077 | -0.032511 | 0 | 0 | 0 | 0 | 0 | 0 | 0 | 0 | 0 | 0 | 0 | 0 | 0 | 0 | 0 | 0 | 0 | 0 | 70.6513 | 55.8005 | 41.1664 | 24.6254 | -15.0768 | -0.32512 | 0 | 0 | 0
0.625491February | Resource 1 | Sublap 1 | 15:00 | 4 | 91 | February | 11000 | 0 | 0 | 0 | 0 | 0 | 0 | 0 | 0 | 0 | 0 | 0 | 0 | 0 | 0 | 0 | 7.0651 | 5.58 | 4.1166 | 2.4625 | -1.5077 | -0.032511 | 0 | 0 | 0 | 0 | 0 | 0 | 0 | 0 | 0 | 0 | 0 | 0 | 0 | 0 | 0 | 0 | 0 | 0 | 77.7164 | 61.3805 | 45.283 | 27.0879 | -16.5845 | -0.35763 | 0 | 0 | 0
0.625491March | Resource 1 | Sublap 1 | 15:00 | 4 | 91 | March | 12000 | 0 | 0 | 0 | 0 | 0 | 0 | 0 | 0 | 0 | 0 | 0 | 0 | 0 | 0 | 0 | 7.0651 | 5.58 | 4.1166 | 2.4625 | -1.5077 | -0.032511 | 0 | 0 | 0 | 0 | 0 | 0 | 0 | 0 | 0 | 0 | 0 | 0 | 0 | 0 | 0 | 0 | 0 | 0 | 84.7816 | 66.9606 | 49.3996 | 29.5504 | -18.0922 | -0.39014 | 0 | 0 | 0
0.625491April | Resource 1 | Sublap 1 | 15:00 | 4 | 91 | April | 13000 | 0 | 0 | 0 | 0 | 0 | 0 | 0 | 0 | 0 | 0 | 0 | 0 | 0 | 0 | 0 | 7.0651 | 5.58 | 4.1166 | 2.4625 | -1.5077 | -0.032511 | 0 | 0 | 0 | 0 | 0 | 0 | 0 | 0 | 0 | 0 | 0 | 0 | 0 | 0 | 0 | 0 | 0 | 0 | 91.8467 | 72.5406 | 53.5163 | 32.0129 | -19.5999 | -0.42265 | 0 | 0 | 0
0.625491May | Resource 1 | Sublap 1 | 15:00 | 4 | 91 | May | 14000 | 0 | 0 | 0 | 0 | 0 | 0 | 0 | 0 | 0 | 0 | 0 | 0 | 0 | 0 | 0 | 7.0651 | 5.58 | 4.1166 | 2.4625 | -1.5077 | -0.032511 | 0 | 0 | 0 | 0 | 0 | 0 | 0 | 0 | 0 | 0 | 0 | 0 | 0 | 0 | 0 | 0 | 0 | 0 | 98.9118 | 78.1207 | 57.6329 | 34.4755 | -21.1075 | -0.45516 | 0 | 0 | 0
0.625491June | Resource 1 | Sublap 1 | 15:00 | 4 | 91 | June | 15000 | 0 | 0 | 0 | 0 | 0 | 0 | 0 | 0 | 0 | 0 | 0 | 0 | 0 | 0 | 0 | 7.0651 | 5.58 | 4.1166 | 2.4625 | -1.5077 | -0.032511 | 0 | 0 | 0 | 0 | 0 | 0 | 0 | 0 | 0 | 0 | 0 | 0 | 0 | 0 | 0 | 0 | 0 | 0 | 105.977 | 83.7007 | 61.7495 | 36.938 | -22.6152 | -0.48767 | 0 | 0 | 0
0.625491July | Resource 1 | Sublap 1 | 15:00 | 4 | 91 | July | 16000 | 0 | 0 | 0 | 0 | 0 | 0 | 0 | 0 | 0 | 0 | 0 | 0 | 0 | 0 | 0 | 7.0651 | 5.58 | 4.1166 | 2.4625 | -1.5077 | -0.032511 | 0 | 0 | 0 | 0 | 0 | 0 | 0 | 0 | 0 | 0 | 0 | 0 | 0 | 0 | 0 | 0 | 0 | 0 | 113.0421 | 89.2807 | 65.8662 | 39.4006 | -24.1229 | -0.52018 | 0 | 0 | 0
0.625491August | Resource 1 | Sublap 1 | 15:00 | 4 | 91 | August | 17000 | 0 | 0 | 0 | 0 | 0 | 0 | 0 | 0 | 0 | 0 | 0 | 0 | 0 | 0 | 0 | 7.0651 | 5.58 | 4.1166 | 2.4625 | -1.5077 | -0.032511 | 0 | 0 | 0 | 0 | 0 | 0 | 0 | 0 | 0 | 0 | 0 | 0 | 0 | 0 | 0 | 0 | 0 | 0 | 120.1072 | 94.8608 | 69.9828 | 41.8631 | -25.6306 | -0.5527 | 0 | 0 | 0
0.625491September | Resource 1 | Sublap 1 | 15:00 | 4 | 91 | September | 18000 | 0 | 0 | 0 | 0 | 0 | 0 | 0 | 0 | 0 | 0 | 0 | 0 | 0 | 0 | 0 | 7.0651 | 5.58 | 4.1166 | 2.4625 | -1.5077 | -0.032511 | 0 | 0 | 0 | 0 | 0 | 0 | 0 | 0 | 0 | 0 | 0 | 0 | 0 | 0 | 0 | 0 | 0 | 0 | 127.1723 | 100.4408 | 74.0995 | 44.3256 | -27.1383 | -0.58521 | 0 | 0 | 0
0.625491October | Resource 1 | Sublap 1 | 15:00 | 4 | 91 | October | 19000 | 0 | 0 | 0 | 0 | 0 | 0 | 0 | 0 | 0 | 0 | 0 | 0 | 0 | 0 | 0 | 7.0651 | 5.58 | 4.1166 | 2.4625 | -1.5077 | -0.032511 | 0 | 0 | 0 | 0 | 0 | 0 | 0 | 0 | 0 | 0 | 0 | 0 | 0 | 0 | 0 | 0 | 0 | 0 | 134.2375 | 106.0209 | 78.2161 | 46.7882 | -28.646 | -0.61772 | 0 | 0 | 0
0.625491November | Resource 1 | Sublap 1 | 15:00 | 4 | 91 | November | 20000 | 0 | 0 | 0 | 0 | 0 | 0 | 0 | 0 | 0 | 0 | 0 | 0 | 0 | 0 | 0 | 7.0651 | 5.58 | 4.1166 | 2.4625 | -1.5077 | -0.032511 | 0 | 0 | 0 | 0 | 0 | 0 | 0 | 0 | 0 | 0 | 0 | 0 | 0 | 0 | 0 | 0 | 0 | 0 | 141.3026 | 111.6009 | 82.3327 | 49.2507 | -30.1536 | -0.65023 | 0 | 0 | 0
0.625491December | Resource 1 | Sublap 1 | 15:00 | 4 | 91 | December | 21000 | 0 | 0 | 0 | 0 | 0 | 0 | 0 | 0 | 0 | 0 | 0 | 0 | 0 | 0 | 0 | 7.0651 | 5.58 | 4.1166 | 2.4625 | -1.5077 | -0.032511 | 0 | 0 | 0 | 0 | 0 | 0 | 0 | 0 | 0 | 0 | 0 | 0 | 0 | 0 | 0 | 0 | 0 | 0 | 148.3677 | 117.181 | 86.4494 | 51.7132 | -31.6613 | -0.68274 | 0 | 0 | 0
0.625492January | Resource 1 | Sublap 1 | 15:00 | 4 | 92 | January | 10000 | 0 | 0 | 0 | 0 | 0 | 0 | 0 | 0 | 0 | 0 | 0 | 0 | 0 | 0 | 0 | 7.6197 | 5.9757 | 4.4211 | 2.546 | -1.55 | -0.033421 | 0 | 0 | 0 | 0 | 0 | 0 | 0 | 0 | 0 | 0 | 0 | 0 | 0 | 0 | 0 | 0 | 0 | 0 | 76.197 | 59.7566 | 44.2112 | 25.4602 | -15.5005 | -0.33421 | 0 | 0 | 0
0.625492February | Resource 1 | Sublap 1 | 15:00 | 4 | 92 | February | 11000 | 0 | 0 | 0 | 0 | 0 | 0 | 0 | 0 | 0 | 0 | 0 | 0 | 0 | 0 | 0 | 7.6197 | 5.9757 | 4.4211 | 2.546 | -1.55 | -0.033421 | 0 | 0 | 0 | 0 | 0 | 0 | 0 | 0 | 0 | 0 | 0 | 0 | 0 | 0 | 0 | 0 | 0 | 0 | 83.8167 | 65.7322 | 48.6324 | 28.0063 | -17.0505 | -0.36763 | 0 | 0 | 0
0.625492March | Resource 1 | Sublap 1 | 15:00 | 4 | 92 | March | 12000 | 0 | 0 | 0 | 0 | 0 | 0 | 0 | 0 | 0 | 0 | 0 | 0 | 0 | 0 | 0 | 7.6197 | 5.9757 | 4.4211 | 2.546 | -1.55 | -0.033421 | 0 | 0 | 0 | 0 | 0 | 0 | 0 | 0 | 0 | 0 | 0 | 0 | 0 | 0 | 0 | 0 | 0 | 0 | 91.4364 | 71.7079 | 53.0535 | 30.5523 | -18.6006 | -0.40105 | 0 | 0 | 0
0.625492April | Resource 1 | Sublap 1 | 15:00 | 4 | 92 | April | 13000 | 0 | 0 | 0 | 0 | 0 | 0 | 0 | 0 | 0 | 0 | 0 | 0 | 0 | 0 | 0 | 7.6197 | 5.9757 | 4.4211 | 2.546 | -1.55 | -0.033421 | 0 | 0 | 0 | 0 | 0 | 0 | 0 | 0 | 0 | 0 | 0 | 0 | 0 | 0 | 0 | 0 | 0 | 0 | 99.0561 | 77.6836 | 57.4746 | 33.0983 | -20.1506 | -0.43447 | 0 | 0 | 0
0.625492May | Resource 1 | Sublap 1 | 15:00 | 4 | 92 | May | 14000 | 0 | 0 | 0 | 0 | 0 | 0 | 0 | 0 | 0 | 0 | 0 | 0 | 0 | 0 | 0 | 7.6197 | 5.9757 | 4.4211 | 2.546 | -1.55 | -0.033421 | 0 | 0 | 0 | 0 | 0 | 0 | 0 | 0 | 0 | 0 | 0 | 0 | 0 | 0 | 0 | 0 | 0 | 0 | 106.6758 | 83.6592 | 61.8957 | 35.6443 | -21.7007 | -0.46789 | 0 | 0 | 0
0.625492June | Resource 1 | Sublap 1 | 15:00 | 4 | 92 | June | 15000 | 0 | 0 | 0 | 0 | 0 | 0 | 0 | 0 | 0 | 0 | 0 | 0 | 0 | 0 | 0 | 7.6197 | 5.9757 | 4.4211 | 2.546 | -1.55 | -0.033421 | 0 | 0 | 0 | 0 | 0 | 0 | 0 | 0 | 0 | 0 | 0 | 0 | 0 | 0 | 0 | 0 | 0 | 0 | 114.2955 | 89.6349 | 66.3169 | 38.1904 | -23.2507 | -0.50131 | 0 | 0 | 0
0.625492July | Resource 1 | Sublap 1 | 15:00 | 4 | 92 | July | 16000 | 0 | 0 | 0 | 0 | 0 | 0 | 0 | 0 | 0 | 0 | 0 | 0 | 0 | 0 | 0 | 7.6197 | 5.9757 | 4.4211 | 2.546 | -1.55 | -0.033421 | 0 | 0 | 0 | 0 | 0 | 0 | 0 | 0 | 0 | 0 | 0 | 0 | 0 | 0 | 0 | 0 | 0 | 0 | 121.9153 | 95.6105 | 70.738 | 40.7364 | -24.8008 | -0.53473 | 0 | 0 | 0
0.625492August | Resource 1 | Sublap 1 | 15:00 | 4 | 92 | August | 17000 | 0 | 0 | 0 | 0 | 0 | 0 | 0 | 0 | 0 | 0 | 0 | 0 | 0 | 0 | 0 | 7.6197 | 5.9757 | 4.4211 | 2.546 | -1.55 | -0.033421 | 0 | 0 | 0 | 0 | 0 | 0 | 0 | 0 | 0 | 0 | 0 | 0 | 0 | 0 | 0 | 0 | 0 | 0 | 129.535 | 101.5862 | 75.1591 | 43.2824 | -26.3508 | -0.56815 | 0 | 0 | 0
0.625492September | Resource 1 | Sublap 1 | 15:00 | 4 | 92 | September | 18000 | 0 | 0 | 0 | 0 | 0 | 0 | 0 | 0 | 0 | 0 | 0 | 0 | 0 | 0 | 0 | 7.6197 | 5.9757 | 4.4211 | 2.546 | -1.55 | -0.033421 | 0 | 0 | 0 | 0 | 0 | 0 | 0 | 0 | 0 | 0 | 0 | 0 | 0 | 0 | 0 | 0 | 0 | 0 | 137.1547 | 107.5619 | 79.5802 | 45.8284 | -27.9008 | -0.60157 | 0 | 0 | 0
0.625492October | Resource 1 | Sublap 1 | 15:00 | 4 | 92 | October | 19000 | 0 | 0 | 0 | 0 | 0 | 0 | 0 | 0 | 0 | 0 | 0 | 0 | 0 | 0 | 0 | 7.6197 | 5.9757 | 4.4211 | 2.546 | -1.55 | -0.033421 | 0 | 0 | 0 | 0 | 0 | 0 | 0 | 0 | 0 | 0 | 0 | 0 | 0 | 0 | 0 | 0 | 0 | 0 | 144.7744 | 113.5375 | 84.0014 | 48.3745 | -29.4509 | -0.63499 | 0 | 0 | 0
0.625492November | Resource 1 | Sublap 1 | 15:00 | 4 | 92 | November | 20000 | 0 | 0 | 0 | 0 | 0 | 0 | 0 | 0 | 0 | 0 | 0 | 0 | 0 | 0 | 0 | 7.6197 | 5.9757 | 4.4211 | 2.546 | -1.55 | -0.033421 | 0 | 0 | 0 | 0 | 0 | 0 | 0 | 0 | 0 | 0 | 0 | 0 | 0 | 0 | 0 | 0 | 0 | 0 | 152.3941 | 119.5132 | 88.4225 | 50.9205 | -31.0009 | -0.66842 | 0 | 0 | 0
0.625492December | Resource 1 | Sublap 1 | 15:00 | 4 | 92 | December | 21000 | 0 | 0 | 0 | 0 | 0 | 0 | 0 | 0 | 0 | 0 | 0 | 0 | 0 | 0 | 0 | 7.6197 | 5.9757 | 4.4211 | 2.546 | -1.55 | -0.033421 | 0 | 0 | 0 | 0 | 0 | 0 | 0 | 0 | 0 | 0 | 0 | 0 | 0 | 0 | 0 | 0 | 0 | 0 | 160.0138 | 125.4888 | 92.8436 | 53.4665 | -32.551 | -0.70184 | 0 | 0 | 0
0.625493January | Resource 1 | Sublap 1 | 15:00 | 4 | 93 | January | 10000 | 0 | 0 | 0 | 0 | 0 | 0 | 0 | 0 | 0 | 0 | 0 | 0 | 0 | 0 | 0 | 7.8445 | 6.3422 | 4.7271 | 2.9191 | -1.6605 | -0.03579 | 0 | 0 | 0 | 0 | 0 | 0 | 0 | 0 | 0 | 0 | 0 | 0 | 0 | 0 | 0 | 0 | 0 | 0 | 78.4453 | 63.4217 | 47.2711 | 29.1909 | -16.6046 | -0.3579 | 0 | 0 | 0
0.625493February | Resource 1 | Sublap 1 | 15:00 | 4 | 93 | February | 11000 | 0 | 0 | 0 | 0 | 0 | 0 | 0 | 0 | 0 | 0 | 0 | 0 | 0 | 0 | 0 | 7.8445 | 6.3422 | 4.7271 | 2.9191 | -1.6605 | -0.03579 | 0 | 0 | 0 | 0 | 0 | 0 | 0 | 0 | 0 | 0 | 0 | 0 | 0 | 0 | 0 | 0 | 0 | 0 | 86.2899 | 69.7639 | 51.9982 | 32.1099 | -18.265 | -0.39369 | 0 | 0 | 0
0.625493March | Resource 1 | Sublap 1 | 15:00 | 4 | 93 | March | 12000 | 0 | 0 | 0 | 0 | 0 | 0 | 0 | 0 | 0 | 0 | 0 | 0 | 0 | 0 | 0 | 7.8445 | 6.3422 | 4.7271 | 2.9191 | -1.6605 | -0.03579 | 0 | 0 | 0 | 0 | 0 | 0 | 0 | 0 | 0 | 0 | 0 | 0 | 0 | 0 | 0 | 0 | 0 | 0 | 94.1344 | 76.106 | 56.7253 | 35.029 | -19.9255 | -0.42949 | 0 | 0 | 0
0.625493April | Resource 1 | Sublap 1 | 15:00 | 4 | 93 | April | 13000 | 0 | 0 | 0 | 0 | 0 | 0 | 0 | 0 | 0 | 0 | 0 | 0 | 0 | 0 | 0 | 7.8445 | 6.3422 | 4.7271 | 2.9191 | -1.6605 | -0.03579 | 0 | 0 | 0 | 0 | 0 | 0 | 0 | 0 | 0 | 0 | 0 | 0 | 0 | 0 | 0 | 0 | 0 | 0 | 101.979 | 82.4482 | 61.4524 | 37.9481 | -21.586 | -0.46528 | 0 | 0 | 0
0.625493May | Resource 1 | Sublap 1 | 15:00 | 4 | 93 | May | 14000 | 0 | 0 | 0 | 0 | 0 | 0 | 0 | 0 | 0 | 0 | 0 | 0 | 0 | 0 | 0 | 7.8445 | 6.3422 | 4.7271 | 2.9191 | -1.6605 | -0.03579 | 0 | 0 | 0 | 0 | 0 | 0 | 0 | 0 | 0 | 0 | 0 | 0 | 0 | 0 | 0 | 0 | 0 | 0 | 109.8235 | 88.7904 | 66.1795 | 40.8672 | -23.2464 | -0.50107 | 0 | 0 | 0
0.625493June | Resource 1 | Sublap 1 | 15:00 | 4 | 93 | June | 15000 | 0 | 0 | 0 | 0 | 0 | 0 | 0 | 0 | 0 | 0 | 0 | 0 | 0 | 0 | 0 | 7.8445 | 6.3422 | 4.7271 | 2.9191 | -1.6605 | -0.03579 | 0 | 0 | 0 | 0 | 0 | 0 | 0 | 0 | 0 | 0 | 0 | 0 | 0 | 0 | 0 | 0 | 0 | 0 | 117.668 | 95.1325 | 70.9066 | 43.7863 | -24.9069 | -0.53686 | 0 | 0 | 0
0.625493July | Resource 1 | Sublap 1 | 15:00 | 4 | 93 | July | 16000 | 0 | 0 | 0 | 0 | 0 | 0 | 0 | 0 | 0 | 0 | 0 | 0 | 0 | 0 | 0 | 7.8445 | 6.3422 | 4.7271 | 2.9191 | -1.6605 | -0.03579 | 0 | 0 | 0 | 0 | 0 | 0 | 0 | 0 | 0 | 0 | 0 | 0 | 0 | 0 | 0 | 0 | 0 | 0 | 125.5126 | 101.4747 | 75.6337 | 46.7054 | -26.5673 | -0.57265 | 0 | 0 | 0
0.625493August | Resource 1 | Sublap 1 | 15:00 | 4 | 93 | August | 17000 | 0 | 0 | 0 | 0 | 0 | 0 | 0 | 0 | 0 | 0 | 0 | 0 | 0 | 0 | 0 | 7.8445 | 6.3422 | 4.7271 | 2.9191 | -1.6605 | -0.03579 | 0 | 0 | 0 | 0 | 0 | 0 | 0 | 0 | 0 | 0 | 0 | 0 | 0 | 0 | 0 | 0 | 0 | 0 | 133.3571 | 107.8169 | 80.3609 | 49.6245 | -28.2278 | -0.60844 | 0 | 0 | 0
0.625493September | Resource 1 | Sublap 1 | 15:00 | 4 | 93 | September | 18000 | 0 | 0 | 0 | 0 | 0 | 0 | 0 | 0 | 0 | 0 | 0 | 0 | 0 | 0 | 0 | 7.8445 | 6.3422 | 4.7271 | 2.9191 | -1.6605 | -0.03579 | 0 | 0 | 0 | 0 | 0 | 0 | 0 | 0 | 0 | 0 | 0 | 0 | 0 | 0 | 0 | 0 | 0 | 0 | 141.2016 | 114.159 | 85.088 | 52.5436 | -29.8883 | -0.64423 | 0 | 0 | 0
0.625493October | Resource 1 | Sublap 1 | 15:00 | 4 | 93 | October | 19000 | 0 | 0 | 0 | 0 | 0 | 0 | 0 | 0 | 0 | 0 | 0 | 0 | 0 | 0 | 0 | 7.8445 | 6.3422 | 4.7271 | 2.9191 | -1.6605 | -0.03579 | 0 | 0 | 0 | 0 | 0 | 0 | 0 | 0 | 0 | 0 | 0 | 0 | 0 | 0 | 0 | 0 | 0 | 0 | 149.0462 | 120.5012 | 89.8151 | 55.4626 | -31.5487 | -0.68002 | 0 | 0 | 0
0.625493November | Resource 1 | Sublap 1 | 15:00 | 4 | 93 | November | 20000 | 0 | 0 | 0 | 0 | 0 | 0 | 0 | 0 | 0 | 0 | 0 | 0 | 0 | 0 | 0 | 7.8445 | 6.3422 | 4.7271 | 2.9191 | -1.6605 | -0.03579 | 0 | 0 | 0 | 0 | 0 | 0 | 0 | 0 | 0 | 0 | 0 | 0 | 0 | 0 | 0 | 0 | 0 | 0 | 156.8907 | 126.8434 | 94.5422 | 58.3817 | -33.2092 | -0.71581 | 0 | 0 | 0
0.625493December | Resource 1 | Sublap 1 | 15:00 | 4 | 93 | December | 21000 | 0 | 0 | 0 | 0 | 0 | 0 | 0 | 0 | 0 | 0 | 0 | 0 | 0 | 0 | 0 | 7.8445 | 6.3422 | 4.7271 | 2.9191 | -1.6605 | -0.03579 | 0 | 0 | 0 | 0 | 0 | 0 | 0 | 0 | 0 | 0 | 0 | 0 | 0 | 0 | 0 | 0 | 0 | 0 | 164.7352 | 133.1855 | 99.2693 | 61.3008 | -34.8696 | -0.7516 | 0 | 0 | 0
0.625494January | Resource 1 | Sublap 1 | 15:00 | 4 | 94 | January | 10000 | 0 | 0 | 0 | 0 | 0 | 0 | 0 | 0 | 0 | 0 | 0 | 0 | 0 | 0 | 0 | 7.8676 | 6.1332 | 4.477 | 2.8375 | -1.6625 | -0.035835 | 0 | 0 | 0 | 0 | 0 | 0 | 0 | 0 | 0 | 0 | 0 | 0 | 0 | 0 | 0 | 0 | 0 | 0 | 78.6756 | 61.332 | 44.7695 | 28.3753 | -16.6252 | -0.35835 | 0 | 0 | 0
0.625494February | Resource 1 | Sublap 1 | 15:00 | 4 | 94 | February | 11000 | 0 | 0 | 0 | 0 | 0 | 0 | 0 | 0 | 0 | 0 | 0 | 0 | 0 | 0 | 0 | 7.8676 | 6.1332 | 4.477 | 2.8375 | -1.6625 | -0.035835 | 0 | 0 | 0 | 0 | 0 | 0 | 0 | 0 | 0 | 0 | 0 | 0 | 0 | 0 | 0 | 0 | 0 | 0 | 86.5431 | 67.4652 | 49.2465 | 31.2128 | -18.2877 | -0.39418 | 0 | 0 | 0
0.625494March | Resource 1 | Sublap 1 | 15:00 | 4 | 94 | March | 12000 | 0 | 0 | 0 | 0 | 0 | 0 | 0 | 0 | 0 | 0 | 0 | 0 | 0 | 0 | 0 | 7.8676 | 6.1332 | 4.477 | 2.8375 | -1.6625 | -0.035835 | 0 | 0 | 0 | 0 | 0 | 0 | 0 | 0 | 0 | 0 | 0 | 0 | 0 | 0 | 0 | 0 | 0 | 0 | 94.4107 | 73.5984 | 53.7234 | 34.0503 | -19.9502 | -0.43002 | 0 | 0 | 0
0.625494April | Resource 1 | Sublap 1 | 15:00 | 4 | 94 | April | 13000 | 0 | 0 | 0 | 0 | 0 | 0 | 0 | 0 | 0 | 0 | 0 | 0 | 0 | 0 | 0 | 7.8676 | 6.1332 | 4.477 | 2.8375 | -1.6625 | -0.035835 | 0 | 0 | 0 | 0 | 0 | 0 | 0 | 0 | 0 | 0 | 0 | 0 | 0 | 0 | 0 | 0 | 0 | 0 | 102.2783 | 79.7316 | 58.2004 | 36.8879 | -21.6127 | -0.46585 | 0 | 0 | 0
0.625494May | Resource 1 | Sublap 1 | 15:00 | 4 | 94 | May | 14000 | 0 | 0 | 0 | 0 | 0 | 0 | 0 | 0 | 0 | 0 | 0 | 0 | 0 | 0 | 0 | 7.8676 | 6.1332 | 4.477 | 2.8375 | -1.6625 | -0.035835 | 0 | 0 | 0 | 0 | 0 | 0 | 0 | 0 | 0 | 0 | 0 | 0 | 0 | 0 | 0 | 0 | 0 | 0 | 110.1458 | 85.8648 | 62.6773 | 39.7254 | -23.2752 | -0.50168 | 0 | 0 | 0
0.625494June | Resource 1 | Sublap 1 | 15:00 | 4 | 94 | June | 15000 | 0 | 0 | 0 | 0 | 0 | 0 | 0 | 0 | 0 | 0 | 0 | 0 | 0 | 0 | 0 | 7.8676 | 6.1332 | 4.477 | 2.8375 | -1.6625 | -0.035835 | 0 | 0 | 0 | 0 | 0 | 0 | 0 | 0 | 0 | 0 | 0 | 0 | 0 | 0 | 0 | 0 | 0 | 0 | 118.0134 | 91.998 | 67.1543 | 42.5629 | -24.9377 | -0.53752 | 0 | 0 | 0
0.625494July | Resource 1 | Sublap 1 | 15:00 | 4 | 94 | July | 16000 | 0 | 0 | 0 | 0 | 0 | 0 | 0 | 0 | 0 | 0 | 0 | 0 | 0 | 0 | 0 | 7.8676 | 6.1332 | 4.477 | 2.8375 | -1.6625 | -0.035835 | 0 | 0 | 0 | 0 | 0 | 0 | 0 | 0 | 0 | 0 | 0 | 0 | 0 | 0 | 0 | 0 | 0 | 0 | 125.8809 | 98.1312 | 71.6312 | 45.4004 | -26.6002 | -0.57335 | 0 | 0 | 0
0.625494August | Resource 1 | Sublap 1 | 15:00 | 4 | 94 | August | 17000 | 0 | 0 | 0 | 0 | 0 | 0 | 0 | 0 | 0 | 0 | 0 | 0 | 0 | 0 | 0 | 7.8676 | 6.1332 | 4.477 | 2.8375 | -1.6625 | -0.035835 | 0 | 0 | 0 | 0 | 0 | 0 | 0 | 0 | 0 | 0 | 0 | 0 | 0 | 0 | 0 | 0 | 0 | 0 | 133.7485 | 104.2644 | 76.1082 | 48.238 | -28.2628 | -0.60919 | 0 | 0 | 0
0.625494September | Resource 1 | Sublap 1 | 15:00 | 4 | 94 | September | 18000 | 0 | 0 | 0 | 0 | 0 | 0 | 0 | 0 | 0 | 0 | 0 | 0 | 0 | 0 | 0 | 7.8676 | 6.1332 | 4.477 | 2.8375 | -1.6625 | -0.035835 | 0 | 0 | 0 | 0 | 0 | 0 | 0 | 0 | 0 | 0 | 0 | 0 | 0 | 0 | 0 | 0 | 0 | 0 | 141.616 | 110.3976 | 80.5851 | 51.0755 | -29.9253 | -0.64502 | 0 | 0 | 0
0.625494October | Resource 1 | Sublap 1 | 15:00 | 4 | 94 | October | 19000 | 0 | 0 | 0 | 0 | 0 | 0 | 0 | 0 | 0 | 0 | 0 | 0 | 0 | 0 | 0 | 7.8676 | 6.1332 | 4.477 | 2.8375 | -1.6625 | -0.035835 | 0 | 0 | 0 | 0 | 0 | 0 | 0 | 0 | 0 | 0 | 0 | 0 | 0 | 0 | 0 | 0 | 0 | 0 | 149.4836 | 116.5308 | 85.0621 | 53.913 | -31.5878 | -0.68086 | 0 | 0 | 0
0.625494November | Resource 1 | Sublap 1 | 15:00 | 4 | 94 | November | 20000 | 0 | 0 | 0 | 0 | 0 | 0 | 0 | 0 | 0 | 0 | 0 | 0 | 0 | 0 | 0 | 7.8676 | 6.1332 | 4.477 | 2.8375 | -1.6625 | -0.035835 | 0 | 0 | 0 | 0 | 0 | 0 | 0 | 0 | 0 | 0 | 0 | 0 | 0 | 0 | 0 | 0 | 0 | 0 | 157.3512 | 122.664 | 89.539 | 56.7505 | -33.2503 | -0.71669 | 0 | 0 | 0
0.625494December | Resource 1 | Sublap 1 | 15:00 | 4 | 94 | December | 21000 | 0 | 0 | 0 | 0 | 0 | 0 | 0 | 0 | 0 | 0 | 0 | 0 | 0 | 0 | 0 | 7.8676 | 6.1332 | 4.477 | 2.8375 | -1.6625 | -0.035835 | 0 | 0 | 0 | 0 | 0 | 0 | 0 | 0 | 0 | 0 | 0 | 0 | 0 | 0 | 0 | 0 | 0 | 0 | 165.2187 | 128.7971 | 94.016 | 59.5881 | -34.9128 | -0.75253 | 0 | 0 | 0
0.625495January | Resource 1 | Sublap 1 | 15:00 | 4 | 95 | January | 10000 | 0 | 0 | 0 | 0 | 0 | 0 | 0 | 0 | 0 | 0 | 0 | 0 | 0 | 0 | 0 | 11.0844 | 9.5365 | 7.3896 | 5.1379 | -2.1732 | -0.046794 | 0 | 0 | 0 | 0 | 0 | 0 | 0 | 0 | 0 | 0 | 0 | 0 | 0 | 0 | 0 | 0 | 0 | 0 | 110.8443 | 95.3653 | 73.8961 | 51.3788 | -21.7316 | -0.46794 | 0 | 0 | 0
0.625495February | Resource 1 | Sublap 1 | 15:00 | 4 | 95 | February | 11000 | 0 | 0 | 0 | 0 | 0 | 0 | 0 | 0 | 0 | 0 | 0 | 0 | 0 | 0 | 0 | 11.0844 | 9.5365 | 7.3896 | 5.1379 | -2.1732 | -0.046794 | 0 | 0 | 0 | 0 | 0 | 0 | 0 | 0 | 0 | 0 | 0 | 0 | 0 | 0 | 0 | 0 | 0 | 0 | 121.9287 | 104.9018 | 81.2857 | 56.5167 | -23.9048 | -0.51474 | 0 | 0 | 0
0.625495March | Resource 1 | Sublap 1 | 15:00 | 4 | 95 | March | 12000 | 0 | 0 | 0 | 0 | 0 | 0 | 0 | 0 | 0 | 0 | 0 | 0 | 0 | 0 | 0 | 11.0844 | 9.5365 | 7.3896 | 5.1379 | -2.1732 | -0.046794 | 0 | 0 | 0 | 0 | 0 | 0 | 0 | 0 | 0 | 0 | 0 | 0 | 0 | 0 | 0 | 0 | 0 | 0 | 133.0131 | 114.4383 | 88.6753 | 61.6546 | -26.078 | -0.56153 | 0 | 0 | 0
0.625495April | Resource 1 | Sublap 1 | 15:00 | 4 | 95 | April | 13000 | 0 | 0 | 0 | 0 | 0 | 0 | 0 | 0 | 0 | 0 | 0 | 0 | 0 | 0 | 0 | 11.0844 | 9.5365 | 7.3896 | 5.1379 | -2.1732 | -0.046794 | 0 | 0 | 0 | 0 | 0 | 0 | 0 | 0 | 0 | 0 | 0 | 0 | 0 | 0 | 0 | 0 | 0 | 0 | 144.0975 | 123.9749 | 96.0649 | 66.7925 | -28.2511 | -0.60832 | 0 | 0 | 0
0.625495May | Resource 1 | Sublap 1 | 15:00 | 4 | 95 | May | 14000 | 0 | 0 | 0 | 0 | 0 | 0 | 0 | 0 | 0 | 0 | 0 | 0 | 0 | 0 | 0 | 11.0844 | 9.5365 | 7.3896 | 5.1379 | -2.1732 | -0.046794 | 0 | 0 | 0 | 0 | 0 | 0 | 0 | 0 | 0 | 0 | 0 | 0 | 0 | 0 | 0 | 0 | 0 | 0 | 155.182 | 133.5114 | 103.4545 | 71.9304 | -30.4243 | -0.65512 | 0 | 0 | 0
0.625495June | Resource 1 | Sublap 1 | 15:00 | 4 | 95 | June | 15000 | 0 | 0 | 0 | 0 | 0 | 0 | 0 | 0 | 0 | 0 | 0 | 0 | 0 | 0 | 0 | 11.0844 | 9.5365 | 7.3896 | 5.1379 | -2.1732 | -0.046794 | 0 | 0 | 0 | 0 | 0 | 0 | 0 | 0 | 0 | 0 | 0 | 0 | 0 | 0 | 0 | 0 | 0 | 0 | 166.2664 | 143.0479 | 110.8441 | 77.0683 | -32.5975 | -0.70191 | 0 | 0 | 0
0.625495July | Resource 1 | Sublap 1 | 15:00 | 4 | 95 | July | 16000 | 0 | 0 | 0 | 0 | 0 | 0 | 0 | 0 | 0 | 0 | 0 | 0 | 0 | 0 | 0 | 11.0844 | 9.5365 | 7.3896 | 5.1379 | -2.1732 | -0.046794 | 0 | 0 | 0 | 0 | 0 | 0 | 0 | 0 | 0 | 0 | 0 | 0 | 0 | 0 | 0 | 0 | 0 | 0 | 177.3508 | 152.5844 | 118.2337 | 82.2062 | -34.7706 | -0.74871 | 0 | 0 | 0
0.625495August | Resource 1 | Sublap 1 | 15:00 | 4 | 95 | August | 17000 | 0 | 0 | 0 | 0 | 0 | 0 | 0 | 0 | 0 | 0 | 0 | 0 | 0 | 0 | 0 | 11.0844 | 9.5365 | 7.3896 | 5.1379 | -2.1732 | -0.046794 | 0 | 0 | 0 | 0 | 0 | 0 | 0 | 0 | 0 | 0 | 0 | 0 | 0 | 0 | 0 | 0 | 0 | 0 | 188.4352 | 162.121 | 125.6233 | 87.344 | -36.9438 | -0.7955 | 0 | 0 | 0
0.625495September | Resource 1 | Sublap 1 | 15:00 | 4 | 95 | September | 18000 | 0 | 0 | 0 | 0 | 0 | 0 | 0 | 0 | 0 | 0 | 0 | 0 | 0 | 0 | 0 | 11.0844 | 9.5365 | 7.3896 | 5.1379 | -2.1732 | -0.046794 | 0 | 0 | 0 | 0 | 0 | 0 | 0 | 0 | 0 | 0 | 0 | 0 | 0 | 0 | 0 | 0 | 0 | 0 | 199.5197 | 171.6575 | 133.0129 | 92.4819 | -39.1169 | -0.8423 | 0 | 0 | 0
0.625495October | Resource 1 | Sublap 1 | 15:00 | 4 | 95 | October | 19000 | 0 | 0 | 0 | 0 | 0 | 0 | 0 | 0 | 0 | 0 | 0 | 0 | 0 | 0 | 0 | 11.0844 | 9.5365 | 7.3896 | 5.1379 | -2.1732 | -0.046794 | 0 | 0 | 0 | 0 | 0 | 0 | 0 | 0 | 0 | 0 | 0 | 0 | 0 | 0 | 0 | 0 | 0 | 0 | 210.6041 | 181.194 | 140.4025 | 97.6198 | -41.2901 | -0.88909 | 0 | 0 | 0
0.625495November | Resource 1 | Sublap 1 | 15:00 | 4 | 95 | November | 20000 | 0 | 0 | 0 | 0 | 0 | 0 | 0 | 0 | 0 | 0 | 0 | 0 | 0 | 0 | 0 | 11.0844 | 9.5365 | 7.3896 | 5.1379 | -2.1732 | -0.046794 | 0 | 0 | 0 | 0 | 0 | 0 | 0 | 0 | 0 | 0 | 0 | 0 | 0 | 0 | 0 | 0 | 0 | 0 | 221.6885 | 190.7305 | 147.7921 | 102.7577 | -43.4633 | -0.93588 | 0 | 0 | 0
0.625495December | Resource 1 | Sublap 1 | 15:00 | 4 | 95 | December | 21000 | 0 | 0 | 0 | 0 | 0 | 0 | 0 | 0 | 0 | 0 | 0 | 0 | 0 | 0 | 0 | 11.0844 | 9.5365 | 7.3896 | 5.1379 | -2.1732 | -0.046794 | 0 | 0 | 0 | 0 | 0 | 0 | 0 | 0 | 0 | 0 | 0 | 0 | 0 | 0 | 0 | 0 | 0 | 0 | 232.7729 | 200.2671 | 155.1817 | 107.8956 | -45.6364 | -0.98268 | 0 | 0 | 0
0.625496January | Resource 1 | Sublap 1 | 15:00 | 4 | 96 | January | 10000 | 0 | 0 | 0 | 0 | 0 | 0 | 0 | 0 | 0 | 0 | 0 | 0 | 0 | 0 | 0 | 9.8703 | 8.4664 | 6.8264 | 4.7216 | -1.9343 | -0.041668 | 0 | 0 | 0 | 0 | 0 | 0 | 0 | 0 | 0 | 0 | 0 | 0 | 0 | 0 | 0 | 0 | 0 | 0 | 98.7029 | 84.6638 | 68.2643 | 47.2161 | -19.3431 | -0.41668 | 0 | 0 | 0
0.625496February | Resource 1 | Sublap 1 | 15:00 | 4 | 96 | February | 11000 | 0 | 0 | 0 | 0 | 0 | 0 | 0 | 0 | 0 | 0 | 0 | 0 | 0 | 0 | 0 | 9.8703 | 8.4664 | 6.8264 | 4.7216 | -1.9343 | -0.041668 | 0 | 0 | 0 | 0 | 0 | 0 | 0 | 0 | 0 | 0 | 0 | 0 | 0 | 0 | 0 | 0 | 0 | 0 | 108.5732 | 93.1302 | 75.0908 | 51.9378 | -21.2774 | -0.45835 | 0 | 0 | 0
0.625496March | Resource 1 | Sublap 1 | 15:00 | 4 | 96 | March | 12000 | 0 | 0 | 0 | 0 | 0 | 0 | 0 | 0 | 0 | 0 | 0 | 0 | 0 | 0 | 0 | 9.8703 | 8.4664 | 6.8264 | 4.7216 | -1.9343 | -0.041668 | 0 | 0 | 0 | 0 | 0 | 0 | 0 | 0 | 0 | 0 | 0 | 0 | 0 | 0 | 0 | 0 | 0 | 0 | 118.4435 | 101.5965 | 81.9172 | 56.6594 | -23.2117 | -0.50001 | 0 | 0 | 0
0.625496April | Resource 1 | Sublap 1 | 15:00 | 4 | 96 | April | 13000 | 0 | 0 | 0 | 0 | 0 | 0 | 0 | 0 | 0 | 0 | 0 | 0 | 0 | 0 | 0 | 9.8703 | 8.4664 | 6.8264 | 4.7216 | -1.9343 | -0.041668 | 0 | 0 | 0 | 0 | 0 | 0 | 0 | 0 | 0 | 0 | 0 | 0 | 0 | 0 | 0 | 0 | 0 | 0 | 128.3138 | 110.0629 | 88.7437 | 61.381 | -25.146 | -0.54168 | 0 | 0 | 0
0.625496May | Resource 1 | Sublap 1 | 15:00 | 4 | 96 | May | 14000 | 0 | 0 | 0 | 0 | 0 | 0 | 0 | 0 | 0 | 0 | 0 | 0 | 0 | 0 | 0 | 9.8703 | 8.4664 | 6.8264 | 4.7216 | -1.9343 | -0.041668 | 0 | 0 | 0 | 0 | 0 | 0 | 0 | 0 | 0 | 0 | 0 | 0 | 0 | 0 | 0 | 0 | 0 | 0 | 138.1841 | 118.5293 | 95.5701 | 66.1026 | -27.0803 | -0.58335 | 0 | 0 | 0
0.625496June | Resource 1 | Sublap 1 | 15:00 | 4 | 96 | June | 15000 | 0 | 0 | 0 | 0 | 0 | 0 | 0 | 0 | 0 | 0 | 0 | 0 | 0 | 0 | 0 | 9.8703 | 8.4664 | 6.8264 | 4.7216 | -1.9343 | -0.041668 | 0 | 0 | 0 | 0 | 0 | 0 | 0 | 0 | 0 | 0 | 0 | 0 | 0 | 0 | 0 | 0 | 0 | 0 | 148.0544 | 126.9957 | 102.3965 | 70.8242 | -29.0146 | -0.62502 | 0 | 0 | 0
0.625496July | Resource 1 | Sublap 1 | 15:00 | 4 | 96 | July | 16000 | 0 | 0 | 0 | 0 | 0 | 0 | 0 | 0 | 0 | 0 | 0 | 0 | 0 | 0 | 0 | 9.8703 | 8.4664 | 6.8264 | 4.7216 | -1.9343 | -0.041668 | 0 | 0 | 0 | 0 | 0 | 0 | 0 | 0 | 0 | 0 | 0 | 0 | 0 | 0 | 0 | 0 | 0 | 0 | 157.9247 | 135.4621 | 109.223 | 75.5458 | -30.9489 | -0.66669 | 0 | 0 | 0
0.625496August | Resource 1 | Sublap 1 | 15:00 | 4 | 96 | August | 17000 | 0 | 0 | 0 | 0 | 0 | 0 | 0 | 0 | 0 | 0 | 0 | 0 | 0 | 0 | 0 | 9.8703 | 8.4664 | 6.8264 | 4.7216 | -1.9343 | -0.041668 | 0 | 0 | 0 | 0 | 0 | 0 | 0 | 0 | 0 | 0 | 0 | 0 | 0 | 0 | 0 | 0 | 0 | 0 | 167.795 | 143.9284 | 116.0494 | 80.2674 | -32.8833 | -0.70835 | 0 | 0 | 0
0.625496September | Resource 1 | Sublap 1 | 15:00 | 4 | 96 | September | 18000 | 0 | 0 | 0 | 0 | 0 | 0 | 0 | 0 | 0 | 0 | 0 | 0 | 0 | 0 | 0 | 9.8703 | 8.4664 | 6.8264 | 4.7216 | -1.9343 | -0.041668 | 0 | 0 | 0 | 0 | 0 | 0 | 0 | 0 | 0 | 0 | 0 | 0 | 0 | 0 | 0 | 0 | 0 | 0 | 177.6653 | 152.3948 | 122.8758 | 84.9891 | -34.8176 | -0.75002 | 0 | 0 | 0
0.625496October | Resource 1 | Sublap 1 | 15:00 | 4 | 96 | October | 19000 | 0 | 0 | 0 | 0 | 0 | 0 | 0 | 0 | 0 | 0 | 0 | 0 | 0 | 0 | 0 | 9.8703 | 8.4664 | 6.8264 | 4.7216 | -1.9343 | -0.041668 | 0 | 0 | 0 | 0 | 0 | 0 | 0 | 0 | 0 | 0 | 0 | 0 | 0 | 0 | 0 | 0 | 0 | 0 | 187.5356 | 160.8612 | 129.7023 | 89.7107 | -36.7519 | -0.79169 | 0 | 0 | 0
0.625496November | Resource 1 | Sublap 1 | 15:00 | 4 | 96 | November | 20000 | 0 | 0 | 0 | 0 | 0 | 0 | 0 | 0 | 0 | 0 | 0 | 0 | 0 | 0 | 0 | 9.8703 | 8.4664 | 6.8264 | 4.7216 | -1.9343 | -0.041668 | 0 | 0 | 0 | 0 | 0 | 0 | 0 | 0 | 0 | 0 | 0 | 0 | 0 | 0 | 0 | 0 | 0 | 0 | 197.4059 | 169.3276 | 136.5287 | 94.4323 | -38.6862 | -0.83336 | 0 | 0 | 0
0.625496December | Resource 1 | Sublap 1 | 15:00 | 4 | 96 | December | 21000 | 0 | 0 | 0 | 0 | 0 | 0 | 0 | 0 | 0 | 0 | 0 | 0 | 0 | 0 | 0 | 9.8703 | 8.4664 | 6.8264 | 4.7216 | -1.9343 | -0.041668 | 0 | 0 | 0 | 0 | 0 | 0 | 0 | 0 | 0 | 0 | 0 | 0 | 0 | 0 | 0 | 0 | 0 | 0 | 207.2762 | 177.7939 | 143.3551 | 99.1539 | -40.6205 | -0.87503 | 0 | 0 | 0
0.625497January | Resource 1 | Sublap 1 | 15:00 | 4 | 97 | January | 10000 | 0 | 0 | 0 | 0 | 0 | 0 | 0 | 0 | 0 | 0 | 0 | 0 | 0 | 0 | 0 | 9.1492 | 7.5755 | 5.2323 | 2.8443 | -1.796 | -0.038699 | 0 | 0 | 0 | 0 | 0 | 0 | 0 | 0 | 0 | 0 | 0 | 0 | 0 | 0 | 0 | 0 | 0 | 0 | 91.4924 | 75.7553 | 52.323 | 28.4428 | -17.9599 | -0.38699 | 0 | 0 | 0
0.625497February | Resource 1 | Sublap 1 | 15:00 | 4 | 97 | February | 11000 | 0 | 0 | 0 | 0 | 0 | 0 | 0 | 0 | 0 | 0 | 0 | 0 | 0 | 0 | 0 | 9.1492 | 7.5755 | 5.2323 | 2.8443 | -1.796 | -0.038699 | 0 | 0 | 0 | 0 | 0 | 0 | 0 | 0 | 0 | 0 | 0 | 0 | 0 | 0 | 0 | 0 | 0 | 0 | 100.6417 | 83.3309 | 57.5553 | 31.2871 | -19.7558 | -0.42569 | 0 | 0 | 0
0.625497March | Resource 1 | Sublap 1 | 15:00 | 4 | 97 | March | 12000 | 0 | 0 | 0 | 0 | 0 | 0 | 0 | 0 | 0 | 0 | 0 | 0 | 0 | 0 | 0 | 9.1492 | 7.5755 | 5.2323 | 2.8443 | -1.796 | -0.038699 | 0 | 0 | 0 | 0 | 0 | 0 | 0 | 0 | 0 | 0 | 0 | 0 | 0 | 0 | 0 | 0 | 0 | 0 | 109.7909 | 90.9064 | 62.7876 | 34.1314 | -21.5518 | -0.46439 | 0 | 0 | 0
0.625497April | Resource 1 | Sublap 1 | 15:00 | 4 | 97 | April | 13000 | 0 | 0 | 0 | 0 | 0 | 0 | 0 | 0 | 0 | 0 | 0 | 0 | 0 | 0 | 0 | 9.1492 | 7.5755 | 5.2323 | 2.8443 | -1.796 | -0.038699 | 0 | 0 | 0 | 0 | 0 | 0 | 0 | 0 | 0 | 0 | 0 | 0 | 0 | 0 | 0 | 0 | 0 | 0 | 118.9402 | 98.4819 | 68.0199 | 36.9757 | -23.3478 | -0.50309 | 0 | 0 | 0
0.625497May | Resource 1 | Sublap 1 | 15:00 | 4 | 97 | May | 14000 | 0 | 0 | 0 | 0 | 0 | 0 | 0 | 0 | 0 | 0 | 0 | 0 | 0 | 0 | 0 | 9.1492 | 7.5755 | 5.2323 | 2.8443 | -1.796 | -0.038699 | 0 | 0 | 0 | 0 | 0 | 0 | 0 | 0 | 0 | 0 | 0 | 0 | 0 | 0 | 0 | 0 | 0 | 0 | 128.0894 | 106.0575 | 73.2522 | 39.82 | -25.1438 | -0.54179 | 0 | 0 | 0
0.625497June | Resource 1 | Sublap 1 | 15:00 | 4 | 97 | June | 15000 | 0 | 0 | 0 | 0 | 0 | 0 | 0 | 0 | 0 | 0 | 0 | 0 | 0 | 0 | 0 | 9.1492 | 7.5755 | 5.2323 | 2.8443 | -1.796 | -0.038699 | 0 | 0 | 0 | 0 | 0 | 0 | 0 | 0 | 0 | 0 | 0 | 0 | 0 | 0 | 0 | 0 | 0 | 0 | 137.2386 | 113.633 | 78.4845 | 42.6643 | -26.9398 | -0.58049 | 0 | 0 | 0
0.625497July | Resource 1 | Sublap 1 | 15:00 | 4 | 97 | July | 16000 | 0 | 0 | 0 | 0 | 0 | 0 | 0 | 0 | 0 | 0 | 0 | 0 | 0 | 0 | 0 | 9.1492 | 7.5755 | 5.2323 | 2.8443 | -1.796 | -0.038699 | 0 | 0 | 0 | 0 | 0 | 0 | 0 | 0 | 0 | 0 | 0 | 0 | 0 | 0 | 0 | 0 | 0 | 0 | 146.3879 | 121.2085 | 83.7168 | 45.5085 | -28.7358 | -0.61919 | 0 | 0 | 0
0.625497August | Resource 1 | Sublap 1 | 15:00 | 4 | 97 | August | 17000 | 0 | 0 | 0 | 0 | 0 | 0 | 0 | 0 | 0 | 0 | 0 | 0 | 0 | 0 | 0 | 9.1492 | 7.5755 | 5.2323 | 2.8443 | -1.796 | -0.038699 | 0 | 0 | 0 | 0 | 0 | 0 | 0 | 0 | 0 | 0 | 0 | 0 | 0 | 0 | 0 | 0 | 0 | 0 | 155.5371 | 128.7841 | 88.9491 | 48.3528 | -30.5317 | -0.65789 | 0 | 0 | 0
0.625497September | Resource 1 | Sublap 1 | 15:00 | 4 | 97 | September | 18000 | 0 | 0 | 0 | 0 | 0 | 0 | 0 | 0 | 0 | 0 | 0 | 0 | 0 | 0 | 0 | 9.1492 | 7.5755 | 5.2323 | 2.8443 | -1.796 | -0.038699 | 0 | 0 | 0 | 0 | 0 | 0 | 0 | 0 | 0 | 0 | 0 | 0 | 0 | 0 | 0 | 0 | 0 | 0 | 164.6864 | 136.3596 | 94.1814 | 51.1971 | -32.3277 | -0.69658 | 0 | 0 | 0
0.625497October | Resource 1 | Sublap 1 | 15:00 | 4 | 97 | October | 19000 | 0 | 0 | 0 | 0 | 0 | 0 | 0 | 0 | 0 | 0 | 0 | 0 | 0 | 0 | 0 | 9.1492 | 7.5755 | 5.2323 | 2.8443 | -1.796 | -0.038699 | 0 | 0 | 0 | 0 | 0 | 0 | 0 | 0 | 0 | 0 | 0 | 0 | 0 | 0 | 0 | 0 | 0 | 0 | 173.8356 | 143.9352 | 99.4137 | 54.0414 | -34.1237 | -0.73528 | 0 | 0 | 0
0.625497November | Resource 1 | Sublap 1 | 15:00 | 4 | 97 | November | 20000 | 0 | 0 | 0 | 0 | 0 | 0 | 0 | 0 | 0 | 0 | 0 | 0 | 0 | 0 | 0 | 9.1492 | 7.5755 | 5.2323 | 2.8443 | -1.796 | -0.038699 | 0 | 0 | 0 | 0 | 0 | 0 | 0 | 0 | 0 | 0 | 0 | 0 | 0 | 0 | 0 | 0 | 0 | 0 | 182.9849 | 151.5107 | 104.646 | 56.8857 | -35.9197 | -0.77398 | 0 | 0 | 0
0.625497December | Resource 1 | Sublap 1 | 15:00 | 4 | 97 | December | 21000 | 0 | 0 | 0 | 0 | 0 | 0 | 0 | 0 | 0 | 0 | 0 | 0 | 0 | 0 | 0 | 9.1492 | 7.5755 | 5.2323 | 2.8443 | -1.796 | -0.038699 | 0 | 0 | 0 | 0 | 0 | 0 | 0 | 0 | 0 | 0 | 0 | 0 | 0 | 0 | 0 | 0 | 0 | 0 | 192.1341 | 159.0862 | 109.8783 | 59.73 | -37.7157 | -0.81268 | 0 | 0 | 0
0.625498January | Resource 1 | Sublap 1 | 15:00 | 4 | 98 | January | 10000 | 0 | 0 | 0 | 0 | 0 | 0 | 0 | 0 | 0 | 0 | 0 | 0 | 0 | 0 | 0 | 10.5203 | 9.3634 | 6.9844 | 4.4175 | -2.0537 | -0.04423 | 0 | 0 | 0 | 0 | 0 | 0 | 0 | 0 | 0 | 0 | 0 | 0 | 0 | 0 | 0 | 0 | 0 | 0 | 105.2031 | 93.6335 | 69.8436 | 44.1747 | -20.537 | -0.4423 | 0 | 0 | 0
0.625498February | Resource 1 | Sublap 1 | 15:00 | 4 | 98 | February | 11000 | 0 | 0 | 0 | 0 | 0 | 0 | 0 | 0 | 0 | 0 | 0 | 0 | 0 | 0 | 0 | 10.5203 | 9.3634 | 6.9844 | 4.4175 | -2.0537 | -0.04423 | 0 | 0 | 0 | 0 | 0 | 0 | 0 | 0 | 0 | 0 | 0 | 0 | 0 | 0 | 0 | 0 | 0 | 0 | 115.7234 | 102.9969 | 76.8279 | 48.5922 | -22.5907 | -0.48653 | 0 | 0 | 0
0.625498March | Resource 1 | Sublap 1 | 15:00 | 4 | 98 | March | 12000 | 0 | 0 | 0 | 0 | 0 | 0 | 0 | 0 | 0 | 0 | 0 | 0 | 0 | 0 | 0 | 10.5203 | 9.3634 | 6.9844 | 4.4175 | -2.0537 | -0.04423 | 0 | 0 | 0 | 0 | 0 | 0 | 0 | 0 | 0 | 0 | 0 | 0 | 0 | 0 | 0 | 0 | 0 | 0 | 126.2437 | 112.3602 | 83.8123 | 53.0097 | -24.6444 | -0.53076 | 0 | 0 | 0
0.625498April | Resource 1 | Sublap 1 | 15:00 | 4 | 98 | April | 13000 | 0 | 0 | 0 | 0 | 0 | 0 | 0 | 0 | 0 | 0 | 0 | 0 | 0 | 0 | 0 | 10.5203 | 9.3634 | 6.9844 | 4.4175 | -2.0537 | -0.04423 | 0 | 0 | 0 | 0 | 0 | 0 | 0 | 0 | 0 | 0 | 0 | 0 | 0 | 0 | 0 | 0 | 0 | 0 | 136.764 | 121.7236 | 90.7966 | 57.4271 | -26.6981 | -0.57499 | 0 | 0 | 0
0.625498May | Resource 1 | Sublap 1 | 15:00 | 4 | 98 | May | 14000 | 0 | 0 | 0 | 0 | 0 | 0 | 0 | 0 | 0 | 0 | 0 | 0 | 0 | 0 | 0 | 10.5203 | 9.3634 | 6.9844 | 4.4175 | -2.0537 | -0.04423 | 0 | 0 | 0 | 0 | 0 | 0 | 0 | 0 | 0 | 0 | 0 | 0 | 0 | 0 | 0 | 0 | 0 | 0 | 147.2843 | 131.0869 | 97.781 | 61.8446 | -28.7518 | -0.61922 | 0 | 0 | 0
0.625498June | Resource 1 | Sublap 1 | 15:00 | 4 | 98 | June | 15000 | 0 | 0 | 0 | 0 | 0 | 0 | 0 | 0 | 0 | 0 | 0 | 0 | 0 | 0 | 0 | 10.5203 | 9.3634 | 6.9844 | 4.4175 | -2.0537 | -0.04423 | 0 | 0 | 0 | 0 | 0 | 0 | 0 | 0 | 0 | 0 | 0 | 0 | 0 | 0 | 0 | 0 | 0 | 0 | 157.8046 | 140.4503 | 104.7654 | 66.2621 | -30.8055 | -0.66345 | 0 | 0 | 0
0.625498July | Resource 1 | Sublap 1 | 15:00 | 4 | 98 | July | 16000 | 0 | 0 | 0 | 0 | 0 | 0 | 0 | 0 | 0 | 0 | 0 | 0 | 0 | 0 | 0 | 10.5203 | 9.3634 | 6.9844 | 4.4175 | -2.0537 | -0.04423 | 0 | 0 | 0 | 0 | 0 | 0 | 0 | 0 | 0 | 0 | 0 | 0 | 0 | 0 | 0 | 0 | 0 | 0 | 168.3249 | 149.8136 | 111.7497 | 70.6796 | -32.8593 | -0.70768 | 0 | 0 | 0
0.625498August | Resource 1 | Sublap 1 | 15:00 | 4 | 98 | August | 17000 | 0 | 0 | 0 | 0 | 0 | 0 | 0 | 0 | 0 | 0 | 0 | 0 | 0 | 0 | 0 | 10.5203 | 9.3634 | 6.9844 | 4.4175 | -2.0537 | -0.04423 | 0 | 0 | 0 | 0 | 0 | 0 | 0 | 0 | 0 | 0 | 0 | 0 | 0 | 0 | 0 | 0 | 0 | 0 | 178.8452 | 159.177 | 118.7341 | 75.097 | -34.913 | -0.75191 | 0 | 0 | 0
0.625498September | Resource 1 | Sublap 1 | 15:00 | 4 | 98 | September | 18000 | 0 | 0 | 0 | 0 | 0 | 0 | 0 | 0 | 0 | 0 | 0 | 0 | 0 | 0 | 0 | 10.5203 | 9.3634 | 6.9844 | 4.4175 | -2.0537 | -0.04423 | 0 | 0 | 0 | 0 | 0 | 0 | 0 | 0 | 0 | 0 | 0 | 0 | 0 | 0 | 0 | 0 | 0 | 0 | 189.3655 | 168.5403 | 125.7184 | 79.5145 | -36.9667 | -0.79615 | 0 | 0 | 0
0.625498October | Resource 1 | Sublap 1 | 15:00 | 4 | 98 | October | 19000 | 0 | 0 | 0 | 0 | 0 | 0 | 0 | 0 | 0 | 0 | 0 | 0 | 0 | 0 | 0 | 10.5203 | 9.3634 | 6.9844 | 4.4175 | -2.0537 | -0.04423 | 0 | 0 | 0 | 0 | 0 | 0 | 0 | 0 | 0 | 0 | 0 | 0 | 0 | 0 | 0 | 0 | 0 | 0 | 199.8858 | 177.9037 | 132.7028 | 83.932 | -39.0204 | -0.84038 | 0 | 0 | 0
0.625498November | Resource 1 | Sublap 1 | 15:00 | 4 | 98 | November | 20000 | 0 | 0 | 0 | 0 | 0 | 0 | 0 | 0 | 0 | 0 | 0 | 0 | 0 | 0 | 0 | 10.5203 | 9.3634 | 6.9844 | 4.4175 | -2.0537 | -0.04423 | 0 | 0 | 0 | 0 | 0 | 0 | 0 | 0 | 0 | 0 | 0 | 0 | 0 | 0 | 0 | 0 | 0 | 0 | 210.4061 | 187.267 | 139.6871 | 88.3495 | -41.074 | -0.88461 | 0 | 0 | 0
0.625498December | Resource 1 | Sublap 1 | 15:00 | 4 | 98 | December | 21000 | 0 | 0 | 0 | 0 | 0 | 0 | 0 | 0 | 0 | 0 | 0 | 0 | 0 | 0 | 0 | 10.5203 | 9.3634 | 6.9844 | 4.4175 | -2.0537 | -0.04423 | 0 | 0 | 0 | 0 | 0 | 0 | 0 | 0 | 0 | 0 | 0 | 0 | 0 | 0 | 0 | 0 | 0 | 0 | 220.9264 | 196.6304 | 146.6715 | 92.7669 | -43.1278 | -0.92884 | 0 | 0 | 0
0.625499January | Resource 1 | Sublap 1 | 15:00 | 4 | 99 | January | 10000 | 0 | 0 | 0 | 0 | 0 | 0 | 0 | 0 | 0 | 0 | 0 | 0 | 0 | 0 | 0 | 10.3925 | 9.0517 | 6.733 | 3.7196 | -2.0312 | -0.043748 | 0 | 0 | 0 | 0 | 0 | 0 | 0 | 0 | 0 | 0 | 0 | 0 | 0 | 0 | 0 | 0 | 0 | 0 | 103.9251 | 90.5169 | 67.3298 | 37.1958 | -20.3122 | -0.43748 | 0 | 0 | 0
0.625499February | Resource 1 | Sublap 1 | 15:00 | 4 | 99 | February | 11000 | 0 | 0 | 0 | 0 | 0 | 0 | 0 | 0 | 0 | 0 | 0 | 0 | 0 | 0 | 0 | 10.3925 | 9.0517 | 6.733 | 3.7196 | -2.0312 | -0.043748 | 0 | 0 | 0 | 0 | 0 | 0 | 0 | 0 | 0 | 0 | 0 | 0 | 0 | 0 | 0 | 0 | 0 | 0 | 114.3176 | 99.5687 | 74.0628 | 40.9154 | -22.3434 | -0.48123 | 0 | 0 | 0
0.625499March | Resource 1 | Sublap 1 | 15:00 | 4 | 99 | March | 12000 | 0 | 0 | 0 | 0 | 0 | 0 | 0 | 0 | 0 | 0 | 0 | 0 | 0 | 0 | 0 | 10.3925 | 9.0517 | 6.733 | 3.7196 | -2.0312 | -0.043748 | 0 | 0 | 0 | 0 | 0 | 0 | 0 | 0 | 0 | 0 | 0 | 0 | 0 | 0 | 0 | 0 | 0 | 0 | 124.7102 | 108.6203 | 80.7958 | 44.635 | -24.3747 | -0.52497 | 0 | 0 | 0
0.625499April | Resource 1 | Sublap 1 | 15:00 | 4 | 99 | April | 13000 | 0 | 0 | 0 | 0 | 0 | 0 | 0 | 0 | 0 | 0 | 0 | 0 | 0 | 0 | 0 | 10.3925 | 9.0517 | 6.733 | 3.7196 | -2.0312 | -0.043748 | 0 | 0 | 0 | 0 | 0 | 0 | 0 | 0 | 0 | 0 | 0 | 0 | 0 | 0 | 0 | 0 | 0 | 0 | 135.1027 | 117.672 | 87.5287 | 48.3546 | -26.4059 | -0.56872 | 0 | 0 | 0
0.625499May | Resource 1 | Sublap 1 | 15:00 | 4 | 99 | May | 14000 | 0 | 0 | 0 | 0 | 0 | 0 | 0 | 0 | 0 | 0 | 0 | 0 | 0 | 0 | 0 | 10.3925 | 9.0517 | 6.733 | 3.7196 | -2.0312 | -0.043748 | 0 | 0 | 0 | 0 | 0 | 0 | 0 | 0 | 0 | 0 | 0 | 0 | 0 | 0 | 0 | 0 | 0 | 0 | 145.4952 | 126.7237 | 94.2617 | 52.0742 | -28.4371 | -0.61247 | 0 | 0 | 0
0.625499June | Resource 1 | Sublap 1 | 15:00 | 4 | 99 | June | 15000 | 0 | 0 | 0 | 0 | 0 | 0 | 0 | 0 | 0 | 0 | 0 | 0 | 0 | 0 | 0 | 10.3925 | 9.0517 | 6.733 | 3.7196 | -2.0312 | -0.043748 | 0 | 0 | 0 | 0 | 0 | 0 | 0 | 0 | 0 | 0 | 0 | 0 | 0 | 0 | 0 | 0 | 0 | 0 | 155.8877 | 135.7754 | 100.9947 | 55.7937 | -30.4683 | -0.65622 | 0 | 0 | 0
0.625499July | Resource 1 | Sublap 1 | 15:00 | 4 | 99 | July | 16000 | 0 | 0 | 0 | 0 | 0 | 0 | 0 | 0 | 0 | 0 | 0 | 0 | 0 | 0 | 0 | 10.3925 | 9.0517 | 6.733 | 3.7196 | -2.0312 | -0.043748 | 0 | 0 | 0 | 0 | 0 | 0 | 0 | 0 | 0 | 0 | 0 | 0 | 0 | 0 | 0 | 0 | 0 | 0 | 166.2802 | 144.8271 | 107.7277 | 59.5133 | -32.4996 | -0.69996 | 0 | 0 | 0
0.625499August | Resource 1 | Sublap 1 | 15:00 | 4 | 99 | August | 17000 | 0 | 0 | 0 | 0 | 0 | 0 | 0 | 0 | 0 | 0 | 0 | 0 | 0 | 0 | 0 | 10.3925 | 9.0517 | 6.733 | 3.7196 | -2.0312 | -0.043748 | 0 | 0 | 0 | 0 | 0 | 0 | 0 | 0 | 0 | 0 | 0 | 0 | 0 | 0 | 0 | 0 | 0 | 0 | 176.6727 | 153.8788 | 114.4607 | 63.2329 | -34.5308 | -0.74371 | 0 | 0 | 0
0.625499September | Resource 1 | Sublap 1 | 15:00 | 4 | 99 | September | 18000 | 0 | 0 | 0 | 0 | 0 | 0 | 0 | 0 | 0 | 0 | 0 | 0 | 0 | 0 | 0 | 10.3925 | 9.0517 | 6.733 | 3.7196 | -2.0312 | -0.043748 | 0 | 0 | 0 | 0 | 0 | 0 | 0 | 0 | 0 | 0 | 0 | 0 | 0 | 0 | 0 | 0 | 0 | 0 | 187.0652 | 162.9305 | 121.1936 | 66.9525 | -36.562 | -0.78746 | 0 | 0 | 0
0.625499October | Resource 1 | Sublap 1 | 15:00 | 4 | 99 | October | 19000 | 0 | 0 | 0 | 0 | 0 | 0 | 0 | 0 | 0 | 0 | 0 | 0 | 0 | 0 | 0 | 10.3925 | 9.0517 | 6.733 | 3.7196 | -2.0312 | -0.043748 | 0 | 0 | 0 | 0 | 0 | 0 | 0 | 0 | 0 | 0 | 0 | 0 | 0 | 0 | 0 | 0 | 0 | 0 | 197.4577 | 171.9822 | 127.9266 | 70.6721 | -38.5932 | -0.83121 | 0 | 0 | 0
0.625499November | Resource 1 | Sublap 1 | 15:00 | 4 | 99 | November | 20000 | 0 | 0 | 0 | 0 | 0 | 0 | 0 | 0 | 0 | 0 | 0 | 0 | 0 | 0 | 0 | 10.3925 | 9.0517 | 6.733 | 3.7196 | -2.0312 | -0.043748 | 0 | 0 | 0 | 0 | 0 | 0 | 0 | 0 | 0 | 0 | 0 | 0 | 0 | 0 | 0 | 0 | 0 | 0 | 207.8503 | 181.0339 | 134.6596 | 74.3916 | -40.6245 | -0.87496 | 0 | 0 | 0
0.625499December | Resource 1 | Sublap 1 | 15:00 | 4 | 99 | December | 21000 | 0 | 0 | 0 | 0 | 0 | 0 | 0 | 0 | 0 | 0 | 0 | 0 | 0 | 0 | 0 | 10.3925 | 9.0517 | 6.733 | 3.7196 | -2.0312 | -0.043748 | 0 | 0 | 0 | 0 | 0 | 0 | 0 | 0 | 0 | 0 | 0 | 0 | 0 | 0 | 0 | 0 | 0 | 0 | 218.2428 | 190.0856 | 141.3926 | 78.1112 | -42.6557 | -0.9187 | 0 | 0 | 0
0.6254100January | Resource 1 | Sublap 1 | 15:00 | 4 | 100 | January | 10000 | 0 | 0 | 0 | 0 | 0 | 0 | 0 | 0 | 0 | 0 | 0 | 0 | 0 | 0 | 0 | 11.9733 | 11.2309 | 7.9951 | 4.8294 | -2.3516 | -0.050625 | 0 | 0 | 0 | 0 | 0 | 0 | 0 | 0 | 0 | 0 | 0 | 0 | 0 | 0 | 0 | 0 | 0 | 0 | 119.7333 | 112.3087 | 79.9508 | 48.2944 | -23.5165 | -0.50625 | 0 | 0 | 0
0.6254100February | Resource 1 | Sublap 1 | 15:00 | 4 | 100 | February | 11000 | 0 | 0 | 0 | 0 | 0 | 0 | 0 | 0 | 0 | 0 | 0 | 0 | 0 | 0 | 0 | 11.9733 | 11.2309 | 7.9951 | 4.8294 | -2.3516 | -0.050625 | 0 | 0 | 0 | 0 | 0 | 0 | 0 | 0 | 0 | 0 | 0 | 0 | 0 | 0 | 0 | 0 | 0 | 0 | 131.7066 | 123.5396 | 87.9459 | 53.1239 | -25.8681 | -0.55687 | 0 | 0 | 0
0.6254100March | Resource 1 | Sublap 1 | 15:00 | 4 | 100 | March | 12000 | 0 | 0 | 0 | 0 | 0 | 0 | 0 | 0 | 0 | 0 | 0 | 0 | 0 | 0 | 0 | 11.9733 | 11.2309 | 7.9951 | 4.8294 | -2.3516 | -0.050625 | 0 | 0 | 0 | 0 | 0 | 0 | 0 | 0 | 0 | 0 | 0 | 0 | 0 | 0 | 0 | 0 | 0 | 0 | 143.68 | 134.7704 | 95.9409 | 57.9533 | -28.2198 | -0.6075 | 0 | 0 | 0
0.6254100April | Resource 1 | Sublap 1 | 15:00 | 4 | 100 | April | 13000 | 0 | 0 | 0 | 0 | 0 | 0 | 0 | 0 | 0 | 0 | 0 | 0 | 0 | 0 | 0 | 11.9733 | 11.2309 | 7.9951 | 4.8294 | -2.3516 | -0.050625 | 0 | 0 | 0 | 0 | 0 | 0 | 0 | 0 | 0 | 0 | 0 | 0 | 0 | 0 | 0 | 0 | 0 | 0 | 155.6533 | 146.0013 | 103.936 | 62.7828 | -30.5714 | -0.65812 | 0 | 0 | 0
0.6254100May | Resource 1 | Sublap 1 | 15:00 | 4 | 100 | May | 14000 | 0 | 0 | 0 | 0 | 0 | 0 | 0 | 0 | 0 | 0 | 0 | 0 | 0 | 0 | 0 | 11.9733 | 11.2309 | 7.9951 | 4.8294 | -2.3516 | -0.050625 | 0 | 0 | 0 | 0 | 0 | 0 | 0 | 0 | 0 | 0 | 0 | 0 | 0 | 0 | 0 | 0 | 0 | 0 | 167.6266 | 157.2322 | 111.9311 | 67.6122 | -32.9231 | -0.70875 | 0 | 0 | 0
0.6254100June | Resource 1 | Sublap 1 | 15:00 | 4 | 100 | June | 15000 | 0 | 0 | 0 | 0 | 0 | 0 | 0 | 0 | 0 | 0 | 0 | 0 | 0 | 0 | 0 | 11.9733 | 11.2309 | 7.9951 | 4.8294 | -2.3516 | -0.050625 | 0 | 0 | 0 | 0 | 0 | 0 | 0 | 0 | 0 | 0 | 0 | 0 | 0 | 0 | 0 | 0 | 0 | 0 | 179.6 | 168.463 | 119.9262 | 72.4416 | -35.2747 | -0.75937 | 0 | 0 | 0
0.6254100July | Resource 1 | Sublap 1 | 15:00 | 4 | 100 | July | 16000 | 0 | 0 | 0 | 0 | 0 | 0 | 0 | 0 | 0 | 0 | 0 | 0 | 0 | 0 | 0 | 11.9733 | 11.2309 | 7.9951 | 4.8294 | -2.3516 | -0.050625 | 0 | 0 | 0 | 0 | 0 | 0 | 0 | 0 | 0 | 0 | 0 | 0 | 0 | 0 | 0 | 0 | 0 | 0 | 191.5733 | 179.6939 | 127.9212 | 77.2711 | -37.6264 | -0.81 | 0 | 0 | 0
0.6254100August | Resource 1 | Sublap 1 | 15:00 | 4 | 100 | August | 17000 | 0 | 0 | 0 | 0 | 0 | 0 | 0 | 0 | 0 | 0 | 0 | 0 | 0 | 0 | 0 | 11.9733 | 11.2309 | 7.9951 | 4.8294 | -2.3516 | -0.050625 | 0 | 0 | 0 | 0 | 0 | 0 | 0 | 0 | 0 | 0 | 0 | 0 | 0 | 0 | 0 | 0 | 0 | 0 | 203.5466 | 190.9248 | 135.9163 | 82.1005 | -39.978 | -0.86062 | 0 | 0 | 0
0.6254100September | Resource 1 | Sublap 1 | 15:00 | 4 | 100 | September | 18000 | 0 | 0 | 0 | 0 | 0 | 0 | 0 | 0 | 0 | 0 | 0 | 0 | 0 | 0 | 0 | 11.9733 | 11.2309 | 7.9951 | 4.8294 | -2.3516 | -0.050625 | 0 | 0 | 0 | 0 | 0 | 0 | 0 | 0 | 0 | 0 | 0 | 0 | 0 | 0 | 0 | 0 | 0 | 0 | 215.52 | 202.1556 | 143.9114 | 86.93 | -42.3297 | -0.91125 | 0 | 0 | 0
0.6254100October | Resource 1 | Sublap 1 | 15:00 | 4 | 100 | October | 19000 | 0 | 0 | 0 | 0 | 0 | 0 | 0 | 0 | 0 | 0 | 0 | 0 | 0 | 0 | 0 | 11.9733 | 11.2309 | 7.9951 | 4.8294 | -2.3516 | -0.050625 | 0 | 0 | 0 | 0 | 0 | 0 | 0 | 0 | 0 | 0 | 0 | 0 | 0 | 0 | 0 | 0 | 0 | 0 | 227.4933 | 213.3865 | 151.9065 | 91.7594 | -44.6813 | -0.96187 | 0 | 0 | 0
0.6254100November | Resource 1 | Sublap 1 | 15:00 | 4 | 100 | November | 20000 | 0 | 0 | 0 | 0 | 0 | 0 | 0 | 0 | 0 | 0 | 0 | 0 | 0 | 0 | 0 | 11.9733 | 11.2309 | 7.9951 | 4.8294 | -2.3516 | -0.050625 | 0 | 0 | 0 | 0 | 0 | 0 | 0 | 0 | 0 | 0 | 0 | 0 | 0 | 0 | 0 | 0 | 0 | 0 | 239.4666 | 224.6174 | 159.9016 | 96.5888 | -47.0329 | -1.0125 | 0 | 0 | 0
0.6254100December | Resource 1 | Sublap 1 | 15:00 | 4 | 100 | December | 21000 | 0 | 0 | 0 | 0 | 0 | 0 | 0 | 0 | 0 | 0 | 0 | 0 | 0 | 0 | 0 | 11.9733 | 11.2309 | 7.9951 | 4.8294 | -2.3516 | -0.050625 | 0 | 0 | 0 | 0 | 0 | 0 | 0 | 0 | 0 | 0 | 0 | 0 | 0 | 0 | 0 | 0 | 0 | 0 | 251.44 | 235.8483 | 167.8966 | 101.4183 | -49.3846 | -1.0631 | 0 | 0 | 0
0.6254101January | Resource 1 | Sublap 1 | 15:00 | 4 | 101 | January | 10000 | 0 | 0 | 0 | 0 | 0 | 0 | 0 | 0 | 0 | 0 | 0 | 0 | 0 | 0 | 0 | 10.4327 | 9.5936 | 6.9987 | 4.0155 | -2.0152 | -0.043405 | 0 | 0 | 0 | 0 | 0 | 0 | 0 | 0 | 0 | 0 | 0 | 0 | 0 | 0 | 0 | 0 | 0 | 0 | 104.3268 | 95.9358 | 69.987 | 40.1551 | -20.1525 | -0.43405 | 0 | 0 | 0
0.6254101February | Resource 1 | Sublap 1 | 15:00 | 4 | 101 | February | 11000 | 0 | 0 | 0 | 0 | 0 | 0 | 0 | 0 | 0 | 0 | 0 | 0 | 0 | 0 | 0 | 10.4327 | 9.5936 | 6.9987 | 4.0155 | -2.0152 | -0.043405 | 0 | 0 | 0 | 0 | 0 | 0 | 0 | 0 | 0 | 0 | 0 | 0 | 0 | 0 | 0 | 0 | 0 | 0 | 114.7594 | 105.5294 | 76.9857 | 44.1706 | -22.1678 | -0.47746 | 0 | 0 | 0
0.6254101March | Resource 1 | Sublap 1 | 15:00 | 4 | 101 | March | 12000 | 0 | 0 | 0 | 0 | 0 | 0 | 0 | 0 | 0 | 0 | 0 | 0 | 0 | 0 | 0 | 10.4327 | 9.5936 | 6.9987 | 4.0155 | -2.0152 | -0.043405 | 0 | 0 | 0 | 0 | 0 | 0 | 0 | 0 | 0 | 0 | 0 | 0 | 0 | 0 | 0 | 0 | 0 | 0 | 125.1921 | 115.123 | 83.9844 | 48.1861 | -24.183 | -0.52086 | 0 | 0 | 0
0.6254101April | Resource 1 | Sublap 1 | 15:00 | 4 | 101 | April | 13000 | 0 | 0 | 0 | 0 | 0 | 0 | 0 | 0 | 0 | 0 | 0 | 0 | 0 | 0 | 0 | 10.4327 | 9.5936 | 6.9987 | 4.0155 | -2.0152 | -0.043405 | 0 | 0 | 0 | 0 | 0 | 0 | 0 | 0 | 0 | 0 | 0 | 0 | 0 | 0 | 0 | 0 | 0 | 0 | 135.6248 | 124.7166 | 90.9831 | 52.2016 | -26.1983 | -0.56427 | 0 | 0 | 0
0.6254101May | Resource 1 | Sublap 1 | 15:00 | 4 | 101 | May | 14000 | 0 | 0 | 0 | 0 | 0 | 0 | 0 | 0 | 0 | 0 | 0 | 0 | 0 | 0 | 0 | 10.4327 | 9.5936 | 6.9987 | 4.0155 | -2.0152 | -0.043405 | 0 | 0 | 0 | 0 | 0 | 0 | 0 | 0 | 0 | 0 | 0 | 0 | 0 | 0 | 0 | 0 | 0 | 0 | 146.0574 | 134.3102 | 97.9818 | 56.2171 | -28.2135 | -0.60767 | 0 | 0 | 0
0.6254101June | Resource 1 | Sublap 1 | 15:00 | 4 | 101 | June | 15000 | 0 | 0 | 0 | 0 | 0 | 0 | 0 | 0 | 0 | 0 | 0 | 0 | 0 | 0 | 0 | 10.4327 | 9.5936 | 6.9987 | 4.0155 | -2.0152 | -0.043405 | 0 | 0 | 0 | 0 | 0 | 0 | 0 | 0 | 0 | 0 | 0 | 0 | 0 | 0 | 0 | 0 | 0 | 0 | 156.4901 | 143.9037 | 104.9805 | 60.2326 | -30.2288 | -0.65108 | 0 | 0 | 0
0.6254101July | Resource 1 | Sublap 1 | 15:00 | 4 | 101 | July | 16000 | 0 | 0 | 0 | 0 | 0 | 0 | 0 | 0 | 0 | 0 | 0 | 0 | 0 | 0 | 0 | 10.4327 | 9.5936 | 6.9987 | 4.0155 | -2.0152 | -0.043405 | 0 | 0 | 0 | 0 | 0 | 0 | 0 | 0 | 0 | 0 | 0 | 0 | 0 | 0 | 0 | 0 | 0 | 0 | 166.9228 | 153.4973 | 111.9792 | 64.2481 | -32.244 | -0.69448 | 0 | 0 | 0
0.6254101August | Resource 1 | Sublap 1 | 15:00 | 4 | 101 | August | 17000 | 0 | 0 | 0 | 0 | 0 | 0 | 0 | 0 | 0 | 0 | 0 | 0 | 0 | 0 | 0 | 10.4327 | 9.5936 | 6.9987 | 4.0155 | -2.0152 | -0.043405 | 0 | 0 | 0 | 0 | 0 | 0 | 0 | 0 | 0 | 0 | 0 | 0 | 0 | 0 | 0 | 0 | 0 | 0 | 177.3555 | 163.0909 | 118.9779 | 68.2636 | -34.2593 | -0.73789 | 0 | 0 | 0
0.6254101September | Resource 1 | Sublap 1 | 15:00 | 4 | 101 | September | 18000 | 0 | 0 | 0 | 0 | 0 | 0 | 0 | 0 | 0 | 0 | 0 | 0 | 0 | 0 | 0 | 10.4327 | 9.5936 | 6.9987 | 4.0155 | -2.0152 | -0.043405 | 0 | 0 | 0 | 0 | 0 | 0 | 0 | 0 | 0 | 0 | 0 | 0 | 0 | 0 | 0 | 0 | 0 | 0 | 187.7882 | 172.6845 | 125.9766 | 72.2791 | -36.2745 | -0.78129 | 0 | 0 | 0
0.6254101October | Resource 1 | Sublap 1 | 15:00 | 4 | 101 | October | 19000 | 0 | 0 | 0 | 0 | 0 | 0 | 0 | 0 | 0 | 0 | 0 | 0 | 0 | 0 | 0 | 10.4327 | 9.5936 | 6.9987 | 4.0155 | -2.0152 | -0.043405 | 0 | 0 | 0 | 0 | 0 | 0 | 0 | 0 | 0 | 0 | 0 | 0 | 0 | 0 | 0 | 0 | 0 | 0 | 198.2208 | 182.2781 | 132.9753 | 76.2946 | -38.2897 | -0.8247 | 0 | 0 | 0
0.6254101November | Resource 1 | Sublap 1 | 15:00 | 4 | 101 | November | 20000 | 0 | 0 | 0 | 0 | 0 | 0 | 0 | 0 | 0 | 0 | 0 | 0 | 0 | 0 | 0 | 10.4327 | 9.5936 | 6.9987 | 4.0155 | -2.0152 | -0.043405 | 0 | 0 | 0 | 0 | 0 | 0 | 0 | 0 | 0 | 0 | 0 | 0 | 0 | 0 | 0 | 0 | 0 | 0 | 208.6535 | 191.8716 | 139.974 | 80.3101 | -40.305 | -0.8681 | 0 | 0 | 0
0.6254101December | Resource 1 | Sublap 1 | 15:00 | 4 | 101 | December | 21000 | 0 | 0 | 0 | 0 | 0 | 0 | 0 | 0 | 0 | 0 | 0 | 0 | 0 | 0 | 0 | 10.4327 | 9.5936 | 6.9987 | 4.0155 | -2.0152 | -0.043405 | 0 | 0 | 0 | 0 | 0 | 0 | 0 | 0 | 0 | 0 | 0 | 0 | 0 | 0 | 0 | 0 | 0 | 0 | 219.0862 | 201.4652 | 146.9727 | 84.3256 | -42.3202 | -0.91151 | 0 | 0 | 0
0.6254102January | Resource 1 | Sublap 1 | 15:00 | 4 | 102 | January | 10000 | 0 | 0 | 0 | 0 | 0 | 0 | 0 | 0 | 0 | 0 | 0 | 0 | 0 | 0 | 0 | 13.5537 | 12.4419 | 11.3165 | 9.417 | -2.5695 | -0.0553 | 0 | 0 | 0 | 0 | 0 | 0 | 0 | 0 | 0 | 0 | 0 | 0 | 0 | 0 | 0 | 0 | 0 | 0 | 135.5374 | 124.4186 | 113.1652 | 94.1701 | -25.6946 | -0.553 | 0 | 0 | 0
0.6254102February | Resource 1 | Sublap 1 | 15:00 | 4 | 102 | February | 11000 | 0 | 0 | 0 | 0 | 0 | 0 | 0 | 0 | 0 | 0 | 0 | 0 | 0 | 0 | 0 | 13.5537 | 12.4419 | 11.3165 | 9.417 | -2.5695 | -0.0553 | 0 | 0 | 0 | 0 | 0 | 0 | 0 | 0 | 0 | 0 | 0 | 0 | 0 | 0 | 0 | 0 | 0 | 0 | 149.0911 | 136.8604 | 124.4817 | 103.5871 | -28.2641 | -0.60829 | 0 | 0 | 0
0.6254102March | Resource 1 | Sublap 1 | 15:00 | 4 | 102 | March | 12000 | 0 | 0 | 0 | 0 | 0 | 0 | 0 | 0 | 0 | 0 | 0 | 0 | 0 | 0 | 0 | 13.5537 | 12.4419 | 11.3165 | 9.417 | -2.5695 | -0.0553 | 0 | 0 | 0 | 0 | 0 | 0 | 0 | 0 | 0 | 0 | 0 | 0 | 0 | 0 | 0 | 0 | 0 | 0 | 162.6449 | 149.3023 | 135.7982 | 113.0041 | -30.8335 | -0.66359 | 0 | 0 | 0
0.6254102April | Resource 1 | Sublap 1 | 15:00 | 4 | 102 | April | 13000 | 0 | 0 | 0 | 0 | 0 | 0 | 0 | 0 | 0 | 0 | 0 | 0 | 0 | 0 | 0 | 13.5537 | 12.4419 | 11.3165 | 9.417 | -2.5695 | -0.0553 | 0 | 0 | 0 | 0 | 0 | 0 | 0 | 0 | 0 | 0 | 0 | 0 | 0 | 0 | 0 | 0 | 0 | 0 | 176.1986 | 161.7441 | 147.1147 | 122.4211 | -33.403 | -0.71889 | 0 | 0 | 0
0.6254102May | Resource 1 | Sublap 1 | 15:00 | 4 | 102 | May | 14000 | 0 | 0 | 0 | 0 | 0 | 0 | 0 | 0 | 0 | 0 | 0 | 0 | 0 | 0 | 0 | 13.5537 | 12.4419 | 11.3165 | 9.417 | -2.5695 | -0.0553 | 0 | 0 | 0 | 0 | 0 | 0 | 0 | 0 | 0 | 0 | 0 | 0 | 0 | 0 | 0 | 0 | 0 | 0 | 189.7524 | 174.186 | 158.4312 | 131.8381 | -35.9724 | -0.77419 | 0 | 0 | 0
0.6254102June | Resource 1 | Sublap 1 | 15:00 | 4 | 102 | June | 15000 | 0 | 0 | 0 | 0 | 0 | 0 | 0 | 0 | 0 | 0 | 0 | 0 | 0 | 0 | 0 | 13.5537 | 12.4419 | 11.3165 | 9.417 | -2.5695 | -0.0553 | 0 | 0 | 0 | 0 | 0 | 0 | 0 | 0 | 0 | 0 | 0 | 0 | 0 | 0 | 0 | 0 | 0 | 0 | 203.3061 | 186.6278 | 169.7477 | 141.2551 | -38.5419 | -0.82949 | 0 | 0 | 0
0.6254102July | Resource 1 | Sublap 1 | 15:00 | 4 | 102 | July | 16000 | 0 | 0 | 0 | 0 | 0 | 0 | 0 | 0 | 0 | 0 | 0 | 0 | 0 | 0 | 0 | 13.5537 | 12.4419 | 11.3165 | 9.417 | -2.5695 | -0.0553 | 0 | 0 | 0 | 0 | 0 | 0 | 0 | 0 | 0 | 0 | 0 | 0 | 0 | 0 | 0 | 0 | 0 | 0 | 216.8598 | 199.0697 | 181.0643 | 150.6721 | -41.1113 | -0.88479 | 0 | 0 | 0
0.6254102August | Resource 1 | Sublap 1 | 15:00 | 4 | 102 | August | 17000 | 0 | 0 | 0 | 0 | 0 | 0 | 0 | 0 | 0 | 0 | 0 | 0 | 0 | 0 | 0 | 13.5537 | 12.4419 | 11.3165 | 9.417 | -2.5695 | -0.0553 | 0 | 0 | 0 | 0 | 0 | 0 | 0 | 0 | 0 | 0 | 0 | 0 | 0 | 0 | 0 | 0 | 0 | 0 | 230.4136 | 211.5116 | 192.3808 | 160.0891 | -43.6808 | -0.94009 | 0 | 0 | 0
0.6254102September | Resource 1 | Sublap 1 | 15:00 | 4 | 102 | September | 18000 | 0 | 0 | 0 | 0 | 0 | 0 | 0 | 0 | 0 | 0 | 0 | 0 | 0 | 0 | 0 | 13.5537 | 12.4419 | 11.3165 | 9.417 | -2.5695 | -0.0553 | 0 | 0 | 0 | 0 | 0 | 0 | 0 | 0 | 0 | 0 | 0 | 0 | 0 | 0 | 0 | 0 | 0 | 0 | 243.9673 | 223.9534 | 203.6973 | 169.5061 | -46.2503 | -0.99539 | 0 | 0 | 0
0.6254102October | Resource 1 | Sublap 1 | 15:00 | 4 | 102 | October | 19000 | 0 | 0 | 0 | 0 | 0 | 0 | 0 | 0 | 0 | 0 | 0 | 0 | 0 | 0 | 0 | 13.5537 | 12.4419 | 11.3165 | 9.417 | -2.5695 | -0.0553 | 0 | 0 | 0 | 0 | 0 | 0 | 0 | 0 | 0 | 0 | 0 | 0 | 0 | 0 | 0 | 0 | 0 | 0 | 257.5211 | 236.3953 | 215.0138 | 178.9231 | -48.8197 | -1.0507 | 0 | 0 | 0
0.6254102November | Resource 1 | Sublap 1 | 15:00 | 4 | 102 | November | 20000 | 0 | 0 | 0 | 0 | 0 | 0 | 0 | 0 | 0 | 0 | 0 | 0 | 0 | 0 | 0 | 13.5537 | 12.4419 | 11.3165 | 9.417 | -2.5695 | -0.0553 | 0 | 0 | 0 | 0 | 0 | 0 | 0 | 0 | 0 | 0 | 0 | 0 | 0 | 0 | 0 | 0 | 0 | 0 | 271.0748 | 248.8371 | 226.3303 | 188.3401 | -51.3892 | -1.106 | 0 | 0 | 0
0.6254102December | Resource 1 | Sublap 1 | 15:00 | 4 | 102 | December | 21000 | 0 | 0 | 0 | 0 | 0 | 0 | 0 | 0 | 0 | 0 | 0 | 0 | 0 | 0 | 0 | 13.5537 | 12.4419 | 11.3165 | 9.417 | -2.5695 | -0.0553 | 0 | 0 | 0 | 0 | 0 | 0 | 0 | 0 | 0 | 0 | 0 | 0 | 0 | 0 | 0 | 0 | 0 | 0 | 284.6285 | 261.279 | 237.6468 | 197.7571 | -53.9586 | -1.1613 | 0 | 0 | 0
0.6254103January | Resource 1 | Sublap 1 | 15:00 | 4 | 103 | January | 10000 | 0 | 0 | 0 | 0 | 0 | 0 | 0 | 0 | 0 | 0 | 0 | 0 | 0 | 0 | 0 | 14.0584 | 13.0501 | 12.2736 | 9.2087 | -2.6953 | -0.058001 | 0 | 0 | 0 | 0 | 0 | 0 | 0 | 0 | 0 | 0 | 0 | 0 | 0 | 0 | 0 | 0 | 0 | 0 | 140.5843 | 130.5007 | 122.7362 | 92.0872 | -26.9531 | -0.58 | 0 | 0 | 0
0.6254103February | Resource 1 | Sublap 1 | 15:00 | 4 | 103 | February | 11000 | 0 | 0 | 0 | 0 | 0 | 0 | 0 | 0 | 0 | 0 | 0 | 0 | 0 | 0 | 0 | 14.0584 | 13.0501 | 12.2736 | 9.2087 | -2.6953 | -0.058001 | 0 | 0 | 0 | 0 | 0 | 0 | 0 | 0 | 0 | 0 | 0 | 0 | 0 | 0 | 0 | 0 | 0 | 0 | 154.6427 | 143.5508 | 135.0099 | 101.2959 | -29.6484 | -0.63801 | 0 | 0 | 0
0.6254103March | Resource 1 | Sublap 1 | 15:00 | 4 | 103 | March | 12000 | 0 | 0 | 0 | 0 | 0 | 0 | 0 | 0 | 0 | 0 | 0 | 0 | 0 | 0 | 0 | 14.0584 | 13.0501 | 12.2736 | 9.2087 | -2.6953 | -0.058001 | 0 | 0 | 0 | 0 | 0 | 0 | 0 | 0 | 0 | 0 | 0 | 0 | 0 | 0 | 0 | 0 | 0 | 0 | 168.7012 | 156.6009 | 147.2835 | 110.5046 | -32.3437 | -0.69601 | 0 | 0 | 0
0.6254103April | Resource 1 | Sublap 1 | 15:00 | 4 | 103 | April | 13000 | 0 | 0 | 0 | 0 | 0 | 0 | 0 | 0 | 0 | 0 | 0 | 0 | 0 | 0 | 0 | 14.0584 | 13.0501 | 12.2736 | 9.2087 | -2.6953 | -0.058001 | 0 | 0 | 0 | 0 | 0 | 0 | 0 | 0 | 0 | 0 | 0 | 0 | 0 | 0 | 0 | 0 | 0 | 0 | 182.7596 | 169.6509 | 159.5571 | 119.7133 | -35.039 | -0.75401 | 0 | 0 | 0
0.6254103May | Resource 1 | Sublap 1 | 15:00 | 4 | 103 | May | 14000 | 0 | 0 | 0 | 0 | 0 | 0 | 0 | 0 | 0 | 0 | 0 | 0 | 0 | 0 | 0 | 14.0584 | 13.0501 | 12.2736 | 9.2087 | -2.6953 | -0.058001 | 0 | 0 | 0 | 0 | 0 | 0 | 0 | 0 | 0 | 0 | 0 | 0 | 0 | 0 | 0 | 0 | 0 | 0 | 196.818 | 182.701 | 171.8307 | 128.922 | -37.7343 | -0.81201 | 0 | 0 | 0
0.6254103June | Resource 1 | Sublap 1 | 15:00 | 4 | 103 | June | 15000 | 0 | 0 | 0 | 0 | 0 | 0 | 0 | 0 | 0 | 0 | 0 | 0 | 0 | 0 | 0 | 14.0584 | 13.0501 | 12.2736 | 9.2087 | -2.6953 | -0.058001 | 0 | 0 | 0 | 0 | 0 | 0 | 0 | 0 | 0 | 0 | 0 | 0 | 0 | 0 | 0 | 0 | 0 | 0 | 210.8764 | 195.7511 | 184.1044 | 138.1307 | -40.4296 | -0.87001 | 0 | 0 | 0
0.6254103July | Resource 1 | Sublap 1 | 15:00 | 4 | 103 | July | 16000 | 0 | 0 | 0 | 0 | 0 | 0 | 0 | 0 | 0 | 0 | 0 | 0 | 0 | 0 | 0 | 14.0584 | 13.0501 | 12.2736 | 9.2087 | -2.6953 | -0.058001 | 0 | 0 | 0 | 0 | 0 | 0 | 0 | 0 | 0 | 0 | 0 | 0 | 0 | 0 | 0 | 0 | 0 | 0 | 224.9349 | 208.8012 | 196.378 | 147.3395 | -43.1249 | -0.92801 | 0 | 0 | 0
0.6254103August | Resource 1 | Sublap 1 | 15:00 | 4 | 103 | August | 17000 | 0 | 0 | 0 | 0 | 0 | 0 | 0 | 0 | 0 | 0 | 0 | 0 | 0 | 0 | 0 | 14.0584 | 13.0501 | 12.2736 | 9.2087 | -2.6953 | -0.058001 | 0 | 0 | 0 | 0 | 0 | 0 | 0 | 0 | 0 | 0 | 0 | 0 | 0 | 0 | 0 | 0 | 0 | 0 | 238.9933 | 221.8512 | 208.6516 | 156.5482 | -45.8202 | -0.98601 | 0 | 0 | 0
0.6254103September | Resource 1 | Sublap 1 | 15:00 | 4 | 103 | September | 18000 | 0 | 0 | 0 | 0 | 0 | 0 | 0 | 0 | 0 | 0 | 0 | 0 | 0 | 0 | 0 | 14.0584 | 13.0501 | 12.2736 | 9.2087 | -2.6953 | -0.058001 | 0 | 0 | 0 | 0 | 0 | 0 | 0 | 0 | 0 | 0 | 0 | 0 | 0 | 0 | 0 | 0 | 0 | 0 | 253.0517 | 234.9013 | 220.9252 | 165.7569 | -48.5155 | -1.044 | 0 | 0 | 0
0.6254103October | Resource 1 | Sublap 1 | 15:00 | 4 | 103 | October | 19000 | 0 | 0 | 0 | 0 | 0 | 0 | 0 | 0 | 0 | 0 | 0 | 0 | 0 | 0 | 0 | 14.0584 | 13.0501 | 12.2736 | 9.2087 | -2.6953 | -0.058001 | 0 | 0 | 0 | 0 | 0 | 0 | 0 | 0 | 0 | 0 | 0 | 0 | 0 | 0 | 0 | 0 | 0 | 0 | 267.1102 | 247.9514 | 233.1988 | 174.9656 | -51.2108 | -1.102 | 0 | 0 | 0
0.6254103November | Resource 1 | Sublap 1 | 15:00 | 4 | 103 | November | 20000 | 0 | 0 | 0 | 0 | 0 | 0 | 0 | 0 | 0 | 0 | 0 | 0 | 0 | 0 | 0 | 14.0584 | 13.0501 | 12.2736 | 9.2087 | -2.6953 | -0.058001 | 0 | 0 | 0 | 0 | 0 | 0 | 0 | 0 | 0 | 0 | 0 | 0 | 0 | 0 | 0 | 0 | 0 | 0 | 281.1686 | 261.0015 | 245.4725 | 184.1743 | -53.9061 | -1.16 | 0 | 0 | 0
0.6254103December | Resource 1 | Sublap 1 | 15:00 | 4 | 103 | December | 21000 | 0 | 0 | 0 | 0 | 0 | 0 | 0 | 0 | 0 | 0 | 0 | 0 | 0 | 0 | 0 | 14.0584 | 13.0501 | 12.2736 | 9.2087 | -2.6953 | -0.058001 | 0 | 0 | 0 | 0 | 0 | 0 | 0 | 0 | 0 | 0 | 0 | 0 | 0 | 0 | 0 | 0 | 0 | 0 | 295.227 | 274.0515 | 257.7461 | 193.383 | -56.6014 | -1.218 | 0 | 0 | 0
0.6254104January | Resource 1 | Sublap 1 | 15:00 | 4 | 104 | January | 10000 | 0 | 0 | 0 | 0 | 0 | 0 | 0 | 0 | 0 | 0 | 0 | 0 | 0 | 0 | 0 | 15.1548 | 14.0433 | 12.5863 | 8.4856 | -2.9059 | -0.062519 | 0 | 0 | 0 | 0 | 0 | 0 | 0 | 0 | 0 | 0 | 0 | 0 | 0 | 0 | 0 | 0 | 0 | 0 | 151.5482 | 140.4325 | 125.8633 | 84.8557 | -29.0586 | -0.62519 | 0 | 0 | 0
0.6254104February | Resource 1 | Sublap 1 | 15:00 | 4 | 104 | February | 11000 | 0 | 0 | 0 | 0 | 0 | 0 | 0 | 0 | 0 | 0 | 0 | 0 | 0 | 0 | 0 | 15.1548 | 14.0433 | 12.5863 | 8.4856 | -2.9059 | -0.062519 | 0 | 0 | 0 | 0 | 0 | 0 | 0 | 0 | 0 | 0 | 0 | 0 | 0 | 0 | 0 | 0 | 0 | 0 | 166.7031 | 154.4757 | 138.4496 | 93.3413 | -31.9644 | -0.68771 | 0 | 0 | 0
0.6254104March | Resource 1 | Sublap 1 | 15:00 | 4 | 104 | March | 12000 | 0 | 0 | 0 | 0 | 0 | 0 | 0 | 0 | 0 | 0 | 0 | 0 | 0 | 0 | 0 | 15.1548 | 14.0433 | 12.5863 | 8.4856 | -2.9059 | -0.062519 | 0 | 0 | 0 | 0 | 0 | 0 | 0 | 0 | 0 | 0 | 0 | 0 | 0 | 0 | 0 | 0 | 0 | 0 | 181.8579 | 168.519 | 151.036 | 101.8269 | -34.8703 | -0.75023 | 0 | 0 | 0
0.6254104April | Resource 1 | Sublap 1 | 15:00 | 4 | 104 | April | 13000 | 0 | 0 | 0 | 0 | 0 | 0 | 0 | 0 | 0 | 0 | 0 | 0 | 0 | 0 | 0 | 15.1548 | 14.0433 | 12.5863 | 8.4856 | -2.9059 | -0.062519 | 0 | 0 | 0 | 0 | 0 | 0 | 0 | 0 | 0 | 0 | 0 | 0 | 0 | 0 | 0 | 0 | 0 | 0 | 197.0127 | 182.5622 | 163.6223 | 110.3124 | -37.7761 | -0.81275 | 0 | 0 | 0
0.6254104May | Resource 1 | Sublap 1 | 15:00 | 4 | 104 | May | 14000 | 0 | 0 | 0 | 0 | 0 | 0 | 0 | 0 | 0 | 0 | 0 | 0 | 0 | 0 | 0 | 15.1548 | 14.0433 | 12.5863 | 8.4856 | -2.9059 | -0.062519 | 0 | 0 | 0 | 0 | 0 | 0 | 0 | 0 | 0 | 0 | 0 | 0 | 0 | 0 | 0 | 0 | 0 | 0 | 212.1676 | 196.6055 | 176.2086 | 118.798 | -40.682 | -0.87527 | 0 | 0 | 0
0.6254104June | Resource 1 | Sublap 1 | 15:00 | 4 | 104 | June | 15000 | 0 | 0 | 0 | 0 | 0 | 0 | 0 | 0 | 0 | 0 | 0 | 0 | 0 | 0 | 0 | 15.1548 | 14.0433 | 12.5863 | 8.4856 | -2.9059 | -0.062519 | 0 | 0 | 0 | 0 | 0 | 0 | 0 | 0 | 0 | 0 | 0 | 0 | 0 | 0 | 0 | 0 | 0 | 0 | 227.3224 | 210.6487 | 188.795 | 127.2836 | -43.5879 | -0.93779 | 0 | 0 | 0
0.6254104July | Resource 1 | Sublap 1 | 15:00 | 4 | 104 | July | 16000 | 0 | 0 | 0 | 0 | 0 | 0 | 0 | 0 | 0 | 0 | 0 | 0 | 0 | 0 | 0 | 15.1548 | 14.0433 | 12.5863 | 8.4856 | -2.9059 | -0.062519 | 0 | 0 | 0 | 0 | 0 | 0 | 0 | 0 | 0 | 0 | 0 | 0 | 0 | 0 | 0 | 0 | 0 | 0 | 242.4772 | 224.692 | 201.3813 | 135.7691 | -46.4937 | -1.0003 | 0 | 0 | 0
0.6254104August | Resource 1 | Sublap 1 | 15:00 | 4 | 104 | August | 17000 | 0 | 0 | 0 | 0 | 0 | 0 | 0 | 0 | 0 | 0 | 0 | 0 | 0 | 0 | 0 | 15.1548 | 14.0433 | 12.5863 | 8.4856 | -2.9059 | -0.062519 | 0 | 0 | 0 | 0 | 0 | 0 | 0 | 0 | 0 | 0 | 0 | 0 | 0 | 0 | 0 | 0 | 0 | 0 | 257.632 | 238.7352 | 213.9676 | 144.2547 | -49.3996 | -1.0628 | 0 | 0 | 0
0.6254104September | Resource 1 | Sublap 1 | 15:00 | 4 | 104 | September | 18000 | 0 | 0 | 0 | 0 | 0 | 0 | 0 | 0 | 0 | 0 | 0 | 0 | 0 | 0 | 0 | 15.1548 | 14.0433 | 12.5863 | 8.4856 | -2.9059 | -0.062519 | 0 | 0 | 0 | 0 | 0 | 0 | 0 | 0 | 0 | 0 | 0 | 0 | 0 | 0 | 0 | 0 | 0 | 0 | 272.7869 | 252.7784 | 226.554 | 152.7403 | -52.3054 | -1.1253 | 0 | 0 | 0
0.6254104October | Resource 1 | Sublap 1 | 15:00 | 4 | 104 | October | 19000 | 0 | 0 | 0 | 0 | 0 | 0 | 0 | 0 | 0 | 0 | 0 | 0 | 0 | 0 | 0 | 15.1548 | 14.0433 | 12.5863 | 8.4856 | -2.9059 | -0.062519 | 0 | 0 | 0 | 0 | 0 | 0 | 0 | 0 | 0 | 0 | 0 | 0 | 0 | 0 | 0 | 0 | 0 | 0 | 287.9417 | 266.8217 | 239.1403 | 161.2259 | -55.2113 | -1.1879 | 0 | 0 | 0
0.6254104November | Resource 1 | Sublap 1 | 15:00 | 4 | 104 | November | 20000 | 0 | 0 | 0 | 0 | 0 | 0 | 0 | 0 | 0 | 0 | 0 | 0 | 0 | 0 | 0 | 15.1548 | 14.0433 | 12.5863 | 8.4856 | -2.9059 | -0.062519 | 0 | 0 | 0 | 0 | 0 | 0 | 0 | 0 | 0 | 0 | 0 | 0 | 0 | 0 | 0 | 0 | 0 | 0 | 303.0965 | 280.8649 | 251.7266 | 169.7114 | -58.1171 | -1.2504 | 0 | 0 | 0
0.6254104December | Resource 1 | Sublap 1 | 15:00 | 4 | 104 | December | 21000 | 0 | 0 | 0 | 0 | 0 | 0 | 0 | 0 | 0 | 0 | 0 | 0 | 0 | 0 | 0 | 15.1548 | 14.0433 | 12.5863 | 8.4856 | -2.9059 | -0.062519 | 0 | 0 | 0 | 0 | 0 | 0 | 0 | 0 | 0 | 0 | 0 | 0 | 0 | 0 | 0 | 0 | 0 | 0 | 318.2513 | 294.9082 | 264.313 | 178.197 | -61.023 | -1.3129 | 0 | 0 | 0
0.6254105January | Resource 1 | Sublap 1 | 15:00 | 4 | 105 | January | 10000 | 0 | 0 | 0 | 0 | 0 | 0 | 0 | 0 | 0 | 0 | 0 | 0 | 0 | 0 | 0 | 12.8945 | 11.9091 | 9.8067 | 4.1493 | -2.4678 | -0.053118 | 0 | 0 | 0 | 0 | 0 | 0 | 0 | 0 | 0 | 0 | 0 | 0 | 0 | 0 | 0 | 0 | 0 | 0 | 128.9449 | 119.0909 | 98.0667 | 41.4931 | -24.6781 | -0.53118 | 0 | 0 | 0
0.6254105February | Resource 1 | Sublap 1 | 15:00 | 4 | 105 | February | 11000 | 0 | 0 | 0 | 0 | 0 | 0 | 0 | 0 | 0 | 0 | 0 | 0 | 0 | 0 | 0 | 12.8945 | 11.9091 | 9.8067 | 4.1493 | -2.4678 | -0.053118 | 0 | 0 | 0 | 0 | 0 | 0 | 0 | 0 | 0 | 0 | 0 | 0 | 0 | 0 | 0 | 0 | 0 | 0 | 141.8394 | 131 | 107.8734 | 45.6424 | -27.1459 | -0.5843 | 0 | 0 | 0
0.6254105March | Resource 1 | Sublap 1 | 15:00 | 4 | 105 | March | 12000 | 0 | 0 | 0 | 0 | 0 | 0 | 0 | 0 | 0 | 0 | 0 | 0 | 0 | 0 | 0 | 12.8945 | 11.9091 | 9.8067 | 4.1493 | -2.4678 | -0.053118 | 0 | 0 | 0 | 0 | 0 | 0 | 0 | 0 | 0 | 0 | 0 | 0 | 0 | 0 | 0 | 0 | 0 | 0 | 154.7339 | 142.9091 | 117.6801 | 49.7917 | -29.6138 | -0.63742 | 0 | 0 | 0
0.6254105April | Resource 1 | Sublap 1 | 15:00 | 4 | 105 | April | 13000 | 0 | 0 | 0 | 0 | 0 | 0 | 0 | 0 | 0 | 0 | 0 | 0 | 0 | 0 | 0 | 12.8945 | 11.9091 | 9.8067 | 4.1493 | -2.4678 | -0.053118 | 0 | 0 | 0 | 0 | 0 | 0 | 0 | 0 | 0 | 0 | 0 | 0 | 0 | 0 | 0 | 0 | 0 | 0 | 167.6284 | 154.8181 | 127.4867 | 53.941 | -32.0816 | -0.69053 | 0 | 0 | 0
0.6254105May | Resource 1 | Sublap 1 | 15:00 | 4 | 105 | May | 14000 | 0 | 0 | 0 | 0 | 0 | 0 | 0 | 0 | 0 | 0 | 0 | 0 | 0 | 0 | 0 | 12.8945 | 11.9091 | 9.8067 | 4.1493 | -2.4678 | -0.053118 | 0 | 0 | 0 | 0 | 0 | 0 | 0 | 0 | 0 | 0 | 0 | 0 | 0 | 0 | 0 | 0 | 0 | 0 | 180.5228 | 166.7272 | 137.2934 | 58.0903 | -34.5494 | -0.74365 | 0 | 0 | 0
0.6254105June | Resource 1 | Sublap 1 | 15:00 | 4 | 105 | June | 15000 | 0 | 0 | 0 | 0 | 0 | 0 | 0 | 0 | 0 | 0 | 0 | 0 | 0 | 0 | 0 | 12.8945 | 11.9091 | 9.8067 | 4.1493 | -2.4678 | -0.053118 | 0 | 0 | 0 | 0 | 0 | 0 | 0 | 0 | 0 | 0 | 0 | 0 | 0 | 0 | 0 | 0 | 0 | 0 | 193.4173 | 178.6363 | 147.1001 | 62.2396 | -37.0172 | -0.79677 | 0 | 0 | 0
0.6254105July | Resource 1 | Sublap 1 | 15:00 | 4 | 105 | July | 16000 | 0 | 0 | 0 | 0 | 0 | 0 | 0 | 0 | 0 | 0 | 0 | 0 | 0 | 0 | 0 | 12.8945 | 11.9091 | 9.8067 | 4.1493 | -2.4678 | -0.053118 | 0 | 0 | 0 | 0 | 0 | 0 | 0 | 0 | 0 | 0 | 0 | 0 | 0 | 0 | 0 | 0 | 0 | 0 | 206.3118 | 190.5454 | 156.9068 | 66.3889 | -39.485 | -0.84989 | 0 | 0 | 0
0.6254105August | Resource 1 | Sublap 1 | 15:00 | 4 | 105 | August | 17000 | 0 | 0 | 0 | 0 | 0 | 0 | 0 | 0 | 0 | 0 | 0 | 0 | 0 | 0 | 0 | 12.8945 | 11.9091 | 9.8067 | 4.1493 | -2.4678 | -0.053118 | 0 | 0 | 0 | 0 | 0 | 0 | 0 | 0 | 0 | 0 | 0 | 0 | 0 | 0 | 0 | 0 | 0 | 0 | 219.2063 | 202.4545 | 166.7134 | 70.5382 | -41.9528 | -0.90301 | 0 | 0 | 0
0.6254105September | Resource 1 | Sublap 1 | 15:00 | 4 | 105 | September | 18000 | 0 | 0 | 0 | 0 | 0 | 0 | 0 | 0 | 0 | 0 | 0 | 0 | 0 | 0 | 0 | 12.8945 | 11.9091 | 9.8067 | 4.1493 | -2.4678 | -0.053118 | 0 | 0 | 0 | 0 | 0 | 0 | 0 | 0 | 0 | 0 | 0 | 0 | 0 | 0 | 0 | 0 | 0 | 0 | 232.1008 | 214.3636 | 176.5201 | 74.6875 | -44.4206 | -0.95612 | 0 | 0 | 0
0.6254105October | Resource 1 | Sublap 1 | 15:00 | 4 | 105 | October | 19000 | 0 | 0 | 0 | 0 | 0 | 0 | 0 | 0 | 0 | 0 | 0 | 0 | 0 | 0 | 0 | 12.8945 | 11.9091 | 9.8067 | 4.1493 | -2.4678 | -0.053118 | 0 | 0 | 0 | 0 | 0 | 0 | 0 | 0 | 0 | 0 | 0 | 0 | 0 | 0 | 0 | 0 | 0 | 0 | 244.9953 | 226.2727 | 186.3268 | 78.8368 | -46.8884 | -1.0092 | 0 | 0 | 0
0.6254105November | Resource 1 | Sublap 1 | 15:00 | 4 | 105 | November | 20000 | 0 | 0 | 0 | 0 | 0 | 0 | 0 | 0 | 0 | 0 | 0 | 0 | 0 | 0 | 0 | 12.8945 | 11.9091 | 9.8067 | 4.1493 | -2.4678 | -0.053118 | 0 | 0 | 0 | 0 | 0 | 0 | 0 | 0 | 0 | 0 | 0 | 0 | 0 | 0 | 0 | 0 | 0 | 0 | 257.8898 | 238.1818 | 196.1335 | 82.9861 | -49.3563 | -1.0624 | 0 | 0 | 0
0.6254105December | Resource 1 | Sublap 1 | 15:00 | 4 | 105 | December | 21000 | 0 | 0 | 0 | 0 | 0 | 0 | 0 | 0 | 0 | 0 | 0 | 0 | 0 | 0 | 0 | 12.8945 | 11.9091 | 9.8067 | 4.1493 | -2.4678 | -0.053118 | 0 | 0 | 0 | 0 | 0 | 0 | 0 | 0 | 0 | 0 | 0 | 0 | 0 | 0 | 0 | 0 | 0 | 0 | 270.7843 | 250.0909 | 205.9401 | 87.1354 | -51.8241 | -1.1155 | 0 | 0 | 0
0.6254106January | Resource 1 | Sublap 1 | 15:00 | 4 | 106 | January | 10000 | 0 | 0 | 0 | 0 | 0 | 0 | 0 | 0 | 0 | 0 | 0 | 0 | 0 | 0 | 0 | 12.5267 | 11.6261 | 10.8945 | 9.004 | -2.3758 | -0.051144 | 0 | 0 | 0 | 0 | 0 | 0 | 0 | 0 | 0 | 0 | 0 | 0 | 0 | 0 | 0 | 0 | 0 | 0 | 125.2674 | 116.2609 | 108.9453 | 90.0399 | -23.7585 | -0.51144 | 0 | 0 | 0
0.6254106February | Resource 1 | Sublap 1 | 15:00 | 4 | 106 | February | 11000 | 0 | 0 | 0 | 0 | 0 | 0 | 0 | 0 | 0 | 0 | 0 | 0 | 0 | 0 | 0 | 12.5267 | 11.6261 | 10.8945 | 9.004 | -2.3758 | -0.051144 | 0 | 0 | 0 | 0 | 0 | 0 | 0 | 0 | 0 | 0 | 0 | 0 | 0 | 0 | 0 | 0 | 0 | 0 | 137.7941 | 127.8869 | 119.8398 | 99.0439 | -26.1343 | -0.56259 | 0 | 0 | 0
0.6254106March | Resource 1 | Sublap 1 | 15:00 | 4 | 106 | March | 12000 | 0 | 0 | 0 | 0 | 0 | 0 | 0 | 0 | 0 | 0 | 0 | 0 | 0 | 0 | 0 | 12.5267 | 11.6261 | 10.8945 | 9.004 | -2.3758 | -0.051144 | 0 | 0 | 0 | 0 | 0 | 0 | 0 | 0 | 0 | 0 | 0 | 0 | 0 | 0 | 0 | 0 | 0 | 0 | 150.3209 | 139.513 | 130.7343 | 108.0479 | -28.5102 | -0.61373 | 0 | 0 | 0
0.6254106April | Resource 1 | Sublap 1 | 15:00 | 4 | 106 | April | 13000 | 0 | 0 | 0 | 0 | 0 | 0 | 0 | 0 | 0 | 0 | 0 | 0 | 0 | 0 | 0 | 12.5267 | 11.6261 | 10.8945 | 9.004 | -2.3758 | -0.051144 | 0 | 0 | 0 | 0 | 0 | 0 | 0 | 0 | 0 | 0 | 0 | 0 | 0 | 0 | 0 | 0 | 0 | 0 | 162.8476 | 151.1391 | 141.6288 | 117.0518 | -30.886 | -0.66487 | 0 | 0 | 0
0.6254106May | Resource 1 | Sublap 1 | 15:00 | 4 | 106 | May | 14000 | 0 | 0 | 0 | 0 | 0 | 0 | 0 | 0 | 0 | 0 | 0 | 0 | 0 | 0 | 0 | 12.5267 | 11.6261 | 10.8945 | 9.004 | -2.3758 | -0.051144 | 0 | 0 | 0 | 0 | 0 | 0 | 0 | 0 | 0 | 0 | 0 | 0 | 0 | 0 | 0 | 0 | 0 | 0 | 175.3743 | 162.7652 | 152.5234 | 126.0558 | -33.2619 | -0.71602 | 0 | 0 | 0
0.6254106June | Resource 1 | Sublap 1 | 15:00 | 4 | 106 | June | 15000 | 0 | 0 | 0 | 0 | 0 | 0 | 0 | 0 | 0 | 0 | 0 | 0 | 0 | 0 | 0 | 12.5267 | 11.6261 | 10.8945 | 9.004 | -2.3758 | -0.051144 | 0 | 0 | 0 | 0 | 0 | 0 | 0 | 0 | 0 | 0 | 0 | 0 | 0 | 0 | 0 | 0 | 0 | 0 | 187.9011 | 174.3913 | 163.4179 | 135.0598 | -35.6377 | -0.76716 | 0 | 0 | 0
0.6254106July | Resource 1 | Sublap 1 | 15:00 | 4 | 106 | July | 16000 | 0 | 0 | 0 | 0 | 0 | 0 | 0 | 0 | 0 | 0 | 0 | 0 | 0 | 0 | 0 | 12.5267 | 11.6261 | 10.8945 | 9.004 | -2.3758 | -0.051144 | 0 | 0 | 0 | 0 | 0 | 0 | 0 | 0 | 0 | 0 | 0 | 0 | 0 | 0 | 0 | 0 | 0 | 0 | 200.4278 | 186.0174 | 174.3124 | 144.0638 | -38.0136 | -0.81831 | 0 | 0 | 0
0.6254106August | Resource 1 | Sublap 1 | 15:00 | 4 | 106 | August | 17000 | 0 | 0 | 0 | 0 | 0 | 0 | 0 | 0 | 0 | 0 | 0 | 0 | 0 | 0 | 0 | 12.5267 | 11.6261 | 10.8945 | 9.004 | -2.3758 | -0.051144 | 0 | 0 | 0 | 0 | 0 | 0 | 0 | 0 | 0 | 0 | 0 | 0 | 0 | 0 | 0 | 0 | 0 | 0 | 212.9546 | 197.6435 | 185.2069 | 153.0678 | -40.3894 | -0.86945 | 0 | 0 | 0
0.6254106September | Resource 1 | Sublap 1 | 15:00 | 4 | 106 | September | 18000 | 0 | 0 | 0 | 0 | 0 | 0 | 0 | 0 | 0 | 0 | 0 | 0 | 0 | 0 | 0 | 12.5267 | 11.6261 | 10.8945 | 9.004 | -2.3758 | -0.051144 | 0 | 0 | 0 | 0 | 0 | 0 | 0 | 0 | 0 | 0 | 0 | 0 | 0 | 0 | 0 | 0 | 0 | 0 | 225.4813 | 209.2695 | 196.1015 | 162.0718 | -42.7653 | -0.9206 | 0 | 0 | 0
0.6254106October | Resource 1 | Sublap 1 | 15:00 | 4 | 106 | October | 19000 | 0 | 0 | 0 | 0 | 0 | 0 | 0 | 0 | 0 | 0 | 0 | 0 | 0 | 0 | 0 | 12.5267 | 11.6261 | 10.8945 | 9.004 | -2.3758 | -0.051144 | 0 | 0 | 0 | 0 | 0 | 0 | 0 | 0 | 0 | 0 | 0 | 0 | 0 | 0 | 0 | 0 | 0 | 0 | 238.008 | 220.8956 | 206.996 | 171.0758 | -45.1411 | -0.97174 | 0 | 0 | 0
0.6254106November | Resource 1 | Sublap 1 | 15:00 | 4 | 106 | November | 20000 | 0 | 0 | 0 | 0 | 0 | 0 | 0 | 0 | 0 | 0 | 0 | 0 | 0 | 0 | 0 | 12.5267 | 11.6261 | 10.8945 | 9.004 | -2.3758 | -0.051144 | 0 | 0 | 0 | 0 | 0 | 0 | 0 | 0 | 0 | 0 | 0 | 0 | 0 | 0 | 0 | 0 | 0 | 0 | 250.5348 | 232.5217 | 217.8905 | 180.0797 | -47.517 | -1.0229 | 0 | 0 | 0
0.6254106December | Resource 1 | Sublap 1 | 15:00 | 4 | 106 | December | 21000 | 0 | 0 | 0 | 0 | 0 | 0 | 0 | 0 | 0 | 0 | 0 | 0 | 0 | 0 | 0 | 12.5267 | 11.6261 | 10.8945 | 9.004 | -2.3758 | -0.051144 | 0 | 0 | 0 | 0 | 0 | 0 | 0 | 0 | 0 | 0 | 0 | 0 | 0 | 0 | 0 | 0 | 0 | 0 | 263.0615 | 244.1478 | 228.785 | 189.0837 | -49.8928 | -1.074 | 0 | 0 | 0
0.6254107January | Resource 1 | Sublap 1 | 15:00 | 4 | 107 | January | 10000 | 0 | 0 | 0 | 0 | 0 | 0 | 0 | 0 | 0 | 0 | 0 | 0 | 0 | 0 | 0 | 14.6286 | 13.6582 | 12.6695 | 7.4362 | -2.7824 | -0.05987 | 0 | 0 | 0 | 0 | 0 | 0 | 0 | 0 | 0 | 0 | 0 | 0 | 0 | 0 | 0 | 0 | 0 | 0 | 146.2857 | 136.5823 | 126.6953 | 74.3618 | -27.8243 | -0.5987 | 0 | 0 | 0
0.6254107February | Resource 1 | Sublap 1 | 15:00 | 4 | 107 | February | 11000 | 0 | 0 | 0 | 0 | 0 | 0 | 0 | 0 | 0 | 0 | 0 | 0 | 0 | 0 | 0 | 14.6286 | 13.6582 | 12.6695 | 7.4362 | -2.7824 | -0.05987 | 0 | 0 | 0 | 0 | 0 | 0 | 0 | 0 | 0 | 0 | 0 | 0 | 0 | 0 | 0 | 0 | 0 | 0 | 160.9142 | 150.2406 | 139.3648 | 81.798 | -30.6067 | -0.65857 | 0 | 0 | 0
0.6254107March | Resource 1 | Sublap 1 | 15:00 | 4 | 107 | March | 12000 | 0 | 0 | 0 | 0 | 0 | 0 | 0 | 0 | 0 | 0 | 0 | 0 | 0 | 0 | 0 | 14.6286 | 13.6582 | 12.6695 | 7.4362 | -2.7824 | -0.05987 | 0 | 0 | 0 | 0 | 0 | 0 | 0 | 0 | 0 | 0 | 0 | 0 | 0 | 0 | 0 | 0 | 0 | 0 | 175.5428 | 163.8988 | 152.0344 | 89.2341 | -33.3892 | -0.71844 | 0 | 0 | 0
0.6254107April | Resource 1 | Sublap 1 | 15:00 | 4 | 107 | April | 13000 | 0 | 0 | 0 | 0 | 0 | 0 | 0 | 0 | 0 | 0 | 0 | 0 | 0 | 0 | 0 | 14.6286 | 13.6582 | 12.6695 | 7.4362 | -2.7824 | -0.05987 | 0 | 0 | 0 | 0 | 0 | 0 | 0 | 0 | 0 | 0 | 0 | 0 | 0 | 0 | 0 | 0 | 0 | 0 | 190.1714 | 177.5571 | 164.7039 | 96.6703 | -36.1716 | -0.77831 | 0 | 0 | 0
0.6254107May | Resource 1 | Sublap 1 | 15:00 | 4 | 107 | May | 14000 | 0 | 0 | 0 | 0 | 0 | 0 | 0 | 0 | 0 | 0 | 0 | 0 | 0 | 0 | 0 | 14.6286 | 13.6582 | 12.6695 | 7.4362 | -2.7824 | -0.05987 | 0 | 0 | 0 | 0 | 0 | 0 | 0 | 0 | 0 | 0 | 0 | 0 | 0 | 0 | 0 | 0 | 0 | 0 | 204.8 | 191.2153 | 177.3734 | 104.1065 | -38.954 | -0.83818 | 0 | 0 | 0
0.6254107June | Resource 1 | Sublap 1 | 15:00 | 4 | 107 | June | 15000 | 0 | 0 | 0 | 0 | 0 | 0 | 0 | 0 | 0 | 0 | 0 | 0 | 0 | 0 | 0 | 14.6286 | 13.6582 | 12.6695 | 7.4362 | -2.7824 | -0.05987 | 0 | 0 | 0 | 0 | 0 | 0 | 0 | 0 | 0 | 0 | 0 | 0 | 0 | 0 | 0 | 0 | 0 | 0 | 219.4285 | 204.8735 | 190.043 | 111.5427 | -41.7365 | -0.89806 | 0 | 0 | 0
0.6254107July | Resource 1 | Sublap 1 | 15:00 | 4 | 107 | July | 16000 | 0 | 0 | 0 | 0 | 0 | 0 | 0 | 0 | 0 | 0 | 0 | 0 | 0 | 0 | 0 | 14.6286 | 13.6582 | 12.6695 | 7.4362 | -2.7824 | -0.05987 | 0 | 0 | 0 | 0 | 0 | 0 | 0 | 0 | 0 | 0 | 0 | 0 | 0 | 0 | 0 | 0 | 0 | 0 | 234.0571 | 218.5318 | 202.7125 | 118.9789 | -44.5189 | -0.95793 | 0 | 0 | 0
0.6254107August | Resource 1 | Sublap 1 | 15:00 | 4 | 107 | August | 17000 | 0 | 0 | 0 | 0 | 0 | 0 | 0 | 0 | 0 | 0 | 0 | 0 | 0 | 0 | 0 | 14.6286 | 13.6582 | 12.6695 | 7.4362 | -2.7824 | -0.05987 | 0 | 0 | 0 | 0 | 0 | 0 | 0 | 0 | 0 | 0 | 0 | 0 | 0 | 0 | 0 | 0 | 0 | 0 | 248.6857 | 232.19 | 215.382 | 126.415 | -47.3013 | -1.0178 | 0 | 0 | 0
0.6254107September | Resource 1 | Sublap 1 | 15:00 | 4 | 107 | September | 18000 | 0 | 0 | 0 | 0 | 0 | 0 | 0 | 0 | 0 | 0 | 0 | 0 | 0 | 0 | 0 | 14.6286 | 13.6582 | 12.6695 | 7.4362 | -2.7824 | -0.05987 | 0 | 0 | 0 | 0 | 0 | 0 | 0 | 0 | 0 | 0 | 0 | 0 | 0 | 0 | 0 | 0 | 0 | 0 | 263.3142 | 245.8482 | 228.0515 | 133.8512 | -50.0838 | -1.0777 | 0 | 0 | 0
0.6254107October | Resource 1 | Sublap 1 | 15:00 | 4 | 107 | October | 19000 | 0 | 0 | 0 | 0 | 0 | 0 | 0 | 0 | 0 | 0 | 0 | 0 | 0 | 0 | 0 | 14.6286 | 13.6582 | 12.6695 | 7.4362 | -2.7824 | -0.05987 | 0 | 0 | 0 | 0 | 0 | 0 | 0 | 0 | 0 | 0 | 0 | 0 | 0 | 0 | 0 | 0 | 0 | 0 | 277.9428 | 259.5064 | 240.7211 | 141.2874 | -52.8662 | -1.1375 | 0 | 0 | 0
0.6254107November | Resource 1 | Sublap 1 | 15:00 | 4 | 107 | November | 20000 | 0 | 0 | 0 | 0 | 0 | 0 | 0 | 0 | 0 | 0 | 0 | 0 | 0 | 0 | 0 | 14.6286 | 13.6582 | 12.6695 | 7.4362 | -2.7824 | -0.05987 | 0 | 0 | 0 | 0 | 0 | 0 | 0 | 0 | 0 | 0 | 0 | 0 | 0 | 0 | 0 | 0 | 0 | 0 | 292.5714 | 273.1647 | 253.3906 | 148.7236 | -55.6486 | -1.1974 | 0 | 0 | 0
0.6254107December | Resource 1 | Sublap 1 | 15:00 | 4 | 107 | December | 21000 | 0 | 0 | 0 | 0 | 0 | 0 | 0 | 0 | 0 | 0 | 0 | 0 | 0 | 0 | 0 | 14.6286 | 13.6582 | 12.6695 | 7.4362 | -2.7824 | -0.05987 | 0 | 0 | 0 | 0 | 0 | 0 | 0 | 0 | 0 | 0 | 0 | 0 | 0 | 0 | 0 | 0 | 0 | 0 | 307.1999 | 286.8229 | 266.0602 | 156.1597 | -58.431 | -1.2573 | 0 | 0 | 0
0.625571January | Resource 1 | Sublap 1 | 15:00 | 5 | 71 | January | 10000 | 0 | 0 | 0 | 0 | 0 | 0 | 0 | 0 | 0 | 0 | 0 | 0 | 0 | 0 | 0 | 0 | 0 | 0 | 0 | 0 | 0 | 0 | 0 | 0 | 0 | 0 | 0 | 0 | 0 | 0 | 0 | 0 | 0 | 0 | 0 | 0 | 0 | 0 | 0 | 0 | 0 | 0 | 0 | 0 | 0 | 0 | 0 | 0
0.625571February | Resource 1 | Sublap 1 | 15:00 | 5 | 71 | February | 11000 | 0 | 0 | 0 | 0 | 0 | 0 | 0 | 0 | 0 | 0 | 0 | 0 | 0 | 0 | 0 | 0 | 0 | 0 | 0 | 0 | 0 | 0 | 0 | 0 | 0 | 0 | 0 | 0 | 0 | 0 | 0 | 0 | 0 | 0 | 0 | 0 | 0 | 0 | 0 | 0 | 0 | 0 | 0 | 0 | 0 | 0 | 0 | 0
0.625571March | Resource 1 | Sublap 1 | 15:00 | 5 | 71 | March | 12000 | 0 | 0 | 0 | 0 | 0 | 0 | 0 | 0 | 0 | 0 | 0 | 0 | 0 | 0 | 0 | 0 | 0 | 0 | 0 | 0 | 0 | 0 | 0 | 0 | 0 | 0 | 0 | 0 | 0 | 0 | 0 | 0 | 0 | 0 | 0 | 0 | 0 | 0 | 0 | 0 | 0 | 0 | 0 | 0 | 0 | 0 | 0 | 0
0.625571April | Resource 1 | Sublap 1 | 15:00 | 5 | 71 | April | 13000 | 0 | 0 | 0 | 0 | 0 | 0 | 0 | 0 | 0 | 0 | 0 | 0 | 0 | 0 | 0 | 0 | 0 | 0 | 0 | 0 | 0 | 0 | 0 | 0 | 0 | 0 | 0 | 0 | 0 | 0 | 0 | 0 | 0 | 0 | 0 | 0 | 0 | 0 | 0 | 0 | 0 | 0 | 0 | 0 | 0 | 0 | 0 | 0
0.625571May | Resource 1 | Sublap 1 | 15:00 | 5 | 71 | May | 14000 | 0 | 0 | 0 | 0 | 0 | 0 | 0 | 0 | 0 | 0 | 0 | 0 | 0 | 0 | 0 | 0 | 0 | 0 | 0 | 0 | 0 | 0 | 0 | 0 | 0 | 0 | 0 | 0 | 0 | 0 | 0 | 0 | 0 | 0 | 0 | 0 | 0 | 0 | 0 | 0 | 0 | 0 | 0 | 0 | 0 | 0 | 0 | 0
0.625571June | Resource 1 | Sublap 1 | 15:00 | 5 | 71 | June | 15000 | 0 | 0 | 0 | 0 | 0 | 0 | 0 | 0 | 0 | 0 | 0 | 0 | 0 | 0 | 0 | 0 | 0 | 0 | 0 | 0 | 0 | 0 | 0 | 0 | 0 | 0 | 0 | 0 | 0 | 0 | 0 | 0 | 0 | 0 | 0 | 0 | 0 | 0 | 0 | 0 | 0 | 0 | 0 | 0 | 0 | 0 | 0 | 0
0.625571July | Resource 1 | Sublap 1 | 15:00 | 5 | 71 | July | 16000 | 0 | 0 | 0 | 0 | 0 | 0 | 0 | 0 | 0 | 0 | 0 | 0 | 0 | 0 | 0 | 0 | 0 | 0 | 0 | 0 | 0 | 0 | 0 | 0 | 0 | 0 | 0 | 0 | 0 | 0 | 0 | 0 | 0 | 0 | 0 | 0 | 0 | 0 | 0 | 0 | 0 | 0 | 0 | 0 | 0 | 0 | 0 | 0
0.625571August | Resource 1 | Sublap 1 | 15:00 | 5 | 71 | August | 17000 | 0 | 0 | 0 | 0 | 0 | 0 | 0 | 0 | 0 | 0 | 0 | 0 | 0 | 0 | 0 | 0 | 0 | 0 | 0 | 0 | 0 | 0 | 0 | 0 | 0 | 0 | 0 | 0 | 0 | 0 | 0 | 0 | 0 | 0 | 0 | 0 | 0 | 0 | 0 | 0 | 0 | 0 | 0 | 0 | 0 | 0 | 0 | 0
0.625571September | Resource 1 | Sublap 1 | 15:00 | 5 | 71 | September | 18000 | 0 | 0 | 0 | 0 | 0 | 0 | 0 | 0 | 0 | 0 | 0 | 0 | 0 | 0 | 0 | 0 | 0 | 0 | 0 | 0 | 0 | 0 | 0 | 0 | 0 | 0 | 0 | 0 | 0 | 0 | 0 | 0 | 0 | 0 | 0 | 0 | 0 | 0 | 0 | 0 | 0 | 0 | 0 | 0 | 0 | 0 | 0 | 0
0.625571October | Resource 1 | Sublap 1 | 15:00 | 5 | 71 | October | 19000 | 0 | 0 | 0 | 0 | 0 | 0 | 0 | 0 | 0 | 0 | 0 | 0 | 0 | 0 | 0 | 0 | 0 | 0 | 0 | 0 | 0 | 0 | 0 | 0 | 0 | 0 | 0 | 0 | 0 | 0 | 0 | 0 | 0 | 0 | 0 | 0 | 0 | 0 | 0 | 0 | 0 | 0 | 0 | 0 | 0 | 0 | 0 | 0
0.625571November | Resource 1 | Sublap 1 | 15:00 | 5 | 71 | November | 20000 | 0 | 0 | 0 | 0 | 0 | 0 | 0 | 0 | 0 | 0 | 0 | 0 | 0 | 0 | 0 | 0 | 0 | 0 | 0 | 0 | 0 | 0 | 0 | 0 | 0 | 0 | 0 | 0 | 0 | 0 | 0 | 0 | 0 | 0 | 0 | 0 | 0 | 0 | 0 | 0 | 0 | 0 | 0 | 0 | 0 | 0 | 0 | 0
0.625571December | Resource 1 | Sublap 1 | 15:00 | 5 | 71 | December | 21000 | 0 | 0 | 0 | 0 | 0 | 0 | 0 | 0 | 0 | 0 | 0 | 0 | 0 | 0 | 0 | 0 | 0 | 0 | 0 | 0 | 0 | 0 | 0 | 0 | 0 | 0 | 0 | 0 | 0 | 0 | 0 | 0 | 0 | 0 | 0 | 0 | 0 | 0 | 0 | 0 | 0 | 0 | 0 | 0 | 0 | 0 | 0 | 0
0.625572January | Resource 1 | Sublap 1 | 15:00 | 5 | 72 | January | 10000 | 0 | 0 | 0 | 0 | 0 | 0 | 0 | 0 | 0 | 0 | 0 | 0 | 0 | 0 | 0 | 0 | 0 | 0 | 0 | 0 | 0 | 0 | 0 | 0 | 0 | 0 | 0 | 0 | 0 | 0 | 0 | 0 | 0 | 0 | 0 | 0 | 0 | 0 | 0 | 0 | 0 | 0 | 0 | 0 | 0 | 0 | 0 | 0
0.625572February | Resource 1 | Sublap 1 | 15:00 | 5 | 72 | February | 11000 | 0 | 0 | 0 | 0 | 0 | 0 | 0 | 0 | 0 | 0 | 0 | 0 | 0 | 0 | 0 | 0 | 0 | 0 | 0 | 0 | 0 | 0 | 0 | 0 | 0 | 0 | 0 | 0 | 0 | 0 | 0 | 0 | 0 | 0 | 0 | 0 | 0 | 0 | 0 | 0 | 0 | 0 | 0 | 0 | 0 | 0 | 0 | 0
0.625572March | Resource 1 | Sublap 1 | 15:00 | 5 | 72 | March | 12000 | 0 | 0 | 0 | 0 | 0 | 0 | 0 | 0 | 0 | 0 | 0 | 0 | 0 | 0 | 0 | 0 | 0 | 0 | 0 | 0 | 0 | 0 | 0 | 0 | 0 | 0 | 0 | 0 | 0 | 0 | 0 | 0 | 0 | 0 | 0 | 0 | 0 | 0 | 0 | 0 | 0 | 0 | 0 | 0 | 0 | 0 | 0 | 0
0.625572April | Resource 1 | Sublap 1 | 15:00 | 5 | 72 | April | 13000 | 0 | 0 | 0 | 0 | 0 | 0 | 0 | 0 | 0 | 0 | 0 | 0 | 0 | 0 | 0 | 0 | 0 | 0 | 0 | 0 | 0 | 0 | 0 | 0 | 0 | 0 | 0 | 0 | 0 | 0 | 0 | 0 | 0 | 0 | 0 | 0 | 0 | 0 | 0 | 0 | 0 | 0 | 0 | 0 | 0 | 0 | 0 | 0
0.625572May | Resource 1 | Sublap 1 | 15:00 | 5 | 72 | May | 14000 | 0 | 0 | 0 | 0 | 0 | 0 | 0 | 0 | 0 | 0 | 0 | 0 | 0 | 0 | 0 | 0 | 0 | 0 | 0 | 0 | 0 | 0 | 0 | 0 | 0 | 0 | 0 | 0 | 0 | 0 | 0 | 0 | 0 | 0 | 0 | 0 | 0 | 0 | 0 | 0 | 0 | 0 | 0 | 0 | 0 | 0 | 0 | 0
0.625572June | Resource 1 | Sublap 1 | 15:00 | 5 | 72 | June | 15000 | 0 | 0 | 0 | 0 | 0 | 0 | 0 | 0 | 0 | 0 | 0 | 0 | 0 | 0 | 0 | 0 | 0 | 0 | 0 | 0 | 0 | 0 | 0 | 0 | 0 | 0 | 0 | 0 | 0 | 0 | 0 | 0 | 0 | 0 | 0 | 0 | 0 | 0 | 0 | 0 | 0 | 0 | 0 | 0 | 0 | 0 | 0 | 0
0.625572July | Resource 1 | Sublap 1 | 15:00 | 5 | 72 | July | 16000 | 0 | 0 | 0 | 0 | 0 | 0 | 0 | 0 | 0 | 0 | 0 | 0 | 0 | 0 | 0 | 0 | 0 | 0 | 0 | 0 | 0 | 0 | 0 | 0 | 0 | 0 | 0 | 0 | 0 | 0 | 0 | 0 | 0 | 0 | 0 | 0 | 0 | 0 | 0 | 0 | 0 | 0 | 0 | 0 | 0 | 0 | 0 | 0
0.625572August | Resource 1 | Sublap 1 | 15:00 | 5 | 72 | August | 17000 | 0 | 0 | 0 | 0 | 0 | 0 | 0 | 0 | 0 | 0 | 0 | 0 | 0 | 0 | 0 | 0 | 0 | 0 | 0 | 0 | 0 | 0 | 0 | 0 | 0 | 0 | 0 | 0 | 0 | 0 | 0 | 0 | 0 | 0 | 0 | 0 | 0 | 0 | 0 | 0 | 0 | 0 | 0 | 0 | 0 | 0 | 0 | 0
0.625572September | Resource 1 | Sublap 1 | 15:00 | 5 | 72 | September | 18000 | 0 | 0 | 0 | 0 | 0 | 0 | 0 | 0 | 0 | 0 | 0 | 0 | 0 | 0 | 0 | 0 | 0 | 0 | 0 | 0 | 0 | 0 | 0 | 0 | 0 | 0 | 0 | 0 | 0 | 0 | 0 | 0 | 0 | 0 | 0 | 0 | 0 | 0 | 0 | 0 | 0 | 0 | 0 | 0 | 0 | 0 | 0 | 0
0.625572October | Resource 1 | Sublap 1 | 15:00 | 5 | 72 | October | 19000 | 0 | 0 | 0 | 0 | 0 | 0 | 0 | 0 | 0 | 0 | 0 | 0 | 0 | 0 | 0 | 0 | 0 | 0 | 0 | 0 | 0 | 0 | 0 | 0 | 0 | 0 | 0 | 0 | 0 | 0 | 0 | 0 | 0 | 0 | 0 | 0 | 0 | 0 | 0 | 0 | 0 | 0 | 0 | 0 | 0 | 0 | 0 | 0
0.625572November | Resource 1 | Sublap 1 | 15:00 | 5 | 72 | November | 20000 | 0 | 0 | 0 | 0 | 0 | 0 | 0 | 0 | 0 | 0 | 0 | 0 | 0 | 0 | 0 | 0 | 0 | 0 | 0 | 0 | 0 | 0 | 0 | 0 | 0 | 0 | 0 | 0 | 0 | 0 | 0 | 0 | 0 | 0 | 0 | 0 | 0 | 0 | 0 | 0 | 0 | 0 | 0 | 0 | 0 | 0 | 0 | 0
0.625572December | Resource 1 | Sublap 1 | 15:00 | 5 | 72 | December | 21000 | 0 | 0 | 0 | 0 | 0 | 0 | 0 | 0 | 0 | 0 | 0 | 0 | 0 | 0 | 0 | 0 | 0 | 0 | 0 | 0 | 0 | 0 | 0 | 0 | 0 | 0 | 0 | 0 | 0 | 0 | 0 | 0 | 0 | 0 | 0 | 0 | 0 | 0 | 0 | 0 | 0 | 0 | 0 | 0 | 0 | 0 | 0 | 0
0.625573January | Resource 1 | Sublap 1 | 15:00 | 5 | 73 | January | 10000 | 0 | 0 | 0 | 0 | 0 | 0 | 0 | 0 | 0 | 0 | 0 | 0 | 0 | 0 | 0 | 0 | 0 | 0 | 0 | 0 | 0 | 0 | 0 | 0 | 0 | 0 | 0 | 0 | 0 | 0 | 0 | 0 | 0 | 0 | 0 | 0 | 0 | 0 | 0 | 0 | 0 | 0 | 0 | 0 | 0 | 0 | 0 | 0
0.625573February | Resource 1 | Sublap 1 | 15:00 | 5 | 73 | February | 11000 | 0 | 0 | 0 | 0 | 0 | 0 | 0 | 0 | 0 | 0 | 0 | 0 | 0 | 0 | 0 | 0 | 0 | 0 | 0 | 0 | 0 | 0 | 0 | 0 | 0 | 0 | 0 | 0 | 0 | 0 | 0 | 0 | 0 | 0 | 0 | 0 | 0 | 0 | 0 | 0 | 0 | 0 | 0 | 0 | 0 | 0 | 0 | 0
0.625573March | Resource 1 | Sublap 1 | 15:00 | 5 | 73 | March | 12000 | 0 | 0 | 0 | 0 | 0 | 0 | 0 | 0 | 0 | 0 | 0 | 0 | 0 | 0 | 0 | 0 | 0 | 0 | 0 | 0 | 0 | 0 | 0 | 0 | 0 | 0 | 0 | 0 | 0 | 0 | 0 | 0 | 0 | 0 | 0 | 0 | 0 | 0 | 0 | 0 | 0 | 0 | 0 | 0 | 0 | 0 | 0 | 0
0.625573April | Resource 1 | Sublap 1 | 15:00 | 5 | 73 | April | 13000 | 0 | 0 | 0 | 0 | 0 | 0 | 0 | 0 | 0 | 0 | 0 | 0 | 0 | 0 | 0 | 0 | 0 | 0 | 0 | 0 | 0 | 0 | 0 | 0 | 0 | 0 | 0 | 0 | 0 | 0 | 0 | 0 | 0 | 0 | 0 | 0 | 0 | 0 | 0 | 0 | 0 | 0 | 0 | 0 | 0 | 0 | 0 | 0
0.625573May | Resource 1 | Sublap 1 | 15:00 | 5 | 73 | May | 14000 | 0 | 0 | 0 | 0 | 0 | 0 | 0 | 0 | 0 | 0 | 0 | 0 | 0 | 0 | 0 | 0 | 0 | 0 | 0 | 0 | 0 | 0 | 0 | 0 | 0 | 0 | 0 | 0 | 0 | 0 | 0 | 0 | 0 | 0 | 0 | 0 | 0 | 0 | 0 | 0 | 0 | 0 | 0 | 0 | 0 | 0 | 0 | 0
0.625573June | Resource 1 | Sublap 1 | 15:00 | 5 | 73 | June | 15000 | 0 | 0 | 0 | 0 | 0 | 0 | 0 | 0 | 0 | 0 | 0 | 0 | 0 | 0 | 0 | 0 | 0 | 0 | 0 | 0 | 0 | 0 | 0 | 0 | 0 | 0 | 0 | 0 | 0 | 0 | 0 | 0 | 0 | 0 | 0 | 0 | 0 | 0 | 0 | 0 | 0 | 0 | 0 | 0 | 0 | 0 | 0 | 0
0.625573July | Resource 1 | Sublap 1 | 15:00 | 5 | 73 | July | 16000 | 0 | 0 | 0 | 0 | 0 | 0 | 0 | 0 | 0 | 0 | 0 | 0 | 0 | 0 | 0 | 0 | 0 | 0 | 0 | 0 | 0 | 0 | 0 | 0 | 0 | 0 | 0 | 0 | 0 | 0 | 0 | 0 | 0 | 0 | 0 | 0 | 0 | 0 | 0 | 0 | 0 | 0 | 0 | 0 | 0 | 0 | 0 | 0
0.625573August | Resource 1 | Sublap 1 | 15:00 | 5 | 73 | August | 17000 | 0 | 0 | 0 | 0 | 0 | 0 | 0 | 0 | 0 | 0 | 0 | 0 | 0 | 0 | 0 | 0 | 0 | 0 | 0 | 0 | 0 | 0 | 0 | 0 | 0 | 0 | 0 | 0 | 0 | 0 | 0 | 0 | 0 | 0 | 0 | 0 | 0 | 0 | 0 | 0 | 0 | 0 | 0 | 0 | 0 | 0 | 0 | 0
0.625573September | Resource 1 | Sublap 1 | 15:00 | 5 | 73 | September | 18000 | 0 | 0 | 0 | 0 | 0 | 0 | 0 | 0 | 0 | 0 | 0 | 0 | 0 | 0 | 0 | 0 | 0 | 0 | 0 | 0 | 0 | 0 | 0 | 0 | 0 | 0 | 0 | 0 | 0 | 0 | 0 | 0 | 0 | 0 | 0 | 0 | 0 | 0 | 0 | 0 | 0 | 0 | 0 | 0 | 0 | 0 | 0 | 0
0.625573October | Resource 1 | Sublap 1 | 15:00 | 5 | 73 | October | 19000 | 0 | 0 | 0 | 0 | 0 | 0 | 0 | 0 | 0 | 0 | 0 | 0 | 0 | 0 | 0 | 0 | 0 | 0 | 0 | 0 | 0 | 0 | 0 | 0 | 0 | 0 | 0 | 0 | 0 | 0 | 0 | 0 | 0 | 0 | 0 | 0 | 0 | 0 | 0 | 0 | 0 | 0 | 0 | 0 | 0 | 0 | 0 | 0
0.625573November | Resource 1 | Sublap 1 | 15:00 | 5 | 73 | November | 20000 | 0 | 0 | 0 | 0 | 0 | 0 | 0 | 0 | 0 | 0 | 0 | 0 | 0 | 0 | 0 | 0 | 0 | 0 | 0 | 0 | 0 | 0 | 0 | 0 | 0 | 0 | 0 | 0 | 0 | 0 | 0 | 0 | 0 | 0 | 0 | 0 | 0 | 0 | 0 | 0 | 0 | 0 | 0 | 0 | 0 | 0 | 0 | 0
0.625573December | Resource 1 | Sublap 1 | 15:00 | 5 | 73 | December | 21000 | 0 | 0 | 0 | 0 | 0 | 0 | 0 | 0 | 0 | 0 | 0 | 0 | 0 | 0 | 0 | 0 | 0 | 0 | 0 | 0 | 0 | 0 | 0 | 0 | 0 | 0 | 0 | 0 | 0 | 0 | 0 | 0 | 0 | 0 | 0 | 0 | 0 | 0 | 0 | 0 | 0 | 0 | 0 | 0 | 0 | 0 | 0 | 0
0.625574January | Resource 1 | Sublap 1 | 15:00 | 5 | 74 | January | 10000 | 0 | 0 | 0 | 0 | 0 | 0 | 0 | 0 | 0 | 0 | 0 | 0 | 0 | 0 | 0 | 0.32674 | 0.26057 | 0.2099 | 0.14272 | 0.080546 | -0.14221 | -0.00337 | 0 | 0 | 0 | 0 | 0 | 0 | 0 | 0 | 0 | 0 | 0 | 0 | 0 | 0 | 0 | 0 | 0 | 3.2674 | 2.6057 | 2.099 | 1.4272 | 0.80546 | -1.4221 | -0.0337 | 0 | 0
0.625574February | Resource 1 | Sublap 1 | 15:00 | 5 | 74 | February | 11000 | 0 | 0 | 0 | 0 | 0 | 0 | 0 | 0 | 0 | 0 | 0 | 0 | 0 | 0 | 0 | 0.32674 | 0.26057 | 0.2099 | 0.14272 | 0.080546 | -0.14221 | -0.00337 | 0 | 0 | 0 | 0 | 0 | 0 | 0 | 0 | 0 | 0 | 0 | 0 | 0 | 0 | 0 | 0 | 0 | 3.5941 | 2.8663 | 2.3089 | 1.5699 | 0.88601 | -1.5643 | -0.03707 | 0 | 0
0.625574March | Resource 1 | Sublap 1 | 15:00 | 5 | 74 | March | 12000 | 0 | 0 | 0 | 0 | 0 | 0 | 0 | 0 | 0 | 0 | 0 | 0 | 0 | 0 | 0 | 0.32674 | 0.26057 | 0.2099 | 0.14272 | 0.080546 | -0.14221 | -0.00337 | 0 | 0 | 0 | 0 | 0 | 0 | 0 | 0 | 0 | 0 | 0 | 0 | 0 | 0 | 0 | 0 | 0 | 3.9209 | 3.1268 | 2.5188 | 1.7126 | 0.96655 | -1.7065 | -0.04044 | 0 | 0
0.625574April | Resource 1 | Sublap 1 | 15:00 | 5 | 74 | April | 13000 | 0 | 0 | 0 | 0 | 0 | 0 | 0 | 0 | 0 | 0 | 0 | 0 | 0 | 0 | 0 | 0.32674 | 0.26057 | 0.2099 | 0.14272 | 0.080546 | -0.14221 | -0.00337 | 0 | 0 | 0 | 0 | 0 | 0 | 0 | 0 | 0 | 0 | 0 | 0 | 0 | 0 | 0 | 0 | 0 | 4.2476 | 3.3874 | 2.7287 | 1.8553 | 1.0471 | -1.8487 | -0.04381 | 0 | 0
0.625574May | Resource 1 | Sublap 1 | 15:00 | 5 | 74 | May | 14000 | 0 | 0 | 0 | 0 | 0 | 0 | 0 | 0 | 0 | 0 | 0 | 0 | 0 | 0 | 0 | 0.32674 | 0.26057 | 0.2099 | 0.14272 | 0.080546 | -0.14221 | -0.00337 | 0 | 0 | 0 | 0 | 0 | 0 | 0 | 0 | 0 | 0 | 0 | 0 | 0 | 0 | 0 | 0 | 0 | 4.5743 | 3.648 | 2.9386 | 1.9981 | 1.1276 | -1.991 | -0.047179 | 0 | 0
0.625574June | Resource 1 | Sublap 1 | 15:00 | 5 | 74 | June | 15000 | 0 | 0 | 0 | 0 | 0 | 0 | 0 | 0 | 0 | 0 | 0 | 0 | 0 | 0 | 0 | 0.32674 | 0.26057 | 0.2099 | 0.14272 | 0.080546 | -0.14221 | -0.00337 | 0 | 0 | 0 | 0 | 0 | 0 | 0 | 0 | 0 | 0 | 0 | 0 | 0 | 0 | 0 | 0 | 0 | 4.9011 | 3.9085 | 3.1485 | 2.1408 | 1.2082 | -2.1332 | -0.050549 | 0 | 0
0.625574July | Resource 1 | Sublap 1 | 15:00 | 5 | 74 | July | 16000 | 0 | 0 | 0 | 0 | 0 | 0 | 0 | 0 | 0 | 0 | 0 | 0 | 0 | 0 | 0 | 0.32674 | 0.26057 | 0.2099 | 0.14272 | 0.080546 | -0.14221 | -0.00337 | 0 | 0 | 0 | 0 | 0 | 0 | 0 | 0 | 0 | 0 | 0 | 0 | 0 | 0 | 0 | 0 | 0 | 5.2278 | 4.1691 | 3.3584 | 2.2835 | 1.2887 | -2.2754 | -0.053919 | 0 | 0
0.625574August | Resource 1 | Sublap 1 | 15:00 | 5 | 74 | August | 17000 | 0 | 0 | 0 | 0 | 0 | 0 | 0 | 0 | 0 | 0 | 0 | 0 | 0 | 0 | 0 | 0.32674 | 0.26057 | 0.2099 | 0.14272 | 0.080546 | -0.14221 | -0.00337 | 0 | 0 | 0 | 0 | 0 | 0 | 0 | 0 | 0 | 0 | 0 | 0 | 0 | 0 | 0 | 0 | 0 | 5.5545 | 4.4297 | 3.5683 | 2.4262 | 1.3693 | -2.4176 | -0.057289 | 0 | 0
0.625574September | Resource 1 | Sublap 1 | 15:00 | 5 | 74 | September | 18000 | 0 | 0 | 0 | 0 | 0 | 0 | 0 | 0 | 0 | 0 | 0 | 0 | 0 | 0 | 0 | 0.32674 | 0.26057 | 0.2099 | 0.14272 | 0.080546 | -0.14221 | -0.00337 | 0 | 0 | 0 | 0 | 0 | 0 | 0 | 0 | 0 | 0 | 0 | 0 | 0 | 0 | 0 | 0 | 0 | 5.8813 | 4.6902 | 3.7782 | 2.5689 | 1.4498 | -2.5598 | -0.060659 | 0 | 0
0.625574October | Resource 1 | Sublap 1 | 15:00 | 5 | 74 | October | 19000 | 0 | 0 | 0 | 0 | 0 | 0 | 0 | 0 | 0 | 0 | 0 | 0 | 0 | 0 | 0 | 0.32674 | 0.26057 | 0.2099 | 0.14272 | 0.080546 | -0.14221 | -0.00337 | 0 | 0 | 0 | 0 | 0 | 0 | 0 | 0 | 0 | 0 | 0 | 0 | 0 | 0 | 0 | 0 | 0 | 6.208 | 4.9508 | 3.9881 | 2.7117 | 1.5304 | -2.702 | -0.064029 | 0 | 0
0.625574November | Resource 1 | Sublap 1 | 15:00 | 5 | 74 | November | 20000 | 0 | 0 | 0 | 0 | 0 | 0 | 0 | 0 | 0 | 0 | 0 | 0 | 0 | 0 | 0 | 0.32674 | 0.26057 | 0.2099 | 0.14272 | 0.080546 | -0.14221 | -0.00337 | 0 | 0 | 0 | 0 | 0 | 0 | 0 | 0 | 0 | 0 | 0 | 0 | 0 | 0 | 0 | 0 | 0 | 6.5348 | 5.2114 | 4.198 | 2.8544 | 1.6109 | -2.8442 | -0.067399 | 0 | 0
0.625574December | Resource 1 | Sublap 1 | 15:00 | 5 | 74 | December | 21000 | 0 | 0 | 0 | 0 | 0 | 0 | 0 | 0 | 0 | 0 | 0 | 0 | 0 | 0 | 0 | 0.32674 | 0.26057 | 0.2099 | 0.14272 | 0.080546 | -0.14221 | -0.00337 | 0 | 0 | 0 | 0 | 0 | 0 | 0 | 0 | 0 | 0 | 0 | 0 | 0 | 0 | 0 | 0 | 0 | 6.8615 | 5.4719 | 4.4079 | 2.9971 | 1.6915 | -2.9864 | -0.070769 | 0 | 0
0.625575January | Resource 1 | Sublap 1 | 15:00 | 5 | 75 | January | 10000 | 0 | 0 | 0 | 0 | 0 | 0 | 0 | 0 | 0 | 0 | 0 | 0 | 0 | 0 | 0 | 0.19326 | 0.147 | 0.11842 | 0.080517 | 0.045442 | -0.080231 | -0.0019012 | 0 | 0 | 0 | 0 | 0 | 0 | 0 | 0 | 0 | 0 | 0 | 0 | 0 | 0 | 0 | 0 | 0 | 1.9326 | 1.47 | 1.1842 | 0.80517 | 0.45441 | -0.80231 | -0.019012 | 0 | 0
0.625575February | Resource 1 | Sublap 1 | 15:00 | 5 | 75 | February | 11000 | 0 | 0 | 0 | 0 | 0 | 0 | 0 | 0 | 0 | 0 | 0 | 0 | 0 | 0 | 0 | 0.19326 | 0.147 | 0.11842 | 0.080517 | 0.045442 | -0.080231 | -0.0019012 | 0 | 0 | 0 | 0 | 0 | 0 | 0 | 0 | 0 | 0 | 0 | 0 | 0 | 0 | 0 | 0 | 0 | 2.1259 | 1.6171 | 1.3026 | 0.88569 | 0.49986 | -0.88254 | -0.020914 | 0 | 0
0.625575March | Resource 1 | Sublap 1 | 15:00 | 5 | 75 | March | 12000 | 0 | 0 | 0 | 0 | 0 | 0 | 0 | 0 | 0 | 0 | 0 | 0 | 0 | 0 | 0 | 0.19326 | 0.147 | 0.11842 | 0.080517 | 0.045442 | -0.080231 | -0.0019012 | 0 | 0 | 0 | 0 | 0 | 0 | 0 | 0 | 0 | 0 | 0 | 0 | 0 | 0 | 0 | 0 | 0 | 2.3191 | 1.7641 | 1.421 | 0.96621 | 0.5453 | -0.96277 | -0.022815 | 0 | 0
0.625575April | Resource 1 | Sublap 1 | 15:00 | 5 | 75 | April | 13000 | 0 | 0 | 0 | 0 | 0 | 0 | 0 | 0 | 0 | 0 | 0 | 0 | 0 | 0 | 0 | 0.19326 | 0.147 | 0.11842 | 0.080517 | 0.045442 | -0.080231 | -0.0019012 | 0 | 0 | 0 | 0 | 0 | 0 | 0 | 0 | 0 | 0 | 0 | 0 | 0 | 0 | 0 | 0 | 0 | 2.5124 | 1.9111 | 1.5394 | 1.0467 | 0.59074 | -1.043 | -0.024716 | 0 | 0
0.625575May | Resource 1 | Sublap 1 | 15:00 | 5 | 75 | May | 14000 | 0 | 0 | 0 | 0 | 0 | 0 | 0 | 0 | 0 | 0 | 0 | 0 | 0 | 0 | 0 | 0.19326 | 0.147 | 0.11842 | 0.080517 | 0.045442 | -0.080231 | -0.0019012 | 0 | 0 | 0 | 0 | 0 | 0 | 0 | 0 | 0 | 0 | 0 | 0 | 0 | 0 | 0 | 0 | 0 | 2.7057 | 2.0581 | 1.6579 | 1.1272 | 0.63618 | -1.1232 | -0.026617 | 0 | 0
0.625575June | Resource 1 | Sublap 1 | 15:00 | 5 | 75 | June | 15000 | 0 | 0 | 0 | 0 | 0 | 0 | 0 | 0 | 0 | 0 | 0 | 0 | 0 | 0 | 0 | 0.19326 | 0.147 | 0.11842 | 0.080517 | 0.045442 | -0.080231 | -0.0019012 | 0 | 0 | 0 | 0 | 0 | 0 | 0 | 0 | 0 | 0 | 0 | 0 | 0 | 0 | 0 | 0 | 0 | 2.8989 | 2.2051 | 1.7763 | 1.2078 | 0.68162 | -1.2035 | -0.028518 | 0 | 0
0.625575July | Resource 1 | Sublap 1 | 15:00 | 5 | 75 | July | 16000 | 0 | 0 | 0 | 0 | 0 | 0 | 0 | 0 | 0 | 0 | 0 | 0 | 0 | 0 | 0 | 0.19326 | 0.147 | 0.11842 | 0.080517 | 0.045442 | -0.080231 | -0.0019012 | 0 | 0 | 0 | 0 | 0 | 0 | 0 | 0 | 0 | 0 | 0 | 0 | 0 | 0 | 0 | 0 | 0 | 3.0922 | 2.3521 | 1.8947 | 1.2883 | 0.72706 | -1.2837 | -0.03042 | 0 | 0
0.625575August | Resource 1 | Sublap 1 | 15:00 | 5 | 75 | August | 17000 | 0 | 0 | 0 | 0 | 0 | 0 | 0 | 0 | 0 | 0 | 0 | 0 | 0 | 0 | 0 | 0.19326 | 0.147 | 0.11842 | 0.080517 | 0.045442 | -0.080231 | -0.0019012 | 0 | 0 | 0 | 0 | 0 | 0 | 0 | 0 | 0 | 0 | 0 | 0 | 0 | 0 | 0 | 0 | 0 | 3.2855 | 2.4991 | 2.0131 | 1.3688 | 0.77251 | -1.3639 | -0.032321 | 0 | 0
0.625575September | Resource 1 | Sublap 1 | 15:00 | 5 | 75 | September | 18000 | 0 | 0 | 0 | 0 | 0 | 0 | 0 | 0 | 0 | 0 | 0 | 0 | 0 | 0 | 0 | 0.19326 | 0.147 | 0.11842 | 0.080517 | 0.045442 | -0.080231 | -0.0019012 | 0 | 0 | 0 | 0 | 0 | 0 | 0 | 0 | 0 | 0 | 0 | 0 | 0 | 0 | 0 | 0 | 0 | 3.4787 | 2.6461 | 2.1315 | 1.4493 | 0.81795 | -1.4442 | -0.034222 | 0 | 0
0.625575October | Resource 1 | Sublap 1 | 15:00 | 5 | 75 | October | 19000 | 0 | 0 | 0 | 0 | 0 | 0 | 0 | 0 | 0 | 0 | 0 | 0 | 0 | 0 | 0 | 0.19326 | 0.147 | 0.11842 | 0.080517 | 0.045442 | -0.080231 | -0.0019012 | 0 | 0 | 0 | 0 | 0 | 0 | 0 | 0 | 0 | 0 | 0 | 0 | 0 | 0 | 0 | 0 | 0 | 3.672 | 2.7931 | 2.25 | 1.5298 | 0.86339 | -1.5244 | -0.036123 | 0 | 0
0.625575November | Resource 1 | Sublap 1 | 15:00 | 5 | 75 | November | 20000 | 0 | 0 | 0 | 0 | 0 | 0 | 0 | 0 | 0 | 0 | 0 | 0 | 0 | 0 | 0 | 0.19326 | 0.147 | 0.11842 | 0.080517 | 0.045442 | -0.080231 | -0.0019012 | 0 | 0 | 0 | 0 | 0 | 0 | 0 | 0 | 0 | 0 | 0 | 0 | 0 | 0 | 0 | 0 | 0 | 3.8652 | 2.9401 | 2.3684 | 1.6103 | 0.90883 | -1.6046 | -0.038025 | 0 | 0
0.625575December | Resource 1 | Sublap 1 | 15:00 | 5 | 75 | December | 21000 | 0 | 0 | 0 | 0 | 0 | 0 | 0 | 0 | 0 | 0 | 0 | 0 | 0 | 0 | 0 | 0.19326 | 0.147 | 0.11842 | 0.080517 | 0.045442 | -0.080231 | -0.0019012 | 0 | 0 | 0 | 0 | 0 | 0 | 0 | 0 | 0 | 0 | 0 | 0 | 0 | 0 | 0 | 0 | 0 | 4.0585 | 3.0871 | 2.4868 | 1.6909 | 0.95427 | -1.6848 | -0.039926 | 0 | 0
0.625576January | Resource 1 | Sublap 1 | 15:00 | 5 | 76 | January | 10000 | 0 | 0 | 0 | 0 | 0 | 0 | 0 | 0 | 0 | 0 | 0 | 0 | 0 | 0 | 0 | 0.68664 | 0.48722 | 0.39247 | 0.26686 | 0.15061 | -0.26591 | -0.0063012 | 0 | 0 | 0 | 0 | 0 | 0 | 0 | 0 | 0 | 0 | 0 | 0 | 0 | 0 | 0 | 0 | 0 | 6.8664 | 4.8722 | 3.9247 | 2.6686 | 1.5061 | -2.6591 | -0.063012 | 0 | 0
0.625576February | Resource 1 | Sublap 1 | 15:00 | 5 | 76 | February | 11000 | 0 | 0 | 0 | 0 | 0 | 0 | 0 | 0 | 0 | 0 | 0 | 0 | 0 | 0 | 0 | 0.68664 | 0.48722 | 0.39247 | 0.26686 | 0.15061 | -0.26591 | -0.0063012 | 0 | 0 | 0 | 0 | 0 | 0 | 0 | 0 | 0 | 0 | 0 | 0 | 0 | 0 | 0 | 0 | 0 | 7.553 | 5.3594 | 4.3172 | 2.9354 | 1.6567 | -2.925 | -0.069314 | 0 | 0
0.625576March | Resource 1 | Sublap 1 | 15:00 | 5 | 76 | March | 12000 | 0 | 0 | 0 | 0 | 0 | 0 | 0 | 0 | 0 | 0 | 0 | 0 | 0 | 0 | 0 | 0.68664 | 0.48722 | 0.39247 | 0.26686 | 0.15061 | -0.26591 | -0.0063012 | 0 | 0 | 0 | 0 | 0 | 0 | 0 | 0 | 0 | 0 | 0 | 0 | 0 | 0 | 0 | 0 | 0 | 8.2397 | 5.8466 | 4.7097 | 3.2023 | 1.8073 | -3.1909 | -0.075615 | 0 | 0
0.625576April | Resource 1 | Sublap 1 | 15:00 | 5 | 76 | April | 13000 | 0 | 0 | 0 | 0 | 0 | 0 | 0 | 0 | 0 | 0 | 0 | 0 | 0 | 0 | 0 | 0.68664 | 0.48722 | 0.39247 | 0.26686 | 0.15061 | -0.26591 | -0.0063012 | 0 | 0 | 0 | 0 | 0 | 0 | 0 | 0 | 0 | 0 | 0 | 0 | 0 | 0 | 0 | 0 | 0 | 8.9263 | 6.3338 | 5.1022 | 3.4692 | 1.9579 | -3.4568 | -0.081916 | 0 | 0
0.625576May | Resource 1 | Sublap 1 | 15:00 | 5 | 76 | May | 14000 | 0 | 0 | 0 | 0 | 0 | 0 | 0 | 0 | 0 | 0 | 0 | 0 | 0 | 0 | 0 | 0.68664 | 0.48722 | 0.39247 | 0.26686 | 0.15061 | -0.26591 | -0.0063012 | 0 | 0 | 0 | 0 | 0 | 0 | 0 | 0 | 0 | 0 | 0 | 0 | 0 | 0 | 0 | 0 | 0 | 9.6129 | 6.821 | 5.4946 | 3.736 | 2.1085 | -3.7227 | -0.088217 | 0 | 0
0.625576June | Resource 1 | Sublap 1 | 15:00 | 5 | 76 | June | 15000 | 0 | 0 | 0 | 0 | 0 | 0 | 0 | 0 | 0 | 0 | 0 | 0 | 0 | 0 | 0 | 0.68664 | 0.48722 | 0.39247 | 0.26686 | 0.15061 | -0.26591 | -0.0063012 | 0 | 0 | 0 | 0 | 0 | 0 | 0 | 0 | 0 | 0 | 0 | 0 | 0 | 0 | 0 | 0 | 0 | 10.2996 | 7.3083 | 5.8871 | 4.0029 | 2.2591 | -3.9886 | -0.094518 | 0 | 0
0.625576July | Resource 1 | Sublap 1 | 15:00 | 5 | 76 | July | 16000 | 0 | 0 | 0 | 0 | 0 | 0 | 0 | 0 | 0 | 0 | 0 | 0 | 0 | 0 | 0 | 0.68664 | 0.48722 | 0.39247 | 0.26686 | 0.15061 | -0.26591 | -0.0063012 | 0 | 0 | 0 | 0 | 0 | 0 | 0 | 0 | 0 | 0 | 0 | 0 | 0 | 0 | 0 | 0 | 0 | 10.9862 | 7.7955 | 6.2796 | 4.2697 | 2.4097 | -4.2545 | -0.10082 | 0 | 0
0.625576August | Resource 1 | Sublap 1 | 15:00 | 5 | 76 | August | 17000 | 0 | 0 | 0 | 0 | 0 | 0 | 0 | 0 | 0 | 0 | 0 | 0 | 0 | 0 | 0 | 0.68664 | 0.48722 | 0.39247 | 0.26686 | 0.15061 | -0.26591 | -0.0063012 | 0 | 0 | 0 | 0 | 0 | 0 | 0 | 0 | 0 | 0 | 0 | 0 | 0 | 0 | 0 | 0 | 0 | 11.6728 | 8.2827 | 6.6721 | 4.5366 | 2.5603 | -4.5205 | -0.10712 | 0 | 0
0.625576September | Resource 1 | Sublap 1 | 15:00 | 5 | 76 | September | 18000 | 0 | 0 | 0 | 0 | 0 | 0 | 0 | 0 | 0 | 0 | 0 | 0 | 0 | 0 | 0 | 0.68664 | 0.48722 | 0.39247 | 0.26686 | 0.15061 | -0.26591 | -0.0063012 | 0 | 0 | 0 | 0 | 0 | 0 | 0 | 0 | 0 | 0 | 0 | 0 | 0 | 0 | 0 | 0 | 0 | 12.3595 | 8.7699 | 7.0645 | 4.8034 | 2.7109 | -4.7864 | -0.11342 | 0 | 0
0.625576October | Resource 1 | Sublap 1 | 15:00 | 5 | 76 | October | 19000 | 0 | 0 | 0 | 0 | 0 | 0 | 0 | 0 | 0 | 0 | 0 | 0 | 0 | 0 | 0 | 0.68664 | 0.48722 | 0.39247 | 0.26686 | 0.15061 | -0.26591 | -0.0063012 | 0 | 0 | 0 | 0 | 0 | 0 | 0 | 0 | 0 | 0 | 0 | 0 | 0 | 0 | 0 | 0 | 0 | 13.0461 | 9.2571 | 7.457 | 5.0703 | 2.8615 | -5.0523 | -0.11972 | 0 | 0
0.625576November | Resource 1 | Sublap 1 | 15:00 | 5 | 76 | November | 20000 | 0 | 0 | 0 | 0 | 0 | 0 | 0 | 0 | 0 | 0 | 0 | 0 | 0 | 0 | 0 | 0.68664 | 0.48722 | 0.39247 | 0.26686 | 0.15061 | -0.26591 | -0.0063012 | 0 | 0 | 0 | 0 | 0 | 0 | 0 | 0 | 0 | 0 | 0 | 0 | 0 | 0 | 0 | 0 | 0 | 13.7327 | 9.7444 | 7.8495 | 5.3372 | 3.0121 | -5.3182 | -0.12602 | 0 | 0
0.625576December | Resource 1 | Sublap 1 | 15:00 | 5 | 76 | December | 21000 | 0 | 0 | 0 | 0 | 0 | 0 | 0 | 0 | 0 | 0 | 0 | 0 | 0 | 0 | 0 | 0.68664 | 0.48722 | 0.39247 | 0.26686 | 0.15061 | -0.26591 | -0.0063012 | 0 | 0 | 0 | 0 | 0 | 0 | 0 | 0 | 0 | 0 | 0 | 0 | 0 | 0 | 0 | 0 | 0 | 14.4194 | 10.2316 | 8.242 | 5.604 | 3.1627 | -5.5841 | -0.13233 | 0 | 0
0.625577January | Resource 1 | Sublap 1 | 15:00 | 5 | 77 | January | 10000 | 0 | 0 | 0 | 0 | 0 | 0 | 0 | 0 | 0 | 0 | 0 | 0 | 0 | 0 | 0 | 1.16 | 0.81457 | 0.60763 | 0.41239 | 0.23161 | -0.41234 | -0.0097303 | 0 | 0 | 0 | 0 | 0 | 0 | 0 | 0 | 0 | 0 | 0 | 0 | 0 | 0 | 0 | 0 | 0 | 11.5998 | 8.1457 | 6.0763 | 4.1239 | 2.3161 | -4.1234 | -0.097303 | 0 | 0
0.625577February | Resource 1 | Sublap 1 | 15:00 | 5 | 77 | February | 11000 | 0 | 0 | 0 | 0 | 0 | 0 | 0 | 0 | 0 | 0 | 0 | 0 | 0 | 0 | 0 | 1.16 | 0.81457 | 0.60763 | 0.41239 | 0.23161 | -0.41234 | -0.0097303 | 0 | 0 | 0 | 0 | 0 | 0 | 0 | 0 | 0 | 0 | 0 | 0 | 0 | 0 | 0 | 0 | 0 | 12.7597 | 8.9603 | 6.6839 | 4.5363 | 2.5478 | -4.5357 | -0.10703 | 0 | 0
0.625577March | Resource 1 | Sublap 1 | 15:00 | 5 | 77 | March | 12000 | 0 | 0 | 0 | 0 | 0 | 0 | 0 | 0 | 0 | 0 | 0 | 0 | 0 | 0 | 0 | 1.16 | 0.81457 | 0.60763 | 0.41239 | 0.23161 | -0.41234 | -0.0097303 | 0 | 0 | 0 | 0 | 0 | 0 | 0 | 0 | 0 | 0 | 0 | 0 | 0 | 0 | 0 | 0 | 0 | 13.9197 | 9.7749 | 7.2916 | 4.9487 | 2.7794 | -4.9481 | -0.11676 | 0 | 0
0.625577April | Resource 1 | Sublap 1 | 15:00 | 5 | 77 | April | 13000 | 0 | 0 | 0 | 0 | 0 | 0 | 0 | 0 | 0 | 0 | 0 | 0 | 0 | 0 | 0 | 1.16 | 0.81457 | 0.60763 | 0.41239 | 0.23161 | -0.41234 | -0.0097303 | 0 | 0 | 0 | 0 | 0 | 0 | 0 | 0 | 0 | 0 | 0 | 0 | 0 | 0 | 0 | 0 | 0 | 15.0797 | 10.5894 | 7.8992 | 5.3611 | 3.011 | -5.3604 | -0.12649 | 0 | 0
0.625577May | Resource 1 | Sublap 1 | 15:00 | 5 | 77 | May | 14000 | 0 | 0 | 0 | 0 | 0 | 0 | 0 | 0 | 0 | 0 | 0 | 0 | 0 | 0 | 0 | 1.16 | 0.81457 | 0.60763 | 0.41239 | 0.23161 | -0.41234 | -0.0097303 | 0 | 0 | 0 | 0 | 0 | 0 | 0 | 0 | 0 | 0 | 0 | 0 | 0 | 0 | 0 | 0 | 0 | 16.2397 | 11.404 | 8.5068 | 5.7735 | 3.2426 | -5.7728 | -0.13622 | 0 | 0
0.625577June | Resource 1 | Sublap 1 | 15:00 | 5 | 77 | June | 15000 | 0 | 0 | 0 | 0 | 0 | 0 | 0 | 0 | 0 | 0 | 0 | 0 | 0 | 0 | 0 | 1.16 | 0.81457 | 0.60763 | 0.41239 | 0.23161 | -0.41234 | -0.0097303 | 0 | 0 | 0 | 0 | 0 | 0 | 0 | 0 | 0 | 0 | 0 | 0 | 0 | 0 | 0 | 0 | 0 | 17.3996 | 12.2186 | 9.1145 | 6.1859 | 3.4742 | -6.1851 | -0.14595 | 0 | 0
0.625577July | Resource 1 | Sublap 1 | 15:00 | 5 | 77 | July | 16000 | 0 | 0 | 0 | 0 | 0 | 0 | 0 | 0 | 0 | 0 | 0 | 0 | 0 | 0 | 0 | 1.16 | 0.81457 | 0.60763 | 0.41239 | 0.23161 | -0.41234 | -0.0097303 | 0 | 0 | 0 | 0 | 0 | 0 | 0 | 0 | 0 | 0 | 0 | 0 | 0 | 0 | 0 | 0 | 0 | 18.5596 | 13.0332 | 9.7221 | 6.5983 | 3.7058 | -6.5974 | -0.15568 | 0 | 0
0.625577August | Resource 1 | Sublap 1 | 15:00 | 5 | 77 | August | 17000 | 0 | 0 | 0 | 0 | 0 | 0 | 0 | 0 | 0 | 0 | 0 | 0 | 0 | 0 | 0 | 1.16 | 0.81457 | 0.60763 | 0.41239 | 0.23161 | -0.41234 | -0.0097303 | 0 | 0 | 0 | 0 | 0 | 0 | 0 | 0 | 0 | 0 | 0 | 0 | 0 | 0 | 0 | 0 | 0 | 19.7196 | 13.8477 | 10.3297 | 7.0107 | 3.9374 | -7.0098 | -0.16541 | 0 | 0
0.625577September | Resource 1 | Sublap 1 | 15:00 | 5 | 77 | September | 18000 | 0 | 0 | 0 | 0 | 0 | 0 | 0 | 0 | 0 | 0 | 0 | 0 | 0 | 0 | 0 | 1.16 | 0.81457 | 0.60763 | 0.41239 | 0.23161 | -0.41234 | -0.0097303 | 0 | 0 | 0 | 0 | 0 | 0 | 0 | 0 | 0 | 0 | 0 | 0 | 0 | 0 | 0 | 0 | 0 | 20.8796 | 14.6623 | 10.9374 | 7.4231 | 4.1691 | -7.4221 | -0.17515 | 0 | 0
0.625577October | Resource 1 | Sublap 1 | 15:00 | 5 | 77 | October | 19000 | 0 | 0 | 0 | 0 | 0 | 0 | 0 | 0 | 0 | 0 | 0 | 0 | 0 | 0 | 0 | 1.16 | 0.81457 | 0.60763 | 0.41239 | 0.23161 | -0.41234 | -0.0097303 | 0 | 0 | 0 | 0 | 0 | 0 | 0 | 0 | 0 | 0 | 0 | 0 | 0 | 0 | 0 | 0 | 0 | 22.0395 | 15.4769 | 11.545 | 7.8354 | 4.4007 | -7.8345 | -0.18488 | 0 | 0
0.625577November | Resource 1 | Sublap 1 | 15:00 | 5 | 77 | November | 20000 | 0 | 0 | 0 | 0 | 0 | 0 | 0 | 0 | 0 | 0 | 0 | 0 | 0 | 0 | 0 | 1.16 | 0.81457 | 0.60763 | 0.41239 | 0.23161 | -0.41234 | -0.0097303 | 0 | 0 | 0 | 0 | 0 | 0 | 0 | 0 | 0 | 0 | 0 | 0 | 0 | 0 | 0 | 0 | 0 | 23.1995 | 16.2915 | 12.1526 | 8.2478 | 4.6323 | -8.2468 | -0.19461 | 0 | 0
0.625577December | Resource 1 | Sublap 1 | 15:00 | 5 | 77 | December | 21000 | 0 | 0 | 0 | 0 | 0 | 0 | 0 | 0 | 0 | 0 | 0 | 0 | 0 | 0 | 0 | 1.16 | 0.81457 | 0.60763 | 0.41239 | 0.23161 | -0.41234 | -0.0097303 | 0 | 0 | 0 | 0 | 0 | 0 | 0 | 0 | 0 | 0 | 0 | 0 | 0 | 0 | 0 | 0 | 0 | 24.3595 | 17.106 | 12.7602 | 8.6602 | 4.8639 | -8.6591 | -0.20434 | 0 | 0
0.625578January | Resource 1 | Sublap 1 | 15:00 | 5 | 78 | January | 10000 | 0 | 0 | 0 | 0 | 0 | 0 | 0 | 0 | 0 | 0 | 0 | 0 | 0 | 0 | 0 | 1.2314 | 0.86248 | 0.62459 | 0.42382 | 0.23792 | -0.42392 | -0.0099992 | 0 | 0 | 0 | 0 | 0 | 0 | 0 | 0 | 0 | 0 | 0 | 0 | 0 | 0 | 0 | 0 | 0 | 12.314 | 8.6248 | 6.2459 | 4.2382 | 2.3792 | -4.2392 | -0.099992 | 0 | 0
0.625578February | Resource 1 | Sublap 1 | 15:00 | 5 | 78 | February | 11000 | 0 | 0 | 0 | 0 | 0 | 0 | 0 | 0 | 0 | 0 | 0 | 0 | 0 | 0 | 0 | 1.2314 | 0.86248 | 0.62459 | 0.42382 | 0.23792 | -0.42392 | -0.0099992 | 0 | 0 | 0 | 0 | 0 | 0 | 0 | 0 | 0 | 0 | 0 | 0 | 0 | 0 | 0 | 0 | 0 | 13.5454 | 9.4873 | 6.8705 | 4.662 | 2.6171 | -4.6631 | -0.10999 | 0 | 0
0.625578March | Resource 1 | Sublap 1 | 15:00 | 5 | 78 | March | 12000 | 0 | 0 | 0 | 0 | 0 | 0 | 0 | 0 | 0 | 0 | 0 | 0 | 0 | 0 | 0 | 1.2314 | 0.86248 | 0.62459 | 0.42382 | 0.23792 | -0.42392 | -0.0099992 | 0 | 0 | 0 | 0 | 0 | 0 | 0 | 0 | 0 | 0 | 0 | 0 | 0 | 0 | 0 | 0 | 0 | 14.7768 | 10.3497 | 7.4951 | 5.0859 | 2.855 | -5.087 | -0.11999 | 0 | 0
0.625578April | Resource 1 | Sublap 1 | 15:00 | 5 | 78 | April | 13000 | 0 | 0 | 0 | 0 | 0 | 0 | 0 | 0 | 0 | 0 | 0 | 0 | 0 | 0 | 0 | 1.2314 | 0.86248 | 0.62459 | 0.42382 | 0.23792 | -0.42392 | -0.0099992 | 0 | 0 | 0 | 0 | 0 | 0 | 0 | 0 | 0 | 0 | 0 | 0 | 0 | 0 | 0 | 0 | 0 | 16.0082 | 11.2122 | 8.1196 | 5.5097 | 3.0929 | -5.5109 | -0.12999 | 0 | 0
0.625578May | Resource 1 | Sublap 1 | 15:00 | 5 | 78 | May | 14000 | 0 | 0 | 0 | 0 | 0 | 0 | 0 | 0 | 0 | 0 | 0 | 0 | 0 | 0 | 0 | 1.2314 | 0.86248 | 0.62459 | 0.42382 | 0.23792 | -0.42392 | -0.0099992 | 0 | 0 | 0 | 0 | 0 | 0 | 0 | 0 | 0 | 0 | 0 | 0 | 0 | 0 | 0 | 0 | 0 | 17.2396 | 12.0747 | 8.7442 | 5.9335 | 3.3308 | -5.9348 | -0.13999 | 0 | 0
0.625578June | Resource 1 | Sublap 1 | 15:00 | 5 | 78 | June | 15000 | 0 | 0 | 0 | 0 | 0 | 0 | 0 | 0 | 0 | 0 | 0 | 0 | 0 | 0 | 0 | 1.2314 | 0.86248 | 0.62459 | 0.42382 | 0.23792 | -0.42392 | -0.0099992 | 0 | 0 | 0 | 0 | 0 | 0 | 0 | 0 | 0 | 0 | 0 | 0 | 0 | 0 | 0 | 0 | 0 | 18.471 | 12.9372 | 9.3688 | 6.3573 | 3.5687 | -6.3587 | -0.14999 | 0 | 0
0.625578July | Resource 1 | Sublap 1 | 15:00 | 5 | 78 | July | 16000 | 0 | 0 | 0 | 0 | 0 | 0 | 0 | 0 | 0 | 0 | 0 | 0 | 0 | 0 | 0 | 1.2314 | 0.86248 | 0.62459 | 0.42382 | 0.23792 | -0.42392 | -0.0099992 | 0 | 0 | 0 | 0 | 0 | 0 | 0 | 0 | 0 | 0 | 0 | 0 | 0 | 0 | 0 | 0 | 0 | 19.7024 | 13.7996 | 9.9934 | 6.7811 | 3.8066 | -6.7826 | -0.15999 | 0 | 0
0.625578August | Resource 1 | Sublap 1 | 15:00 | 5 | 78 | August | 17000 | 0 | 0 | 0 | 0 | 0 | 0 | 0 | 0 | 0 | 0 | 0 | 0 | 0 | 0 | 0 | 1.2314 | 0.86248 | 0.62459 | 0.42382 | 0.23792 | -0.42392 | -0.0099992 | 0 | 0 | 0 | 0 | 0 | 0 | 0 | 0 | 0 | 0 | 0 | 0 | 0 | 0 | 0 | 0 | 0 | 20.9338 | 14.6621 | 10.618 | 7.205 | 4.0446 | -7.2066 | -0.16999 | 0 | 0
0.625578September | Resource 1 | Sublap 1 | 15:00 | 5 | 78 | September | 18000 | 0 | 0 | 0 | 0 | 0 | 0 | 0 | 0 | 0 | 0 | 0 | 0 | 0 | 0 | 0 | 1.2314 | 0.86248 | 0.62459 | 0.42382 | 0.23792 | -0.42392 | -0.0099992 | 0 | 0 | 0 | 0 | 0 | 0 | 0 | 0 | 0 | 0 | 0 | 0 | 0 | 0 | 0 | 0 | 0 | 22.1652 | 15.5246 | 11.2426 | 7.6288 | 4.2825 | -7.6305 | -0.17999 | 0 | 0
0.625578October | Resource 1 | Sublap 1 | 15:00 | 5 | 78 | October | 19000 | 0 | 0 | 0 | 0 | 0 | 0 | 0 | 0 | 0 | 0 | 0 | 0 | 0 | 0 | 0 | 1.2314 | 0.86248 | 0.62459 | 0.42382 | 0.23792 | -0.42392 | -0.0099992 | 0 | 0 | 0 | 0 | 0 | 0 | 0 | 0 | 0 | 0 | 0 | 0 | 0 | 0 | 0 | 0 | 0 | 23.3966 | 16.3871 | 11.8672 | 8.0526 | 4.5204 | -8.0544 | -0.18998 | 0 | 0
0.625578November | Resource 1 | Sublap 1 | 15:00 | 5 | 78 | November | 20000 | 0 | 0 | 0 | 0 | 0 | 0 | 0 | 0 | 0 | 0 | 0 | 0 | 0 | 0 | 0 | 1.2314 | 0.86248 | 0.62459 | 0.42382 | 0.23792 | -0.42392 | -0.0099992 | 0 | 0 | 0 | 0 | 0 | 0 | 0 | 0 | 0 | 0 | 0 | 0 | 0 | 0 | 0 | 0 | 0 | 24.628 | 17.2495 | 12.4918 | 8.4764 | 4.7583 | -8.4783 | -0.19998 | 0 | 0
0.625578December | Resource 1 | Sublap 1 | 15:00 | 5 | 78 | December | 21000 | 0 | 0 | 0 | 0 | 0 | 0 | 0 | 0 | 0 | 0 | 0 | 0 | 0 | 0 | 0 | 1.2314 | 0.86248 | 0.62459 | 0.42382 | 0.23792 | -0.42392 | -0.0099992 | 0 | 0 | 0 | 0 | 0 | 0 | 0 | 0 | 0 | 0 | 0 | 0 | 0 | 0 | 0 | 0 | 0 | 25.8594 | 18.112 | 13.1163 | 8.9002 | 4.9962 | -8.9022 | -0.20998 | 0 | 0
0.625579January | Resource 1 | Sublap 1 | 15:00 | 5 | 79 | January | 10000 | 0 | 0 | 0 | 0 | 0 | 0 | 0 | 0 | 0 | 0 | 0 | 0 | 0 | 0 | 0 | 1.4582 | 1.031 | 0.69357 | 0.47032 | 0.26355 | -0.47101 | -0.011093 | 0 | 0 | 0 | 0 | 0 | 0 | 0 | 0 | 0 | 0 | 0 | 0 | 0 | 0 | 0 | 0 | 0 | 14.5817 | 10.31 | 6.9357 | 4.7032 | 2.6355 | -4.7101 | -0.11093 | 0 | 0
0.625579February | Resource 1 | Sublap 1 | 15:00 | 5 | 79 | February | 11000 | 0 | 0 | 0 | 0 | 0 | 0 | 0 | 0 | 0 | 0 | 0 | 0 | 0 | 0 | 0 | 1.4582 | 1.031 | 0.69357 | 0.47032 | 0.26355 | -0.47101 | -0.011093 | 0 | 0 | 0 | 0 | 0 | 0 | 0 | 0 | 0 | 0 | 0 | 0 | 0 | 0 | 0 | 0 | 0 | 16.0398 | 11.341 | 7.6293 | 5.1735 | 2.899 | -5.1811 | -0.12202 | 0 | 0
0.625579March | Resource 1 | Sublap 1 | 15:00 | 5 | 79 | March | 12000 | 0 | 0 | 0 | 0 | 0 | 0 | 0 | 0 | 0 | 0 | 0 | 0 | 0 | 0 | 0 | 1.4582 | 1.031 | 0.69357 | 0.47032 | 0.26355 | -0.47101 | -0.011093 | 0 | 0 | 0 | 0 | 0 | 0 | 0 | 0 | 0 | 0 | 0 | 0 | 0 | 0 | 0 | 0 | 0 | 17.498 | 12.372 | 8.3229 | 5.6438 | 3.1626 | -5.6521 | -0.13312 | 0 | 0
0.625579April | Resource 1 | Sublap 1 | 15:00 | 5 | 79 | April | 13000 | 0 | 0 | 0 | 0 | 0 | 0 | 0 | 0 | 0 | 0 | 0 | 0 | 0 | 0 | 0 | 1.4582 | 1.031 | 0.69357 | 0.47032 | 0.26355 | -0.47101 | -0.011093 | 0 | 0 | 0 | 0 | 0 | 0 | 0 | 0 | 0 | 0 | 0 | 0 | 0 | 0 | 0 | 0 | 0 | 18.9562 | 13.4031 | 9.0164 | 6.1141 | 3.4261 | -6.1231 | -0.14421 | 0 | 0
0.625579May | Resource 1 | Sublap 1 | 15:00 | 5 | 79 | May | 14000 | 0 | 0 | 0 | 0 | 0 | 0 | 0 | 0 | 0 | 0 | 0 | 0 | 0 | 0 | 0 | 1.4582 | 1.031 | 0.69357 | 0.47032 | 0.26355 | -0.47101 | -0.011093 | 0 | 0 | 0 | 0 | 0 | 0 | 0 | 0 | 0 | 0 | 0 | 0 | 0 | 0 | 0 | 0 | 0 | 20.4143 | 14.434 | 9.71 | 6.5844 | 3.6897 | -6.5941 | -0.1553 | 0 | 0
0.625579June | Resource 1 | Sublap 1 | 15:00 | 5 | 79 | June | 15000 | 0 | 0 | 0 | 0 | 0 | 0 | 0 | 0 | 0 | 0 | 0 | 0 | 0 | 0 | 0 | 1.4582 | 1.031 | 0.69357 | 0.47032 | 0.26355 | -0.47101 | -0.011093 | 0 | 0 | 0 | 0 | 0 | 0 | 0 | 0 | 0 | 0 | 0 | 0 | 0 | 0 | 0 | 0 | 0 | 21.8725 | 15.4651 | 10.4036 | 7.0548 | 3.9532 | -7.0651 | -0.1664 | 0 | 0
0.625579July | Resource 1 | Sublap 1 | 15:00 | 5 | 79 | July | 16000 | 0 | 0 | 0 | 0 | 0 | 0 | 0 | 0 | 0 | 0 | 0 | 0 | 0 | 0 | 0 | 1.4582 | 1.031 | 0.69357 | 0.47032 | 0.26355 | -0.47101 | -0.011093 | 0 | 0 | 0 | 0 | 0 | 0 | 0 | 0 | 0 | 0 | 0 | 0 | 0 | 0 | 0 | 0 | 0 | 23.3307 | 16.4961 | 11.0971 | 7.5251 | 4.2168 | -7.5361 | -0.17749 | 0 | 0
0.625579August | Resource 1 | Sublap 1 | 15:00 | 5 | 79 | August | 17000 | 0 | 0 | 0 | 0 | 0 | 0 | 0 | 0 | 0 | 0 | 0 | 0 | 0 | 0 | 0 | 1.4582 | 1.031 | 0.69357 | 0.47032 | 0.26355 | -0.47101 | -0.011093 | 0 | 0 | 0 | 0 | 0 | 0 | 0 | 0 | 0 | 0 | 0 | 0 | 0 | 0 | 0 | 0 | 0 | 24.7888 | 17.5271 | 11.7907 | 7.9954 | 4.4803 | -8.0071 | -0.18858 | 0 | 0
0.625579September | Resource 1 | Sublap 1 | 15:00 | 5 | 79 | September | 18000 | 0 | 0 | 0 | 0 | 0 | 0 | 0 | 0 | 0 | 0 | 0 | 0 | 0 | 0 | 0 | 1.4582 | 1.031 | 0.69357 | 0.47032 | 0.26355 | -0.47101 | -0.011093 | 0 | 0 | 0 | 0 | 0 | 0 | 0 | 0 | 0 | 0 | 0 | 0 | 0 | 0 | 0 | 0 | 0 | 26.247 | 18.5581 | 12.4843 | 8.4657 | 4.7439 | -8.4781 | -0.19968 | 0 | 0
0.625579October | Resource 1 | Sublap 1 | 15:00 | 5 | 79 | October | 19000 | 0 | 0 | 0 | 0 | 0 | 0 | 0 | 0 | 0 | 0 | 0 | 0 | 0 | 0 | 0 | 1.4582 | 1.031 | 0.69357 | 0.47032 | 0.26355 | -0.47101 | -0.011093 | 0 | 0 | 0 | 0 | 0 | 0 | 0 | 0 | 0 | 0 | 0 | 0 | 0 | 0 | 0 | 0 | 0 | 27.7052 | 19.5891 | 13.1779 | 8.936 | 5.0074 | -8.9491 | -0.21077 | 0 | 0
0.625579November | Resource 1 | Sublap 1 | 15:00 | 5 | 79 | November | 20000 | 0 | 0 | 0 | 0 | 0 | 0 | 0 | 0 | 0 | 0 | 0 | 0 | 0 | 0 | 0 | 1.4582 | 1.031 | 0.69357 | 0.47032 | 0.26355 | -0.47101 | -0.011093 | 0 | 0 | 0 | 0 | 0 | 0 | 0 | 0 | 0 | 0 | 0 | 0 | 0 | 0 | 0 | 0 | 0 | 29.1633 | 20.6201 | 13.8714 | 9.4063 | 5.271 | -9.4201 | -0.22186 | 0 | 0
0.625579December | Resource 1 | Sublap 1 | 15:00 | 5 | 79 | December | 21000 | 0 | 0 | 0 | 0 | 0 | 0 | 0 | 0 | 0 | 0 | 0 | 0 | 0 | 0 | 0 | 1.4582 | 1.031 | 0.69357 | 0.47032 | 0.26355 | -0.47101 | -0.011093 | 0 | 0 | 0 | 0 | 0 | 0 | 0 | 0 | 0 | 0 | 0 | 0 | 0 | 0 | 0 | 0 | 0 | 30.6215 | 21.6511 | 14.565 | 9.8767 | 5.5345 | -9.8912 | -0.23296 | 0 | 0
0.625580January | Resource 1 | Sublap 1 | 15:00 | 5 | 80 | January | 10000 | 0 | 0 | 0 | 0 | 0 | 0 | 0 | 0 | 0 | 0 | 0 | 0 | 0 | 0 | 0 | 1.8444 | 1.3288 | 0.85269 | 0.57756 | 0.32268 | -0.57963 | -0.013616 | 0 | 0 | 0 | 0 | 0 | 0 | 0 | 0 | 0 | 0 | 0 | 0 | 0 | 0 | 0 | 0 | 0 | 18.4441 | 13.288 | 8.5269 | 5.7756 | 3.2268 | -5.7963 | -0.13616 | 0 | 0
0.625580February | Resource 1 | Sublap 1 | 15:00 | 5 | 80 | February | 11000 | 0 | 0 | 0 | 0 | 0 | 0 | 0 | 0 | 0 | 0 | 0 | 0 | 0 | 0 | 0 | 1.8444 | 1.3288 | 0.85269 | 0.57756 | 0.32268 | -0.57963 | -0.013616 | 0 | 0 | 0 | 0 | 0 | 0 | 0 | 0 | 0 | 0 | 0 | 0 | 0 | 0 | 0 | 0 | 0 | 20.2885 | 14.6168 | 9.3796 | 6.3532 | 3.5495 | -6.3759 | -0.14978 | 0 | 0
0.625580March | Resource 1 | Sublap 1 | 15:00 | 5 | 80 | March | 12000 | 0 | 0 | 0 | 0 | 0 | 0 | 0 | 0 | 0 | 0 | 0 | 0 | 0 | 0 | 0 | 1.8444 | 1.3288 | 0.85269 | 0.57756 | 0.32268 | -0.57963 | -0.013616 | 0 | 0 | 0 | 0 | 0 | 0 | 0 | 0 | 0 | 0 | 0 | 0 | 0 | 0 | 0 | 0 | 0 | 22.1329 | 15.9456 | 10.2323 | 6.9308 | 3.8721 | -6.9555 | -0.1634 | 0 | 0
0.625580April | Resource 1 | Sublap 1 | 15:00 | 5 | 80 | April | 13000 | 0 | 0 | 0 | 0 | 0 | 0 | 0 | 0 | 0 | 0 | 0 | 0 | 0 | 0 | 0 | 1.8444 | 1.3288 | 0.85269 | 0.57756 | 0.32268 | -0.57963 | -0.013616 | 0 | 0 | 0 | 0 | 0 | 0 | 0 | 0 | 0 | 0 | 0 | 0 | 0 | 0 | 0 | 0 | 0 | 23.9774 | 17.2744 | 11.0849 | 7.5083 | 4.1948 | -7.5352 | -0.17701 | 0 | 0
0.625580May | Resource 1 | Sublap 1 | 15:00 | 5 | 80 | May | 14000 | 0 | 0 | 0 | 0 | 0 | 0 | 0 | 0 | 0 | 0 | 0 | 0 | 0 | 0 | 0 | 1.8444 | 1.3288 | 0.85269 | 0.57756 | 0.32268 | -0.57963 | -0.013616 | 0 | 0 | 0 | 0 | 0 | 0 | 0 | 0 | 0 | 0 | 0 | 0 | 0 | 0 | 0 | 0 | 0 | 25.8218 | 18.6032 | 11.9376 | 8.0859 | 4.5175 | -8.1148 | -0.19063 | 0 | 0
0.625580June | Resource 1 | Sublap 1 | 15:00 | 5 | 80 | June | 15000 | 0 | 0 | 0 | 0 | 0 | 0 | 0 | 0 | 0 | 0 | 0 | 0 | 0 | 0 | 0 | 1.8444 | 1.3288 | 0.85269 | 0.57756 | 0.32268 | -0.57963 | -0.013616 | 0 | 0 | 0 | 0 | 0 | 0 | 0 | 0 | 0 | 0 | 0 | 0 | 0 | 0 | 0 | 0 | 0 | 27.6662 | 19.932 | 12.7903 | 8.6635 | 4.8402 | -8.6944 | -0.20425 | 0 | 0
0.625580July | Resource 1 | Sublap 1 | 15:00 | 5 | 80 | July | 16000 | 0 | 0 | 0 | 0 | 0 | 0 | 0 | 0 | 0 | 0 | 0 | 0 | 0 | 0 | 0 | 1.8444 | 1.3288 | 0.85269 | 0.57756 | 0.32268 | -0.57963 | -0.013616 | 0 | 0 | 0 | 0 | 0 | 0 | 0 | 0 | 0 | 0 | 0 | 0 | 0 | 0 | 0 | 0 | 0 | 29.5106 | 21.2608 | 13.643 | 9.241 | 5.1628 | -9.2741 | -0.21786 | 0 | 0
0.625580August | Resource 1 | Sublap 1 | 15:00 | 5 | 80 | August | 17000 | 0 | 0 | 0 | 0 | 0 | 0 | 0 | 0 | 0 | 0 | 0 | 0 | 0 | 0 | 0 | 1.8444 | 1.3288 | 0.85269 | 0.57756 | 0.32268 | -0.57963 | -0.013616 | 0 | 0 | 0 | 0 | 0 | 0 | 0 | 0 | 0 | 0 | 0 | 0 | 0 | 0 | 0 | 0 | 0 | 31.355 | 22.5896 | 14.4957 | 9.8186 | 5.4855 | -9.8537 | -0.23148 | 0 | 0
0.625580September | Resource 1 | Sublap 1 | 15:00 | 5 | 80 | September | 18000 | 0 | 0 | 0 | 0 | 0 | 0 | 0 | 0 | 0 | 0 | 0 | 0 | 0 | 0 | 0 | 1.8444 | 1.3288 | 0.85269 | 0.57756 | 0.32268 | -0.57963 | -0.013616 | 0 | 0 | 0 | 0 | 0 | 0 | 0 | 0 | 0 | 0 | 0 | 0 | 0 | 0 | 0 | 0 | 0 | 33.1994 | 23.9184 | 15.3484 | 10.3962 | 5.8082 | -10.4333 | -0.24509 | 0 | 0
0.625580October | Resource 1 | Sublap 1 | 15:00 | 5 | 80 | October | 19000 | 0 | 0 | 0 | 0 | 0 | 0 | 0 | 0 | 0 | 0 | 0 | 0 | 0 | 0 | 0 | 1.8444 | 1.3288 | 0.85269 | 0.57756 | 0.32268 | -0.57963 | -0.013616 | 0 | 0 | 0 | 0 | 0 | 0 | 0 | 0 | 0 | 0 | 0 | 0 | 0 | 0 | 0 | 0 | 0 | 35.0438 | 25.2472 | 16.2011 | 10.9737 | 6.1309 | -11.0129 | -0.25871 | 0 | 0
0.625580November | Resource 1 | Sublap 1 | 15:00 | 5 | 80 | November | 20000 | 0 | 0 | 0 | 0 | 0 | 0 | 0 | 0 | 0 | 0 | 0 | 0 | 0 | 0 | 0 | 1.8444 | 1.3288 | 0.85269 | 0.57756 | 0.32268 | -0.57963 | -0.013616 | 0 | 0 | 0 | 0 | 0 | 0 | 0 | 0 | 0 | 0 | 0 | 0 | 0 | 0 | 0 | 0 | 0 | 36.8882 | 26.576 | 17.0538 | 11.5513 | 6.4535 | -11.5926 | -0.27233 | 0 | 0
0.625580December | Resource 1 | Sublap 1 | 15:00 | 5 | 80 | December | 21000 | 0 | 0 | 0 | 0 | 0 | 0 | 0 | 0 | 0 | 0 | 0 | 0 | 0 | 0 | 0 | 1.8444 | 1.3288 | 0.85269 | 0.57756 | 0.32268 | -0.57963 | -0.013616 | 0 | 0 | 0 | 0 | 0 | 0 | 0 | 0 | 0 | 0 | 0 | 0 | 0 | 0 | 0 | 0 | 0 | 38.7326 | 27.9048 | 17.9064 | 12.1288 | 6.7762 | -12.1722 | -0.28594 | 0 | 0
0.625581January | Resource 1 | Sublap 1 | 15:00 | 5 | 81 | January | 10000 | 0 | 0 | 0 | 0 | 0 | 0 | 0 | 0 | 0 | 0 | 0 | 0 | 0 | 0 | 0 | 2.4554 | 1.8131 | 1.1881 | 0.71412 | 0.39796 | -0.71793 | -0.016829 | 0 | 0 | 0 | 0 | 0 | 0 | 0 | 0 | 0 | 0 | 0 | 0 | 0 | 0 | 0 | 0 | 0 | 24.5541 | 18.1312 | 11.8809 | 7.1412 | 3.9796 | -7.1793 | -0.16829 | 0 | 0
0.625581February | Resource 1 | Sublap 1 | 15:00 | 5 | 81 | February | 11000 | 0 | 0 | 0 | 0 | 0 | 0 | 0 | 0 | 0 | 0 | 0 | 0 | 0 | 0 | 0 | 2.4554 | 1.8131 | 1.1881 | 0.71412 | 0.39796 | -0.71793 | -0.016829 | 0 | 0 | 0 | 0 | 0 | 0 | 0 | 0 | 0 | 0 | 0 | 0 | 0 | 0 | 0 | 0 | 0 | 27.0095 | 19.9444 | 13.069 | 7.8553 | 4.3776 | -7.8972 | -0.18512 | 0 | 0
0.625581March | Resource 1 | Sublap 1 | 15:00 | 5 | 81 | March | 12000 | 0 | 0 | 0 | 0 | 0 | 0 | 0 | 0 | 0 | 0 | 0 | 0 | 0 | 0 | 0 | 2.4554 | 1.8131 | 1.1881 | 0.71412 | 0.39796 | -0.71793 | -0.016829 | 0 | 0 | 0 | 0 | 0 | 0 | 0 | 0 | 0 | 0 | 0 | 0 | 0 | 0 | 0 | 0 | 0 | 29.465 | 21.7575 | 14.2571 | 8.5694 | 4.7755 | -8.6152 | -0.20195 | 0 | 0
0.625581April | Resource 1 | Sublap 1 | 15:00 | 5 | 81 | April | 13000 | 0 | 0 | 0 | 0 | 0 | 0 | 0 | 0 | 0 | 0 | 0 | 0 | 0 | 0 | 0 | 2.4554 | 1.8131 | 1.1881 | 0.71412 | 0.39796 | -0.71793 | -0.016829 | 0 | 0 | 0 | 0 | 0 | 0 | 0 | 0 | 0 | 0 | 0 | 0 | 0 | 0 | 0 | 0 | 0 | 31.9204 | 23.5706 | 15.4452 | 9.2835 | 5.1735 | -9.3331 | -0.21878 | 0 | 0
0.625581May | Resource 1 | Sublap 1 | 15:00 | 5 | 81 | May | 14000 | 0 | 0 | 0 | 0 | 0 | 0 | 0 | 0 | 0 | 0 | 0 | 0 | 0 | 0 | 0 | 2.4554 | 1.8131 | 1.1881 | 0.71412 | 0.39796 | -0.71793 | -0.016829 | 0 | 0 | 0 | 0 | 0 | 0 | 0 | 0 | 0 | 0 | 0 | 0 | 0 | 0 | 0 | 0 | 0 | 34.3758 | 25.3837 | 16.6333 | 9.9976 | 5.5715 | -10.0511 | -0.23561 | 0 | 0
0.625581June | Resource 1 | Sublap 1 | 15:00 | 5 | 81 | June | 15000 | 0 | 0 | 0 | 0 | 0 | 0 | 0 | 0 | 0 | 0 | 0 | 0 | 0 | 0 | 0 | 2.4554 | 1.8131 | 1.1881 | 0.71412 | 0.39796 | -0.71793 | -0.016829 | 0 | 0 | 0 | 0 | 0 | 0 | 0 | 0 | 0 | 0 | 0 | 0 | 0 | 0 | 0 | 0 | 0 | 36.8312 | 27.1969 | 17.8213 | 10.7118 | 5.9694 | -10.769 | -0.25244 | 0 | 0
0.625581July | Resource 1 | Sublap 1 | 15:00 | 5 | 81 | July | 16000 | 0 | 0 | 0 | 0 | 0 | 0 | 0 | 0 | 0 | 0 | 0 | 0 | 0 | 0 | 0 | 2.4554 | 1.8131 | 1.1881 | 0.71412 | 0.39796 | -0.71793 | -0.016829 | 0 | 0 | 0 | 0 | 0 | 0 | 0 | 0 | 0 | 0 | 0 | 0 | 0 | 0 | 0 | 0 | 0 | 39.2866 | 29.01 | 19.0094 | 11.4259 | 6.3674 | -11.4869 | -0.26927 | 0 | 0
0.625581August | Resource 1 | Sublap 1 | 15:00 | 5 | 81 | August | 17000 | 0 | 0 | 0 | 0 | 0 | 0 | 0 | 0 | 0 | 0 | 0 | 0 | 0 | 0 | 0 | 2.4554 | 1.8131 | 1.1881 | 0.71412 | 0.39796 | -0.71793 | -0.016829 | 0 | 0 | 0 | 0 | 0 | 0 | 0 | 0 | 0 | 0 | 0 | 0 | 0 | 0 | 0 | 0 | 0 | 41.742 | 30.8231 | 20.1975 | 12.14 | 6.7654 | -12.2048 | -0.28609 | 0 | 0
0.625581September | Resource 1 | Sublap 1 | 15:00 | 5 | 81 | September | 18000 | 0 | 0 | 0 | 0 | 0 | 0 | 0 | 0 | 0 | 0 | 0 | 0 | 0 | 0 | 0 | 2.4554 | 1.8131 | 1.1881 | 0.71412 | 0.39796 | -0.71793 | -0.016829 | 0 | 0 | 0 | 0 | 0 | 0 | 0 | 0 | 0 | 0 | 0 | 0 | 0 | 0 | 0 | 0 | 0 | 44.1974 | 32.6362 | 21.3856 | 12.8541 | 7.1633 | -12.9228 | -0.30292 | 0 | 0
0.625581October | Resource 1 | Sublap 1 | 15:00 | 5 | 81 | October | 19000 | 0 | 0 | 0 | 0 | 0 | 0 | 0 | 0 | 0 | 0 | 0 | 0 | 0 | 0 | 0 | 2.4554 | 1.8131 | 1.1881 | 0.71412 | 0.39796 | -0.71793 | -0.016829 | 0 | 0 | 0 | 0 | 0 | 0 | 0 | 0 | 0 | 0 | 0 | 0 | 0 | 0 | 0 | 0 | 0 | 46.6529 | 34.4493 | 22.5737 | 13.5682 | 7.5613 | -13.6407 | -0.31975 | 0 | 0
0.625581November | Resource 1 | Sublap 1 | 15:00 | 5 | 81 | November | 20000 | 0 | 0 | 0 | 0 | 0 | 0 | 0 | 0 | 0 | 0 | 0 | 0 | 0 | 0 | 0 | 2.4554 | 1.8131 | 1.1881 | 0.71412 | 0.39796 | -0.71793 | -0.016829 | 0 | 0 | 0 | 0 | 0 | 0 | 0 | 0 | 0 | 0 | 0 | 0 | 0 | 0 | 0 | 0 | 0 | 49.1083 | 36.2625 | 23.7618 | 14.2823 | 7.9592 | -14.3586 | -0.33658 | 0 | 0
0.625581December | Resource 1 | Sublap 1 | 15:00 | 5 | 81 | December | 21000 | 0 | 0 | 0 | 0 | 0 | 0 | 0 | 0 | 0 | 0 | 0 | 0 | 0 | 0 | 0 | 2.4554 | 1.8131 | 1.1881 | 0.71412 | 0.39796 | -0.71793 | -0.016829 | 0 | 0 | 0 | 0 | 0 | 0 | 0 | 0 | 0 | 0 | 0 | 0 | 0 | 0 | 0 | 0 | 0 | 51.5637 | 38.0756 | 24.9499 | 14.9965 | 8.3572 | -15.0766 | -0.35341 | 0 | 0
0.625582January | Resource 1 | Sublap 1 | 15:00 | 5 | 82 | January | 10000 | 0 | 0 | 0 | 0 | 0 | 0 | 0 | 0 | 0 | 0 | 0 | 0 | 0 | 0 | 0 | 2.6833 | 1.9981 | 1.3126 | 0.74372 | 0.41428 | -0.74792 | -0.017526 | 0 | 0 | 0 | 0 | 0 | 0 | 0 | 0 | 0 | 0 | 0 | 0 | 0 | 0 | 0 | 0 | 0 | 26.8333 | 19.9805 | 13.1255 | 7.4372 | 4.1428 | -7.4792 | -0.17526 | 0 | 0
0.625582February | Resource 1 | Sublap 1 | 15:00 | 5 | 82 | February | 11000 | 0 | 0 | 0 | 0 | 0 | 0 | 0 | 0 | 0 | 0 | 0 | 0 | 0 | 0 | 0 | 2.6833 | 1.9981 | 1.3126 | 0.74372 | 0.41428 | -0.74792 | -0.017526 | 0 | 0 | 0 | 0 | 0 | 0 | 0 | 0 | 0 | 0 | 0 | 0 | 0 | 0 | 0 | 0 | 0 | 29.5166 | 21.9786 | 14.4381 | 8.181 | 4.5571 | -8.2271 | -0.19278 | 0 | 0
0.625582March | Resource 1 | Sublap 1 | 15:00 | 5 | 82 | March | 12000 | 0 | 0 | 0 | 0 | 0 | 0 | 0 | 0 | 0 | 0 | 0 | 0 | 0 | 0 | 0 | 2.6833 | 1.9981 | 1.3126 | 0.74372 | 0.41428 | -0.74792 | -0.017526 | 0 | 0 | 0 | 0 | 0 | 0 | 0 | 0 | 0 | 0 | 0 | 0 | 0 | 0 | 0 | 0 | 0 | 32.2 | 23.9766 | 15.7506 | 8.9247 | 4.9714 | -8.975 | -0.21031 | 0 | 0
0.625582April | Resource 1 | Sublap 1 | 15:00 | 5 | 82 | April | 13000 | 0 | 0 | 0 | 0 | 0 | 0 | 0 | 0 | 0 | 0 | 0 | 0 | 0 | 0 | 0 | 2.6833 | 1.9981 | 1.3126 | 0.74372 | 0.41428 | -0.74792 | -0.017526 | 0 | 0 | 0 | 0 | 0 | 0 | 0 | 0 | 0 | 0 | 0 | 0 | 0 | 0 | 0 | 0 | 0 | 34.8833 | 25.9747 | 17.0632 | 9.6684 | 5.3857 | -9.7229 | -0.22783 | 0 | 0
0.625582May | Resource 1 | Sublap 1 | 15:00 | 5 | 82 | May | 14000 | 0 | 0 | 0 | 0 | 0 | 0 | 0 | 0 | 0 | 0 | 0 | 0 | 0 | 0 | 0 | 2.6833 | 1.9981 | 1.3126 | 0.74372 | 0.41428 | -0.74792 | -0.017526 | 0 | 0 | 0 | 0 | 0 | 0 | 0 | 0 | 0 | 0 | 0 | 0 | 0 | 0 | 0 | 0 | 0 | 37.5666 | 27.9727 | 18.3757 | 10.4121 | 5.8 | -10.4709 | -0.24536 | 0 | 0
0.625582June | Resource 1 | Sublap 1 | 15:00 | 5 | 82 | June | 15000 | 0 | 0 | 0 | 0 | 0 | 0 | 0 | 0 | 0 | 0 | 0 | 0 | 0 | 0 | 0 | 2.6833 | 1.9981 | 1.3126 | 0.74372 | 0.41428 | -0.74792 | -0.017526 | 0 | 0 | 0 | 0 | 0 | 0 | 0 | 0 | 0 | 0 | 0 | 0 | 0 | 0 | 0 | 0 | 0 | 40.25 | 29.9708 | 19.6883 | 11.1558 | 6.2143 | -11.2188 | -0.26288 | 0 | 0
0.625582July | Resource 1 | Sublap 1 | 15:00 | 5 | 82 | July | 16000 | 0 | 0 | 0 | 0 | 0 | 0 | 0 | 0 | 0 | 0 | 0 | 0 | 0 | 0 | 0 | 2.6833 | 1.9981 | 1.3126 | 0.74372 | 0.41428 | -0.74792 | -0.017526 | 0 | 0 | 0 | 0 | 0 | 0 | 0 | 0 | 0 | 0 | 0 | 0 | 0 | 0 | 0 | 0 | 0 | 42.9333 | 31.9688 | 21.0008 | 11.8996 | 6.6286 | -11.9667 | -0.28041 | 0 | 0
0.625582August | Resource 1 | Sublap 1 | 15:00 | 5 | 82 | August | 17000 | 0 | 0 | 0 | 0 | 0 | 0 | 0 | 0 | 0 | 0 | 0 | 0 | 0 | 0 | 0 | 2.6833 | 1.9981 | 1.3126 | 0.74372 | 0.41428 | -0.74792 | -0.017526 | 0 | 0 | 0 | 0 | 0 | 0 | 0 | 0 | 0 | 0 | 0 | 0 | 0 | 0 | 0 | 0 | 0 | 45.6166 | 33.9669 | 22.3133 | 12.6433 | 7.0428 | -12.7146 | -0.29794 | 0 | 0
0.625582September | Resource 1 | Sublap 1 | 15:00 | 5 | 82 | September | 18000 | 0 | 0 | 0 | 0 | 0 | 0 | 0 | 0 | 0 | 0 | 0 | 0 | 0 | 0 | 0 | 2.6833 | 1.9981 | 1.3126 | 0.74372 | 0.41428 | -0.74792 | -0.017526 | 0 | 0 | 0 | 0 | 0 | 0 | 0 | 0 | 0 | 0 | 0 | 0 | 0 | 0 | 0 | 0 | 0 | 48.3 | 35.965 | 23.6259 | 13.387 | 7.4571 | -13.4625 | -0.31546 | 0 | 0
0.625582October | Resource 1 | Sublap 1 | 15:00 | 5 | 82 | October | 19000 | 0 | 0 | 0 | 0 | 0 | 0 | 0 | 0 | 0 | 0 | 0 | 0 | 0 | 0 | 0 | 2.6833 | 1.9981 | 1.3126 | 0.74372 | 0.41428 | -0.74792 | -0.017526 | 0 | 0 | 0 | 0 | 0 | 0 | 0 | 0 | 0 | 0 | 0 | 0 | 0 | 0 | 0 | 0 | 0 | 50.9833 | 37.963 | 24.9384 | 14.1308 | 7.8714 | -14.2104 | -0.33299 | 0 | 0
0.625582November | Resource 1 | Sublap 1 | 15:00 | 5 | 82 | November | 20000 | 0 | 0 | 0 | 0 | 0 | 0 | 0 | 0 | 0 | 0 | 0 | 0 | 0 | 0 | 0 | 2.6833 | 1.9981 | 1.3126 | 0.74372 | 0.41428 | -0.74792 | -0.017526 | 0 | 0 | 0 | 0 | 0 | 0 | 0 | 0 | 0 | 0 | 0 | 0 | 0 | 0 | 0 | 0 | 0 | 53.6666 | 39.9611 | 26.251 | 14.8745 | 8.2857 | -14.9583 | -0.35051 | 0 | 0
0.625582December | Resource 1 | Sublap 1 | 15:00 | 5 | 82 | December | 21000 | 0 | 0 | 0 | 0 | 0 | 0 | 0 | 0 | 0 | 0 | 0 | 0 | 0 | 0 | 0 | 2.6833 | 1.9981 | 1.3126 | 0.74372 | 0.41428 | -0.74792 | -0.017526 | 0 | 0 | 0 | 0 | 0 | 0 | 0 | 0 | 0 | 0 | 0 | 0 | 0 | 0 | 0 | 0 | 0 | 56.35 | 41.9591 | 27.5635 | 15.6182 | 8.7 | -15.7063 | -0.36804 | 0 | 0
0.625583January | Resource 1 | Sublap 1 | 15:00 | 5 | 83 | January | 10000 | 0 | 0 | 0 | 0 | 0 | 0 | 0 | 0 | 0 | 0 | 0 | 0 | 0 | 0 | 0 | 3.1002 | 2.4176 | 1.6791 | 0.84074 | 0.46777 | -0.84617 | -0.019808 | 0 | 0 | 0 | 0 | 0 | 0 | 0 | 0 | 0 | 0 | 0 | 0 | 0 | 0 | 0 | 0 | 0 | 31.0016 | 24.1762 | 16.7912 | 8.4074 | 4.6777 | -8.4617 | -0.19808 | 0 | 0
0.625583February | Resource 1 | Sublap 1 | 15:00 | 5 | 83 | February | 11000 | 0 | 0 | 0 | 0 | 0 | 0 | 0 | 0 | 0 | 0 | 0 | 0 | 0 | 0 | 0 | 3.1002 | 2.4176 | 1.6791 | 0.84074 | 0.46777 | -0.84617 | -0.019808 | 0 | 0 | 0 | 0 | 0 | 0 | 0 | 0 | 0 | 0 | 0 | 0 | 0 | 0 | 0 | 0 | 0 | 34.1018 | 26.5938 | 18.4703 | 9.2481 | 5.1455 | -9.3079 | -0.21789 | 0 | 0
0.625583March | Resource 1 | Sublap 1 | 15:00 | 5 | 83 | March | 12000 | 0 | 0 | 0 | 0 | 0 | 0 | 0 | 0 | 0 | 0 | 0 | 0 | 0 | 0 | 0 | 3.1002 | 2.4176 | 1.6791 | 0.84074 | 0.46777 | -0.84617 | -0.019808 | 0 | 0 | 0 | 0 | 0 | 0 | 0 | 0 | 0 | 0 | 0 | 0 | 0 | 0 | 0 | 0 | 0 | 37.202 | 29.0114 | 20.1494 | 10.0888 | 5.6132 | -10.1541 | -0.2377 | 0 | 0
0.625583April | Resource 1 | Sublap 1 | 15:00 | 5 | 83 | April | 13000 | 0 | 0 | 0 | 0 | 0 | 0 | 0 | 0 | 0 | 0 | 0 | 0 | 0 | 0 | 0 | 3.1002 | 2.4176 | 1.6791 | 0.84074 | 0.46777 | -0.84617 | -0.019808 | 0 | 0 | 0 | 0 | 0 | 0 | 0 | 0 | 0 | 0 | 0 | 0 | 0 | 0 | 0 | 0 | 0 | 40.3021 | 31.4291 | 21.8285 | 10.9296 | 6.081 | -11.0003 | -0.25751 | 0 | 0
0.625583May | Resource 1 | Sublap 1 | 15:00 | 5 | 83 | May | 14000 | 0 | 0 | 0 | 0 | 0 | 0 | 0 | 0 | 0 | 0 | 0 | 0 | 0 | 0 | 0 | 3.1002 | 2.4176 | 1.6791 | 0.84074 | 0.46777 | -0.84617 | -0.019808 | 0 | 0 | 0 | 0 | 0 | 0 | 0 | 0 | 0 | 0 | 0 | 0 | 0 | 0 | 0 | 0 | 0 | 43.4023 | 33.8467 | 23.5077 | 11.7703 | 6.5488 | -11.8464 | -0.27731 | 0 | 0
0.625583June | Resource 1 | Sublap 1 | 15:00 | 5 | 83 | June | 15000 | 0 | 0 | 0 | 0 | 0 | 0 | 0 | 0 | 0 | 0 | 0 | 0 | 0 | 0 | 0 | 3.1002 | 2.4176 | 1.6791 | 0.84074 | 0.46777 | -0.84617 | -0.019808 | 0 | 0 | 0 | 0 | 0 | 0 | 0 | 0 | 0 | 0 | 0 | 0 | 0 | 0 | 0 | 0 | 0 | 46.5025 | 36.2643 | 25.1868 | 12.6111 | 7.0166 | -12.6926 | -0.29712 | 0 | 0
0.625583July | Resource 1 | Sublap 1 | 15:00 | 5 | 83 | July | 16000 | 0 | 0 | 0 | 0 | 0 | 0 | 0 | 0 | 0 | 0 | 0 | 0 | 0 | 0 | 0 | 3.1002 | 2.4176 | 1.6791 | 0.84074 | 0.46777 | -0.84617 | -0.019808 | 0 | 0 | 0 | 0 | 0 | 0 | 0 | 0 | 0 | 0 | 0 | 0 | 0 | 0 | 0 | 0 | 0 | 49.6026 | 38.6819 | 26.8659 | 13.4518 | 7.4843 | -13.5388 | -0.31693 | 0 | 0
0.625583August | Resource 1 | Sublap 1 | 15:00 | 5 | 83 | August | 17000 | 0 | 0 | 0 | 0 | 0 | 0 | 0 | 0 | 0 | 0 | 0 | 0 | 0 | 0 | 0 | 3.1002 | 2.4176 | 1.6791 | 0.84074 | 0.46777 | -0.84617 | -0.019808 | 0 | 0 | 0 | 0 | 0 | 0 | 0 | 0 | 0 | 0 | 0 | 0 | 0 | 0 | 0 | 0 | 0 | 52.7028 | 41.0996 | 28.545 | 14.2925 | 7.9521 | -14.385 | -0.33674 | 0 | 0
0.625583September | Resource 1 | Sublap 1 | 15:00 | 5 | 83 | September | 18000 | 0 | 0 | 0 | 0 | 0 | 0 | 0 | 0 | 0 | 0 | 0 | 0 | 0 | 0 | 0 | 3.1002 | 2.4176 | 1.6791 | 0.84074 | 0.46777 | -0.84617 | -0.019808 | 0 | 0 | 0 | 0 | 0 | 0 | 0 | 0 | 0 | 0 | 0 | 0 | 0 | 0 | 0 | 0 | 0 | 55.8029 | 43.5172 | 30.2241 | 15.1333 | 8.4199 | -15.2311 | -0.35655 | 0 | 0
0.625583October | Resource 1 | Sublap 1 | 15:00 | 5 | 83 | October | 19000 | 0 | 0 | 0 | 0 | 0 | 0 | 0 | 0 | 0 | 0 | 0 | 0 | 0 | 0 | 0 | 3.1002 | 2.4176 | 1.6791 | 0.84074 | 0.46777 | -0.84617 | -0.019808 | 0 | 0 | 0 | 0 | 0 | 0 | 0 | 0 | 0 | 0 | 0 | 0 | 0 | 0 | 0 | 0 | 0 | 58.9031 | 45.9348 | 31.9032 | 15.974 | 8.8876 | -16.0773 | -0.37635 | 0 | 0
0.625583November | Resource 1 | Sublap 1 | 15:00 | 5 | 83 | November | 20000 | 0 | 0 | 0 | 0 | 0 | 0 | 0 | 0 | 0 | 0 | 0 | 0 | 0 | 0 | 0 | 3.1002 | 2.4176 | 1.6791 | 0.84074 | 0.46777 | -0.84617 | -0.019808 | 0 | 0 | 0 | 0 | 0 | 0 | 0 | 0 | 0 | 0 | 0 | 0 | 0 | 0 | 0 | 0 | 0 | 62.0033 | 48.3524 | 33.5824 | 16.8147 | 9.3554 | -16.9235 | -0.39616 | 0 | 0
0.625583December | Resource 1 | Sublap 1 | 15:00 | 5 | 83 | December | 21000 | 0 | 0 | 0 | 0 | 0 | 0 | 0 | 0 | 0 | 0 | 0 | 0 | 0 | 0 | 0 | 3.1002 | 2.4176 | 1.6791 | 0.84074 | 0.46777 | -0.84617 | -0.019808 | 0 | 0 | 0 | 0 | 0 | 0 | 0 | 0 | 0 | 0 | 0 | 0 | 0 | 0 | 0 | 0 | 0 | 65.1034 | 50.77 | 35.2615 | 17.6555 | 9.8232 | -17.7697 | -0.41597 | 0 | 0
0.625584January | Resource 1 | Sublap 1 | 15:00 | 5 | 84 | January | 10000 | 0 | 0 | 0 | 0 | 0 | 0 | 0 | 0 | 0 | 0 | 0 | 0 | 0 | 0 | 0 | 3.4179 | 2.5712 | 1.6829 | 0.87742 | 0.488 | -0.88333 | -0.020671 | 0 | 0 | 0 | 0 | 0 | 0 | 0 | 0 | 0 | 0 | 0 | 0 | 0 | 0 | 0 | 0 | 0 | 34.1789 | 25.7119 | 16.8294 | 8.7742 | 4.88 | -8.8333 | -0.20671 | 0 | 0
0.625584February | Resource 1 | Sublap 1 | 15:00 | 5 | 84 | February | 11000 | 0 | 0 | 0 | 0 | 0 | 0 | 0 | 0 | 0 | 0 | 0 | 0 | 0 | 0 | 0 | 3.4179 | 2.5712 | 1.6829 | 0.87742 | 0.488 | -0.88333 | -0.020671 | 0 | 0 | 0 | 0 | 0 | 0 | 0 | 0 | 0 | 0 | 0 | 0 | 0 | 0 | 0 | 0 | 0 | 37.5968 | 28.2831 | 18.5123 | 9.6517 | 5.368 | -9.7166 | -0.22738 | 0 | 0
0.625584March | Resource 1 | Sublap 1 | 15:00 | 5 | 84 | March | 12000 | 0 | 0 | 0 | 0 | 0 | 0 | 0 | 0 | 0 | 0 | 0 | 0 | 0 | 0 | 0 | 3.4179 | 2.5712 | 1.6829 | 0.87742 | 0.488 | -0.88333 | -0.020671 | 0 | 0 | 0 | 0 | 0 | 0 | 0 | 0 | 0 | 0 | 0 | 0 | 0 | 0 | 0 | 0 | 0 | 41.0147 | 30.8543 | 20.1952 | 10.5291 | 5.856 | -10.6 | -0.24805 | 0 | 0
0.625584April | Resource 1 | Sublap 1 | 15:00 | 5 | 84 | April | 13000 | 0 | 0 | 0 | 0 | 0 | 0 | 0 | 0 | 0 | 0 | 0 | 0 | 0 | 0 | 0 | 3.4179 | 2.5712 | 1.6829 | 0.87742 | 0.488 | -0.88333 | -0.020671 | 0 | 0 | 0 | 0 | 0 | 0 | 0 | 0 | 0 | 0 | 0 | 0 | 0 | 0 | 0 | 0 | 0 | 44.4326 | 33.4255 | 21.8782 | 11.4065 | 6.344 | -11.4833 | -0.26873 | 0 | 0
0.625584May | Resource 1 | Sublap 1 | 15:00 | 5 | 84 | May | 14000 | 0 | 0 | 0 | 0 | 0 | 0 | 0 | 0 | 0 | 0 | 0 | 0 | 0 | 0 | 0 | 3.4179 | 2.5712 | 1.6829 | 0.87742 | 0.488 | -0.88333 | -0.020671 | 0 | 0 | 0 | 0 | 0 | 0 | 0 | 0 | 0 | 0 | 0 | 0 | 0 | 0 | 0 | 0 | 0 | 47.8505 | 35.9967 | 23.5611 | 12.2839 | 6.832 | -12.3666 | -0.2894 | 0 | 0
0.625584June | Resource 1 | Sublap 1 | 15:00 | 5 | 84 | June | 15000 | 0 | 0 | 0 | 0 | 0 | 0 | 0 | 0 | 0 | 0 | 0 | 0 | 0 | 0 | 0 | 3.4179 | 2.5712 | 1.6829 | 0.87742 | 0.488 | -0.88333 | -0.020671 | 0 | 0 | 0 | 0 | 0 | 0 | 0 | 0 | 0 | 0 | 0 | 0 | 0 | 0 | 0 | 0 | 0 | 51.2684 | 38.5679 | 25.244 | 13.1614 | 7.32 | -13.25 | -0.31007 | 0 | 0
0.625584July | Resource 1 | Sublap 1 | 15:00 | 5 | 84 | July | 16000 | 0 | 0 | 0 | 0 | 0 | 0 | 0 | 0 | 0 | 0 | 0 | 0 | 0 | 0 | 0 | 3.4179 | 2.5712 | 1.6829 | 0.87742 | 0.488 | -0.88333 | -0.020671 | 0 | 0 | 0 | 0 | 0 | 0 | 0 | 0 | 0 | 0 | 0 | 0 | 0 | 0 | 0 | 0 | 0 | 54.6863 | 41.1391 | 26.927 | 14.0388 | 7.8079 | -14.1333 | -0.33074 | 0 | 0
0.625584August | Resource 1 | Sublap 1 | 15:00 | 5 | 84 | August | 17000 | 0 | 0 | 0 | 0 | 0 | 0 | 0 | 0 | 0 | 0 | 0 | 0 | 0 | 0 | 0 | 3.4179 | 2.5712 | 1.6829 | 0.87742 | 0.488 | -0.88333 | -0.020671 | 0 | 0 | 0 | 0 | 0 | 0 | 0 | 0 | 0 | 0 | 0 | 0 | 0 | 0 | 0 | 0 | 0 | 58.1042 | 43.7103 | 28.6099 | 14.9162 | 8.2959 | -15.0166 | -0.35141 | 0 | 0
0.625584September | Resource 1 | Sublap 1 | 15:00 | 5 | 84 | September | 18000 | 0 | 0 | 0 | 0 | 0 | 0 | 0 | 0 | 0 | 0 | 0 | 0 | 0 | 0 | 0 | 3.4179 | 2.5712 | 1.6829 | 0.87742 | 0.488 | -0.88333 | -0.020671 | 0 | 0 | 0 | 0 | 0 | 0 | 0 | 0 | 0 | 0 | 0 | 0 | 0 | 0 | 0 | 0 | 0 | 61.5221 | 46.2815 | 30.2928 | 15.7936 | 8.7839 | -15.9 | -0.37208 | 0 | 0
0.625584October | Resource 1 | Sublap 1 | 15:00 | 5 | 84 | October | 19000 | 0 | 0 | 0 | 0 | 0 | 0 | 0 | 0 | 0 | 0 | 0 | 0 | 0 | 0 | 0 | 3.4179 | 2.5712 | 1.6829 | 0.87742 | 0.488 | -0.88333 | -0.020671 | 0 | 0 | 0 | 0 | 0 | 0 | 0 | 0 | 0 | 0 | 0 | 0 | 0 | 0 | 0 | 0 | 0 | 64.94 | 48.8527 | 31.9758 | 16.671 | 9.2719 | -16.7833 | -0.39275 | 0 | 0
0.625584November | Resource 1 | Sublap 1 | 15:00 | 5 | 84 | November | 20000 | 0 | 0 | 0 | 0 | 0 | 0 | 0 | 0 | 0 | 0 | 0 | 0 | 0 | 0 | 0 | 3.4179 | 2.5712 | 1.6829 | 0.87742 | 0.488 | -0.88333 | -0.020671 | 0 | 0 | 0 | 0 | 0 | 0 | 0 | 0 | 0 | 0 | 0 | 0 | 0 | 0 | 0 | 0 | 0 | 68.3579 | 51.4239 | 33.6587 | 17.5485 | 9.7599 | -17.6666 | -0.41342 | 0 | 0
0.625584December | Resource 1 | Sublap 1 | 15:00 | 5 | 84 | December | 21000 | 0 | 0 | 0 | 0 | 0 | 0 | 0 | 0 | 0 | 0 | 0 | 0 | 0 | 0 | 0 | 3.4179 | 2.5712 | 1.6829 | 0.87742 | 0.488 | -0.88333 | -0.020671 | 0 | 0 | 0 | 0 | 0 | 0 | 0 | 0 | 0 | 0 | 0 | 0 | 0 | 0 | 0 | 0 | 0 | 71.7758 | 53.995 | 35.3416 | 18.4259 | 10.2479 | -18.5499 | -0.4341 | 0 | 0
0.625585January | Resource 1 | Sublap 1 | 15:00 | 5 | 85 | January | 10000 | 0 | 0 | 0 | 0 | 0 | 0 | 0 | 0 | 0 | 0 | 0 | 0 | 0 | 0 | 0 | 4.5294 | 3.5595 | 2.5512 | 1.4709 | 0.60813 | -1.104 | -0.025798 | 0 | 0 | 0 | 0 | 0 | 0 | 0 | 0 | 0 | 0 | 0 | 0 | 0 | 0 | 0 | 0 | 0 | 45.294 | 35.5947 | 25.5119 | 14.7093 | 6.0813 | -11.0403 | -0.25798 | 0 | 0
0.625585February | Resource 1 | Sublap 1 | 15:00 | 5 | 85 | February | 11000 | 0 | 0 | 0 | 0 | 0 | 0 | 0 | 0 | 0 | 0 | 0 | 0 | 0 | 0 | 0 | 4.5294 | 3.5595 | 2.5512 | 1.4709 | 0.60813 | -1.104 | -0.025798 | 0 | 0 | 0 | 0 | 0 | 0 | 0 | 0 | 0 | 0 | 0 | 0 | 0 | 0 | 0 | 0 | 0 | 49.8234 | 39.1541 | 28.0631 | 16.1803 | 6.6895 | -12.1443 | -0.28378 | 0 | 0
0.625585March | Resource 1 | Sublap 1 | 15:00 | 5 | 85 | March | 12000 | 0 | 0 | 0 | 0 | 0 | 0 | 0 | 0 | 0 | 0 | 0 | 0 | 0 | 0 | 0 | 4.5294 | 3.5595 | 2.5512 | 1.4709 | 0.60813 | -1.104 | -0.025798 | 0 | 0 | 0 | 0 | 0 | 0 | 0 | 0 | 0 | 0 | 0 | 0 | 0 | 0 | 0 | 0 | 0 | 54.3528 | 42.7136 | 30.6143 | 17.6512 | 7.2976 | -13.2483 | -0.30958 | 0 | 0
0.625585April | Resource 1 | Sublap 1 | 15:00 | 5 | 85 | April | 13000 | 0 | 0 | 0 | 0 | 0 | 0 | 0 | 0 | 0 | 0 | 0 | 0 | 0 | 0 | 0 | 4.5294 | 3.5595 | 2.5512 | 1.4709 | 0.60813 | -1.104 | -0.025798 | 0 | 0 | 0 | 0 | 0 | 0 | 0 | 0 | 0 | 0 | 0 | 0 | 0 | 0 | 0 | 0 | 0 | 58.8822 | 46.2731 | 33.1655 | 19.1221 | 7.9057 | -14.3524 | -0.33537 | 0 | 0
0.625585May | Resource 1 | Sublap 1 | 15:00 | 5 | 85 | May | 14000 | 0 | 0 | 0 | 0 | 0 | 0 | 0 | 0 | 0 | 0 | 0 | 0 | 0 | 0 | 0 | 4.5294 | 3.5595 | 2.5512 | 1.4709 | 0.60813 | -1.104 | -0.025798 | 0 | 0 | 0 | 0 | 0 | 0 | 0 | 0 | 0 | 0 | 0 | 0 | 0 | 0 | 0 | 0 | 0 | 63.4116 | 49.8325 | 35.7167 | 20.593 | 8.5139 | -15.4564 | -0.36117 | 0 | 0
0.625585June | Resource 1 | Sublap 1 | 15:00 | 5 | 85 | June | 15000 | 0 | 0 | 0 | 0 | 0 | 0 | 0 | 0 | 0 | 0 | 0 | 0 | 0 | 0 | 0 | 4.5294 | 3.5595 | 2.5512 | 1.4709 | 0.60813 | -1.104 | -0.025798 | 0 | 0 | 0 | 0 | 0 | 0 | 0 | 0 | 0 | 0 | 0 | 0 | 0 | 0 | 0 | 0 | 0 | 67.941 | 53.392 | 38.2679 | 22.064 | 9.122 | -16.5604 | -0.38697 | 0 | 0
0.625585July | Resource 1 | Sublap 1 | 15:00 | 5 | 85 | July | 16000 | 0 | 0 | 0 | 0 | 0 | 0 | 0 | 0 | 0 | 0 | 0 | 0 | 0 | 0 | 0 | 4.5294 | 3.5595 | 2.5512 | 1.4709 | 0.60813 | -1.104 | -0.025798 | 0 | 0 | 0 | 0 | 0 | 0 | 0 | 0 | 0 | 0 | 0 | 0 | 0 | 0 | 0 | 0 | 0 | 72.4704 | 56.9515 | 40.8191 | 23.5349 | 9.7301 | -17.6644 | -0.41277 | 0 | 0
0.625585August | Resource 1 | Sublap 1 | 15:00 | 5 | 85 | August | 17000 | 0 | 0 | 0 | 0 | 0 | 0 | 0 | 0 | 0 | 0 | 0 | 0 | 0 | 0 | 0 | 4.5294 | 3.5595 | 2.5512 | 1.4709 | 0.60813 | -1.104 | -0.025798 | 0 | 0 | 0 | 0 | 0 | 0 | 0 | 0 | 0 | 0 | 0 | 0 | 0 | 0 | 0 | 0 | 0 | 76.9998 | 60.5109 | 43.3703 | 25.0058 | 10.3383 | -18.7685 | -0.43856 | 0 | 0
0.625585September | Resource 1 | Sublap 1 | 15:00 | 5 | 85 | September | 18000 | 0 | 0 | 0 | 0 | 0 | 0 | 0 | 0 | 0 | 0 | 0 | 0 | 0 | 0 | 0 | 4.5294 | 3.5595 | 2.5512 | 1.4709 | 0.60813 | -1.104 | -0.025798 | 0 | 0 | 0 | 0 | 0 | 0 | 0 | 0 | 0 | 0 | 0 | 0 | 0 | 0 | 0 | 0 | 0 | 81.5292 | 64.0704 | 45.9215 | 26.4768 | 10.9464 | -19.8725 | -0.46436 | 0 | 0
0.625585October | Resource 1 | Sublap 1 | 15:00 | 5 | 85 | October | 19000 | 0 | 0 | 0 | 0 | 0 | 0 | 0 | 0 | 0 | 0 | 0 | 0 | 0 | 0 | 0 | 4.5294 | 3.5595 | 2.5512 | 1.4709 | 0.60813 | -1.104 | -0.025798 | 0 | 0 | 0 | 0 | 0 | 0 | 0 | 0 | 0 | 0 | 0 | 0 | 0 | 0 | 0 | 0 | 0 | 86.0586 | 67.6299 | 48.4727 | 27.9477 | 11.5545 | -20.9765 | -0.49016 | 0 | 0
0.625585November | Resource 1 | Sublap 1 | 15:00 | 5 | 85 | November | 20000 | 0 | 0 | 0 | 0 | 0 | 0 | 0 | 0 | 0 | 0 | 0 | 0 | 0 | 0 | 0 | 4.5294 | 3.5595 | 2.5512 | 1.4709 | 0.60813 | -1.104 | -0.025798 | 0 | 0 | 0 | 0 | 0 | 0 | 0 | 0 | 0 | 0 | 0 | 0 | 0 | 0 | 0 | 0 | 0 | 90.588 | 71.1893 | 51.0239 | 29.4186 | 12.1626 | -22.0806 | -0.51596 | 0 | 0
0.625585December | Resource 1 | Sublap 1 | 15:00 | 5 | 85 | December | 21000 | 0 | 0 | 0 | 0 | 0 | 0 | 0 | 0 | 0 | 0 | 0 | 0 | 0 | 0 | 0 | 4.5294 | 3.5595 | 2.5512 | 1.4709 | 0.60813 | -1.104 | -0.025798 | 0 | 0 | 0 | 0 | 0 | 0 | 0 | 0 | 0 | 0 | 0 | 0 | 0 | 0 | 0 | 0 | 0 | 95.1174 | 74.7488 | 53.575 | 30.8896 | 12.7708 | -23.1846 | -0.54176 | 0 | 0
0.625586January | Resource 1 | Sublap 1 | 15:00 | 5 | 86 | January | 10000 | 0 | 0 | 0 | 0 | 0 | 0 | 0 | 0 | 0 | 0 | 0 | 0 | 0 | 0 | 0 | 4.0204 | 3.0999 | 2.1278 | 1.1096 | 0.55056 | -0.99826 | -0.023341 | 0 | 0 | 0 | 0 | 0 | 0 | 0 | 0 | 0 | 0 | 0 | 0 | 0 | 0 | 0 | 0 | 0 | 40.2038 | 30.9989 | 21.2782 | 11.0961 | 5.5056 | -9.9826 | -0.23341 | 0 | 0
0.625586February | Resource 1 | Sublap 1 | 15:00 | 5 | 86 | February | 11000 | 0 | 0 | 0 | 0 | 0 | 0 | 0 | 0 | 0 | 0 | 0 | 0 | 0 | 0 | 0 | 4.0204 | 3.0999 | 2.1278 | 1.1096 | 0.55056 | -0.99826 | -0.023341 | 0 | 0 | 0 | 0 | 0 | 0 | 0 | 0 | 0 | 0 | 0 | 0 | 0 | 0 | 0 | 0 | 0 | 44.2242 | 34.0988 | 23.406 | 12.2057 | 6.0561 | -10.9809 | -0.25675 | 0 | 0
0.625586March | Resource 1 | Sublap 1 | 15:00 | 5 | 86 | March | 12000 | 0 | 0 | 0 | 0 | 0 | 0 | 0 | 0 | 0 | 0 | 0 | 0 | 0 | 0 | 0 | 4.0204 | 3.0999 | 2.1278 | 1.1096 | 0.55056 | -0.99826 | -0.023341 | 0 | 0 | 0 | 0 | 0 | 0 | 0 | 0 | 0 | 0 | 0 | 0 | 0 | 0 | 0 | 0 | 0 | 48.2445 | 37.1987 | 25.5338 | 13.3153 | 6.6067 | -11.9791 | -0.28009 | 0 | 0
0.625586April | Resource 1 | Sublap 1 | 15:00 | 5 | 86 | April | 13000 | 0 | 0 | 0 | 0 | 0 | 0 | 0 | 0 | 0 | 0 | 0 | 0 | 0 | 0 | 0 | 4.0204 | 3.0999 | 2.1278 | 1.1096 | 0.55056 | -0.99826 | -0.023341 | 0 | 0 | 0 | 0 | 0 | 0 | 0 | 0 | 0 | 0 | 0 | 0 | 0 | 0 | 0 | 0 | 0 | 52.2649 | 40.2986 | 27.6616 | 14.4249 | 7.1572 | -12.9774 | -0.30343 | 0 | 0
0.625586May | Resource 1 | Sublap 1 | 15:00 | 5 | 86 | May | 14000 | 0 | 0 | 0 | 0 | 0 | 0 | 0 | 0 | 0 | 0 | 0 | 0 | 0 | 0 | 0 | 4.0204 | 3.0999 | 2.1278 | 1.1096 | 0.55056 | -0.99826 | -0.023341 | 0 | 0 | 0 | 0 | 0 | 0 | 0 | 0 | 0 | 0 | 0 | 0 | 0 | 0 | 0 | 0 | 0 | 56.2853 | 43.3985 | 29.7894 | 15.5345 | 7.7078 | -13.9756 | -0.32677 | 0 | 0
0.625586June | Resource 1 | Sublap 1 | 15:00 | 5 | 86 | June | 15000 | 0 | 0 | 0 | 0 | 0 | 0 | 0 | 0 | 0 | 0 | 0 | 0 | 0 | 0 | 0 | 4.0204 | 3.0999 | 2.1278 | 1.1096 | 0.55056 | -0.99826 | -0.023341 | 0 | 0 | 0 | 0 | 0 | 0 | 0 | 0 | 0 | 0 | 0 | 0 | 0 | 0 | 0 | 0 | 0 | 60.3057 | 46.4984 | 31.9173 | 16.6441 | 8.2584 | -14.9739 | -0.35011 | 0 | 0
0.625586July | Resource 1 | Sublap 1 | 15:00 | 5 | 86 | July | 16000 | 0 | 0 | 0 | 0 | 0 | 0 | 0 | 0 | 0 | 0 | 0 | 0 | 0 | 0 | 0 | 4.0204 | 3.0999 | 2.1278 | 1.1096 | 0.55056 | -0.99826 | -0.023341 | 0 | 0 | 0 | 0 | 0 | 0 | 0 | 0 | 0 | 0 | 0 | 0 | 0 | 0 | 0 | 0 | 0 | 64.3261 | 49.5983 | 34.0451 | 17.7537 | 8.8089 | -15.9721 | -0.37346 | 0 | 0
0.625586August | Resource 1 | Sublap 1 | 15:00 | 5 | 86 | August | 17000 | 0 | 0 | 0 | 0 | 0 | 0 | 0 | 0 | 0 | 0 | 0 | 0 | 0 | 0 | 0 | 4.0204 | 3.0999 | 2.1278 | 1.1096 | 0.55056 | -0.99826 | -0.023341 | 0 | 0 | 0 | 0 | 0 | 0 | 0 | 0 | 0 | 0 | 0 | 0 | 0 | 0 | 0 | 0 | 0 | 68.3464 | 52.6982 | 36.1729 | 18.8633 | 9.3595 | -16.9704 | -0.3968 | 0 | 0
0.625586September | Resource 1 | Sublap 1 | 15:00 | 5 | 86 | September | 18000 | 0 | 0 | 0 | 0 | 0 | 0 | 0 | 0 | 0 | 0 | 0 | 0 | 0 | 0 | 0 | 4.0204 | 3.0999 | 2.1278 | 1.1096 | 0.55056 | -0.99826 | -0.023341 | 0 | 0 | 0 | 0 | 0 | 0 | 0 | 0 | 0 | 0 | 0 | 0 | 0 | 0 | 0 | 0 | 0 | 72.3668 | 55.7981 | 38.3007 | 19.9729 | 9.91 | -17.9687 | -0.42014 | 0 | 0
0.625586October | Resource 1 | Sublap 1 | 15:00 | 5 | 86 | October | 19000 | 0 | 0 | 0 | 0 | 0 | 0 | 0 | 0 | 0 | 0 | 0 | 0 | 0 | 0 | 0 | 4.0204 | 3.0999 | 2.1278 | 1.1096 | 0.55056 | -0.99826 | -0.023341 | 0 | 0 | 0 | 0 | 0 | 0 | 0 | 0 | 0 | 0 | 0 | 0 | 0 | 0 | 0 | 0 | 0 | 76.3872 | 58.898 | 40.4285 | 21.0825 | 10.4606 | -18.9669 | -0.44348 | 0 | 0
0.625586November | Resource 1 | Sublap 1 | 15:00 | 5 | 86 | November | 20000 | 0 | 0 | 0 | 0 | 0 | 0 | 0 | 0 | 0 | 0 | 0 | 0 | 0 | 0 | 0 | 4.0204 | 3.0999 | 2.1278 | 1.1096 | 0.55056 | -0.99826 | -0.023341 | 0 | 0 | 0 | 0 | 0 | 0 | 0 | 0 | 0 | 0 | 0 | 0 | 0 | 0 | 0 | 0 | 0 | 80.4076 | 61.9978 | 42.5564 | 22.1922 | 11.0111 | -19.9652 | -0.46682 | 0 | 0
0.625586December | Resource 1 | Sublap 1 | 15:00 | 5 | 86 | December | 21000 | 0 | 0 | 0 | 0 | 0 | 0 | 0 | 0 | 0 | 0 | 0 | 0 | 0 | 0 | 0 | 4.0204 | 3.0999 | 2.1278 | 1.1096 | 0.55056 | -0.99826 | -0.023341 | 0 | 0 | 0 | 0 | 0 | 0 | 0 | 0 | 0 | 0 | 0 | 0 | 0 | 0 | 0 | 0 | 0 | 84.4279 | 65.0977 | 44.6842 | 23.3018 | 11.5617 | -20.9634 | -0.49016 | 0 | 0
0.625587January | Resource 1 | Sublap 1 | 15:00 | 5 | 87 | January | 10000 | 0 | 0 | 0 | 0 | 0 | 0 | 0 | 0 | 0 | 0 | 0 | 0 | 0 | 0 | 0 | 4.5378 | 3.5437 | 2.4807 | 1.3579 | 0.57688 | -1.0466 | -0.024464 | 0 | 0 | 0 | 0 | 0 | 0 | 0 | 0 | 0 | 0 | 0 | 0 | 0 | 0 | 0 | 0 | 0 | 45.3784 | 35.4372 | 24.8071 | 13.5788 | 5.7688 | -10.4662 | -0.24464 | 0 | 0
0.625587February | Resource 1 | Sublap 1 | 15:00 | 5 | 87 | February | 11000 | 0 | 0 | 0 | 0 | 0 | 0 | 0 | 0 | 0 | 0 | 0 | 0 | 0 | 0 | 0 | 4.5378 | 3.5437 | 2.4807 | 1.3579 | 0.57688 | -1.0466 | -0.024464 | 0 | 0 | 0 | 0 | 0 | 0 | 0 | 0 | 0 | 0 | 0 | 0 | 0 | 0 | 0 | 0 | 0 | 49.9162 | 38.9809 | 27.2878 | 14.9367 | 6.3457 | -11.5128 | -0.26911 | 0 | 0
0.625587March | Resource 1 | Sublap 1 | 15:00 | 5 | 87 | March | 12000 | 0 | 0 | 0 | 0 | 0 | 0 | 0 | 0 | 0 | 0 | 0 | 0 | 0 | 0 | 0 | 4.5378 | 3.5437 | 2.4807 | 1.3579 | 0.57688 | -1.0466 | -0.024464 | 0 | 0 | 0 | 0 | 0 | 0 | 0 | 0 | 0 | 0 | 0 | 0 | 0 | 0 | 0 | 0 | 0 | 54.4541 | 42.5247 | 29.7686 | 16.2946 | 6.9226 | -12.5594 | -0.29357 | 0 | 0
0.625587April | Resource 1 | Sublap 1 | 15:00 | 5 | 87 | April | 13000 | 0 | 0 | 0 | 0 | 0 | 0 | 0 | 0 | 0 | 0 | 0 | 0 | 0 | 0 | 0 | 4.5378 | 3.5437 | 2.4807 | 1.3579 | 0.57688 | -1.0466 | -0.024464 | 0 | 0 | 0 | 0 | 0 | 0 | 0 | 0 | 0 | 0 | 0 | 0 | 0 | 0 | 0 | 0 | 0 | 58.9919 | 46.0684 | 32.2493 | 17.6525 | 7.4994 | -13.606 | -0.31804 | 0 | 0
0.625587May | Resource 1 | Sublap 1 | 15:00 | 5 | 87 | May | 14000 | 0 | 0 | 0 | 0 | 0 | 0 | 0 | 0 | 0 | 0 | 0 | 0 | 0 | 0 | 0 | 4.5378 | 3.5437 | 2.4807 | 1.3579 | 0.57688 | -1.0466 | -0.024464 | 0 | 0 | 0 | 0 | 0 | 0 | 0 | 0 | 0 | 0 | 0 | 0 | 0 | 0 | 0 | 0 | 0 | 63.5297 | 49.6121 | 34.73 | 19.0103 | 8.0763 | -14.6526 | -0.3425 | 0 | 0
0.625587June | Resource 1 | Sublap 1 | 15:00 | 5 | 87 | June | 15000 | 0 | 0 | 0 | 0 | 0 | 0 | 0 | 0 | 0 | 0 | 0 | 0 | 0 | 0 | 0 | 4.5378 | 3.5437 | 2.4807 | 1.3579 | 0.57688 | -1.0466 | -0.024464 | 0 | 0 | 0 | 0 | 0 | 0 | 0 | 0 | 0 | 0 | 0 | 0 | 0 | 0 | 0 | 0 | 0 | 68.0676 | 53.1558 | 37.2107 | 20.3682 | 8.6532 | -15.6992 | -0.36696 | 0 | 0
0.625587July | Resource 1 | Sublap 1 | 15:00 | 5 | 87 | July | 16000 | 0 | 0 | 0 | 0 | 0 | 0 | 0 | 0 | 0 | 0 | 0 | 0 | 0 | 0 | 0 | 4.5378 | 3.5437 | 2.4807 | 1.3579 | 0.57688 | -1.0466 | -0.024464 | 0 | 0 | 0 | 0 | 0 | 0 | 0 | 0 | 0 | 0 | 0 | 0 | 0 | 0 | 0 | 0 | 0 | 72.6054 | 56.6996 | 39.6914 | 21.7261 | 9.2301 | -16.7459 | -0.39143 | 0 | 0
0.625587August | Resource 1 | Sublap 1 | 15:00 | 5 | 87 | August | 17000 | 0 | 0 | 0 | 0 | 0 | 0 | 0 | 0 | 0 | 0 | 0 | 0 | 0 | 0 | 0 | 4.5378 | 3.5437 | 2.4807 | 1.3579 | 0.57688 | -1.0466 | -0.024464 | 0 | 0 | 0 | 0 | 0 | 0 | 0 | 0 | 0 | 0 | 0 | 0 | 0 | 0 | 0 | 0 | 0 | 77.1433 | 60.2433 | 42.1721 | 23.084 | 9.807 | -17.7925 | -0.41589 | 0 | 0
0.625587September | Resource 1 | Sublap 1 | 15:00 | 5 | 87 | September | 18000 | 0 | 0 | 0 | 0 | 0 | 0 | 0 | 0 | 0 | 0 | 0 | 0 | 0 | 0 | 0 | 4.5378 | 3.5437 | 2.4807 | 1.3579 | 0.57688 | -1.0466 | -0.024464 | 0 | 0 | 0 | 0 | 0 | 0 | 0 | 0 | 0 | 0 | 0 | 0 | 0 | 0 | 0 | 0 | 0 | 81.6811 | 63.787 | 44.6528 | 24.4419 | 10.3839 | -18.8391 | -0.44036 | 0 | 0
0.625587October | Resource 1 | Sublap 1 | 15:00 | 5 | 87 | October | 19000 | 0 | 0 | 0 | 0 | 0 | 0 | 0 | 0 | 0 | 0 | 0 | 0 | 0 | 0 | 0 | 4.5378 | 3.5437 | 2.4807 | 1.3579 | 0.57688 | -1.0466 | -0.024464 | 0 | 0 | 0 | 0 | 0 | 0 | 0 | 0 | 0 | 0 | 0 | 0 | 0 | 0 | 0 | 0 | 0 | 86.219 | 67.3307 | 47.1335 | 25.7997 | 10.9607 | -19.8857 | -0.46482 | 0 | 0
0.625587November | Resource 1 | Sublap 1 | 15:00 | 5 | 87 | November | 20000 | 0 | 0 | 0 | 0 | 0 | 0 | 0 | 0 | 0 | 0 | 0 | 0 | 0 | 0 | 0 | 4.5378 | 3.5437 | 2.4807 | 1.3579 | 0.57688 | -1.0466 | -0.024464 | 0 | 0 | 0 | 0 | 0 | 0 | 0 | 0 | 0 | 0 | 0 | 0 | 0 | 0 | 0 | 0 | 0 | 90.7568 | 70.8744 | 49.6142 | 27.1576 | 11.5376 | -20.9323 | -0.48929 | 0 | 0
0.625587December | Resource 1 | Sublap 1 | 15:00 | 5 | 87 | December | 21000 | 0 | 0 | 0 | 0 | 0 | 0 | 0 | 0 | 0 | 0 | 0 | 0 | 0 | 0 | 0 | 4.5378 | 3.5437 | 2.4807 | 1.3579 | 0.57688 | -1.0466 | -0.024464 | 0 | 0 | 0 | 0 | 0 | 0 | 0 | 0 | 0 | 0 | 0 | 0 | 0 | 0 | 0 | 0 | 0 | 95.2946 | 74.4182 | 52.095 | 28.5155 | 12.1145 | -21.979 | -0.51375 | 0 | 0
0.625588January | Resource 1 | Sublap 1 | 15:00 | 5 | 88 | January | 10000 | 0 | 0 | 0 | 0 | 0 | 0 | 0 | 0 | 0 | 0 | 0 | 0 | 0 | 0 | 0 | 5.0865 | 4.0699 | 2.8593 | 1.5678 | 0.63378 | -1.1511 | -0.026892 | 0 | 0 | 0 | 0 | 0 | 0 | 0 | 0 | 0 | 0 | 0 | 0 | 0 | 0 | 0 | 0 | 0 | 50.8651 | 40.699 | 28.5935 | 15.6785 | 6.3378 | -11.5114 | -0.26892 | 0 | 0
0.625588February | Resource 1 | Sublap 1 | 15:00 | 5 | 88 | February | 11000 | 0 | 0 | 0 | 0 | 0 | 0 | 0 | 0 | 0 | 0 | 0 | 0 | 0 | 0 | 0 | 5.0865 | 4.0699 | 2.8593 | 1.5678 | 0.63378 | -1.1511 | -0.026892 | 0 | 0 | 0 | 0 | 0 | 0 | 0 | 0 | 0 | 0 | 0 | 0 | 0 | 0 | 0 | 0 | 0 | 55.9517 | 44.7689 | 31.4528 | 17.2463 | 6.9716 | -12.6626 | -0.29582 | 0 | 0
0.625588March | Resource 1 | Sublap 1 | 15:00 | 5 | 88 | March | 12000 | 0 | 0 | 0 | 0 | 0 | 0 | 0 | 0 | 0 | 0 | 0 | 0 | 0 | 0 | 0 | 5.0865 | 4.0699 | 2.8593 | 1.5678 | 0.63378 | -1.1511 | -0.026892 | 0 | 0 | 0 | 0 | 0 | 0 | 0 | 0 | 0 | 0 | 0 | 0 | 0 | 0 | 0 | 0 | 0 | 61.0382 | 48.8389 | 34.3122 | 18.8142 | 7.6053 | -13.8137 | -0.32271 | 0 | 0
0.625588April | Resource 1 | Sublap 1 | 15:00 | 5 | 88 | April | 13000 | 0 | 0 | 0 | 0 | 0 | 0 | 0 | 0 | 0 | 0 | 0 | 0 | 0 | 0 | 0 | 5.0865 | 4.0699 | 2.8593 | 1.5678 | 0.63378 | -1.1511 | -0.026892 | 0 | 0 | 0 | 0 | 0 | 0 | 0 | 0 | 0 | 0 | 0 | 0 | 0 | 0 | 0 | 0 | 0 | 66.1247 | 52.9088 | 37.1715 | 20.382 | 8.2391 | -14.9649 | -0.3496 | 0 | 0
0.625588May | Resource 1 | Sublap 1 | 15:00 | 5 | 88 | May | 14000 | 0 | 0 | 0 | 0 | 0 | 0 | 0 | 0 | 0 | 0 | 0 | 0 | 0 | 0 | 0 | 5.0865 | 4.0699 | 2.8593 | 1.5678 | 0.63378 | -1.1511 | -0.026892 | 0 | 0 | 0 | 0 | 0 | 0 | 0 | 0 | 0 | 0 | 0 | 0 | 0 | 0 | 0 | 0 | 0 | 71.2112 | 56.9787 | 40.0309 | 21.9498 | 8.8729 | -16.116 | -0.37649 | 0 | 0
0.625588June | Resource 1 | Sublap 1 | 15:00 | 5 | 88 | June | 15000 | 0 | 0 | 0 | 0 | 0 | 0 | 0 | 0 | 0 | 0 | 0 | 0 | 0 | 0 | 0 | 5.0865 | 4.0699 | 2.8593 | 1.5678 | 0.63378 | -1.1511 | -0.026892 | 0 | 0 | 0 | 0 | 0 | 0 | 0 | 0 | 0 | 0 | 0 | 0 | 0 | 0 | 0 | 0 | 0 | 76.2977 | 61.0486 | 42.8902 | 23.5177 | 9.5067 | -17.2671 | -0.40339 | 0 | 0
0.625588July | Resource 1 | Sublap 1 | 15:00 | 5 | 88 | July | 16000 | 0 | 0 | 0 | 0 | 0 | 0 | 0 | 0 | 0 | 0 | 0 | 0 | 0 | 0 | 0 | 5.0865 | 4.0699 | 2.8593 | 1.5678 | 0.63378 | -1.1511 | -0.026892 | 0 | 0 | 0 | 0 | 0 | 0 | 0 | 0 | 0 | 0 | 0 | 0 | 0 | 0 | 0 | 0 | 0 | 81.3842 | 65.1185 | 45.7496 | 25.0855 | 10.1405 | -18.4183 | -0.43028 | 0 | 0
0.625588August | Resource 1 | Sublap 1 | 15:00 | 5 | 88 | August | 17000 | 0 | 0 | 0 | 0 | 0 | 0 | 0 | 0 | 0 | 0 | 0 | 0 | 0 | 0 | 0 | 5.0865 | 4.0699 | 2.8593 | 1.5678 | 0.63378 | -1.1511 | -0.026892 | 0 | 0 | 0 | 0 | 0 | 0 | 0 | 0 | 0 | 0 | 0 | 0 | 0 | 0 | 0 | 0 | 0 | 86.4707 | 69.1884 | 48.6089 | 26.6534 | 10.7742 | -19.5694 | -0.45717 | 0 | 0
0.625588September | Resource 1 | Sublap 1 | 15:00 | 5 | 88 | September | 18000 | 0 | 0 | 0 | 0 | 0 | 0 | 0 | 0 | 0 | 0 | 0 | 0 | 0 | 0 | 0 | 5.0865 | 4.0699 | 2.8593 | 1.5678 | 0.63378 | -1.1511 | -0.026892 | 0 | 0 | 0 | 0 | 0 | 0 | 0 | 0 | 0 | 0 | 0 | 0 | 0 | 0 | 0 | 0 | 0 | 91.5572 | 73.2583 | 51.4682 | 28.2212 | 11.408 | -20.7206 | -0.48406 | 0 | 0
0.625588October | Resource 1 | Sublap 1 | 15:00 | 5 | 88 | October | 19000 | 0 | 0 | 0 | 0 | 0 | 0 | 0 | 0 | 0 | 0 | 0 | 0 | 0 | 0 | 0 | 5.0865 | 4.0699 | 2.8593 | 1.5678 | 0.63378 | -1.1511 | -0.026892 | 0 | 0 | 0 | 0 | 0 | 0 | 0 | 0 | 0 | 0 | 0 | 0 | 0 | 0 | 0 | 0 | 0 | 96.6438 | 77.3282 | 54.3276 | 29.7891 | 12.0418 | -21.8717 | -0.51096 | 0 | 0
0.625588November | Resource 1 | Sublap 1 | 15:00 | 5 | 88 | November | 20000 | 0 | 0 | 0 | 0 | 0 | 0 | 0 | 0 | 0 | 0 | 0 | 0 | 0 | 0 | 0 | 5.0865 | 4.0699 | 2.8593 | 1.5678 | 0.63378 | -1.1511 | -0.026892 | 0 | 0 | 0 | 0 | 0 | 0 | 0 | 0 | 0 | 0 | 0 | 0 | 0 | 0 | 0 | 0 | 0 | 101.7303 | 81.3981 | 57.1869 | 31.3569 | 12.6756 | -23.0228 | -0.53785 | 0 | 0
0.625588December | Resource 1 | Sublap 1 | 15:00 | 5 | 88 | December | 21000 | 0 | 0 | 0 | 0 | 0 | 0 | 0 | 0 | 0 | 0 | 0 | 0 | 0 | 0 | 0 | 5.0865 | 4.0699 | 2.8593 | 1.5678 | 0.63378 | -1.1511 | -0.026892 | 0 | 0 | 0 | 0 | 0 | 0 | 0 | 0 | 0 | 0 | 0 | 0 | 0 | 0 | 0 | 0 | 0 | 106.8168 | 85.468 | 60.0463 | 32.9248 | 13.3094 | -24.174 | -0.56474 | 0 | 0
0.625589January | Resource 1 | Sublap 1 | 15:00 | 5 | 89 | January | 10000 | 0 | 0 | 0 | 0 | 0 | 0 | 0 | 0 | 0 | 0 | 0 | 0 | 0 | 0 | 0 | 5.0886 | 4.045 | 2.8707 | 1.604 | 0.61686 | -1.1201 | -0.026171 | 0 | 0 | 0 | 0 | 0 | 0 | 0 | 0 | 0 | 0 | 0 | 0 | 0 | 0 | 0 | 0 | 0 | 50.8859 | 40.4504 | 28.707 | 16.0397 | 6.1687 | -11.2007 | -0.26171 | 0 | 0
0.625589February | Resource 1 | Sublap 1 | 15:00 | 5 | 89 | February | 11000 | 0 | 0 | 0 | 0 | 0 | 0 | 0 | 0 | 0 | 0 | 0 | 0 | 0 | 0 | 0 | 5.0886 | 4.045 | 2.8707 | 1.604 | 0.61686 | -1.1201 | -0.026171 | 0 | 0 | 0 | 0 | 0 | 0 | 0 | 0 | 0 | 0 | 0 | 0 | 0 | 0 | 0 | 0 | 0 | 55.9745 | 44.4954 | 31.5777 | 17.6437 | 6.7855 | -12.3208 | -0.28788 | 0 | 0
0.625589March | Resource 1 | Sublap 1 | 15:00 | 5 | 89 | March | 12000 | 0 | 0 | 0 | 0 | 0 | 0 | 0 | 0 | 0 | 0 | 0 | 0 | 0 | 0 | 0 | 5.0886 | 4.045 | 2.8707 | 1.604 | 0.61686 | -1.1201 | -0.026171 | 0 | 0 | 0 | 0 | 0 | 0 | 0 | 0 | 0 | 0 | 0 | 0 | 0 | 0 | 0 | 0 | 0 | 61.0631 | 48.5404 | 34.4484 | 19.2477 | 7.4024 | -13.4408 | -0.31405 | 0 | 0
0.625589April | Resource 1 | Sublap 1 | 15:00 | 5 | 89 | April | 13000 | 0 | 0 | 0 | 0 | 0 | 0 | 0 | 0 | 0 | 0 | 0 | 0 | 0 | 0 | 0 | 5.0886 | 4.045 | 2.8707 | 1.604 | 0.61686 | -1.1201 | -0.026171 | 0 | 0 | 0 | 0 | 0 | 0 | 0 | 0 | 0 | 0 | 0 | 0 | 0 | 0 | 0 | 0 | 0 | 66.1517 | 52.5855 | 37.3191 | 20.8516 | 8.0192 | -14.5609 | -0.34022 | 0 | 0
0.625589May | Resource 1 | Sublap 1 | 15:00 | 5 | 89 | May | 14000 | 0 | 0 | 0 | 0 | 0 | 0 | 0 | 0 | 0 | 0 | 0 | 0 | 0 | 0 | 0 | 5.0886 | 4.045 | 2.8707 | 1.604 | 0.61686 | -1.1201 | -0.026171 | 0 | 0 | 0 | 0 | 0 | 0 | 0 | 0 | 0 | 0 | 0 | 0 | 0 | 0 | 0 | 0 | 0 | 71.2403 | 56.6305 | 40.1898 | 22.4556 | 8.6361 | -15.681 | -0.36639 | 0 | 0
0.625589June | Resource 1 | Sublap 1 | 15:00 | 5 | 89 | June | 15000 | 0 | 0 | 0 | 0 | 0 | 0 | 0 | 0 | 0 | 0 | 0 | 0 | 0 | 0 | 0 | 5.0886 | 4.045 | 2.8707 | 1.604 | 0.61686 | -1.1201 | -0.026171 | 0 | 0 | 0 | 0 | 0 | 0 | 0 | 0 | 0 | 0 | 0 | 0 | 0 | 0 | 0 | 0 | 0 | 76.3288 | 60.6755 | 43.0605 | 24.0596 | 9.253 | -16.8011 | -0.39256 | 0 | 0
0.625589July | Resource 1 | Sublap 1 | 15:00 | 5 | 89 | July | 16000 | 0 | 0 | 0 | 0 | 0 | 0 | 0 | 0 | 0 | 0 | 0 | 0 | 0 | 0 | 0 | 5.0886 | 4.045 | 2.8707 | 1.604 | 0.61686 | -1.1201 | -0.026171 | 0 | 0 | 0 | 0 | 0 | 0 | 0 | 0 | 0 | 0 | 0 | 0 | 0 | 0 | 0 | 0 | 0 | 81.4174 | 64.7206 | 45.9312 | 25.6635 | 9.8698 | -17.9211 | -0.41873 | 0 | 0
0.625589August | Resource 1 | Sublap 1 | 15:00 | 5 | 89 | August | 17000 | 0 | 0 | 0 | 0 | 0 | 0 | 0 | 0 | 0 | 0 | 0 | 0 | 0 | 0 | 0 | 5.0886 | 4.045 | 2.8707 | 1.604 | 0.61686 | -1.1201 | -0.026171 | 0 | 0 | 0 | 0 | 0 | 0 | 0 | 0 | 0 | 0 | 0 | 0 | 0 | 0 | 0 | 0 | 0 | 86.506 | 68.7656 | 48.8019 | 27.2675 | 10.4867 | -19.0412 | -0.4449 | 0 | 0
0.625589September | Resource 1 | Sublap 1 | 15:00 | 5 | 89 | September | 18000 | 0 | 0 | 0 | 0 | 0 | 0 | 0 | 0 | 0 | 0 | 0 | 0 | 0 | 0 | 0 | 5.0886 | 4.045 | 2.8707 | 1.604 | 0.61686 | -1.1201 | -0.026171 | 0 | 0 | 0 | 0 | 0 | 0 | 0 | 0 | 0 | 0 | 0 | 0 | 0 | 0 | 0 | 0 | 0 | 91.5946 | 72.8106 | 51.6726 | 28.8715 | 11.1036 | -20.1613 | -0.47107 | 0 | 0
0.625589October | Resource 1 | Sublap 1 | 15:00 | 5 | 89 | October | 19000 | 0 | 0 | 0 | 0 | 0 | 0 | 0 | 0 | 0 | 0 | 0 | 0 | 0 | 0 | 0 | 5.0886 | 4.045 | 2.8707 | 1.604 | 0.61686 | -1.1201 | -0.026171 | 0 | 0 | 0 | 0 | 0 | 0 | 0 | 0 | 0 | 0 | 0 | 0 | 0 | 0 | 0 | 0 | 0 | 96.6832 | 76.8557 | 54.5433 | 30.4754 | 11.7204 | -21.2813 | -0.49724 | 0 | 0
0.625589November | Resource 1 | Sublap 1 | 15:00 | 5 | 89 | November | 20000 | 0 | 0 | 0 | 0 | 0 | 0 | 0 | 0 | 0 | 0 | 0 | 0 | 0 | 0 | 0 | 5.0886 | 4.045 | 2.8707 | 1.604 | 0.61686 | -1.1201 | -0.026171 | 0 | 0 | 0 | 0 | 0 | 0 | 0 | 0 | 0 | 0 | 0 | 0 | 0 | 0 | 0 | 0 | 0 | 101.7718 | 80.9007 | 57.414 | 32.0794 | 12.3373 | -22.4014 | -0.52341 | 0 | 0
0.625589December | Resource 1 | Sublap 1 | 15:00 | 5 | 89 | December | 21000 | 0 | 0 | 0 | 0 | 0 | 0 | 0 | 0 | 0 | 0 | 0 | 0 | 0 | 0 | 0 | 5.0886 | 4.045 | 2.8707 | 1.604 | 0.61686 | -1.1201 | -0.026171 | 0 | 0 | 0 | 0 | 0 | 0 | 0 | 0 | 0 | 0 | 0 | 0 | 0 | 0 | 0 | 0 | 0 | 106.8604 | 84.9458 | 60.2847 | 33.6834 | 12.9542 | -23.5215 | -0.54958 | 0 | 0
0.625590January | Resource 1 | Sublap 1 | 15:00 | 5 | 90 | January | 10000 | 0 | 0 | 0 | 0 | 0 | 0 | 0 | 0 | 0 | 0 | 0 | 0 | 0 | 0 | 0 | 5.8955 | 4.6072 | 3.3205 | 1.8412 | 0.72927 | -1.2671 | -0.029586 | 0 | 0 | 0 | 0 | 0 | 0 | 0 | 0 | 0 | 0 | 0 | 0 | 0 | 0 | 0 | 0 | 0 | 58.9546 | 46.0716 | 33.2046 | 18.4123 | 7.2927 | -12.6709 | -0.29586 | 0 | 0
0.625590February | Resource 1 | Sublap 1 | 15:00 | 5 | 90 | February | 11000 | 0 | 0 | 0 | 0 | 0 | 0 | 0 | 0 | 0 | 0 | 0 | 0 | 0 | 0 | 0 | 5.8955 | 4.6072 | 3.3205 | 1.8412 | 0.72927 | -1.2671 | -0.029586 | 0 | 0 | 0 | 0 | 0 | 0 | 0 | 0 | 0 | 0 | 0 | 0 | 0 | 0 | 0 | 0 | 0 | 64.85 | 50.6788 | 36.5251 | 20.2535 | 8.022 | -13.938 | -0.32544 | 0 | 0
0.625590March | Resource 1 | Sublap 1 | 15:00 | 5 | 90 | March | 12000 | 0 | 0 | 0 | 0 | 0 | 0 | 0 | 0 | 0 | 0 | 0 | 0 | 0 | 0 | 0 | 5.8955 | 4.6072 | 3.3205 | 1.8412 | 0.72927 | -1.2671 | -0.029586 | 0 | 0 | 0 | 0 | 0 | 0 | 0 | 0 | 0 | 0 | 0 | 0 | 0 | 0 | 0 | 0 | 0 | 70.7455 | 55.2859 | 39.8455 | 22.0947 | 8.7513 | -15.2051 | -0.35503 | 0 | 0
0.625590April | Resource 1 | Sublap 1 | 15:00 | 5 | 90 | April | 13000 | 0 | 0 | 0 | 0 | 0 | 0 | 0 | 0 | 0 | 0 | 0 | 0 | 0 | 0 | 0 | 5.8955 | 4.6072 | 3.3205 | 1.8412 | 0.72927 | -1.2671 | -0.029586 | 0 | 0 | 0 | 0 | 0 | 0 | 0 | 0 | 0 | 0 | 0 | 0 | 0 | 0 | 0 | 0 | 0 | 76.6409 | 59.8931 | 43.166 | 23.9359 | 9.4805 | -16.4722 | -0.38462 | 0 | 0
0.625590May | Resource 1 | Sublap 1 | 15:00 | 5 | 90 | May | 14000 | 0 | 0 | 0 | 0 | 0 | 0 | 0 | 0 | 0 | 0 | 0 | 0 | 0 | 0 | 0 | 5.8955 | 4.6072 | 3.3205 | 1.8412 | 0.72927 | -1.2671 | -0.029586 | 0 | 0 | 0 | 0 | 0 | 0 | 0 | 0 | 0 | 0 | 0 | 0 | 0 | 0 | 0 | 0 | 0 | 82.5364 | 64.5002 | 46.4865 | 25.7771 | 10.2098 | -17.7393 | -0.4142 | 0 | 0
0.625590June | Resource 1 | Sublap 1 | 15:00 | 5 | 90 | June | 15000 | 0 | 0 | 0 | 0 | 0 | 0 | 0 | 0 | 0 | 0 | 0 | 0 | 0 | 0 | 0 | 5.8955 | 4.6072 | 3.3205 | 1.8412 | 0.72927 | -1.2671 | -0.029586 | 0 | 0 | 0 | 0 | 0 | 0 | 0 | 0 | 0 | 0 | 0 | 0 | 0 | 0 | 0 | 0 | 0 | 88.4318 | 69.1074 | 49.8069 | 27.6184 | 10.9391 | -19.0064 | -0.44379 | 0 | 0
0.625590July | Resource 1 | Sublap 1 | 15:00 | 5 | 90 | July | 16000 | 0 | 0 | 0 | 0 | 0 | 0 | 0 | 0 | 0 | 0 | 0 | 0 | 0 | 0 | 0 | 5.8955 | 4.6072 | 3.3205 | 1.8412 | 0.72927 | -1.2671 | -0.029586 | 0 | 0 | 0 | 0 | 0 | 0 | 0 | 0 | 0 | 0 | 0 | 0 | 0 | 0 | 0 | 0 | 0 | 94.3273 | 73.7146 | 53.1274 | 29.4596 | 11.6684 | -20.2735 | -0.47337 | 0 | 0
0.625590August | Resource 1 | Sublap 1 | 15:00 | 5 | 90 | August | 17000 | 0 | 0 | 0 | 0 | 0 | 0 | 0 | 0 | 0 | 0 | 0 | 0 | 0 | 0 | 0 | 5.8955 | 4.6072 | 3.3205 | 1.8412 | 0.72927 | -1.2671 | -0.029586 | 0 | 0 | 0 | 0 | 0 | 0 | 0 | 0 | 0 | 0 | 0 | 0 | 0 | 0 | 0 | 0 | 0 | 100.2228 | 78.3217 | 56.4479 | 31.3008 | 12.3976 | -21.5405 | -0.50296 | 0 | 0
0.625590September | Resource 1 | Sublap 1 | 15:00 | 5 | 90 | September | 18000 | 0 | 0 | 0 | 0 | 0 | 0 | 0 | 0 | 0 | 0 | 0 | 0 | 0 | 0 | 0 | 5.8955 | 4.6072 | 3.3205 | 1.8412 | 0.72927 | -1.2671 | -0.029586 | 0 | 0 | 0 | 0 | 0 | 0 | 0 | 0 | 0 | 0 | 0 | 0 | 0 | 0 | 0 | 0 | 0 | 106.1182 | 82.9289 | 59.7683 | 33.1421 | 13.1269 | -22.8076 | -0.53254 | 0 | 0
0.625590October | Resource 1 | Sublap 1 | 15:00 | 5 | 90 | October | 19000 | 0 | 0 | 0 | 0 | 0 | 0 | 0 | 0 | 0 | 0 | 0 | 0 | 0 | 0 | 0 | 5.8955 | 4.6072 | 3.3205 | 1.8412 | 0.72927 | -1.2671 | -0.029586 | 0 | 0 | 0 | 0 | 0 | 0 | 0 | 0 | 0 | 0 | 0 | 0 | 0 | 0 | 0 | 0 | 0 | 112.0137 | 87.536 | 63.0888 | 34.9833 | 13.8562 | -24.0747 | -0.56213 | 0 | 0
0.625590November | Resource 1 | Sublap 1 | 15:00 | 5 | 90 | November | 20000 | 0 | 0 | 0 | 0 | 0 | 0 | 0 | 0 | 0 | 0 | 0 | 0 | 0 | 0 | 0 | 5.8955 | 4.6072 | 3.3205 | 1.8412 | 0.72927 | -1.2671 | -0.029586 | 0 | 0 | 0 | 0 | 0 | 0 | 0 | 0 | 0 | 0 | 0 | 0 | 0 | 0 | 0 | 0 | 0 | 117.9091 | 92.1432 | 66.4092 | 36.8245 | 14.5854 | -25.3418 | -0.59172 | 0 | 0
0.625590December | Resource 1 | Sublap 1 | 15:00 | 5 | 90 | December | 21000 | 0 | 0 | 0 | 0 | 0 | 0 | 0 | 0 | 0 | 0 | 0 | 0 | 0 | 0 | 0 | 5.8955 | 4.6072 | 3.3205 | 1.8412 | 0.72927 | -1.2671 | -0.029586 | 0 | 0 | 0 | 0 | 0 | 0 | 0 | 0 | 0 | 0 | 0 | 0 | 0 | 0 | 0 | 0 | 0 | 123.8046 | 96.7504 | 69.7297 | 38.6657 | 15.3147 | -26.6089 | -0.6213 | 0 | 0
0.625591January | Resource 1 | Sublap 1 | 15:00 | 5 | 91 | January | 10000 | 0 | 0 | 0 | 0 | 0 | 0 | 0 | 0 | 0 | 0 | 0 | 0 | 0 | 0 | 0 | 7.0651 | 5.58 | 4.1166 | 2.4625 | 1.1142 | -1.4281 | -0.033326 | 0 | 0 | 0 | 0 | 0 | 0 | 0 | 0 | 0 | 0 | 0 | 0 | 0 | 0 | 0 | 0 | 0 | 70.6513 | 55.8005 | 41.1664 | 24.6254 | 11.1417 | -14.281 | -0.33326 | 0 | 0
0.625591February | Resource 1 | Sublap 1 | 15:00 | 5 | 91 | February | 11000 | 0 | 0 | 0 | 0 | 0 | 0 | 0 | 0 | 0 | 0 | 0 | 0 | 0 | 0 | 0 | 7.0651 | 5.58 | 4.1166 | 2.4625 | 1.1142 | -1.4281 | -0.033326 | 0 | 0 | 0 | 0 | 0 | 0 | 0 | 0 | 0 | 0 | 0 | 0 | 0 | 0 | 0 | 0 | 0 | 77.7164 | 61.3805 | 45.283 | 27.0879 | 12.2559 | -15.7091 | -0.36659 | 0 | 0
0.625591March | Resource 1 | Sublap 1 | 15:00 | 5 | 91 | March | 12000 | 0 | 0 | 0 | 0 | 0 | 0 | 0 | 0 | 0 | 0 | 0 | 0 | 0 | 0 | 0 | 7.0651 | 5.58 | 4.1166 | 2.4625 | 1.1142 | -1.4281 | -0.033326 | 0 | 0 | 0 | 0 | 0 | 0 | 0 | 0 | 0 | 0 | 0 | 0 | 0 | 0 | 0 | 0 | 0 | 84.7816 | 66.9606 | 49.3996 | 29.5504 | 13.3701 | -17.1372 | -0.39991 | 0 | 0
0.625591April | Resource 1 | Sublap 1 | 15:00 | 5 | 91 | April | 13000 | 0 | 0 | 0 | 0 | 0 | 0 | 0 | 0 | 0 | 0 | 0 | 0 | 0 | 0 | 0 | 7.0651 | 5.58 | 4.1166 | 2.4625 | 1.1142 | -1.4281 | -0.033326 | 0 | 0 | 0 | 0 | 0 | 0 | 0 | 0 | 0 | 0 | 0 | 0 | 0 | 0 | 0 | 0 | 0 | 91.8467 | 72.5406 | 53.5163 | 32.0129 | 14.4842 | -18.5653 | -0.43324 | 0 | 0
0.625591May | Resource 1 | Sublap 1 | 15:00 | 5 | 91 | May | 14000 | 0 | 0 | 0 | 0 | 0 | 0 | 0 | 0 | 0 | 0 | 0 | 0 | 0 | 0 | 0 | 7.0651 | 5.58 | 4.1166 | 2.4625 | 1.1142 | -1.4281 | -0.033326 | 0 | 0 | 0 | 0 | 0 | 0 | 0 | 0 | 0 | 0 | 0 | 0 | 0 | 0 | 0 | 0 | 0 | 98.9118 | 78.1207 | 57.6329 | 34.4755 | 15.5984 | -19.9934 | -0.46656 | 0 | 0
0.625591June | Resource 1 | Sublap 1 | 15:00 | 5 | 91 | June | 15000 | 0 | 0 | 0 | 0 | 0 | 0 | 0 | 0 | 0 | 0 | 0 | 0 | 0 | 0 | 0 | 7.0651 | 5.58 | 4.1166 | 2.4625 | 1.1142 | -1.4281 | -0.033326 | 0 | 0 | 0 | 0 | 0 | 0 | 0 | 0 | 0 | 0 | 0 | 0 | 0 | 0 | 0 | 0 | 0 | 105.977 | 83.7007 | 61.7495 | 36.938 | 16.7126 | -21.4215 | -0.49989 | 0 | 0
0.625591July | Resource 1 | Sublap 1 | 15:00 | 5 | 91 | July | 16000 | 0 | 0 | 0 | 0 | 0 | 0 | 0 | 0 | 0 | 0 | 0 | 0 | 0 | 0 | 0 | 7.0651 | 5.58 | 4.1166 | 2.4625 | 1.1142 | -1.4281 | -0.033326 | 0 | 0 | 0 | 0 | 0 | 0 | 0 | 0 | 0 | 0 | 0 | 0 | 0 | 0 | 0 | 0 | 0 | 113.0421 | 89.2807 | 65.8662 | 39.4006 | 17.8268 | -22.8496 | -0.53322 | 0 | 0
0.625591August | Resource 1 | Sublap 1 | 15:00 | 5 | 91 | August | 17000 | 0 | 0 | 0 | 0 | 0 | 0 | 0 | 0 | 0 | 0 | 0 | 0 | 0 | 0 | 0 | 7.0651 | 5.58 | 4.1166 | 2.4625 | 1.1142 | -1.4281 | -0.033326 | 0 | 0 | 0 | 0 | 0 | 0 | 0 | 0 | 0 | 0 | 0 | 0 | 0 | 0 | 0 | 0 | 0 | 120.1072 | 94.8608 | 69.9828 | 41.8631 | 18.9409 | -24.2777 | -0.56654 | 0 | 0
0.625591September | Resource 1 | Sublap 1 | 15:00 | 5 | 91 | September | 18000 | 0 | 0 | 0 | 0 | 0 | 0 | 0 | 0 | 0 | 0 | 0 | 0 | 0 | 0 | 0 | 7.0651 | 5.58 | 4.1166 | 2.4625 | 1.1142 | -1.4281 | -0.033326 | 0 | 0 | 0 | 0 | 0 | 0 | 0 | 0 | 0 | 0 | 0 | 0 | 0 | 0 | 0 | 0 | 0 | 127.1723 | 100.4408 | 74.0995 | 44.3256 | 20.0551 | -25.7058 | -0.59987 | 0 | 0
0.625591October | Resource 1 | Sublap 1 | 15:00 | 5 | 91 | October | 19000 | 0 | 0 | 0 | 0 | 0 | 0 | 0 | 0 | 0 | 0 | 0 | 0 | 0 | 0 | 0 | 7.0651 | 5.58 | 4.1166 | 2.4625 | 1.1142 | -1.4281 | -0.033326 | 0 | 0 | 0 | 0 | 0 | 0 | 0 | 0 | 0 | 0 | 0 | 0 | 0 | 0 | 0 | 0 | 0 | 134.2375 | 106.0209 | 78.2161 | 46.7882 | 21.1693 | -27.1339 | -0.63319 | 0 | 0
0.625591November | Resource 1 | Sublap 1 | 15:00 | 5 | 91 | November | 20000 | 0 | 0 | 0 | 0 | 0 | 0 | 0 | 0 | 0 | 0 | 0 | 0 | 0 | 0 | 0 | 7.0651 | 5.58 | 4.1166 | 2.4625 | 1.1142 | -1.4281 | -0.033326 | 0 | 0 | 0 | 0 | 0 | 0 | 0 | 0 | 0 | 0 | 0 | 0 | 0 | 0 | 0 | 0 | 0 | 141.3026 | 111.6009 | 82.3327 | 49.2507 | 22.2834 | -28.562 | -0.66652 | 0 | 0
0.625591December | Resource 1 | Sublap 1 | 15:00 | 5 | 91 | December | 21000 | 0 | 0 | 0 | 0 | 0 | 0 | 0 | 0 | 0 | 0 | 0 | 0 | 0 | 0 | 0 | 7.0651 | 5.58 | 4.1166 | 2.4625 | 1.1142 | -1.4281 | -0.033326 | 0 | 0 | 0 | 0 | 0 | 0 | 0 | 0 | 0 | 0 | 0 | 0 | 0 | 0 | 0 | 0 | 0 | 148.3677 | 117.181 | 86.4494 | 51.7132 | 23.3976 | -29.9901 | -0.69985 | 0 | 0
0.625592January | Resource 1 | Sublap 1 | 15:00 | 5 | 92 | January | 10000 | 0 | 0 | 0 | 0 | 0 | 0 | 0 | 0 | 0 | 0 | 0 | 0 | 0 | 0 | 0 | 7.6197 | 5.9757 | 4.4211 | 2.546 | 1.2119 | -1.4682 | -0.034258 | 0 | 0 | 0 | 0 | 0 | 0 | 0 | 0 | 0 | 0 | 0 | 0 | 0 | 0 | 0 | 0 | 0 | 76.197 | 59.7566 | 44.2112 | 25.4602 | 12.119 | -14.6823 | -0.34258 | 0 | 0
0.625592February | Resource 1 | Sublap 1 | 15:00 | 5 | 92 | February | 11000 | 0 | 0 | 0 | 0 | 0 | 0 | 0 | 0 | 0 | 0 | 0 | 0 | 0 | 0 | 0 | 7.6197 | 5.9757 | 4.4211 | 2.546 | 1.2119 | -1.4682 | -0.034258 | 0 | 0 | 0 | 0 | 0 | 0 | 0 | 0 | 0 | 0 | 0 | 0 | 0 | 0 | 0 | 0 | 0 | 83.8167 | 65.7322 | 48.6324 | 28.0063 | 13.3309 | -16.1505 | -0.37684 | 0 | 0
0.625592March | Resource 1 | Sublap 1 | 15:00 | 5 | 92 | March | 12000 | 0 | 0 | 0 | 0 | 0 | 0 | 0 | 0 | 0 | 0 | 0 | 0 | 0 | 0 | 0 | 7.6197 | 5.9757 | 4.4211 | 2.546 | 1.2119 | -1.4682 | -0.034258 | 0 | 0 | 0 | 0 | 0 | 0 | 0 | 0 | 0 | 0 | 0 | 0 | 0 | 0 | 0 | 0 | 0 | 91.4364 | 71.7079 | 53.0535 | 30.5523 | 14.5428 | -17.6188 | -0.4111 | 0 | 0
0.625592April | Resource 1 | Sublap 1 | 15:00 | 5 | 92 | April | 13000 | 0 | 0 | 0 | 0 | 0 | 0 | 0 | 0 | 0 | 0 | 0 | 0 | 0 | 0 | 0 | 7.6197 | 5.9757 | 4.4211 | 2.546 | 1.2119 | -1.4682 | -0.034258 | 0 | 0 | 0 | 0 | 0 | 0 | 0 | 0 | 0 | 0 | 0 | 0 | 0 | 0 | 0 | 0 | 0 | 99.0561 | 77.6836 | 57.4746 | 33.0983 | 15.7547 | -19.087 | -0.44536 | 0 | 0
0.625592May | Resource 1 | Sublap 1 | 15:00 | 5 | 92 | May | 14000 | 0 | 0 | 0 | 0 | 0 | 0 | 0 | 0 | 0 | 0 | 0 | 0 | 0 | 0 | 0 | 7.6197 | 5.9757 | 4.4211 | 2.546 | 1.2119 | -1.4682 | -0.034258 | 0 | 0 | 0 | 0 | 0 | 0 | 0 | 0 | 0 | 0 | 0 | 0 | 0 | 0 | 0 | 0 | 0 | 106.6758 | 83.6592 | 61.8957 | 35.6443 | 16.9667 | -20.5552 | -0.47962 | 0 | 0
0.625592June | Resource 1 | Sublap 1 | 15:00 | 5 | 92 | June | 15000 | 0 | 0 | 0 | 0 | 0 | 0 | 0 | 0 | 0 | 0 | 0 | 0 | 0 | 0 | 0 | 7.6197 | 5.9757 | 4.4211 | 2.546 | 1.2119 | -1.4682 | -0.034258 | 0 | 0 | 0 | 0 | 0 | 0 | 0 | 0 | 0 | 0 | 0 | 0 | 0 | 0 | 0 | 0 | 0 | 114.2955 | 89.6349 | 66.3169 | 38.1904 | 18.1786 | -22.0235 | -0.51387 | 0 | 0
0.625592July | Resource 1 | Sublap 1 | 15:00 | 5 | 92 | July | 16000 | 0 | 0 | 0 | 0 | 0 | 0 | 0 | 0 | 0 | 0 | 0 | 0 | 0 | 0 | 0 | 7.6197 | 5.9757 | 4.4211 | 2.546 | 1.2119 | -1.4682 | -0.034258 | 0 | 0 | 0 | 0 | 0 | 0 | 0 | 0 | 0 | 0 | 0 | 0 | 0 | 0 | 0 | 0 | 0 | 121.9153 | 95.6105 | 70.738 | 40.7364 | 19.3905 | -23.4917 | -0.54813 | 0 | 0
0.625592August | Resource 1 | Sublap 1 | 15:00 | 5 | 92 | August | 17000 | 0 | 0 | 0 | 0 | 0 | 0 | 0 | 0 | 0 | 0 | 0 | 0 | 0 | 0 | 0 | 7.6197 | 5.9757 | 4.4211 | 2.546 | 1.2119 | -1.4682 | -0.034258 | 0 | 0 | 0 | 0 | 0 | 0 | 0 | 0 | 0 | 0 | 0 | 0 | 0 | 0 | 0 | 0 | 0 | 129.535 | 101.5862 | 75.1591 | 43.2824 | 20.6024 | -24.9599 | -0.58239 | 0 | 0
0.625592September | Resource 1 | Sublap 1 | 15:00 | 5 | 92 | September | 18000 | 0 | 0 | 0 | 0 | 0 | 0 | 0 | 0 | 0 | 0 | 0 | 0 | 0 | 0 | 0 | 7.6197 | 5.9757 | 4.4211 | 2.546 | 1.2119 | -1.4682 | -0.034258 | 0 | 0 | 0 | 0 | 0 | 0 | 0 | 0 | 0 | 0 | 0 | 0 | 0 | 0 | 0 | 0 | 0 | 137.1547 | 107.5619 | 79.5802 | 45.8284 | 21.8143 | -26.4281 | -0.61665 | 0 | 0
0.625592October | Resource 1 | Sublap 1 | 15:00 | 5 | 92 | October | 19000 | 0 | 0 | 0 | 0 | 0 | 0 | 0 | 0 | 0 | 0 | 0 | 0 | 0 | 0 | 0 | 7.6197 | 5.9757 | 4.4211 | 2.546 | 1.2119 | -1.4682 | -0.034258 | 0 | 0 | 0 | 0 | 0 | 0 | 0 | 0 | 0 | 0 | 0 | 0 | 0 | 0 | 0 | 0 | 0 | 144.7744 | 113.5375 | 84.0014 | 48.3745 | 23.0262 | -27.8964 | -0.65091 | 0 | 0
0.625592November | Resource 1 | Sublap 1 | 15:00 | 5 | 92 | November | 20000 | 0 | 0 | 0 | 0 | 0 | 0 | 0 | 0 | 0 | 0 | 0 | 0 | 0 | 0 | 0 | 7.6197 | 5.9757 | 4.4211 | 2.546 | 1.2119 | -1.4682 | -0.034258 | 0 | 0 | 0 | 0 | 0 | 0 | 0 | 0 | 0 | 0 | 0 | 0 | 0 | 0 | 0 | 0 | 0 | 152.3941 | 119.5132 | 88.4225 | 50.9205 | 24.2381 | -29.3646 | -0.68516 | 0 | 0
0.625592December | Resource 1 | Sublap 1 | 15:00 | 5 | 92 | December | 21000 | 0 | 0 | 0 | 0 | 0 | 0 | 0 | 0 | 0 | 0 | 0 | 0 | 0 | 0 | 0 | 7.6197 | 5.9757 | 4.4211 | 2.546 | 1.2119 | -1.4682 | -0.034258 | 0 | 0 | 0 | 0 | 0 | 0 | 0 | 0 | 0 | 0 | 0 | 0 | 0 | 0 | 0 | 0 | 0 | 160.0138 | 125.4888 | 92.8436 | 53.4665 | 25.45 | -30.8328 | -0.71942 | 0 | 0
0.625593January | Resource 1 | Sublap 1 | 15:00 | 5 | 93 | January | 10000 | 0 | 0 | 0 | 0 | 0 | 0 | 0 | 0 | 0 | 0 | 0 | 0 | 0 | 0 | 0 | 7.8445 | 6.3422 | 4.7271 | 2.9191 | 1.5286 | -1.5728 | -0.036688 | 0 | 0 | 0 | 0 | 0 | 0 | 0 | 0 | 0 | 0 | 0 | 0 | 0 | 0 | 0 | 0 | 0 | 78.4453 | 63.4217 | 47.2711 | 29.1909 | 15.2857 | -15.7281 | -0.36688 | 0 | 0
0.625593February | Resource 1 | Sublap 1 | 15:00 | 5 | 93 | February | 11000 | 0 | 0 | 0 | 0 | 0 | 0 | 0 | 0 | 0 | 0 | 0 | 0 | 0 | 0 | 0 | 7.8445 | 6.3422 | 4.7271 | 2.9191 | 1.5286 | -1.5728 | -0.036688 | 0 | 0 | 0 | 0 | 0 | 0 | 0 | 0 | 0 | 0 | 0 | 0 | 0 | 0 | 0 | 0 | 0 | 86.2899 | 69.7639 | 51.9982 | 32.1099 | 16.8143 | -17.301 | -0.40356 | 0 | 0
0.625593March | Resource 1 | Sublap 1 | 15:00 | 5 | 93 | March | 12000 | 0 | 0 | 0 | 0 | 0 | 0 | 0 | 0 | 0 | 0 | 0 | 0 | 0 | 0 | 0 | 7.8445 | 6.3422 | 4.7271 | 2.9191 | 1.5286 | -1.5728 | -0.036688 | 0 | 0 | 0 | 0 | 0 | 0 | 0 | 0 | 0 | 0 | 0 | 0 | 0 | 0 | 0 | 0 | 0 | 94.1344 | 76.106 | 56.7253 | 35.029 | 18.3428 | -18.8738 | -0.44025 | 0 | 0
0.625593April | Resource 1 | Sublap 1 | 15:00 | 5 | 93 | April | 13000 | 0 | 0 | 0 | 0 | 0 | 0 | 0 | 0 | 0 | 0 | 0 | 0 | 0 | 0 | 0 | 7.8445 | 6.3422 | 4.7271 | 2.9191 | 1.5286 | -1.5728 | -0.036688 | 0 | 0 | 0 | 0 | 0 | 0 | 0 | 0 | 0 | 0 | 0 | 0 | 0 | 0 | 0 | 0 | 0 | 101.979 | 82.4482 | 61.4524 | 37.9481 | 19.8714 | -20.4466 | -0.47694 | 0 | 0
0.625593May | Resource 1 | Sublap 1 | 15:00 | 5 | 93 | May | 14000 | 0 | 0 | 0 | 0 | 0 | 0 | 0 | 0 | 0 | 0 | 0 | 0 | 0 | 0 | 0 | 7.8445 | 6.3422 | 4.7271 | 2.9191 | 1.5286 | -1.5728 | -0.036688 | 0 | 0 | 0 | 0 | 0 | 0 | 0 | 0 | 0 | 0 | 0 | 0 | 0 | 0 | 0 | 0 | 0 | 109.8235 | 88.7904 | 66.1795 | 40.8672 | 21.4 | -22.0194 | -0.51363 | 0 | 0
0.625593June | Resource 1 | Sublap 1 | 15:00 | 5 | 93 | June | 15000 | 0 | 0 | 0 | 0 | 0 | 0 | 0 | 0 | 0 | 0 | 0 | 0 | 0 | 0 | 0 | 7.8445 | 6.3422 | 4.7271 | 2.9191 | 1.5286 | -1.5728 | -0.036688 | 0 | 0 | 0 | 0 | 0 | 0 | 0 | 0 | 0 | 0 | 0 | 0 | 0 | 0 | 0 | 0 | 0 | 117.668 | 95.1325 | 70.9066 | 43.7863 | 22.9285 | -23.5922 | -0.55031 | 0 | 0
0.625593July | Resource 1 | Sublap 1 | 15:00 | 5 | 93 | July | 16000 | 0 | 0 | 0 | 0 | 0 | 0 | 0 | 0 | 0 | 0 | 0 | 0 | 0 | 0 | 0 | 7.8445 | 6.3422 | 4.7271 | 2.9191 | 1.5286 | -1.5728 | -0.036688 | 0 | 0 | 0 | 0 | 0 | 0 | 0 | 0 | 0 | 0 | 0 | 0 | 0 | 0 | 0 | 0 | 0 | 125.5126 | 101.4747 | 75.6337 | 46.7054 | 24.4571 | -25.165 | -0.587 | 0 | 0
0.625593August | Resource 1 | Sublap 1 | 15:00 | 5 | 93 | August | 17000 | 0 | 0 | 0 | 0 | 0 | 0 | 0 | 0 | 0 | 0 | 0 | 0 | 0 | 0 | 0 | 7.8445 | 6.3422 | 4.7271 | 2.9191 | 1.5286 | -1.5728 | -0.036688 | 0 | 0 | 0 | 0 | 0 | 0 | 0 | 0 | 0 | 0 | 0 | 0 | 0 | 0 | 0 | 0 | 0 | 133.3571 | 107.8169 | 80.3609 | 49.6245 | 25.9857 | -26.7378 | -0.62369 | 0 | 0
0.625593September | Resource 1 | Sublap 1 | 15:00 | 5 | 93 | September | 18000 | 0 | 0 | 0 | 0 | 0 | 0 | 0 | 0 | 0 | 0 | 0 | 0 | 0 | 0 | 0 | 7.8445 | 6.3422 | 4.7271 | 2.9191 | 1.5286 | -1.5728 | -0.036688 | 0 | 0 | 0 | 0 | 0 | 0 | 0 | 0 | 0 | 0 | 0 | 0 | 0 | 0 | 0 | 0 | 0 | 141.2016 | 114.159 | 85.088 | 52.5436 | 27.5142 | -28.3106 | -0.66038 | 0 | 0
0.625593October | Resource 1 | Sublap 1 | 15:00 | 5 | 93 | October | 19000 | 0 | 0 | 0 | 0 | 0 | 0 | 0 | 0 | 0 | 0 | 0 | 0 | 0 | 0 | 0 | 7.8445 | 6.3422 | 4.7271 | 2.9191 | 1.5286 | -1.5728 | -0.036688 | 0 | 0 | 0 | 0 | 0 | 0 | 0 | 0 | 0 | 0 | 0 | 0 | 0 | 0 | 0 | 0 | 0 | 149.0462 | 120.5012 | 89.8151 | 55.4626 | 29.0428 | -29.8835 | -0.69707 | 0 | 0
0.625593November | Resource 1 | Sublap 1 | 15:00 | 5 | 93 | November | 20000 | 0 | 0 | 0 | 0 | 0 | 0 | 0 | 0 | 0 | 0 | 0 | 0 | 0 | 0 | 0 | 7.8445 | 6.3422 | 4.7271 | 2.9191 | 1.5286 | -1.5728 | -0.036688 | 0 | 0 | 0 | 0 | 0 | 0 | 0 | 0 | 0 | 0 | 0 | 0 | 0 | 0 | 0 | 0 | 0 | 156.8907 | 126.8434 | 94.5422 | 58.3817 | 30.5714 | -31.4563 | -0.73375 | 0 | 0
0.625593December | Resource 1 | Sublap 1 | 15:00 | 5 | 93 | December | 21000 | 0 | 0 | 0 | 0 | 0 | 0 | 0 | 0 | 0 | 0 | 0 | 0 | 0 | 0 | 0 | 7.8445 | 6.3422 | 4.7271 | 2.9191 | 1.5286 | -1.5728 | -0.036688 | 0 | 0 | 0 | 0 | 0 | 0 | 0 | 0 | 0 | 0 | 0 | 0 | 0 | 0 | 0 | 0 | 0 | 164.7352 | 133.1855 | 99.2693 | 61.3008 | 32.0999 | -33.0291 | -0.77044 | 0 | 0
0.625594January | Resource 1 | Sublap 1 | 15:00 | 5 | 94 | January | 10000 | 0 | 0 | 0 | 0 | 0 | 0 | 0 | 0 | 0 | 0 | 0 | 0 | 0 | 0 | 0 | 7.8676 | 6.1332 | 4.477 | 2.8375 | 1.3015 | -1.5748 | -0.036733 | 0 | 0 | 0 | 0 | 0 | 0 | 0 | 0 | 0 | 0 | 0 | 0 | 0 | 0 | 0 | 0 | 0 | 78.6756 | 61.332 | 44.7695 | 28.3753 | 13.0149 | -15.7476 | -0.36733 | 0 | 0
0.625594February | Resource 1 | Sublap 1 | 15:00 | 5 | 94 | February | 11000 | 0 | 0 | 0 | 0 | 0 | 0 | 0 | 0 | 0 | 0 | 0 | 0 | 0 | 0 | 0 | 7.8676 | 6.1332 | 4.477 | 2.8375 | 1.3015 | -1.5748 | -0.036733 | 0 | 0 | 0 | 0 | 0 | 0 | 0 | 0 | 0 | 0 | 0 | 0 | 0 | 0 | 0 | 0 | 0 | 86.5431 | 67.4652 | 49.2465 | 31.2128 | 14.3163 | -17.3224 | -0.40406 | 0 | 0
0.625594March | Resource 1 | Sublap 1 | 15:00 | 5 | 94 | March | 12000 | 0 | 0 | 0 | 0 | 0 | 0 | 0 | 0 | 0 | 0 | 0 | 0 | 0 | 0 | 0 | 7.8676 | 6.1332 | 4.477 | 2.8375 | 1.3015 | -1.5748 | -0.036733 | 0 | 0 | 0 | 0 | 0 | 0 | 0 | 0 | 0 | 0 | 0 | 0 | 0 | 0 | 0 | 0 | 0 | 94.4107 | 73.5984 | 53.7234 | 34.0503 | 15.6178 | -18.8971 | -0.44079 | 0 | 0
0.625594April | Resource 1 | Sublap 1 | 15:00 | 5 | 94 | April | 13000 | 0 | 0 | 0 | 0 | 0 | 0 | 0 | 0 | 0 | 0 | 0 | 0 | 0 | 0 | 0 | 7.8676 | 6.1332 | 4.477 | 2.8375 | 1.3015 | -1.5748 | -0.036733 | 0 | 0 | 0 | 0 | 0 | 0 | 0 | 0 | 0 | 0 | 0 | 0 | 0 | 0 | 0 | 0 | 0 | 102.2783 | 79.7316 | 58.2004 | 36.8879 | 16.9193 | -20.4719 | -0.47753 | 0 | 0
0.625594May | Resource 1 | Sublap 1 | 15:00 | 5 | 94 | May | 14000 | 0 | 0 | 0 | 0 | 0 | 0 | 0 | 0 | 0 | 0 | 0 | 0 | 0 | 0 | 0 | 7.8676 | 6.1332 | 4.477 | 2.8375 | 1.3015 | -1.5748 | -0.036733 | 0 | 0 | 0 | 0 | 0 | 0 | 0 | 0 | 0 | 0 | 0 | 0 | 0 | 0 | 0 | 0 | 0 | 110.1458 | 85.8648 | 62.6773 | 39.7254 | 18.2208 | -22.0467 | -0.51426 | 0 | 0
0.625594June | Resource 1 | Sublap 1 | 15:00 | 5 | 94 | June | 15000 | 0 | 0 | 0 | 0 | 0 | 0 | 0 | 0 | 0 | 0 | 0 | 0 | 0 | 0 | 0 | 7.8676 | 6.1332 | 4.477 | 2.8375 | 1.3015 | -1.5748 | -0.036733 | 0 | 0 | 0 | 0 | 0 | 0 | 0 | 0 | 0 | 0 | 0 | 0 | 0 | 0 | 0 | 0 | 0 | 118.0134 | 91.998 | 67.1543 | 42.5629 | 19.5223 | -23.6214 | -0.55099 | 0 | 0
0.625594July | Resource 1 | Sublap 1 | 15:00 | 5 | 94 | July | 16000 | 0 | 0 | 0 | 0 | 0 | 0 | 0 | 0 | 0 | 0 | 0 | 0 | 0 | 0 | 0 | 7.8676 | 6.1332 | 4.477 | 2.8375 | 1.3015 | -1.5748 | -0.036733 | 0 | 0 | 0 | 0 | 0 | 0 | 0 | 0 | 0 | 0 | 0 | 0 | 0 | 0 | 0 | 0 | 0 | 125.8809 | 98.1312 | 71.6312 | 45.4004 | 20.8238 | -25.1962 | -0.58773 | 0 | 0
0.625594August | Resource 1 | Sublap 1 | 15:00 | 5 | 94 | August | 17000 | 0 | 0 | 0 | 0 | 0 | 0 | 0 | 0 | 0 | 0 | 0 | 0 | 0 | 0 | 0 | 7.8676 | 6.1332 | 4.477 | 2.8375 | 1.3015 | -1.5748 | -0.036733 | 0 | 0 | 0 | 0 | 0 | 0 | 0 | 0 | 0 | 0 | 0 | 0 | 0 | 0 | 0 | 0 | 0 | 133.7485 | 104.2644 | 76.1082 | 48.238 | 22.1253 | -26.7709 | -0.62446 | 0 | 0
0.625594September | Resource 1 | Sublap 1 | 15:00 | 5 | 94 | September | 18000 | 0 | 0 | 0 | 0 | 0 | 0 | 0 | 0 | 0 | 0 | 0 | 0 | 0 | 0 | 0 | 7.8676 | 6.1332 | 4.477 | 2.8375 | 1.3015 | -1.5748 | -0.036733 | 0 | 0 | 0 | 0 | 0 | 0 | 0 | 0 | 0 | 0 | 0 | 0 | 0 | 0 | 0 | 0 | 0 | 141.616 | 110.3976 | 80.5851 | 51.0755 | 23.4268 | -28.3457 | -0.66119 | 0 | 0
0.625594October | Resource 1 | Sublap 1 | 15:00 | 5 | 94 | October | 19000 | 0 | 0 | 0 | 0 | 0 | 0 | 0 | 0 | 0 | 0 | 0 | 0 | 0 | 0 | 0 | 7.8676 | 6.1332 | 4.477 | 2.8375 | 1.3015 | -1.5748 | -0.036733 | 0 | 0 | 0 | 0 | 0 | 0 | 0 | 0 | 0 | 0 | 0 | 0 | 0 | 0 | 0 | 0 | 0 | 149.4836 | 116.5308 | 85.0621 | 53.913 | 24.7282 | -29.9205 | -0.69793 | 0 | 0
0.625594November | Resource 1 | Sublap 1 | 15:00 | 5 | 94 | November | 20000 | 0 | 0 | 0 | 0 | 0 | 0 | 0 | 0 | 0 | 0 | 0 | 0 | 0 | 0 | 0 | 7.8676 | 6.1332 | 4.477 | 2.8375 | 1.3015 | -1.5748 | -0.036733 | 0 | 0 | 0 | 0 | 0 | 0 | 0 | 0 | 0 | 0 | 0 | 0 | 0 | 0 | 0 | 0 | 0 | 157.3512 | 122.664 | 89.539 | 56.7505 | 26.0297 | -31.4952 | -0.73466 | 0 | 0
0.625594December | Resource 1 | Sublap 1 | 15:00 | 5 | 94 | December | 21000 | 0 | 0 | 0 | 0 | 0 | 0 | 0 | 0 | 0 | 0 | 0 | 0 | 0 | 0 | 0 | 7.8676 | 6.1332 | 4.477 | 2.8375 | 1.3015 | -1.5748 | -0.036733 | 0 | 0 | 0 | 0 | 0 | 0 | 0 | 0 | 0 | 0 | 0 | 0 | 0 | 0 | 0 | 0 | 0 | 165.2187 | 128.7971 | 94.016 | 59.5881 | 27.3312 | -33.07 | -0.77139 | 0 | 0
0.625595January | Resource 1 | Sublap 1 | 15:00 | 5 | 95 | January | 10000 | 0 | 0 | 0 | 0 | 0 | 0 | 0 | 0 | 0 | 0 | 0 | 0 | 0 | 0 | 0 | 11.0844 | 9.5365 | 7.3896 | 5.1379 | 3.1389 | -2.0585 | -0.047969 | 0 | 0 | 0 | 0 | 0 | 0 | 0 | 0 | 0 | 0 | 0 | 0 | 0 | 0 | 0 | 0 | 0 | 110.8443 | 95.3653 | 73.8961 | 51.3788 | 31.3893 | -20.5845 | -0.47969 | 0 | 0
0.625595February | Resource 1 | Sublap 1 | 15:00 | 5 | 95 | February | 11000 | 0 | 0 | 0 | 0 | 0 | 0 | 0 | 0 | 0 | 0 | 0 | 0 | 0 | 0 | 0 | 11.0844 | 9.5365 | 7.3896 | 5.1379 | 3.1389 | -2.0585 | -0.047969 | 0 | 0 | 0 | 0 | 0 | 0 | 0 | 0 | 0 | 0 | 0 | 0 | 0 | 0 | 0 | 0 | 0 | 121.9287 | 104.9018 | 81.2857 | 56.5167 | 34.5282 | -22.643 | -0.52766 | 0 | 0
0.625595March | Resource 1 | Sublap 1 | 15:00 | 5 | 95 | March | 12000 | 0 | 0 | 0 | 0 | 0 | 0 | 0 | 0 | 0 | 0 | 0 | 0 | 0 | 0 | 0 | 11.0844 | 9.5365 | 7.3896 | 5.1379 | 3.1389 | -2.0585 | -0.047969 | 0 | 0 | 0 | 0 | 0 | 0 | 0 | 0 | 0 | 0 | 0 | 0 | 0 | 0 | 0 | 0 | 0 | 133.0131 | 114.4383 | 88.6753 | 61.6546 | 37.6671 | -24.7014 | -0.57563 | 0 | 0
0.625595April | Resource 1 | Sublap 1 | 15:00 | 5 | 95 | April | 13000 | 0 | 0 | 0 | 0 | 0 | 0 | 0 | 0 | 0 | 0 | 0 | 0 | 0 | 0 | 0 | 11.0844 | 9.5365 | 7.3896 | 5.1379 | 3.1389 | -2.0585 | -0.047969 | 0 | 0 | 0 | 0 | 0 | 0 | 0 | 0 | 0 | 0 | 0 | 0 | 0 | 0 | 0 | 0 | 0 | 144.0975 | 123.9749 | 96.0649 | 66.7925 | 40.8061 | -26.7599 | -0.62359 | 0 | 0
0.625595May | Resource 1 | Sublap 1 | 15:00 | 5 | 95 | May | 14000 | 0 | 0 | 0 | 0 | 0 | 0 | 0 | 0 | 0 | 0 | 0 | 0 | 0 | 0 | 0 | 11.0844 | 9.5365 | 7.3896 | 5.1379 | 3.1389 | -2.0585 | -0.047969 | 0 | 0 | 0 | 0 | 0 | 0 | 0 | 0 | 0 | 0 | 0 | 0 | 0 | 0 | 0 | 0 | 0 | 155.182 | 133.5114 | 103.4545 | 71.9304 | 43.945 | -28.8183 | -0.67156 | 0 | 0
0.625595June | Resource 1 | Sublap 1 | 15:00 | 5 | 95 | June | 15000 | 0 | 0 | 0 | 0 | 0 | 0 | 0 | 0 | 0 | 0 | 0 | 0 | 0 | 0 | 0 | 11.0844 | 9.5365 | 7.3896 | 5.1379 | 3.1389 | -2.0585 | -0.047969 | 0 | 0 | 0 | 0 | 0 | 0 | 0 | 0 | 0 | 0 | 0 | 0 | 0 | 0 | 0 | 0 | 0 | 166.2664 | 143.0479 | 110.8441 | 77.0683 | 47.0839 | -30.8768 | -0.71953 | 0 | 0
0.625595July | Resource 1 | Sublap 1 | 15:00 | 5 | 95 | July | 16000 | 0 | 0 | 0 | 0 | 0 | 0 | 0 | 0 | 0 | 0 | 0 | 0 | 0 | 0 | 0 | 11.0844 | 9.5365 | 7.3896 | 5.1379 | 3.1389 | -2.0585 | -0.047969 | 0 | 0 | 0 | 0 | 0 | 0 | 0 | 0 | 0 | 0 | 0 | 0 | 0 | 0 | 0 | 0 | 0 | 177.3508 | 152.5844 | 118.2337 | 82.2062 | 50.2228 | -32.9352 | -0.7675 | 0 | 0
0.625595August | Resource 1 | Sublap 1 | 15:00 | 5 | 95 | August | 17000 | 0 | 0 | 0 | 0 | 0 | 0 | 0 | 0 | 0 | 0 | 0 | 0 | 0 | 0 | 0 | 11.0844 | 9.5365 | 7.3896 | 5.1379 | 3.1389 | -2.0585 | -0.047969 | 0 | 0 | 0 | 0 | 0 | 0 | 0 | 0 | 0 | 0 | 0 | 0 | 0 | 0 | 0 | 0 | 0 | 188.4352 | 162.121 | 125.6233 | 87.344 | 53.3618 | -34.9937 | -0.81547 | 0 | 0
0.625595September | Resource 1 | Sublap 1 | 15:00 | 5 | 95 | September | 18000 | 0 | 0 | 0 | 0 | 0 | 0 | 0 | 0 | 0 | 0 | 0 | 0 | 0 | 0 | 0 | 11.0844 | 9.5365 | 7.3896 | 5.1379 | 3.1389 | -2.0585 | -0.047969 | 0 | 0 | 0 | 0 | 0 | 0 | 0 | 0 | 0 | 0 | 0 | 0 | 0 | 0 | 0 | 0 | 0 | 199.5197 | 171.6575 | 133.0129 | 92.4819 | 56.5007 | -37.0521 | -0.86344 | 0 | 0
0.625595October | Resource 1 | Sublap 1 | 15:00 | 5 | 95 | October | 19000 | 0 | 0 | 0 | 0 | 0 | 0 | 0 | 0 | 0 | 0 | 0 | 0 | 0 | 0 | 0 | 11.0844 | 9.5365 | 7.3896 | 5.1379 | 3.1389 | -2.0585 | -0.047969 | 0 | 0 | 0 | 0 | 0 | 0 | 0 | 0 | 0 | 0 | 0 | 0 | 0 | 0 | 0 | 0 | 0 | 210.6041 | 181.194 | 140.4025 | 97.6198 | 59.6396 | -39.1106 | -0.91141 | 0 | 0
0.625595November | Resource 1 | Sublap 1 | 15:00 | 5 | 95 | November | 20000 | 0 | 0 | 0 | 0 | 0 | 0 | 0 | 0 | 0 | 0 | 0 | 0 | 0 | 0 | 0 | 11.0844 | 9.5365 | 7.3896 | 5.1379 | 3.1389 | -2.0585 | -0.047969 | 0 | 0 | 0 | 0 | 0 | 0 | 0 | 0 | 0 | 0 | 0 | 0 | 0 | 0 | 0 | 0 | 0 | 221.6885 | 190.7305 | 147.7921 | 102.7577 | 62.7786 | -41.169 | -0.95938 | 0 | 0
0.625595December | Resource 1 | Sublap 1 | 15:00 | 5 | 95 | December | 21000 | 0 | 0 | 0 | 0 | 0 | 0 | 0 | 0 | 0 | 0 | 0 | 0 | 0 | 0 | 0 | 11.0844 | 9.5365 | 7.3896 | 5.1379 | 3.1389 | -2.0585 | -0.047969 | 0 | 0 | 0 | 0 | 0 | 0 | 0 | 0 | 0 | 0 | 0 | 0 | 0 | 0 | 0 | 0 | 0 | 232.7729 | 200.2671 | 155.1817 | 107.8956 | 65.9175 | -43.2275 | -1.0073 | 0 | 0
0.625596January | Resource 1 | Sublap 1 | 15:00 | 5 | 96 | January | 10000 | 0 | 0 | 0 | 0 | 0 | 0 | 0 | 0 | 0 | 0 | 0 | 0 | 0 | 0 | 0 | 9.8703 | 8.4664 | 6.8264 | 4.7216 | 2.7256 | -1.8322 | -0.042713 | 0 | 0 | 0 | 0 | 0 | 0 | 0 | 0 | 0 | 0 | 0 | 0 | 0 | 0 | 0 | 0 | 0 | 98.7029 | 84.6638 | 68.2643 | 47.2161 | 27.2556 | -18.3221 | -0.42713 | 0 | 0
0.625596February | Resource 1 | Sublap 1 | 15:00 | 5 | 96 | February | 11000 | 0 | 0 | 0 | 0 | 0 | 0 | 0 | 0 | 0 | 0 | 0 | 0 | 0 | 0 | 0 | 9.8703 | 8.4664 | 6.8264 | 4.7216 | 2.7256 | -1.8322 | -0.042713 | 0 | 0 | 0 | 0 | 0 | 0 | 0 | 0 | 0 | 0 | 0 | 0 | 0 | 0 | 0 | 0 | 0 | 108.5732 | 93.1302 | 75.0908 | 51.9378 | 29.9812 | -20.1543 | -0.46985 | 0 | 0
0.625596March | Resource 1 | Sublap 1 | 15:00 | 5 | 96 | March | 12000 | 0 | 0 | 0 | 0 | 0 | 0 | 0 | 0 | 0 | 0 | 0 | 0 | 0 | 0 | 0 | 9.8703 | 8.4664 | 6.8264 | 4.7216 | 2.7256 | -1.8322 | -0.042713 | 0 | 0 | 0 | 0 | 0 | 0 | 0 | 0 | 0 | 0 | 0 | 0 | 0 | 0 | 0 | 0 | 0 | 118.4435 | 101.5965 | 81.9172 | 56.6594 | 32.7068 | -21.9865 | -0.51256 | 0 | 0
0.625596April | Resource 1 | Sublap 1 | 15:00 | 5 | 96 | April | 13000 | 0 | 0 | 0 | 0 | 0 | 0 | 0 | 0 | 0 | 0 | 0 | 0 | 0 | 0 | 0 | 9.8703 | 8.4664 | 6.8264 | 4.7216 | 2.7256 | -1.8322 | -0.042713 | 0 | 0 | 0 | 0 | 0 | 0 | 0 | 0 | 0 | 0 | 0 | 0 | 0 | 0 | 0 | 0 | 0 | 128.3138 | 110.0629 | 88.7437 | 61.381 | 35.4323 | -23.8187 | -0.55527 | 0 | 0
0.625596May | Resource 1 | Sublap 1 | 15:00 | 5 | 96 | May | 14000 | 0 | 0 | 0 | 0 | 0 | 0 | 0 | 0 | 0 | 0 | 0 | 0 | 0 | 0 | 0 | 9.8703 | 8.4664 | 6.8264 | 4.7216 | 2.7256 | -1.8322 | -0.042713 | 0 | 0 | 0 | 0 | 0 | 0 | 0 | 0 | 0 | 0 | 0 | 0 | 0 | 0 | 0 | 0 | 0 | 138.1841 | 118.5293 | 95.5701 | 66.1026 | 38.1579 | -25.6509 | -0.59799 | 0 | 0
0.625596June | Resource 1 | Sublap 1 | 15:00 | 5 | 96 | June | 15000 | 0 | 0 | 0 | 0 | 0 | 0 | 0 | 0 | 0 | 0 | 0 | 0 | 0 | 0 | 0 | 9.8703 | 8.4664 | 6.8264 | 4.7216 | 2.7256 | -1.8322 | -0.042713 | 0 | 0 | 0 | 0 | 0 | 0 | 0 | 0 | 0 | 0 | 0 | 0 | 0 | 0 | 0 | 0 | 0 | 148.0544 | 126.9957 | 102.3965 | 70.8242 | 40.8835 | -27.4831 | -0.6407 | 0 | 0
0.625596July | Resource 1 | Sublap 1 | 15:00 | 5 | 96 | July | 16000 | 0 | 0 | 0 | 0 | 0 | 0 | 0 | 0 | 0 | 0 | 0 | 0 | 0 | 0 | 0 | 9.8703 | 8.4664 | 6.8264 | 4.7216 | 2.7256 | -1.8322 | -0.042713 | 0 | 0 | 0 | 0 | 0 | 0 | 0 | 0 | 0 | 0 | 0 | 0 | 0 | 0 | 0 | 0 | 0 | 157.9247 | 135.4621 | 109.223 | 75.5458 | 43.609 | -29.3153 | -0.68341 | 0 | 0
0.625596August | Resource 1 | Sublap 1 | 15:00 | 5 | 96 | August | 17000 | 0 | 0 | 0 | 0 | 0 | 0 | 0 | 0 | 0 | 0 | 0 | 0 | 0 | 0 | 0 | 9.8703 | 8.4664 | 6.8264 | 4.7216 | 2.7256 | -1.8322 | -0.042713 | 0 | 0 | 0 | 0 | 0 | 0 | 0 | 0 | 0 | 0 | 0 | 0 | 0 | 0 | 0 | 0 | 0 | 167.795 | 143.9284 | 116.0494 | 80.2674 | 46.3346 | -31.1475 | -0.72613 | 0 | 0
0.625596September | Resource 1 | Sublap 1 | 15:00 | 5 | 96 | September | 18000 | 0 | 0 | 0 | 0 | 0 | 0 | 0 | 0 | 0 | 0 | 0 | 0 | 0 | 0 | 0 | 9.8703 | 8.4664 | 6.8264 | 4.7216 | 2.7256 | -1.8322 | -0.042713 | 0 | 0 | 0 | 0 | 0 | 0 | 0 | 0 | 0 | 0 | 0 | 0 | 0 | 0 | 0 | 0 | 0 | 177.6653 | 152.3948 | 122.8758 | 84.9891 | 49.0602 | -32.9797 | -0.76884 | 0 | 0
0.625596October | Resource 1 | Sublap 1 | 15:00 | 5 | 96 | October | 19000 | 0 | 0 | 0 | 0 | 0 | 0 | 0 | 0 | 0 | 0 | 0 | 0 | 0 | 0 | 0 | 9.8703 | 8.4664 | 6.8264 | 4.7216 | 2.7256 | -1.8322 | -0.042713 | 0 | 0 | 0 | 0 | 0 | 0 | 0 | 0 | 0 | 0 | 0 | 0 | 0 | 0 | 0 | 0 | 0 | 187.5356 | 160.8612 | 129.7023 | 89.7107 | 51.7857 | -34.812 | -0.81155 | 0 | 0
0.625596November | Resource 1 | Sublap 1 | 15:00 | 5 | 96 | November | 20000 | 0 | 0 | 0 | 0 | 0 | 0 | 0 | 0 | 0 | 0 | 0 | 0 | 0 | 0 | 0 | 9.8703 | 8.4664 | 6.8264 | 4.7216 | 2.7256 | -1.8322 | -0.042713 | 0 | 0 | 0 | 0 | 0 | 0 | 0 | 0 | 0 | 0 | 0 | 0 | 0 | 0 | 0 | 0 | 0 | 197.4059 | 169.3276 | 136.5287 | 94.4323 | 54.5113 | -36.6442 | -0.85427 | 0 | 0
0.625596December | Resource 1 | Sublap 1 | 15:00 | 5 | 96 | December | 21000 | 0 | 0 | 0 | 0 | 0 | 0 | 0 | 0 | 0 | 0 | 0 | 0 | 0 | 0 | 0 | 9.8703 | 8.4664 | 6.8264 | 4.7216 | 2.7256 | -1.8322 | -0.042713 | 0 | 0 | 0 | 0 | 0 | 0 | 0 | 0 | 0 | 0 | 0 | 0 | 0 | 0 | 0 | 0 | 0 | 207.2762 | 177.7939 | 143.3551 | 99.1539 | 57.2368 | -38.4764 | -0.89698 | 0 | 0
0.625597January | Resource 1 | Sublap 1 | 15:00 | 5 | 97 | January | 10000 | 0 | 0 | 0 | 0 | 0 | 0 | 0 | 0 | 0 | 0 | 0 | 0 | 0 | 0 | 0 | 9.1492 | 7.5755 | 5.2323 | 2.8443 | 1.4727 | -1.7012 | -0.03967 | 0 | 0 | 0 | 0 | 0 | 0 | 0 | 0 | 0 | 0 | 0 | 0 | 0 | 0 | 0 | 0 | 0 | 91.4924 | 75.7553 | 52.323 | 28.4428 | 14.7267 | -17.0119 | -0.3967 | 0 | 0
0.625597February | Resource 1 | Sublap 1 | 15:00 | 5 | 97 | February | 11000 | 0 | 0 | 0 | 0 | 0 | 0 | 0 | 0 | 0 | 0 | 0 | 0 | 0 | 0 | 0 | 9.1492 | 7.5755 | 5.2323 | 2.8443 | 1.4727 | -1.7012 | -0.03967 | 0 | 0 | 0 | 0 | 0 | 0 | 0 | 0 | 0 | 0 | 0 | 0 | 0 | 0 | 0 | 0 | 0 | 100.6417 | 83.3309 | 57.5553 | 31.2871 | 16.1994 | -18.713 | -0.43637 | 0 | 0
0.625597March | Resource 1 | Sublap 1 | 15:00 | 5 | 97 | March | 12000 | 0 | 0 | 0 | 0 | 0 | 0 | 0 | 0 | 0 | 0 | 0 | 0 | 0 | 0 | 0 | 9.1492 | 7.5755 | 5.2323 | 2.8443 | 1.4727 | -1.7012 | -0.03967 | 0 | 0 | 0 | 0 | 0 | 0 | 0 | 0 | 0 | 0 | 0 | 0 | 0 | 0 | 0 | 0 | 0 | 109.7909 | 90.9064 | 62.7876 | 34.1314 | 17.6721 | -20.4142 | -0.47604 | 0 | 0
0.625597April | Resource 1 | Sublap 1 | 15:00 | 5 | 97 | April | 13000 | 0 | 0 | 0 | 0 | 0 | 0 | 0 | 0 | 0 | 0 | 0 | 0 | 0 | 0 | 0 | 9.1492 | 7.5755 | 5.2323 | 2.8443 | 1.4727 | -1.7012 | -0.03967 | 0 | 0 | 0 | 0 | 0 | 0 | 0 | 0 | 0 | 0 | 0 | 0 | 0 | 0 | 0 | 0 | 0 | 118.9402 | 98.4819 | 68.0199 | 36.9757 | 19.1447 | -22.1154 | -0.51571 | 0 | 0
0.625597May | Resource 1 | Sublap 1 | 15:00 | 5 | 97 | May | 14000 | 0 | 0 | 0 | 0 | 0 | 0 | 0 | 0 | 0 | 0 | 0 | 0 | 0 | 0 | 0 | 9.1492 | 7.5755 | 5.2323 | 2.8443 | 1.4727 | -1.7012 | -0.03967 | 0 | 0 | 0 | 0 | 0 | 0 | 0 | 0 | 0 | 0 | 0 | 0 | 0 | 0 | 0 | 0 | 0 | 128.0894 | 106.0575 | 73.2522 | 39.82 | 20.6174 | -23.8166 | -0.55538 | 0 | 0
0.625597June | Resource 1 | Sublap 1 | 15:00 | 5 | 97 | June | 15000 | 0 | 0 | 0 | 0 | 0 | 0 | 0 | 0 | 0 | 0 | 0 | 0 | 0 | 0 | 0 | 9.1492 | 7.5755 | 5.2323 | 2.8443 | 1.4727 | -1.7012 | -0.03967 | 0 | 0 | 0 | 0 | 0 | 0 | 0 | 0 | 0 | 0 | 0 | 0 | 0 | 0 | 0 | 0 | 0 | 137.2386 | 113.633 | 78.4845 | 42.6643 | 22.0901 | -25.5178 | -0.59505 | 0 | 0
0.625597July | Resource 1 | Sublap 1 | 15:00 | 5 | 97 | July | 16000 | 0 | 0 | 0 | 0 | 0 | 0 | 0 | 0 | 0 | 0 | 0 | 0 | 0 | 0 | 0 | 9.1492 | 7.5755 | 5.2323 | 2.8443 | 1.4727 | -1.7012 | -0.03967 | 0 | 0 | 0 | 0 | 0 | 0 | 0 | 0 | 0 | 0 | 0 | 0 | 0 | 0 | 0 | 0 | 0 | 146.3879 | 121.2085 | 83.7168 | 45.5085 | 23.5628 | -27.219 | -0.63472 | 0 | 0
0.625597August | Resource 1 | Sublap 1 | 15:00 | 5 | 97 | August | 17000 | 0 | 0 | 0 | 0 | 0 | 0 | 0 | 0 | 0 | 0 | 0 | 0 | 0 | 0 | 0 | 9.1492 | 7.5755 | 5.2323 | 2.8443 | 1.4727 | -1.7012 | -0.03967 | 0 | 0 | 0 | 0 | 0 | 0 | 0 | 0 | 0 | 0 | 0 | 0 | 0 | 0 | 0 | 0 | 0 | 155.5371 | 128.7841 | 88.9491 | 48.3528 | 25.0354 | -28.9202 | -0.67438 | 0 | 0
0.625597September | Resource 1 | Sublap 1 | 15:00 | 5 | 97 | September | 18000 | 0 | 0 | 0 | 0 | 0 | 0 | 0 | 0 | 0 | 0 | 0 | 0 | 0 | 0 | 0 | 9.1492 | 7.5755 | 5.2323 | 2.8443 | 1.4727 | -1.7012 | -0.03967 | 0 | 0 | 0 | 0 | 0 | 0 | 0 | 0 | 0 | 0 | 0 | 0 | 0 | 0 | 0 | 0 | 0 | 164.6864 | 136.3596 | 94.1814 | 51.1971 | 26.5081 | -30.6213 | -0.71405 | 0 | 0
0.625597October | Resource 1 | Sublap 1 | 15:00 | 5 | 97 | October | 19000 | 0 | 0 | 0 | 0 | 0 | 0 | 0 | 0 | 0 | 0 | 0 | 0 | 0 | 0 | 0 | 9.1492 | 7.5755 | 5.2323 | 2.8443 | 1.4727 | -1.7012 | -0.03967 | 0 | 0 | 0 | 0 | 0 | 0 | 0 | 0 | 0 | 0 | 0 | 0 | 0 | 0 | 0 | 0 | 0 | 173.8356 | 143.9352 | 99.4137 | 54.0414 | 27.9808 | -32.3225 | -0.75372 | 0 | 0
0.625597November | Resource 1 | Sublap 1 | 15:00 | 5 | 97 | November | 20000 | 0 | 0 | 0 | 0 | 0 | 0 | 0 | 0 | 0 | 0 | 0 | 0 | 0 | 0 | 0 | 9.1492 | 7.5755 | 5.2323 | 2.8443 | 1.4727 | -1.7012 | -0.03967 | 0 | 0 | 0 | 0 | 0 | 0 | 0 | 0 | 0 | 0 | 0 | 0 | 0 | 0 | 0 | 0 | 0 | 182.9849 | 151.5107 | 104.646 | 56.8857 | 29.4535 | -34.0237 | -0.79339 | 0 | 0
0.625597December | Resource 1 | Sublap 1 | 15:00 | 5 | 97 | December | 21000 | 0 | 0 | 0 | 0 | 0 | 0 | 0 | 0 | 0 | 0 | 0 | 0 | 0 | 0 | 0 | 9.1492 | 7.5755 | 5.2323 | 2.8443 | 1.4727 | -1.7012 | -0.03967 | 0 | 0 | 0 | 0 | 0 | 0 | 0 | 0 | 0 | 0 | 0 | 0 | 0 | 0 | 0 | 0 | 0 | 192.1341 | 159.0862 | 109.8783 | 59.73 | 30.9261 | -35.7249 | -0.83306 | 0 | 0
0.625598January | Resource 1 | Sublap 1 | 15:00 | 5 | 98 | January | 10000 | 0 | 0 | 0 | 0 | 0 | 0 | 0 | 0 | 0 | 0 | 0 | 0 | 0 | 0 | 0 | 10.5203 | 9.3634 | 6.9844 | 4.4175 | 2.2535 | -1.9453 | -0.04534 | 0 | 0 | 0 | 0 | 0 | 0 | 0 | 0 | 0 | 0 | 0 | 0 | 0 | 0 | 0 | 0 | 0 | 105.2031 | 93.6335 | 69.8436 | 44.1747 | 22.5354 | -19.453 | -0.4534 | 0 | 0
0.625598February | Resource 1 | Sublap 1 | 15:00 | 5 | 98 | February | 11000 | 0 | 0 | 0 | 0 | 0 | 0 | 0 | 0 | 0 | 0 | 0 | 0 | 0 | 0 | 0 | 10.5203 | 9.3634 | 6.9844 | 4.4175 | 2.2535 | -1.9453 | -0.04534 | 0 | 0 | 0 | 0 | 0 | 0 | 0 | 0 | 0 | 0 | 0 | 0 | 0 | 0 | 0 | 0 | 0 | 115.7234 | 102.9969 | 76.8279 | 48.5922 | 24.7889 | -21.3983 | -0.49874 | 0 | 0
0.625598March | Resource 1 | Sublap 1 | 15:00 | 5 | 98 | March | 12000 | 0 | 0 | 0 | 0 | 0 | 0 | 0 | 0 | 0 | 0 | 0 | 0 | 0 | 0 | 0 | 10.5203 | 9.3634 | 6.9844 | 4.4175 | 2.2535 | -1.9453 | -0.04534 | 0 | 0 | 0 | 0 | 0 | 0 | 0 | 0 | 0 | 0 | 0 | 0 | 0 | 0 | 0 | 0 | 0 | 126.2437 | 112.3602 | 83.8123 | 53.0097 | 27.0424 | -23.3436 | -0.54408 | 0 | 0
0.625598April | Resource 1 | Sublap 1 | 15:00 | 5 | 98 | April | 13000 | 0 | 0 | 0 | 0 | 0 | 0 | 0 | 0 | 0 | 0 | 0 | 0 | 0 | 0 | 0 | 10.5203 | 9.3634 | 6.9844 | 4.4175 | 2.2535 | -1.9453 | -0.04534 | 0 | 0 | 0 | 0 | 0 | 0 | 0 | 0 | 0 | 0 | 0 | 0 | 0 | 0 | 0 | 0 | 0 | 136.764 | 121.7236 | 90.7966 | 57.4271 | 29.296 | -25.2889 | -0.58942 | 0 | 0
0.625598May | Resource 1 | Sublap 1 | 15:00 | 5 | 98 | May | 14000 | 0 | 0 | 0 | 0 | 0 | 0 | 0 | 0 | 0 | 0 | 0 | 0 | 0 | 0 | 0 | 10.5203 | 9.3634 | 6.9844 | 4.4175 | 2.2535 | -1.9453 | -0.04534 | 0 | 0 | 0 | 0 | 0 | 0 | 0 | 0 | 0 | 0 | 0 | 0 | 0 | 0 | 0 | 0 | 0 | 147.2843 | 131.0869 | 97.781 | 61.8446 | 31.5495 | -27.2342 | -0.63476 | 0 | 0
0.625598June | Resource 1 | Sublap 1 | 15:00 | 5 | 98 | June | 15000 | 0 | 0 | 0 | 0 | 0 | 0 | 0 | 0 | 0 | 0 | 0 | 0 | 0 | 0 | 0 | 10.5203 | 9.3634 | 6.9844 | 4.4175 | 2.2535 | -1.9453 | -0.04534 | 0 | 0 | 0 | 0 | 0 | 0 | 0 | 0 | 0 | 0 | 0 | 0 | 0 | 0 | 0 | 0 | 0 | 157.8046 | 140.4503 | 104.7654 | 66.2621 | 33.8031 | -29.1795 | -0.6801 | 0 | 0
0.625598July | Resource 1 | Sublap 1 | 15:00 | 5 | 98 | July | 16000 | 0 | 0 | 0 | 0 | 0 | 0 | 0 | 0 | 0 | 0 | 0 | 0 | 0 | 0 | 0 | 10.5203 | 9.3634 | 6.9844 | 4.4175 | 2.2535 | -1.9453 | -0.04534 | 0 | 0 | 0 | 0 | 0 | 0 | 0 | 0 | 0 | 0 | 0 | 0 | 0 | 0 | 0 | 0 | 0 | 168.3249 | 149.8136 | 111.7497 | 70.6796 | 36.0566 | -31.1248 | -0.72545 | 0 | 0
0.625598August | Resource 1 | Sublap 1 | 15:00 | 5 | 98 | August | 17000 | 0 | 0 | 0 | 0 | 0 | 0 | 0 | 0 | 0 | 0 | 0 | 0 | 0 | 0 | 0 | 10.5203 | 9.3634 | 6.9844 | 4.4175 | 2.2535 | -1.9453 | -0.04534 | 0 | 0 | 0 | 0 | 0 | 0 | 0 | 0 | 0 | 0 | 0 | 0 | 0 | 0 | 0 | 0 | 0 | 178.8452 | 159.177 | 118.7341 | 75.097 | 38.3101 | -33.0701 | -0.77079 | 0 | 0
0.625598September | Resource 1 | Sublap 1 | 15:00 | 5 | 98 | September | 18000 | 0 | 0 | 0 | 0 | 0 | 0 | 0 | 0 | 0 | 0 | 0 | 0 | 0 | 0 | 0 | 10.5203 | 9.3634 | 6.9844 | 4.4175 | 2.2535 | -1.9453 | -0.04534 | 0 | 0 | 0 | 0 | 0 | 0 | 0 | 0 | 0 | 0 | 0 | 0 | 0 | 0 | 0 | 0 | 0 | 189.3655 | 168.5403 | 125.7184 | 79.5145 | 40.5637 | -35.0154 | -0.81613 | 0 | 0
0.625598October | Resource 1 | Sublap 1 | 15:00 | 5 | 98 | October | 19000 | 0 | 0 | 0 | 0 | 0 | 0 | 0 | 0 | 0 | 0 | 0 | 0 | 0 | 0 | 0 | 10.5203 | 9.3634 | 6.9844 | 4.4175 | 2.2535 | -1.9453 | -0.04534 | 0 | 0 | 0 | 0 | 0 | 0 | 0 | 0 | 0 | 0 | 0 | 0 | 0 | 0 | 0 | 0 | 0 | 199.8858 | 177.9037 | 132.7028 | 83.932 | 42.8172 | -36.9607 | -0.86147 | 0 | 0
0.625598November | Resource 1 | Sublap 1 | 15:00 | 5 | 98 | November | 20000 | 0 | 0 | 0 | 0 | 0 | 0 | 0 | 0 | 0 | 0 | 0 | 0 | 0 | 0 | 0 | 10.5203 | 9.3634 | 6.9844 | 4.4175 | 2.2535 | -1.9453 | -0.04534 | 0 | 0 | 0 | 0 | 0 | 0 | 0 | 0 | 0 | 0 | 0 | 0 | 0 | 0 | 0 | 0 | 0 | 210.4061 | 187.267 | 139.6871 | 88.3495 | 45.0707 | -38.906 | -0.90681 | 0 | 0
0.625598December | Resource 1 | Sublap 1 | 15:00 | 5 | 98 | December | 21000 | 0 | 0 | 0 | 0 | 0 | 0 | 0 | 0 | 0 | 0 | 0 | 0 | 0 | 0 | 0 | 10.5203 | 9.3634 | 6.9844 | 4.4175 | 2.2535 | -1.9453 | -0.04534 | 0 | 0 | 0 | 0 | 0 | 0 | 0 | 0 | 0 | 0 | 0 | 0 | 0 | 0 | 0 | 0 | 0 | 220.9264 | 196.6304 | 146.6715 | 92.7669 | 47.3243 | -40.8513 | -0.95215 | 0 | 0
0.625599January | Resource 1 | Sublap 1 | 15:00 | 5 | 99 | January | 10000 | 0 | 0 | 0 | 0 | 0 | 0 | 0 | 0 | 0 | 0 | 0 | 0 | 0 | 0 | 0 | 10.3925 | 9.0517 | 6.733 | 3.7196 | 1.9489 | -1.924 | -0.044846 | 0 | 0 | 0 | 0 | 0 | 0 | 0 | 0 | 0 | 0 | 0 | 0 | 0 | 0 | 0 | 0 | 0 | 103.9251 | 90.5169 | 67.3298 | 37.1958 | 19.4892 | -19.24 | -0.44846 | 0 | 0
0.625599February | Resource 1 | Sublap 1 | 15:00 | 5 | 99 | February | 11000 | 0 | 0 | 0 | 0 | 0 | 0 | 0 | 0 | 0 | 0 | 0 | 0 | 0 | 0 | 0 | 10.3925 | 9.0517 | 6.733 | 3.7196 | 1.9489 | -1.924 | -0.044846 | 0 | 0 | 0 | 0 | 0 | 0 | 0 | 0 | 0 | 0 | 0 | 0 | 0 | 0 | 0 | 0 | 0 | 114.3176 | 99.5687 | 74.0628 | 40.9154 | 21.4381 | -21.164 | -0.4933 | 0 | 0
0.625599March | Resource 1 | Sublap 1 | 15:00 | 5 | 99 | March | 12000 | 0 | 0 | 0 | 0 | 0 | 0 | 0 | 0 | 0 | 0 | 0 | 0 | 0 | 0 | 0 | 10.3925 | 9.0517 | 6.733 | 3.7196 | 1.9489 | -1.924 | -0.044846 | 0 | 0 | 0 | 0 | 0 | 0 | 0 | 0 | 0 | 0 | 0 | 0 | 0 | 0 | 0 | 0 | 0 | 124.7102 | 108.6203 | 80.7958 | 44.635 | 23.387 | -23.088 | -0.53815 | 0 | 0
0.625599April | Resource 1 | Sublap 1 | 15:00 | 5 | 99 | April | 13000 | 0 | 0 | 0 | 0 | 0 | 0 | 0 | 0 | 0 | 0 | 0 | 0 | 0 | 0 | 0 | 10.3925 | 9.0517 | 6.733 | 3.7196 | 1.9489 | -1.924 | -0.044846 | 0 | 0 | 0 | 0 | 0 | 0 | 0 | 0 | 0 | 0 | 0 | 0 | 0 | 0 | 0 | 0 | 0 | 135.1027 | 117.672 | 87.5287 | 48.3546 | 25.336 | -25.0121 | -0.58299 | 0 | 0
0.625599May | Resource 1 | Sublap 1 | 15:00 | 5 | 99 | May | 14000 | 0 | 0 | 0 | 0 | 0 | 0 | 0 | 0 | 0 | 0 | 0 | 0 | 0 | 0 | 0 | 10.3925 | 9.0517 | 6.733 | 3.7196 | 1.9489 | -1.924 | -0.044846 | 0 | 0 | 0 | 0 | 0 | 0 | 0 | 0 | 0 | 0 | 0 | 0 | 0 | 0 | 0 | 0 | 0 | 145.4952 | 126.7237 | 94.2617 | 52.0742 | 27.2849 | -26.9361 | -0.62784 | 0 | 0
0.625599June | Resource 1 | Sublap 1 | 15:00 | 5 | 99 | June | 15000 | 0 | 0 | 0 | 0 | 0 | 0 | 0 | 0 | 0 | 0 | 0 | 0 | 0 | 0 | 0 | 10.3925 | 9.0517 | 6.733 | 3.7196 | 1.9489 | -1.924 | -0.044846 | 0 | 0 | 0 | 0 | 0 | 0 | 0 | 0 | 0 | 0 | 0 | 0 | 0 | 0 | 0 | 0 | 0 | 155.8877 | 135.7754 | 100.9947 | 55.7937 | 29.2338 | -28.8601 | -0.67268 | 0 | 0
0.625599July | Resource 1 | Sublap 1 | 15:00 | 5 | 99 | July | 16000 | 0 | 0 | 0 | 0 | 0 | 0 | 0 | 0 | 0 | 0 | 0 | 0 | 0 | 0 | 0 | 10.3925 | 9.0517 | 6.733 | 3.7196 | 1.9489 | -1.924 | -0.044846 | 0 | 0 | 0 | 0 | 0 | 0 | 0 | 0 | 0 | 0 | 0 | 0 | 0 | 0 | 0 | 0 | 0 | 166.2802 | 144.8271 | 107.7277 | 59.5133 | 31.1827 | -30.7841 | -0.71753 | 0 | 0
0.625599August | Resource 1 | Sublap 1 | 15:00 | 5 | 99 | August | 17000 | 0 | 0 | 0 | 0 | 0 | 0 | 0 | 0 | 0 | 0 | 0 | 0 | 0 | 0 | 0 | 10.3925 | 9.0517 | 6.733 | 3.7196 | 1.9489 | -1.924 | -0.044846 | 0 | 0 | 0 | 0 | 0 | 0 | 0 | 0 | 0 | 0 | 0 | 0 | 0 | 0 | 0 | 0 | 0 | 176.6727 | 153.8788 | 114.4607 | 63.2329 | 33.1316 | -32.7081 | -0.76238 | 0 | 0
0.625599September | Resource 1 | Sublap 1 | 15:00 | 5 | 99 | September | 18000 | 0 | 0 | 0 | 0 | 0 | 0 | 0 | 0 | 0 | 0 | 0 | 0 | 0 | 0 | 0 | 10.3925 | 9.0517 | 6.733 | 3.7196 | 1.9489 | -1.924 | -0.044846 | 0 | 0 | 0 | 0 | 0 | 0 | 0 | 0 | 0 | 0 | 0 | 0 | 0 | 0 | 0 | 0 | 0 | 187.0652 | 162.9305 | 121.1936 | 66.9525 | 35.0806 | -34.6321 | -0.80722 | 0 | 0
0.625599October | Resource 1 | Sublap 1 | 15:00 | 5 | 99 | October | 19000 | 0 | 0 | 0 | 0 | 0 | 0 | 0 | 0 | 0 | 0 | 0 | 0 | 0 | 0 | 0 | 10.3925 | 9.0517 | 6.733 | 3.7196 | 1.9489 | -1.924 | -0.044846 | 0 | 0 | 0 | 0 | 0 | 0 | 0 | 0 | 0 | 0 | 0 | 0 | 0 | 0 | 0 | 0 | 0 | 197.4577 | 171.9822 | 127.9266 | 70.6721 | 37.0295 | -36.5561 | -0.85207 | 0 | 0
0.625599November | Resource 1 | Sublap 1 | 15:00 | 5 | 99 | November | 20000 | 0 | 0 | 0 | 0 | 0 | 0 | 0 | 0 | 0 | 0 | 0 | 0 | 0 | 0 | 0 | 10.3925 | 9.0517 | 6.733 | 3.7196 | 1.9489 | -1.924 | -0.044846 | 0 | 0 | 0 | 0 | 0 | 0 | 0 | 0 | 0 | 0 | 0 | 0 | 0 | 0 | 0 | 0 | 0 | 207.8503 | 181.0339 | 134.6596 | 74.3916 | 38.9784 | -38.4801 | -0.89691 | 0 | 0
0.625599December | Resource 1 | Sublap 1 | 15:00 | 5 | 99 | December | 21000 | 0 | 0 | 0 | 0 | 0 | 0 | 0 | 0 | 0 | 0 | 0 | 0 | 0 | 0 | 0 | 10.3925 | 9.0517 | 6.733 | 3.7196 | 1.9489 | -1.924 | -0.044846 | 0 | 0 | 0 | 0 | 0 | 0 | 0 | 0 | 0 | 0 | 0 | 0 | 0 | 0 | 0 | 0 | 0 | 218.2428 | 190.0856 | 141.3926 | 78.1112 | 40.9273 | -40.4041 | -0.94176 | 0 | 0
0.6255100January | Resource 1 | Sublap 1 | 15:00 | 5 | 100 | January | 10000 | 0 | 0 | 0 | 0 | 0 | 0 | 0 | 0 | 0 | 0 | 0 | 0 | 0 | 0 | 0 | 11.9733 | 11.2309 | 7.9951 | 4.8294 | 3.1015 | -2.2275 | -0.051896 | 0 | 0 | 0 | 0 | 0 | 0 | 0 | 0 | 0 | 0 | 0 | 0 | 0 | 0 | 0 | 0 | 0 | 119.7333 | 112.3087 | 79.9508 | 48.2944 | 31.0153 | -22.2751 | -0.51896 | 0 | 0
0.6255100February | Resource 1 | Sublap 1 | 15:00 | 5 | 100 | February | 11000 | 0 | 0 | 0 | 0 | 0 | 0 | 0 | 0 | 0 | 0 | 0 | 0 | 0 | 0 | 0 | 11.9733 | 11.2309 | 7.9951 | 4.8294 | 3.1015 | -2.2275 | -0.051896 | 0 | 0 | 0 | 0 | 0 | 0 | 0 | 0 | 0 | 0 | 0 | 0 | 0 | 0 | 0 | 0 | 0 | 131.7066 | 123.5396 | 87.9459 | 53.1239 | 34.1168 | -24.5026 | -0.57086 | 0 | 0
0.6255100March | Resource 1 | Sublap 1 | 15:00 | 5 | 100 | March | 12000 | 0 | 0 | 0 | 0 | 0 | 0 | 0 | 0 | 0 | 0 | 0 | 0 | 0 | 0 | 0 | 11.9733 | 11.2309 | 7.9951 | 4.8294 | 3.1015 | -2.2275 | -0.051896 | 0 | 0 | 0 | 0 | 0 | 0 | 0 | 0 | 0 | 0 | 0 | 0 | 0 | 0 | 0 | 0 | 0 | 143.68 | 134.7704 | 95.9409 | 57.9533 | 37.2184 | -26.7302 | -0.62275 | 0 | 0
0.6255100April | Resource 1 | Sublap 1 | 15:00 | 5 | 100 | April | 13000 | 0 | 0 | 0 | 0 | 0 | 0 | 0 | 0 | 0 | 0 | 0 | 0 | 0 | 0 | 0 | 11.9733 | 11.2309 | 7.9951 | 4.8294 | 3.1015 | -2.2275 | -0.051896 | 0 | 0 | 0 | 0 | 0 | 0 | 0 | 0 | 0 | 0 | 0 | 0 | 0 | 0 | 0 | 0 | 0 | 155.6533 | 146.0013 | 103.936 | 62.7828 | 40.3199 | -28.9577 | -0.67465 | 0 | 0
0.6255100May | Resource 1 | Sublap 1 | 15:00 | 5 | 100 | May | 14000 | 0 | 0 | 0 | 0 | 0 | 0 | 0 | 0 | 0 | 0 | 0 | 0 | 0 | 0 | 0 | 11.9733 | 11.2309 | 7.9951 | 4.8294 | 3.1015 | -2.2275 | -0.051896 | 0 | 0 | 0 | 0 | 0 | 0 | 0 | 0 | 0 | 0 | 0 | 0 | 0 | 0 | 0 | 0 | 0 | 167.6266 | 157.2322 | 111.9311 | 67.6122 | 43.4214 | -31.1852 | -0.72655 | 0 | 0
0.6255100June | Resource 1 | Sublap 1 | 15:00 | 5 | 100 | June | 15000 | 0 | 0 | 0 | 0 | 0 | 0 | 0 | 0 | 0 | 0 | 0 | 0 | 0 | 0 | 0 | 11.9733 | 11.2309 | 7.9951 | 4.8294 | 3.1015 | -2.2275 | -0.051896 | 0 | 0 | 0 | 0 | 0 | 0 | 0 | 0 | 0 | 0 | 0 | 0 | 0 | 0 | 0 | 0 | 0 | 179.6 | 168.463 | 119.9262 | 72.4416 | 46.523 | -33.4127 | -0.77844 | 0 | 0
0.6255100July | Resource 1 | Sublap 1 | 15:00 | 5 | 100 | July | 16000 | 0 | 0 | 0 | 0 | 0 | 0 | 0 | 0 | 0 | 0 | 0 | 0 | 0 | 0 | 0 | 11.9733 | 11.2309 | 7.9951 | 4.8294 | 3.1015 | -2.2275 | -0.051896 | 0 | 0 | 0 | 0 | 0 | 0 | 0 | 0 | 0 | 0 | 0 | 0 | 0 | 0 | 0 | 0 | 0 | 191.5733 | 179.6939 | 127.9212 | 77.2711 | 49.6245 | -35.6402 | -0.83034 | 0 | 0
0.6255100August | Resource 1 | Sublap 1 | 15:00 | 5 | 100 | August | 17000 | 0 | 0 | 0 | 0 | 0 | 0 | 0 | 0 | 0 | 0 | 0 | 0 | 0 | 0 | 0 | 11.9733 | 11.2309 | 7.9951 | 4.8294 | 3.1015 | -2.2275 | -0.051896 | 0 | 0 | 0 | 0 | 0 | 0 | 0 | 0 | 0 | 0 | 0 | 0 | 0 | 0 | 0 | 0 | 0 | 203.5466 | 190.9248 | 135.9163 | 82.1005 | 52.726 | -37.8677 | -0.88223 | 0 | 0
0.6255100September | Resource 1 | Sublap 1 | 15:00 | 5 | 100 | September | 18000 | 0 | 0 | 0 | 0 | 0 | 0 | 0 | 0 | 0 | 0 | 0 | 0 | 0 | 0 | 0 | 11.9733 | 11.2309 | 7.9951 | 4.8294 | 3.1015 | -2.2275 | -0.051896 | 0 | 0 | 0 | 0 | 0 | 0 | 0 | 0 | 0 | 0 | 0 | 0 | 0 | 0 | 0 | 0 | 0 | 215.52 | 202.1556 | 143.9114 | 86.93 | 55.8276 | -40.0953 | -0.93413 | 0 | 0
0.6255100October | Resource 1 | Sublap 1 | 15:00 | 5 | 100 | October | 19000 | 0 | 0 | 0 | 0 | 0 | 0 | 0 | 0 | 0 | 0 | 0 | 0 | 0 | 0 | 0 | 11.9733 | 11.2309 | 7.9951 | 4.8294 | 3.1015 | -2.2275 | -0.051896 | 0 | 0 | 0 | 0 | 0 | 0 | 0 | 0 | 0 | 0 | 0 | 0 | 0 | 0 | 0 | 0 | 0 | 227.4933 | 213.3865 | 151.9065 | 91.7594 | 58.9291 | -42.3228 | -0.98603 | 0 | 0
0.6255100November | Resource 1 | Sublap 1 | 15:00 | 5 | 100 | November | 20000 | 0 | 0 | 0 | 0 | 0 | 0 | 0 | 0 | 0 | 0 | 0 | 0 | 0 | 0 | 0 | 11.9733 | 11.2309 | 7.9951 | 4.8294 | 3.1015 | -2.2275 | -0.051896 | 0 | 0 | 0 | 0 | 0 | 0 | 0 | 0 | 0 | 0 | 0 | 0 | 0 | 0 | 0 | 0 | 0 | 239.4666 | 224.6174 | 159.9016 | 96.5888 | 62.0306 | -44.5503 | -1.0379 | 0 | 0
0.6255100December | Resource 1 | Sublap 1 | 15:00 | 5 | 100 | December | 21000 | 0 | 0 | 0 | 0 | 0 | 0 | 0 | 0 | 0 | 0 | 0 | 0 | 0 | 0 | 0 | 11.9733 | 11.2309 | 7.9951 | 4.8294 | 3.1015 | -2.2275 | -0.051896 | 0 | 0 | 0 | 0 | 0 | 0 | 0 | 0 | 0 | 0 | 0 | 0 | 0 | 0 | 0 | 0 | 0 | 251.44 | 235.8483 | 167.8966 | 101.4183 | 65.1321 | -46.7778 | -1.0898 | 0 | 0
0.6255101January | Resource 1 | Sublap 1 | 15:00 | 5 | 101 | January | 10000 | 0 | 0 | 0 | 0 | 0 | 0 | 0 | 0 | 0 | 0 | 0 | 0 | 0 | 0 | 0 | 10.4327 | 9.5936 | 6.9987 | 4.0155 | 1.853 | -1.9089 | -0.044494 | 0 | 0 | 0 | 0 | 0 | 0 | 0 | 0 | 0 | 0 | 0 | 0 | 0 | 0 | 0 | 0 | 0 | 104.3268 | 95.9358 | 69.987 | 40.1551 | 18.53 | -19.0888 | -0.44494 | 0 | 0
0.6255101February | Resource 1 | Sublap 1 | 15:00 | 5 | 101 | February | 11000 | 0 | 0 | 0 | 0 | 0 | 0 | 0 | 0 | 0 | 0 | 0 | 0 | 0 | 0 | 0 | 10.4327 | 9.5936 | 6.9987 | 4.0155 | 1.853 | -1.9089 | -0.044494 | 0 | 0 | 0 | 0 | 0 | 0 | 0 | 0 | 0 | 0 | 0 | 0 | 0 | 0 | 0 | 0 | 0 | 114.7594 | 105.5294 | 76.9857 | 44.1706 | 20.383 | -20.9976 | -0.48944 | 0 | 0
0.6255101March | Resource 1 | Sublap 1 | 15:00 | 5 | 101 | March | 12000 | 0 | 0 | 0 | 0 | 0 | 0 | 0 | 0 | 0 | 0 | 0 | 0 | 0 | 0 | 0 | 10.4327 | 9.5936 | 6.9987 | 4.0155 | 1.853 | -1.9089 | -0.044494 | 0 | 0 | 0 | 0 | 0 | 0 | 0 | 0 | 0 | 0 | 0 | 0 | 0 | 0 | 0 | 0 | 0 | 125.1921 | 115.123 | 83.9844 | 48.1861 | 22.236 | -22.9065 | -0.53393 | 0 | 0
0.6255101April | Resource 1 | Sublap 1 | 15:00 | 5 | 101 | April | 13000 | 0 | 0 | 0 | 0 | 0 | 0 | 0 | 0 | 0 | 0 | 0 | 0 | 0 | 0 | 0 | 10.4327 | 9.5936 | 6.9987 | 4.0155 | 1.853 | -1.9089 | -0.044494 | 0 | 0 | 0 | 0 | 0 | 0 | 0 | 0 | 0 | 0 | 0 | 0 | 0 | 0 | 0 | 0 | 0 | 135.6248 | 124.7166 | 90.9831 | 52.2016 | 24.089 | -24.8154 | -0.57842 | 0 | 0
0.6255101May | Resource 1 | Sublap 1 | 15:00 | 5 | 101 | May | 14000 | 0 | 0 | 0 | 0 | 0 | 0 | 0 | 0 | 0 | 0 | 0 | 0 | 0 | 0 | 0 | 10.4327 | 9.5936 | 6.9987 | 4.0155 | 1.853 | -1.9089 | -0.044494 | 0 | 0 | 0 | 0 | 0 | 0 | 0 | 0 | 0 | 0 | 0 | 0 | 0 | 0 | 0 | 0 | 0 | 146.0574 | 134.3102 | 97.9818 | 56.2171 | 25.942 | -26.7243 | -0.62292 | 0 | 0
0.6255101June | Resource 1 | Sublap 1 | 15:00 | 5 | 101 | June | 15000 | 0 | 0 | 0 | 0 | 0 | 0 | 0 | 0 | 0 | 0 | 0 | 0 | 0 | 0 | 0 | 10.4327 | 9.5936 | 6.9987 | 4.0155 | 1.853 | -1.9089 | -0.044494 | 0 | 0 | 0 | 0 | 0 | 0 | 0 | 0 | 0 | 0 | 0 | 0 | 0 | 0 | 0 | 0 | 0 | 156.4901 | 143.9037 | 104.9805 | 60.2326 | 27.795 | -28.6331 | -0.66741 | 0 | 0
0.6255101July | Resource 1 | Sublap 1 | 15:00 | 5 | 101 | July | 16000 | 0 | 0 | 0 | 0 | 0 | 0 | 0 | 0 | 0 | 0 | 0 | 0 | 0 | 0 | 0 | 10.4327 | 9.5936 | 6.9987 | 4.0155 | 1.853 | -1.9089 | -0.044494 | 0 | 0 | 0 | 0 | 0 | 0 | 0 | 0 | 0 | 0 | 0 | 0 | 0 | 0 | 0 | 0 | 0 | 166.9228 | 153.4973 | 111.9792 | 64.2481 | 29.648 | -30.542 | -0.71191 | 0 | 0
0.6255101August | Resource 1 | Sublap 1 | 15:00 | 5 | 101 | August | 17000 | 0 | 0 | 0 | 0 | 0 | 0 | 0 | 0 | 0 | 0 | 0 | 0 | 0 | 0 | 0 | 10.4327 | 9.5936 | 6.9987 | 4.0155 | 1.853 | -1.9089 | -0.044494 | 0 | 0 | 0 | 0 | 0 | 0 | 0 | 0 | 0 | 0 | 0 | 0 | 0 | 0 | 0 | 0 | 0 | 177.3555 | 163.0909 | 118.9779 | 68.2636 | 31.501 | -32.4509 | -0.7564 | 0 | 0
0.6255101September | Resource 1 | Sublap 1 | 15:00 | 5 | 101 | September | 18000 | 0 | 0 | 0 | 0 | 0 | 0 | 0 | 0 | 0 | 0 | 0 | 0 | 0 | 0 | 0 | 10.4327 | 9.5936 | 6.9987 | 4.0155 | 1.853 | -1.9089 | -0.044494 | 0 | 0 | 0 | 0 | 0 | 0 | 0 | 0 | 0 | 0 | 0 | 0 | 0 | 0 | 0 | 0 | 0 | 187.7882 | 172.6845 | 125.9766 | 72.2791 | 33.354 | -34.3597 | -0.8009 | 0 | 0
0.6255101October | Resource 1 | Sublap 1 | 15:00 | 5 | 101 | October | 19000 | 0 | 0 | 0 | 0 | 0 | 0 | 0 | 0 | 0 | 0 | 0 | 0 | 0 | 0 | 0 | 10.4327 | 9.5936 | 6.9987 | 4.0155 | 1.853 | -1.9089 | -0.044494 | 0 | 0 | 0 | 0 | 0 | 0 | 0 | 0 | 0 | 0 | 0 | 0 | 0 | 0 | 0 | 0 | 0 | 198.2208 | 182.2781 | 132.9753 | 76.2946 | 35.207 | -36.2686 | -0.84539 | 0 | 0
0.6255101November | Resource 1 | Sublap 1 | 15:00 | 5 | 101 | November | 20000 | 0 | 0 | 0 | 0 | 0 | 0 | 0 | 0 | 0 | 0 | 0 | 0 | 0 | 0 | 0 | 10.4327 | 9.5936 | 6.9987 | 4.0155 | 1.853 | -1.9089 | -0.044494 | 0 | 0 | 0 | 0 | 0 | 0 | 0 | 0 | 0 | 0 | 0 | 0 | 0 | 0 | 0 | 0 | 0 | 208.6535 | 191.8716 | 139.974 | 80.3101 | 37.06 | -38.1775 | -0.88988 | 0 | 0
0.6255101December | Resource 1 | Sublap 1 | 15:00 | 5 | 101 | December | 21000 | 0 | 0 | 0 | 0 | 0 | 0 | 0 | 0 | 0 | 0 | 0 | 0 | 0 | 0 | 0 | 10.4327 | 9.5936 | 6.9987 | 4.0155 | 1.853 | -1.9089 | -0.044494 | 0 | 0 | 0 | 0 | 0 | 0 | 0 | 0 | 0 | 0 | 0 | 0 | 0 | 0 | 0 | 0 | 0 | 219.0862 | 201.4652 | 146.9727 | 84.3256 | 38.913 | -40.0864 | -0.93438 | 0 | 0
0.6255102January | Resource 1 | Sublap 1 | 15:00 | 5 | 102 | January | 10000 | 0 | 0 | 0 | 0 | 0 | 0 | 0 | 0 | 0 | 0 | 0 | 0 | 0 | 0 | 0 | 13.5537 | 12.4419 | 11.3165 | 9.417 | 5.4431 | -2.4338 | -0.056689 | 0 | 0 | 0 | 0 | 0 | 0 | 0 | 0 | 0 | 0 | 0 | 0 | 0 | 0 | 0 | 0 | 0 | 135.5374 | 124.4186 | 113.1652 | 94.1701 | 54.4314 | -24.3383 | -0.56689 | 0 | 0
0.6255102February | Resource 1 | Sublap 1 | 15:00 | 5 | 102 | February | 11000 | 0 | 0 | 0 | 0 | 0 | 0 | 0 | 0 | 0 | 0 | 0 | 0 | 0 | 0 | 0 | 13.5537 | 12.4419 | 11.3165 | 9.417 | 5.4431 | -2.4338 | -0.056689 | 0 | 0 | 0 | 0 | 0 | 0 | 0 | 0 | 0 | 0 | 0 | 0 | 0 | 0 | 0 | 0 | 0 | 149.0911 | 136.8604 | 124.4817 | 103.5871 | 59.8746 | -26.7721 | -0.62358 | 0 | 0
0.6255102March | Resource 1 | Sublap 1 | 15:00 | 5 | 102 | March | 12000 | 0 | 0 | 0 | 0 | 0 | 0 | 0 | 0 | 0 | 0 | 0 | 0 | 0 | 0 | 0 | 13.5537 | 12.4419 | 11.3165 | 9.417 | 5.4431 | -2.4338 | -0.056689 | 0 | 0 | 0 | 0 | 0 | 0 | 0 | 0 | 0 | 0 | 0 | 0 | 0 | 0 | 0 | 0 | 0 | 162.6449 | 149.3023 | 135.7982 | 113.0041 | 65.3177 | -29.2059 | -0.68026 | 0 | 0
0.6255102April | Resource 1 | Sublap 1 | 15:00 | 5 | 102 | April | 13000 | 0 | 0 | 0 | 0 | 0 | 0 | 0 | 0 | 0 | 0 | 0 | 0 | 0 | 0 | 0 | 13.5537 | 12.4419 | 11.3165 | 9.417 | 5.4431 | -2.4338 | -0.056689 | 0 | 0 | 0 | 0 | 0 | 0 | 0 | 0 | 0 | 0 | 0 | 0 | 0 | 0 | 0 | 0 | 0 | 176.1986 | 161.7441 | 147.1147 | 122.4211 | 70.7609 | -31.6397 | -0.73695 | 0 | 0
0.6255102May | Resource 1 | Sublap 1 | 15:00 | 5 | 102 | May | 14000 | 0 | 0 | 0 | 0 | 0 | 0 | 0 | 0 | 0 | 0 | 0 | 0 | 0 | 0 | 0 | 13.5537 | 12.4419 | 11.3165 | 9.417 | 5.4431 | -2.4338 | -0.056689 | 0 | 0 | 0 | 0 | 0 | 0 | 0 | 0 | 0 | 0 | 0 | 0 | 0 | 0 | 0 | 0 | 0 | 189.7524 | 174.186 | 158.4312 | 131.8381 | 76.204 | -34.0736 | -0.79364 | 0 | 0
0.6255102June | Resource 1 | Sublap 1 | 15:00 | 5 | 102 | June | 15000 | 0 | 0 | 0 | 0 | 0 | 0 | 0 | 0 | 0 | 0 | 0 | 0 | 0 | 0 | 0 | 13.5537 | 12.4419 | 11.3165 | 9.417 | 5.4431 | -2.4338 | -0.056689 | 0 | 0 | 0 | 0 | 0 | 0 | 0 | 0 | 0 | 0 | 0 | 0 | 0 | 0 | 0 | 0 | 0 | 203.3061 | 186.6278 | 169.7477 | 141.2551 | 81.6472 | -36.5074 | -0.85033 | 0 | 0
0.6255102July | Resource 1 | Sublap 1 | 15:00 | 5 | 102 | July | 16000 | 0 | 0 | 0 | 0 | 0 | 0 | 0 | 0 | 0 | 0 | 0 | 0 | 0 | 0 | 0 | 13.5537 | 12.4419 | 11.3165 | 9.417 | 5.4431 | -2.4338 | -0.056689 | 0 | 0 | 0 | 0 | 0 | 0 | 0 | 0 | 0 | 0 | 0 | 0 | 0 | 0 | 0 | 0 | 0 | 216.8598 | 199.0697 | 181.0643 | 150.6721 | 87.0903 | -38.9412 | -0.90702 | 0 | 0
0.6255102August | Resource 1 | Sublap 1 | 15:00 | 5 | 102 | August | 17000 | 0 | 0 | 0 | 0 | 0 | 0 | 0 | 0 | 0 | 0 | 0 | 0 | 0 | 0 | 0 | 13.5537 | 12.4419 | 11.3165 | 9.417 | 5.4431 | -2.4338 | -0.056689 | 0 | 0 | 0 | 0 | 0 | 0 | 0 | 0 | 0 | 0 | 0 | 0 | 0 | 0 | 0 | 0 | 0 | 230.4136 | 211.5116 | 192.3808 | 160.0891 | 92.5334 | -41.3751 | -0.96371 | 0 | 0
0.6255102September | Resource 1 | Sublap 1 | 15:00 | 5 | 102 | September | 18000 | 0 | 0 | 0 | 0 | 0 | 0 | 0 | 0 | 0 | 0 | 0 | 0 | 0 | 0 | 0 | 13.5537 | 12.4419 | 11.3165 | 9.417 | 5.4431 | -2.4338 | -0.056689 | 0 | 0 | 0 | 0 | 0 | 0 | 0 | 0 | 0 | 0 | 0 | 0 | 0 | 0 | 0 | 0 | 0 | 243.9673 | 223.9534 | 203.6973 | 169.5061 | 97.9766 | -43.8089 | -1.0204 | 0 | 0
0.6255102October | Resource 1 | Sublap 1 | 15:00 | 5 | 102 | October | 19000 | 0 | 0 | 0 | 0 | 0 | 0 | 0 | 0 | 0 | 0 | 0 | 0 | 0 | 0 | 0 | 13.5537 | 12.4419 | 11.3165 | 9.417 | 5.4431 | -2.4338 | -0.056689 | 0 | 0 | 0 | 0 | 0 | 0 | 0 | 0 | 0 | 0 | 0 | 0 | 0 | 0 | 0 | 0 | 0 | 257.5211 | 236.3953 | 215.0138 | 178.9231 | 103.4197 | -46.2427 | -1.0771 | 0 | 0
0.6255102November | Resource 1 | Sublap 1 | 15:00 | 5 | 102 | November | 20000 | 0 | 0 | 0 | 0 | 0 | 0 | 0 | 0 | 0 | 0 | 0 | 0 | 0 | 0 | 0 | 13.5537 | 12.4419 | 11.3165 | 9.417 | 5.4431 | -2.4338 | -0.056689 | 0 | 0 | 0 | 0 | 0 | 0 | 0 | 0 | 0 | 0 | 0 | 0 | 0 | 0 | 0 | 0 | 0 | 271.0748 | 248.8371 | 226.3303 | 188.3401 | 108.8629 | -48.6765 | -1.1338 | 0 | 0
0.6255102December | Resource 1 | Sublap 1 | 15:00 | 5 | 102 | December | 21000 | 0 | 0 | 0 | 0 | 0 | 0 | 0 | 0 | 0 | 0 | 0 | 0 | 0 | 0 | 0 | 13.5537 | 12.4419 | 11.3165 | 9.417 | 5.4431 | -2.4338 | -0.056689 | 0 | 0 | 0 | 0 | 0 | 0 | 0 | 0 | 0 | 0 | 0 | 0 | 0 | 0 | 0 | 0 | 0 | 284.6285 | 261.279 | 237.6468 | 197.7571 | 114.306 | -51.1104 | -1.1905 | 0 | 0
0.6255103January | Resource 1 | Sublap 1 | 15:00 | 5 | 103 | January | 10000 | 0 | 0 | 0 | 0 | 0 | 0 | 0 | 0 | 0 | 0 | 0 | 0 | 0 | 0 | 0 | 14.0584 | 13.0501 | 12.2736 | 9.2087 | 6.2478 | -2.553 | -0.059458 | 0 | 0 | 0 | 0 | 0 | 0 | 0 | 0 | 0 | 0 | 0 | 0 | 0 | 0 | 0 | 0 | 0 | 140.5843 | 130.5007 | 122.7362 | 92.0872 | 62.4778 | -25.5303 | -0.59458 | 0 | 0
0.6255103February | Resource 1 | Sublap 1 | 15:00 | 5 | 103 | February | 11000 | 0 | 0 | 0 | 0 | 0 | 0 | 0 | 0 | 0 | 0 | 0 | 0 | 0 | 0 | 0 | 14.0584 | 13.0501 | 12.2736 | 9.2087 | 6.2478 | -2.553 | -0.059458 | 0 | 0 | 0 | 0 | 0 | 0 | 0 | 0 | 0 | 0 | 0 | 0 | 0 | 0 | 0 | 0 | 0 | 154.6427 | 143.5508 | 135.0099 | 101.2959 | 68.7256 | -28.0833 | -0.65403 | 0 | 0
0.6255103March | Resource 1 | Sublap 1 | 15:00 | 5 | 103 | March | 12000 | 0 | 0 | 0 | 0 | 0 | 0 | 0 | 0 | 0 | 0 | 0 | 0 | 0 | 0 | 0 | 14.0584 | 13.0501 | 12.2736 | 9.2087 | 6.2478 | -2.553 | -0.059458 | 0 | 0 | 0 | 0 | 0 | 0 | 0 | 0 | 0 | 0 | 0 | 0 | 0 | 0 | 0 | 0 | 0 | 168.7012 | 156.6009 | 147.2835 | 110.5046 | 74.9734 | -30.6364 | -0.71349 | 0 | 0
0.6255103April | Resource 1 | Sublap 1 | 15:00 | 5 | 103 | April | 13000 | 0 | 0 | 0 | 0 | 0 | 0 | 0 | 0 | 0 | 0 | 0 | 0 | 0 | 0 | 0 | 14.0584 | 13.0501 | 12.2736 | 9.2087 | 6.2478 | -2.553 | -0.059458 | 0 | 0 | 0 | 0 | 0 | 0 | 0 | 0 | 0 | 0 | 0 | 0 | 0 | 0 | 0 | 0 | 0 | 182.7596 | 169.6509 | 159.5571 | 119.7133 | 81.2212 | -33.1894 | -0.77295 | 0 | 0
0.6255103May | Resource 1 | Sublap 1 | 15:00 | 5 | 103 | May | 14000 | 0 | 0 | 0 | 0 | 0 | 0 | 0 | 0 | 0 | 0 | 0 | 0 | 0 | 0 | 0 | 14.0584 | 13.0501 | 12.2736 | 9.2087 | 6.2478 | -2.553 | -0.059458 | 0 | 0 | 0 | 0 | 0 | 0 | 0 | 0 | 0 | 0 | 0 | 0 | 0 | 0 | 0 | 0 | 0 | 196.818 | 182.701 | 171.8307 | 128.922 | 87.469 | -35.7424 | -0.83241 | 0 | 0
0.6255103June | Resource 1 | Sublap 1 | 15:00 | 5 | 103 | June | 15000 | 0 | 0 | 0 | 0 | 0 | 0 | 0 | 0 | 0 | 0 | 0 | 0 | 0 | 0 | 0 | 14.0584 | 13.0501 | 12.2736 | 9.2087 | 6.2478 | -2.553 | -0.059458 | 0 | 0 | 0 | 0 | 0 | 0 | 0 | 0 | 0 | 0 | 0 | 0 | 0 | 0 | 0 | 0 | 0 | 210.8764 | 195.7511 | 184.1044 | 138.1307 | 93.7167 | -38.2955 | -0.89187 | 0 | 0
0.6255103July | Resource 1 | Sublap 1 | 15:00 | 5 | 103 | July | 16000 | 0 | 0 | 0 | 0 | 0 | 0 | 0 | 0 | 0 | 0 | 0 | 0 | 0 | 0 | 0 | 14.0584 | 13.0501 | 12.2736 | 9.2087 | 6.2478 | -2.553 | -0.059458 | 0 | 0 | 0 | 0 | 0 | 0 | 0 | 0 | 0 | 0 | 0 | 0 | 0 | 0 | 0 | 0 | 0 | 224.9349 | 208.8012 | 196.378 | 147.3395 | 99.9645 | -40.8485 | -0.95132 | 0 | 0
0.6255103August | Resource 1 | Sublap 1 | 15:00 | 5 | 103 | August | 17000 | 0 | 0 | 0 | 0 | 0 | 0 | 0 | 0 | 0 | 0 | 0 | 0 | 0 | 0 | 0 | 14.0584 | 13.0501 | 12.2736 | 9.2087 | 6.2478 | -2.553 | -0.059458 | 0 | 0 | 0 | 0 | 0 | 0 | 0 | 0 | 0 | 0 | 0 | 0 | 0 | 0 | 0 | 0 | 0 | 238.9933 | 221.8512 | 208.6516 | 156.5482 | 106.2123 | -43.4015 | -1.0108 | 0 | 0
0.6255103September | Resource 1 | Sublap 1 | 15:00 | 5 | 103 | September | 18000 | 0 | 0 | 0 | 0 | 0 | 0 | 0 | 0 | 0 | 0 | 0 | 0 | 0 | 0 | 0 | 14.0584 | 13.0501 | 12.2736 | 9.2087 | 6.2478 | -2.553 | -0.059458 | 0 | 0 | 0 | 0 | 0 | 0 | 0 | 0 | 0 | 0 | 0 | 0 | 0 | 0 | 0 | 0 | 0 | 253.0517 | 234.9013 | 220.9252 | 165.7569 | 112.4601 | -45.9545 | -1.0702 | 0 | 0
0.6255103October | Resource 1 | Sublap 1 | 15:00 | 5 | 103 | October | 19000 | 0 | 0 | 0 | 0 | 0 | 0 | 0 | 0 | 0 | 0 | 0 | 0 | 0 | 0 | 0 | 14.0584 | 13.0501 | 12.2736 | 9.2087 | 6.2478 | -2.553 | -0.059458 | 0 | 0 | 0 | 0 | 0 | 0 | 0 | 0 | 0 | 0 | 0 | 0 | 0 | 0 | 0 | 0 | 0 | 267.1102 | 247.9514 | 233.1988 | 174.9656 | 118.7079 | -48.5076 | -1.1297 | 0 | 0
0.6255103November | Resource 1 | Sublap 1 | 15:00 | 5 | 103 | November | 20000 | 0 | 0 | 0 | 0 | 0 | 0 | 0 | 0 | 0 | 0 | 0 | 0 | 0 | 0 | 0 | 14.0584 | 13.0501 | 12.2736 | 9.2087 | 6.2478 | -2.553 | -0.059458 | 0 | 0 | 0 | 0 | 0 | 0 | 0 | 0 | 0 | 0 | 0 | 0 | 0 | 0 | 0 | 0 | 0 | 281.1686 | 261.0015 | 245.4725 | 184.1743 | 124.9556 | -51.0606 | -1.1892 | 0 | 0
0.6255103December | Resource 1 | Sublap 1 | 15:00 | 5 | 103 | December | 21000 | 0 | 0 | 0 | 0 | 0 | 0 | 0 | 0 | 0 | 0 | 0 | 0 | 0 | 0 | 0 | 14.0584 | 13.0501 | 12.2736 | 9.2087 | 6.2478 | -2.553 | -0.059458 | 0 | 0 | 0 | 0 | 0 | 0 | 0 | 0 | 0 | 0 | 0 | 0 | 0 | 0 | 0 | 0 | 0 | 295.227 | 274.0515 | 257.7461 | 193.383 | 131.2034 | -53.6136 | -1.2486 | 0 | 0
0.6255104January | Resource 1 | Sublap 1 | 15:00 | 5 | 104 | January | 10000 | 0 | 0 | 0 | 0 | 0 | 0 | 0 | 0 | 0 | 0 | 0 | 0 | 0 | 0 | 0 | 15.1548 | 14.0433 | 12.5863 | 8.4856 | 5.5723 | -2.7525 | -0.06409 | 0 | 0 | 0 | 0 | 0 | 0 | 0 | 0 | 0 | 0 | 0 | 0 | 0 | 0 | 0 | 0 | 0 | 151.5482 | 140.4325 | 125.8633 | 84.8557 | 55.7227 | -27.5247 | -0.64091 | 0 | 0
0.6255104February | Resource 1 | Sublap 1 | 15:00 | 5 | 104 | February | 11000 | 0 | 0 | 0 | 0 | 0 | 0 | 0 | 0 | 0 | 0 | 0 | 0 | 0 | 0 | 0 | 15.1548 | 14.0433 | 12.5863 | 8.4856 | 5.5723 | -2.7525 | -0.06409 | 0 | 0 | 0 | 0 | 0 | 0 | 0 | 0 | 0 | 0 | 0 | 0 | 0 | 0 | 0 | 0 | 0 | 166.7031 | 154.4757 | 138.4496 | 93.3413 | 61.295 | -30.2771 | -0.705 | 0 | 0
0.6255104March | Resource 1 | Sublap 1 | 15:00 | 5 | 104 | March | 12000 | 0 | 0 | 0 | 0 | 0 | 0 | 0 | 0 | 0 | 0 | 0 | 0 | 0 | 0 | 0 | 15.1548 | 14.0433 | 12.5863 | 8.4856 | 5.5723 | -2.7525 | -0.06409 | 0 | 0 | 0 | 0 | 0 | 0 | 0 | 0 | 0 | 0 | 0 | 0 | 0 | 0 | 0 | 0 | 0 | 181.8579 | 168.519 | 151.036 | 101.8269 | 66.8673 | -33.0296 | -0.76909 | 0 | 0
0.6255104April | Resource 1 | Sublap 1 | 15:00 | 5 | 104 | April | 13000 | 0 | 0 | 0 | 0 | 0 | 0 | 0 | 0 | 0 | 0 | 0 | 0 | 0 | 0 | 0 | 15.1548 | 14.0433 | 12.5863 | 8.4856 | 5.5723 | -2.7525 | -0.06409 | 0 | 0 | 0 | 0 | 0 | 0 | 0 | 0 | 0 | 0 | 0 | 0 | 0 | 0 | 0 | 0 | 0 | 197.0127 | 182.5622 | 163.6223 | 110.3124 | 72.4395 | -35.7821 | -0.83318 | 0 | 0
0.6255104May | Resource 1 | Sublap 1 | 15:00 | 5 | 104 | May | 14000 | 0 | 0 | 0 | 0 | 0 | 0 | 0 | 0 | 0 | 0 | 0 | 0 | 0 | 0 | 0 | 15.1548 | 14.0433 | 12.5863 | 8.4856 | 5.5723 | -2.7525 | -0.06409 | 0 | 0 | 0 | 0 | 0 | 0 | 0 | 0 | 0 | 0 | 0 | 0 | 0 | 0 | 0 | 0 | 0 | 212.1676 | 196.6055 | 176.2086 | 118.798 | 78.0118 | -38.5345 | -0.89727 | 0 | 0
0.6255104June | Resource 1 | Sublap 1 | 15:00 | 5 | 104 | June | 15000 | 0 | 0 | 0 | 0 | 0 | 0 | 0 | 0 | 0 | 0 | 0 | 0 | 0 | 0 | 0 | 15.1548 | 14.0433 | 12.5863 | 8.4856 | 5.5723 | -2.7525 | -0.06409 | 0 | 0 | 0 | 0 | 0 | 0 | 0 | 0 | 0 | 0 | 0 | 0 | 0 | 0 | 0 | 0 | 0 | 227.3224 | 210.6487 | 188.795 | 127.2836 | 83.5841 | -41.287 | -0.96136 | 0 | 0
0.6255104July | Resource 1 | Sublap 1 | 15:00 | 5 | 104 | July | 16000 | 0 | 0 | 0 | 0 | 0 | 0 | 0 | 0 | 0 | 0 | 0 | 0 | 0 | 0 | 0 | 15.1548 | 14.0433 | 12.5863 | 8.4856 | 5.5723 | -2.7525 | -0.06409 | 0 | 0 | 0 | 0 | 0 | 0 | 0 | 0 | 0 | 0 | 0 | 0 | 0 | 0 | 0 | 0 | 0 | 242.4772 | 224.692 | 201.3813 | 135.7691 | 89.1564 | -44.0395 | -1.0254 | 0 | 0
0.6255104August | Resource 1 | Sublap 1 | 15:00 | 5 | 104 | August | 17000 | 0 | 0 | 0 | 0 | 0 | 0 | 0 | 0 | 0 | 0 | 0 | 0 | 0 | 0 | 0 | 15.1548 | 14.0433 | 12.5863 | 8.4856 | 5.5723 | -2.7525 | -0.06409 | 0 | 0 | 0 | 0 | 0 | 0 | 0 | 0 | 0 | 0 | 0 | 0 | 0 | 0 | 0 | 0 | 0 | 257.632 | 238.7352 | 213.9676 | 144.2547 | 94.7287 | -46.7919 | -1.0895 | 0 | 0
0.6255104September | Resource 1 | Sublap 1 | 15:00 | 5 | 104 | September | 18000 | 0 | 0 | 0 | 0 | 0 | 0 | 0 | 0 | 0 | 0 | 0 | 0 | 0 | 0 | 0 | 15.1548 | 14.0433 | 12.5863 | 8.4856 | 5.5723 | -2.7525 | -0.06409 | 0 | 0 | 0 | 0 | 0 | 0 | 0 | 0 | 0 | 0 | 0 | 0 | 0 | 0 | 0 | 0 | 0 | 272.7869 | 252.7784 | 226.554 | 152.7403 | 100.3009 | -49.5444 | -1.1536 | 0 | 0
0.6255104October | Resource 1 | Sublap 1 | 15:00 | 5 | 104 | October | 19000 | 0 | 0 | 0 | 0 | 0 | 0 | 0 | 0 | 0 | 0 | 0 | 0 | 0 | 0 | 0 | 15.1548 | 14.0433 | 12.5863 | 8.4856 | 5.5723 | -2.7525 | -0.06409 | 0 | 0 | 0 | 0 | 0 | 0 | 0 | 0 | 0 | 0 | 0 | 0 | 0 | 0 | 0 | 0 | 0 | 287.9417 | 266.8217 | 239.1403 | 161.2259 | 105.8732 | -52.2969 | -1.2177 | 0 | 0
0.6255104November | Resource 1 | Sublap 1 | 15:00 | 5 | 104 | November | 20000 | 0 | 0 | 0 | 0 | 0 | 0 | 0 | 0 | 0 | 0 | 0 | 0 | 0 | 0 | 0 | 15.1548 | 14.0433 | 12.5863 | 8.4856 | 5.5723 | -2.7525 | -0.06409 | 0 | 0 | 0 | 0 | 0 | 0 | 0 | 0 | 0 | 0 | 0 | 0 | 0 | 0 | 0 | 0 | 0 | 303.0965 | 280.8649 | 251.7266 | 169.7114 | 111.4455 | -55.0493 | -1.2818 | 0 | 0
0.6255104December | Resource 1 | Sublap 1 | 15:00 | 5 | 104 | December | 21000 | 0 | 0 | 0 | 0 | 0 | 0 | 0 | 0 | 0 | 0 | 0 | 0 | 0 | 0 | 0 | 15.1548 | 14.0433 | 12.5863 | 8.4856 | 5.5723 | -2.7525 | -0.06409 | 0 | 0 | 0 | 0 | 0 | 0 | 0 | 0 | 0 | 0 | 0 | 0 | 0 | 0 | 0 | 0 | 0 | 318.2513 | 294.9082 | 264.313 | 178.197 | 117.0177 | -57.8018 | -1.3459 | 0 | 0
0.6255105January | Resource 1 | Sublap 1 | 15:00 | 5 | 105 | January | 10000 | 0 | 0 | 0 | 0 | 0 | 0 | 0 | 0 | 0 | 0 | 0 | 0 | 0 | 0 | 0 | 12.8945 | 11.9091 | 9.8067 | 4.1493 | 2.5137 | -2.3375 | -0.054452 | 0 | 0 | 0 | 0 | 0 | 0 | 0 | 0 | 0 | 0 | 0 | 0 | 0 | 0 | 0 | 0 | 0 | 128.9449 | 119.0909 | 98.0667 | 41.4931 | 25.1365 | -23.3755 | -0.54452 | 0 | 0
0.6255105February | Resource 1 | Sublap 1 | 15:00 | 5 | 105 | February | 11000 | 0 | 0 | 0 | 0 | 0 | 0 | 0 | 0 | 0 | 0 | 0 | 0 | 0 | 0 | 0 | 12.8945 | 11.9091 | 9.8067 | 4.1493 | 2.5137 | -2.3375 | -0.054452 | 0 | 0 | 0 | 0 | 0 | 0 | 0 | 0 | 0 | 0 | 0 | 0 | 0 | 0 | 0 | 0 | 0 | 141.8394 | 131 | 107.8734 | 45.6424 | 27.6502 | -25.713 | -0.59897 | 0 | 0
0.6255105March | Resource 1 | Sublap 1 | 15:00 | 5 | 105 | March | 12000 | 0 | 0 | 0 | 0 | 0 | 0 | 0 | 0 | 0 | 0 | 0 | 0 | 0 | 0 | 0 | 12.8945 | 11.9091 | 9.8067 | 4.1493 | 2.5137 | -2.3375 | -0.054452 | 0 | 0 | 0 | 0 | 0 | 0 | 0 | 0 | 0 | 0 | 0 | 0 | 0 | 0 | 0 | 0 | 0 | 154.7339 | 142.9091 | 117.6801 | 49.7917 | 30.1638 | -28.0506 | -0.65343 | 0 | 0
0.6255105April | Resource 1 | Sublap 1 | 15:00 | 5 | 105 | April | 13000 | 0 | 0 | 0 | 0 | 0 | 0 | 0 | 0 | 0 | 0 | 0 | 0 | 0 | 0 | 0 | 12.8945 | 11.9091 | 9.8067 | 4.1493 | 2.5137 | -2.3375 | -0.054452 | 0 | 0 | 0 | 0 | 0 | 0 | 0 | 0 | 0 | 0 | 0 | 0 | 0 | 0 | 0 | 0 | 0 | 167.6284 | 154.8181 | 127.4867 | 53.941 | 32.6775 | -30.3881 | -0.70788 | 0 | 0
0.6255105May | Resource 1 | Sublap 1 | 15:00 | 5 | 105 | May | 14000 | 0 | 0 | 0 | 0 | 0 | 0 | 0 | 0 | 0 | 0 | 0 | 0 | 0 | 0 | 0 | 12.8945 | 11.9091 | 9.8067 | 4.1493 | 2.5137 | -2.3375 | -0.054452 | 0 | 0 | 0 | 0 | 0 | 0 | 0 | 0 | 0 | 0 | 0 | 0 | 0 | 0 | 0 | 0 | 0 | 180.5228 | 166.7272 | 137.2934 | 58.0903 | 35.1911 | -32.7257 | -0.76233 | 0 | 0
0.6255105June | Resource 1 | Sublap 1 | 15:00 | 5 | 105 | June | 15000 | 0 | 0 | 0 | 0 | 0 | 0 | 0 | 0 | 0 | 0 | 0 | 0 | 0 | 0 | 0 | 12.8945 | 11.9091 | 9.8067 | 4.1493 | 2.5137 | -2.3375 | -0.054452 | 0 | 0 | 0 | 0 | 0 | 0 | 0 | 0 | 0 | 0 | 0 | 0 | 0 | 0 | 0 | 0 | 0 | 193.4173 | 178.6363 | 147.1001 | 62.2396 | 37.7048 | -35.0632 | -0.81678 | 0 | 0
0.6255105July | Resource 1 | Sublap 1 | 15:00 | 5 | 105 | July | 16000 | 0 | 0 | 0 | 0 | 0 | 0 | 0 | 0 | 0 | 0 | 0 | 0 | 0 | 0 | 0 | 12.8945 | 11.9091 | 9.8067 | 4.1493 | 2.5137 | -2.3375 | -0.054452 | 0 | 0 | 0 | 0 | 0 | 0 | 0 | 0 | 0 | 0 | 0 | 0 | 0 | 0 | 0 | 0 | 0 | 206.3118 | 190.5454 | 156.9068 | 66.3889 | 40.2184 | -37.4008 | -0.87123 | 0 | 0
0.6255105August | Resource 1 | Sublap 1 | 15:00 | 5 | 105 | August | 17000 | 0 | 0 | 0 | 0 | 0 | 0 | 0 | 0 | 0 | 0 | 0 | 0 | 0 | 0 | 0 | 12.8945 | 11.9091 | 9.8067 | 4.1493 | 2.5137 | -2.3375 | -0.054452 | 0 | 0 | 0 | 0 | 0 | 0 | 0 | 0 | 0 | 0 | 0 | 0 | 0 | 0 | 0 | 0 | 0 | 219.2063 | 202.4545 | 166.7134 | 70.5382 | 42.7321 | -39.7383 | -0.92569 | 0 | 0
0.6255105September | Resource 1 | Sublap 1 | 15:00 | 5 | 105 | September | 18000 | 0 | 0 | 0 | 0 | 0 | 0 | 0 | 0 | 0 | 0 | 0 | 0 | 0 | 0 | 0 | 12.8945 | 11.9091 | 9.8067 | 4.1493 | 2.5137 | -2.3375 | -0.054452 | 0 | 0 | 0 | 0 | 0 | 0 | 0 | 0 | 0 | 0 | 0 | 0 | 0 | 0 | 0 | 0 | 0 | 232.1008 | 214.3636 | 176.5201 | 74.6875 | 45.2457 | -42.0759 | -0.98014 | 0 | 0
0.6255105October | Resource 1 | Sublap 1 | 15:00 | 5 | 105 | October | 19000 | 0 | 0 | 0 | 0 | 0 | 0 | 0 | 0 | 0 | 0 | 0 | 0 | 0 | 0 | 0 | 12.8945 | 11.9091 | 9.8067 | 4.1493 | 2.5137 | -2.3375 | -0.054452 | 0 | 0 | 0 | 0 | 0 | 0 | 0 | 0 | 0 | 0 | 0 | 0 | 0 | 0 | 0 | 0 | 0 | 244.9953 | 226.2727 | 186.3268 | 78.8368 | 47.7594 | -44.4134 | -1.0346 | 0 | 0
0.6255105November | Resource 1 | Sublap 1 | 15:00 | 5 | 105 | November | 20000 | 0 | 0 | 0 | 0 | 0 | 0 | 0 | 0 | 0 | 0 | 0 | 0 | 0 | 0 | 0 | 12.8945 | 11.9091 | 9.8067 | 4.1493 | 2.5137 | -2.3375 | -0.054452 | 0 | 0 | 0 | 0 | 0 | 0 | 0 | 0 | 0 | 0 | 0 | 0 | 0 | 0 | 0 | 0 | 0 | 257.8898 | 238.1818 | 196.1335 | 82.9861 | 50.273 | -46.751 | -1.089 | 0 | 0
0.6255105December | Resource 1 | Sublap 1 | 15:00 | 5 | 105 | December | 21000 | 0 | 0 | 0 | 0 | 0 | 0 | 0 | 0 | 0 | 0 | 0 | 0 | 0 | 0 | 0 | 12.8945 | 11.9091 | 9.8067 | 4.1493 | 2.5137 | -2.3375 | -0.054452 | 0 | 0 | 0 | 0 | 0 | 0 | 0 | 0 | 0 | 0 | 0 | 0 | 0 | 0 | 0 | 0 | 0 | 270.7843 | 250.0909 | 205.9401 | 87.1354 | 52.7867 | -49.0885 | -1.1435 | 0 | 0
0.6255106January | Resource 1 | Sublap 1 | 15:00 | 5 | 106 | January | 10000 | 0 | 0 | 0 | 0 | 0 | 0 | 0 | 0 | 0 | 0 | 0 | 0 | 0 | 0 | 0 | 12.5267 | 11.6261 | 10.8945 | 9.004 | 4.7968 | -2.2504 | -0.052429 | 0 | 0 | 0 | 0 | 0 | 0 | 0 | 0 | 0 | 0 | 0 | 0 | 0 | 0 | 0 | 0 | 0 | 125.2674 | 116.2609 | 108.9453 | 90.0399 | 47.9681 | -22.5044 | -0.52429 | 0 | 0
0.6255106February | Resource 1 | Sublap 1 | 15:00 | 5 | 106 | February | 11000 | 0 | 0 | 0 | 0 | 0 | 0 | 0 | 0 | 0 | 0 | 0 | 0 | 0 | 0 | 0 | 12.5267 | 11.6261 | 10.8945 | 9.004 | 4.7968 | -2.2504 | -0.052429 | 0 | 0 | 0 | 0 | 0 | 0 | 0 | 0 | 0 | 0 | 0 | 0 | 0 | 0 | 0 | 0 | 0 | 137.7941 | 127.8869 | 119.8398 | 99.0439 | 52.7649 | -24.7548 | -0.57671 | 0 | 0
0.6255106March | Resource 1 | Sublap 1 | 15:00 | 5 | 106 | March | 12000 | 0 | 0 | 0 | 0 | 0 | 0 | 0 | 0 | 0 | 0 | 0 | 0 | 0 | 0 | 0 | 12.5267 | 11.6261 | 10.8945 | 9.004 | 4.7968 | -2.2504 | -0.052429 | 0 | 0 | 0 | 0 | 0 | 0 | 0 | 0 | 0 | 0 | 0 | 0 | 0 | 0 | 0 | 0 | 0 | 150.3209 | 139.513 | 130.7343 | 108.0479 | 57.5617 | -27.0053 | -0.62914 | 0 | 0
0.6255106April | Resource 1 | Sublap 1 | 15:00 | 5 | 106 | April | 13000 | 0 | 0 | 0 | 0 | 0 | 0 | 0 | 0 | 0 | 0 | 0 | 0 | 0 | 0 | 0 | 12.5267 | 11.6261 | 10.8945 | 9.004 | 4.7968 | -2.2504 | -0.052429 | 0 | 0 | 0 | 0 | 0 | 0 | 0 | 0 | 0 | 0 | 0 | 0 | 0 | 0 | 0 | 0 | 0 | 162.8476 | 151.1391 | 141.6288 | 117.0518 | 62.3585 | -29.2557 | -0.68157 | 0 | 0
0.6255106May | Resource 1 | Sublap 1 | 15:00 | 5 | 106 | May | 14000 | 0 | 0 | 0 | 0 | 0 | 0 | 0 | 0 | 0 | 0 | 0 | 0 | 0 | 0 | 0 | 12.5267 | 11.6261 | 10.8945 | 9.004 | 4.7968 | -2.2504 | -0.052429 | 0 | 0 | 0 | 0 | 0 | 0 | 0 | 0 | 0 | 0 | 0 | 0 | 0 | 0 | 0 | 0 | 0 | 175.3743 | 162.7652 | 152.5234 | 126.0558 | 67.1553 | -31.5061 | -0.734 | 0 | 0
0.6255106June | Resource 1 | Sublap 1 | 15:00 | 5 | 106 | June | 15000 | 0 | 0 | 0 | 0 | 0 | 0 | 0 | 0 | 0 | 0 | 0 | 0 | 0 | 0 | 0 | 12.5267 | 11.6261 | 10.8945 | 9.004 | 4.7968 | -2.2504 | -0.052429 | 0 | 0 | 0 | 0 | 0 | 0 | 0 | 0 | 0 | 0 | 0 | 0 | 0 | 0 | 0 | 0 | 0 | 187.9011 | 174.3913 | 163.4179 | 135.0598 | 71.9521 | -33.7566 | -0.78643 | 0 | 0
0.6255106July | Resource 1 | Sublap 1 | 15:00 | 5 | 106 | July | 16000 | 0 | 0 | 0 | 0 | 0 | 0 | 0 | 0 | 0 | 0 | 0 | 0 | 0 | 0 | 0 | 12.5267 | 11.6261 | 10.8945 | 9.004 | 4.7968 | -2.2504 | -0.052429 | 0 | 0 | 0 | 0 | 0 | 0 | 0 | 0 | 0 | 0 | 0 | 0 | 0 | 0 | 0 | 0 | 0 | 200.4278 | 186.0174 | 174.3124 | 144.0638 | 76.7489 | -36.007 | -0.83886 | 0 | 0
0.6255106August | Resource 1 | Sublap 1 | 15:00 | 5 | 106 | August | 17000 | 0 | 0 | 0 | 0 | 0 | 0 | 0 | 0 | 0 | 0 | 0 | 0 | 0 | 0 | 0 | 12.5267 | 11.6261 | 10.8945 | 9.004 | 4.7968 | -2.2504 | -0.052429 | 0 | 0 | 0 | 0 | 0 | 0 | 0 | 0 | 0 | 0 | 0 | 0 | 0 | 0 | 0 | 0 | 0 | 212.9546 | 197.6435 | 185.2069 | 153.0678 | 81.5458 | -38.2574 | -0.89129 | 0 | 0
0.6255106September | Resource 1 | Sublap 1 | 15:00 | 5 | 106 | September | 18000 | 0 | 0 | 0 | 0 | 0 | 0 | 0 | 0 | 0 | 0 | 0 | 0 | 0 | 0 | 0 | 12.5267 | 11.6261 | 10.8945 | 9.004 | 4.7968 | -2.2504 | -0.052429 | 0 | 0 | 0 | 0 | 0 | 0 | 0 | 0 | 0 | 0 | 0 | 0 | 0 | 0 | 0 | 0 | 0 | 225.4813 | 209.2695 | 196.1015 | 162.0718 | 86.3426 | -40.5079 | -0.94371 | 0 | 0
0.6255106October | Resource 1 | Sublap 1 | 15:00 | 5 | 106 | October | 19000 | 0 | 0 | 0 | 0 | 0 | 0 | 0 | 0 | 0 | 0 | 0 | 0 | 0 | 0 | 0 | 12.5267 | 11.6261 | 10.8945 | 9.004 | 4.7968 | -2.2504 | -0.052429 | 0 | 0 | 0 | 0 | 0 | 0 | 0 | 0 | 0 | 0 | 0 | 0 | 0 | 0 | 0 | 0 | 0 | 238.008 | 220.8956 | 206.996 | 171.0758 | 91.1394 | -42.7583 | -0.99614 | 0 | 0
0.6255106November | Resource 1 | Sublap 1 | 15:00 | 5 | 106 | November | 20000 | 0 | 0 | 0 | 0 | 0 | 0 | 0 | 0 | 0 | 0 | 0 | 0 | 0 | 0 | 0 | 12.5267 | 11.6261 | 10.8945 | 9.004 | 4.7968 | -2.2504 | -0.052429 | 0 | 0 | 0 | 0 | 0 | 0 | 0 | 0 | 0 | 0 | 0 | 0 | 0 | 0 | 0 | 0 | 0 | 250.5348 | 232.5217 | 217.8905 | 180.0797 | 95.9362 | -45.0087 | -1.0486 | 0 | 0
0.6255106December | Resource 1 | Sublap 1 | 15:00 | 5 | 106 | December | 21000 | 0 | 0 | 0 | 0 | 0 | 0 | 0 | 0 | 0 | 0 | 0 | 0 | 0 | 0 | 0 | 12.5267 | 11.6261 | 10.8945 | 9.004 | 4.7968 | -2.2504 | -0.052429 | 0 | 0 | 0 | 0 | 0 | 0 | 0 | 0 | 0 | 0 | 0 | 0 | 0 | 0 | 0 | 0 | 0 | 263.0615 | 244.1478 | 228.785 | 189.0837 | 100.733 | -47.2592 | -1.101 | 0 | 0
0.6255107January | Resource 1 | Sublap 1 | 15:00 | 5 | 107 | January | 10000 | 0 | 0 | 0 | 0 | 0 | 0 | 0 | 0 | 0 | 0 | 0 | 0 | 0 | 0 | 0 | 14.6286 | 13.6582 | 12.6695 | 7.4362 | 3.6673 | -2.6356 | -0.061375 | 0 | 0 | 0 | 0 | 0 | 0 | 0 | 0 | 0 | 0 | 0 | 0 | 0 | 0 | 0 | 0 | 0 | 146.2857 | 136.5823 | 126.6953 | 74.3618 | 36.6726 | -26.3556 | -0.61375 | 0 | 0
0.6255107February | Resource 1 | Sublap 1 | 15:00 | 5 | 107 | February | 11000 | 0 | 0 | 0 | 0 | 0 | 0 | 0 | 0 | 0 | 0 | 0 | 0 | 0 | 0 | 0 | 14.6286 | 13.6582 | 12.6695 | 7.4362 | 3.6673 | -2.6356 | -0.061375 | 0 | 0 | 0 | 0 | 0 | 0 | 0 | 0 | 0 | 0 | 0 | 0 | 0 | 0 | 0 | 0 | 0 | 160.9142 | 150.2406 | 139.3648 | 81.798 | 40.3399 | -28.9911 | -0.67512 | 0 | 0
0.6255107March | Resource 1 | Sublap 1 | 15:00 | 5 | 107 | March | 12000 | 0 | 0 | 0 | 0 | 0 | 0 | 0 | 0 | 0 | 0 | 0 | 0 | 0 | 0 | 0 | 14.6286 | 13.6582 | 12.6695 | 7.4362 | 3.6673 | -2.6356 | -0.061375 | 0 | 0 | 0 | 0 | 0 | 0 | 0 | 0 | 0 | 0 | 0 | 0 | 0 | 0 | 0 | 0 | 0 | 175.5428 | 163.8988 | 152.0344 | 89.2341 | 44.0071 | -31.6267 | -0.7365 | 0 | 0
0.6255107April | Resource 1 | Sublap 1 | 15:00 | 5 | 107 | April | 13000 | 0 | 0 | 0 | 0 | 0 | 0 | 0 | 0 | 0 | 0 | 0 | 0 | 0 | 0 | 0 | 14.6286 | 13.6582 | 12.6695 | 7.4362 | 3.6673 | -2.6356 | -0.061375 | 0 | 0 | 0 | 0 | 0 | 0 | 0 | 0 | 0 | 0 | 0 | 0 | 0 | 0 | 0 | 0 | 0 | 190.1714 | 177.5571 | 164.7039 | 96.6703 | 47.6744 | -34.2622 | -0.79787 | 0 | 0
0.6255107May | Resource 1 | Sublap 1 | 15:00 | 5 | 107 | May | 14000 | 0 | 0 | 0 | 0 | 0 | 0 | 0 | 0 | 0 | 0 | 0 | 0 | 0 | 0 | 0 | 14.6286 | 13.6582 | 12.6695 | 7.4362 | 3.6673 | -2.6356 | -0.061375 | 0 | 0 | 0 | 0 | 0 | 0 | 0 | 0 | 0 | 0 | 0 | 0 | 0 | 0 | 0 | 0 | 0 | 204.8 | 191.2153 | 177.3734 | 104.1065 | 51.3416 | -36.8978 | -0.85925 | 0 | 0
0.6255107June | Resource 1 | Sublap 1 | 15:00 | 5 | 107 | June | 15000 | 0 | 0 | 0 | 0 | 0 | 0 | 0 | 0 | 0 | 0 | 0 | 0 | 0 | 0 | 0 | 14.6286 | 13.6582 | 12.6695 | 7.4362 | 3.6673 | -2.6356 | -0.061375 | 0 | 0 | 0 | 0 | 0 | 0 | 0 | 0 | 0 | 0 | 0 | 0 | 0 | 0 | 0 | 0 | 0 | 219.4285 | 204.8735 | 190.043 | 111.5427 | 55.0089 | -39.5333 | -0.92062 | 0 | 0
0.6255107July | Resource 1 | Sublap 1 | 15:00 | 5 | 107 | July | 16000 | 0 | 0 | 0 | 0 | 0 | 0 | 0 | 0 | 0 | 0 | 0 | 0 | 0 | 0 | 0 | 14.6286 | 13.6582 | 12.6695 | 7.4362 | 3.6673 | -2.6356 | -0.061375 | 0 | 0 | 0 | 0 | 0 | 0 | 0 | 0 | 0 | 0 | 0 | 0 | 0 | 0 | 0 | 0 | 0 | 234.0571 | 218.5318 | 202.7125 | 118.9789 | 58.6762 | -42.1689 | -0.982 | 0 | 0
0.6255107August | Resource 1 | Sublap 1 | 15:00 | 5 | 107 | August | 17000 | 0 | 0 | 0 | 0 | 0 | 0 | 0 | 0 | 0 | 0 | 0 | 0 | 0 | 0 | 0 | 14.6286 | 13.6582 | 12.6695 | 7.4362 | 3.6673 | -2.6356 | -0.061375 | 0 | 0 | 0 | 0 | 0 | 0 | 0 | 0 | 0 | 0 | 0 | 0 | 0 | 0 | 0 | 0 | 0 | 248.6857 | 232.19 | 215.382 | 126.415 | 62.3434 | -44.8045 | -1.0434 | 0 | 0
0.6255107September | Resource 1 | Sublap 1 | 15:00 | 5 | 107 | September | 18000 | 0 | 0 | 0 | 0 | 0 | 0 | 0 | 0 | 0 | 0 | 0 | 0 | 0 | 0 | 0 | 14.6286 | 13.6582 | 12.6695 | 7.4362 | 3.6673 | -2.6356 | -0.061375 | 0 | 0 | 0 | 0 | 0 | 0 | 0 | 0 | 0 | 0 | 0 | 0 | 0 | 0 | 0 | 0 | 0 | 263.3142 | 245.8482 | 228.0515 | 133.8512 | 66.0107 | -47.44 | -1.1047 | 0 | 0
0.6255107October | Resource 1 | Sublap 1 | 15:00 | 5 | 107 | October | 19000 | 0 | 0 | 0 | 0 | 0 | 0 | 0 | 0 | 0 | 0 | 0 | 0 | 0 | 0 | 0 | 14.6286 | 13.6582 | 12.6695 | 7.4362 | 3.6673 | -2.6356 | -0.061375 | 0 | 0 | 0 | 0 | 0 | 0 | 0 | 0 | 0 | 0 | 0 | 0 | 0 | 0 | 0 | 0 | 0 | 277.9428 | 259.5064 | 240.7211 | 141.2874 | 69.6779 | -50.0756 | -1.1661 | 0 | 0
0.6255107November | Resource 1 | Sublap 1 | 15:00 | 5 | 107 | November | 20000 | 0 | 0 | 0 | 0 | 0 | 0 | 0 | 0 | 0 | 0 | 0 | 0 | 0 | 0 | 0 | 14.6286 | 13.6582 | 12.6695 | 7.4362 | 3.6673 | -2.6356 | -0.061375 | 0 | 0 | 0 | 0 | 0 | 0 | 0 | 0 | 0 | 0 | 0 | 0 | 0 | 0 | 0 | 0 | 0 | 292.5714 | 273.1647 | 253.3906 | 148.7236 | 73.3452 | -52.7111 | -1.2275 | 0 | 0
0.6255107December | Resource 1 | Sublap 1 | 15:00 | 5 | 107 | December | 21000 | 0 | 0 | 0 | 0 | 0 | 0 | 0 | 0 | 0 | 0 | 0 | 0 | 0 | 0 | 0 | 14.6286 | 13.6582 | 12.6695 | 7.4362 | 3.6673 | -2.6356 | -0.061375 | 0 | 0 | 0 | 0 | 0 | 0 | 0 | 0 | 0 | 0 | 0 | 0 | 0 | 0 | 0 | 0 | 0 | 307.1999 | 286.8229 | 266.0602 | 156.1597 | 77.0125 | -55.3467 | -1.2889 | 0 | 0
0.625671January | Resource 1 | Sublap 1 | 15:00 | 6 | 71 | January | 10000 | 0 | 0 | 0 | 0 | 0 | 0 | 0 | 0 | 0 | 0 | 0 | 0 | 0 | 0 | 0 | 0 | 0 | 0 | 0 | 0 | 0 | 0 | 0 | 0 | 0 | 0 | 0 | 0 | 0 | 0 | 0 | 0 | 0 | 0 | 0 | 0 | 0 | 0 | 0 | 0 | 0 | 0 | 0 | 0 | 0 | 0 | 0 | 0
0.625671February | Resource 1 | Sublap 1 | 15:00 | 6 | 71 | February | 11000 | 0 | 0 | 0 | 0 | 0 | 0 | 0 | 0 | 0 | 0 | 0 | 0 | 0 | 0 | 0 | 0 | 0 | 0 | 0 | 0 | 0 | 0 | 0 | 0 | 0 | 0 | 0 | 0 | 0 | 0 | 0 | 0 | 0 | 0 | 0 | 0 | 0 | 0 | 0 | 0 | 0 | 0 | 0 | 0 | 0 | 0 | 0 | 0
0.625671March | Resource 1 | Sublap 1 | 15:00 | 6 | 71 | March | 12000 | 0 | 0 | 0 | 0 | 0 | 0 | 0 | 0 | 0 | 0 | 0 | 0 | 0 | 0 | 0 | 0 | 0 | 0 | 0 | 0 | 0 | 0 | 0 | 0 | 0 | 0 | 0 | 0 | 0 | 0 | 0 | 0 | 0 | 0 | 0 | 0 | 0 | 0 | 0 | 0 | 0 | 0 | 0 | 0 | 0 | 0 | 0 | 0
0.625671April | Resource 1 | Sublap 1 | 15:00 | 6 | 71 | April | 13000 | 0 | 0 | 0 | 0 | 0 | 0 | 0 | 0 | 0 | 0 | 0 | 0 | 0 | 0 | 0 | 0 | 0 | 0 | 0 | 0 | 0 | 0 | 0 | 0 | 0 | 0 | 0 | 0 | 0 | 0 | 0 | 0 | 0 | 0 | 0 | 0 | 0 | 0 | 0 | 0 | 0 | 0 | 0 | 0 | 0 | 0 | 0 | 0
0.625671May | Resource 1 | Sublap 1 | 15:00 | 6 | 71 | May | 14000 | 0 | 0 | 0 | 0 | 0 | 0 | 0 | 0 | 0 | 0 | 0 | 0 | 0 | 0 | 0 | 0 | 0 | 0 | 0 | 0 | 0 | 0 | 0 | 0 | 0 | 0 | 0 | 0 | 0 | 0 | 0 | 0 | 0 | 0 | 0 | 0 | 0 | 0 | 0 | 0 | 0 | 0 | 0 | 0 | 0 | 0 | 0 | 0
0.625671June | Resource 1 | Sublap 1 | 15:00 | 6 | 71 | June | 15000 | 0 | 0 | 0 | 0 | 0 | 0 | 0 | 0 | 0 | 0 | 0 | 0 | 0 | 0 | 0 | 0 | 0 | 0 | 0 | 0 | 0 | 0 | 0 | 0 | 0 | 0 | 0 | 0 | 0 | 0 | 0 | 0 | 0 | 0 | 0 | 0 | 0 | 0 | 0 | 0 | 0 | 0 | 0 | 0 | 0 | 0 | 0 | 0
0.625671July | Resource 1 | Sublap 1 | 15:00 | 6 | 71 | July | 16000 | 0 | 0 | 0 | 0 | 0 | 0 | 0 | 0 | 0 | 0 | 0 | 0 | 0 | 0 | 0 | 0 | 0 | 0 | 0 | 0 | 0 | 0 | 0 | 0 | 0 | 0 | 0 | 0 | 0 | 0 | 0 | 0 | 0 | 0 | 0 | 0 | 0 | 0 | 0 | 0 | 0 | 0 | 0 | 0 | 0 | 0 | 0 | 0
0.625671August | Resource 1 | Sublap 1 | 15:00 | 6 | 71 | August | 17000 | 0 | 0 | 0 | 0 | 0 | 0 | 0 | 0 | 0 | 0 | 0 | 0 | 0 | 0 | 0 | 0 | 0 | 0 | 0 | 0 | 0 | 0 | 0 | 0 | 0 | 0 | 0 | 0 | 0 | 0 | 0 | 0 | 0 | 0 | 0 | 0 | 0 | 0 | 0 | 0 | 0 | 0 | 0 | 0 | 0 | 0 | 0 | 0
0.625671September | Resource 1 | Sublap 1 | 15:00 | 6 | 71 | September | 18000 | 0 | 0 | 0 | 0 | 0 | 0 | 0 | 0 | 0 | 0 | 0 | 0 | 0 | 0 | 0 | 0 | 0 | 0 | 0 | 0 | 0 | 0 | 0 | 0 | 0 | 0 | 0 | 0 | 0 | 0 | 0 | 0 | 0 | 0 | 0 | 0 | 0 | 0 | 0 | 0 | 0 | 0 | 0 | 0 | 0 | 0 | 0 | 0
0.625671October | Resource 1 | Sublap 1 | 15:00 | 6 | 71 | October | 19000 | 0 | 0 | 0 | 0 | 0 | 0 | 0 | 0 | 0 | 0 | 0 | 0 | 0 | 0 | 0 | 0 | 0 | 0 | 0 | 0 | 0 | 0 | 0 | 0 | 0 | 0 | 0 | 0 | 0 | 0 | 0 | 0 | 0 | 0 | 0 | 0 | 0 | 0 | 0 | 0 | 0 | 0 | 0 | 0 | 0 | 0 | 0 | 0
0.625671November | Resource 1 | Sublap 1 | 15:00 | 6 | 71 | November | 20000 | 0 | 0 | 0 | 0 | 0 | 0 | 0 | 0 | 0 | 0 | 0 | 0 | 0 | 0 | 0 | 0 | 0 | 0 | 0 | 0 | 0 | 0 | 0 | 0 | 0 | 0 | 0 | 0 | 0 | 0 | 0 | 0 | 0 | 0 | 0 | 0 | 0 | 0 | 0 | 0 | 0 | 0 | 0 | 0 | 0 | 0 | 0 | 0
0.625671December | Resource 1 | Sublap 1 | 15:00 | 6 | 71 | December | 21000 | 0 | 0 | 0 | 0 | 0 | 0 | 0 | 0 | 0 | 0 | 0 | 0 | 0 | 0 | 0 | 0 | 0 | 0 | 0 | 0 | 0 | 0 | 0 | 0 | 0 | 0 | 0 | 0 | 0 | 0 | 0 | 0 | 0 | 0 | 0 | 0 | 0 | 0 | 0 | 0 | 0 | 0 | 0 | 0 | 0 | 0 | 0 | 0
0.625672January | Resource 1 | Sublap 1 | 15:00 | 6 | 72 | January | 10000 | 0 | 0 | 0 | 0 | 0 | 0 | 0 | 0 | 0 | 0 | 0 | 0 | 0 | 0 | 0 | 0 | 0 | 0 | 0 | 0 | 0 | 0 | 0 | 0 | 0 | 0 | 0 | 0 | 0 | 0 | 0 | 0 | 0 | 0 | 0 | 0 | 0 | 0 | 0 | 0 | 0 | 0 | 0 | 0 | 0 | 0 | 0 | 0
0.625672February | Resource 1 | Sublap 1 | 15:00 | 6 | 72 | February | 11000 | 0 | 0 | 0 | 0 | 0 | 0 | 0 | 0 | 0 | 0 | 0 | 0 | 0 | 0 | 0 | 0 | 0 | 0 | 0 | 0 | 0 | 0 | 0 | 0 | 0 | 0 | 0 | 0 | 0 | 0 | 0 | 0 | 0 | 0 | 0 | 0 | 0 | 0 | 0 | 0 | 0 | 0 | 0 | 0 | 0 | 0 | 0 | 0
0.625672March | Resource 1 | Sublap 1 | 15:00 | 6 | 72 | March | 12000 | 0 | 0 | 0 | 0 | 0 | 0 | 0 | 0 | 0 | 0 | 0 | 0 | 0 | 0 | 0 | 0 | 0 | 0 | 0 | 0 | 0 | 0 | 0 | 0 | 0 | 0 | 0 | 0 | 0 | 0 | 0 | 0 | 0 | 0 | 0 | 0 | 0 | 0 | 0 | 0 | 0 | 0 | 0 | 0 | 0 | 0 | 0 | 0
0.625672April | Resource 1 | Sublap 1 | 15:00 | 6 | 72 | April | 13000 | 0 | 0 | 0 | 0 | 0 | 0 | 0 | 0 | 0 | 0 | 0 | 0 | 0 | 0 | 0 | 0 | 0 | 0 | 0 | 0 | 0 | 0 | 0 | 0 | 0 | 0 | 0 | 0 | 0 | 0 | 0 | 0 | 0 | 0 | 0 | 0 | 0 | 0 | 0 | 0 | 0 | 0 | 0 | 0 | 0 | 0 | 0 | 0
0.625672May | Resource 1 | Sublap 1 | 15:00 | 6 | 72 | May | 14000 | 0 | 0 | 0 | 0 | 0 | 0 | 0 | 0 | 0 | 0 | 0 | 0 | 0 | 0 | 0 | 0 | 0 | 0 | 0 | 0 | 0 | 0 | 0 | 0 | 0 | 0 | 0 | 0 | 0 | 0 | 0 | 0 | 0 | 0 | 0 | 0 | 0 | 0 | 0 | 0 | 0 | 0 | 0 | 0 | 0 | 0 | 0 | 0
0.625672June | Resource 1 | Sublap 1 | 15:00 | 6 | 72 | June | 15000 | 0 | 0 | 0 | 0 | 0 | 0 | 0 | 0 | 0 | 0 | 0 | 0 | 0 | 0 | 0 | 0 | 0 | 0 | 0 | 0 | 0 | 0 | 0 | 0 | 0 | 0 | 0 | 0 | 0 | 0 | 0 | 0 | 0 | 0 | 0 | 0 | 0 | 0 | 0 | 0 | 0 | 0 | 0 | 0 | 0 | 0 | 0 | 0
0.625672July | Resource 1 | Sublap 1 | 15:00 | 6 | 72 | July | 16000 | 0 | 0 | 0 | 0 | 0 | 0 | 0 | 0 | 0 | 0 | 0 | 0 | 0 | 0 | 0 | 0 | 0 | 0 | 0 | 0 | 0 | 0 | 0 | 0 | 0 | 0 | 0 | 0 | 0 | 0 | 0 | 0 | 0 | 0 | 0 | 0 | 0 | 0 | 0 | 0 | 0 | 0 | 0 | 0 | 0 | 0 | 0 | 0
0.625672August | Resource 1 | Sublap 1 | 15:00 | 6 | 72 | August | 17000 | 0 | 0 | 0 | 0 | 0 | 0 | 0 | 0 | 0 | 0 | 0 | 0 | 0 | 0 | 0 | 0 | 0 | 0 | 0 | 0 | 0 | 0 | 0 | 0 | 0 | 0 | 0 | 0 | 0 | 0 | 0 | 0 | 0 | 0 | 0 | 0 | 0 | 0 | 0 | 0 | 0 | 0 | 0 | 0 | 0 | 0 | 0 | 0
0.625672September | Resource 1 | Sublap 1 | 15:00 | 6 | 72 | September | 18000 | 0 | 0 | 0 | 0 | 0 | 0 | 0 | 0 | 0 | 0 | 0 | 0 | 0 | 0 | 0 | 0 | 0 | 0 | 0 | 0 | 0 | 0 | 0 | 0 | 0 | 0 | 0 | 0 | 0 | 0 | 0 | 0 | 0 | 0 | 0 | 0 | 0 | 0 | 0 | 0 | 0 | 0 | 0 | 0 | 0 | 0 | 0 | 0
0.625672October | Resource 1 | Sublap 1 | 15:00 | 6 | 72 | October | 19000 | 0 | 0 | 0 | 0 | 0 | 0 | 0 | 0 | 0 | 0 | 0 | 0 | 0 | 0 | 0 | 0 | 0 | 0 | 0 | 0 | 0 | 0 | 0 | 0 | 0 | 0 | 0 | 0 | 0 | 0 | 0 | 0 | 0 | 0 | 0 | 0 | 0 | 0 | 0 | 0 | 0 | 0 | 0 | 0 | 0 | 0 | 0 | 0
0.625672November | Resource 1 | Sublap 1 | 15:00 | 6 | 72 | November | 20000 | 0 | 0 | 0 | 0 | 0 | 0 | 0 | 0 | 0 | 0 | 0 | 0 | 0 | 0 | 0 | 0 | 0 | 0 | 0 | 0 | 0 | 0 | 0 | 0 | 0 | 0 | 0 | 0 | 0 | 0 | 0 | 0 | 0 | 0 | 0 | 0 | 0 | 0 | 0 | 0 | 0 | 0 | 0 | 0 | 0 | 0 | 0 | 0
0.625672December | Resource 1 | Sublap 1 | 15:00 | 6 | 72 | December | 21000 | 0 | 0 | 0 | 0 | 0 | 0 | 0 | 0 | 0 | 0 | 0 | 0 | 0 | 0 | 0 | 0 | 0 | 0 | 0 | 0 | 0 | 0 | 0 | 0 | 0 | 0 | 0 | 0 | 0 | 0 | 0 | 0 | 0 | 0 | 0 | 0 | 0 | 0 | 0 | 0 | 0 | 0 | 0 | 0 | 0 | 0 | 0 | 0
0.625673January | Resource 1 | Sublap 1 | 15:00 | 6 | 73 | January | 10000 | 0 | 0 | 0 | 0 | 0 | 0 | 0 | 0 | 0 | 0 | 0 | 0 | 0 | 0 | 0 | 0 | 0 | 0 | 0 | 0 | 0 | 0 | 0 | 0 | 0 | 0 | 0 | 0 | 0 | 0 | 0 | 0 | 0 | 0 | 0 | 0 | 0 | 0 | 0 | 0 | 0 | 0 | 0 | 0 | 0 | 0 | 0 | 0
0.625673February | Resource 1 | Sublap 1 | 15:00 | 6 | 73 | February | 11000 | 0 | 0 | 0 | 0 | 0 | 0 | 0 | 0 | 0 | 0 | 0 | 0 | 0 | 0 | 0 | 0 | 0 | 0 | 0 | 0 | 0 | 0 | 0 | 0 | 0 | 0 | 0 | 0 | 0 | 0 | 0 | 0 | 0 | 0 | 0 | 0 | 0 | 0 | 0 | 0 | 0 | 0 | 0 | 0 | 0 | 0 | 0 | 0
0.625673March | Resource 1 | Sublap 1 | 15:00 | 6 | 73 | March | 12000 | 0 | 0 | 0 | 0 | 0 | 0 | 0 | 0 | 0 | 0 | 0 | 0 | 0 | 0 | 0 | 0 | 0 | 0 | 0 | 0 | 0 | 0 | 0 | 0 | 0 | 0 | 0 | 0 | 0 | 0 | 0 | 0 | 0 | 0 | 0 | 0 | 0 | 0 | 0 | 0 | 0 | 0 | 0 | 0 | 0 | 0 | 0 | 0
0.625673April | Resource 1 | Sublap 1 | 15:00 | 6 | 73 | April | 13000 | 0 | 0 | 0 | 0 | 0 | 0 | 0 | 0 | 0 | 0 | 0 | 0 | 0 | 0 | 0 | 0 | 0 | 0 | 0 | 0 | 0 | 0 | 0 | 0 | 0 | 0 | 0 | 0 | 0 | 0 | 0 | 0 | 0 | 0 | 0 | 0 | 0 | 0 | 0 | 0 | 0 | 0 | 0 | 0 | 0 | 0 | 0 | 0
0.625673May | Resource 1 | Sublap 1 | 15:00 | 6 | 73 | May | 14000 | 0 | 0 | 0 | 0 | 0 | 0 | 0 | 0 | 0 | 0 | 0 | 0 | 0 | 0 | 0 | 0 | 0 | 0 | 0 | 0 | 0 | 0 | 0 | 0 | 0 | 0 | 0 | 0 | 0 | 0 | 0 | 0 | 0 | 0 | 0 | 0 | 0 | 0 | 0 | 0 | 0 | 0 | 0 | 0 | 0 | 0 | 0 | 0
0.625673June | Resource 1 | Sublap 1 | 15:00 | 6 | 73 | June | 15000 | 0 | 0 | 0 | 0 | 0 | 0 | 0 | 0 | 0 | 0 | 0 | 0 | 0 | 0 | 0 | 0 | 0 | 0 | 0 | 0 | 0 | 0 | 0 | 0 | 0 | 0 | 0 | 0 | 0 | 0 | 0 | 0 | 0 | 0 | 0 | 0 | 0 | 0 | 0 | 0 | 0 | 0 | 0 | 0 | 0 | 0 | 0 | 0
0.625673July | Resource 1 | Sublap 1 | 15:00 | 6 | 73 | July | 16000 | 0 | 0 | 0 | 0 | 0 | 0 | 0 | 0 | 0 | 0 | 0 | 0 | 0 | 0 | 0 | 0 | 0 | 0 | 0 | 0 | 0 | 0 | 0 | 0 | 0 | 0 | 0 | 0 | 0 | 0 | 0 | 0 | 0 | 0 | 0 | 0 | 0 | 0 | 0 | 0 | 0 | 0 | 0 | 0 | 0 | 0 | 0 | 0
0.625673August | Resource 1 | Sublap 1 | 15:00 | 6 | 73 | August | 17000 | 0 | 0 | 0 | 0 | 0 | 0 | 0 | 0 | 0 | 0 | 0 | 0 | 0 | 0 | 0 | 0 | 0 | 0 | 0 | 0 | 0 | 0 | 0 | 0 | 0 | 0 | 0 | 0 | 0 | 0 | 0 | 0 | 0 | 0 | 0 | 0 | 0 | 0 | 0 | 0 | 0 | 0 | 0 | 0 | 0 | 0 | 0 | 0
0.625673September | Resource 1 | Sublap 1 | 15:00 | 6 | 73 | September | 18000 | 0 | 0 | 0 | 0 | 0 | 0 | 0 | 0 | 0 | 0 | 0 | 0 | 0 | 0 | 0 | 0 | 0 | 0 | 0 | 0 | 0 | 0 | 0 | 0 | 0 | 0 | 0 | 0 | 0 | 0 | 0 | 0 | 0 | 0 | 0 | 0 | 0 | 0 | 0 | 0 | 0 | 0 | 0 | 0 | 0 | 0 | 0 | 0
0.625673October | Resource 1 | Sublap 1 | 15:00 | 6 | 73 | October | 19000 | 0 | 0 | 0 | 0 | 0 | 0 | 0 | 0 | 0 | 0 | 0 | 0 | 0 | 0 | 0 | 0 | 0 | 0 | 0 | 0 | 0 | 0 | 0 | 0 | 0 | 0 | 0 | 0 | 0 | 0 | 0 | 0 | 0 | 0 | 0 | 0 | 0 | 0 | 0 | 0 | 0 | 0 | 0 | 0 | 0 | 0 | 0 | 0
0.625673November | Resource 1 | Sublap 1 | 15:00 | 6 | 73 | November | 20000 | 0 | 0 | 0 | 0 | 0 | 0 | 0 | 0 | 0 | 0 | 0 | 0 | 0 | 0 | 0 | 0 | 0 | 0 | 0 | 0 | 0 | 0 | 0 | 0 | 0 | 0 | 0 | 0 | 0 | 0 | 0 | 0 | 0 | 0 | 0 | 0 | 0 | 0 | 0 | 0 | 0 | 0 | 0 | 0 | 0 | 0 | 0 | 0
0.625673December | Resource 1 | Sublap 1 | 15:00 | 6 | 73 | December | 21000 | 0 | 0 | 0 | 0 | 0 | 0 | 0 | 0 | 0 | 0 | 0 | 0 | 0 | 0 | 0 | 0 | 0 | 0 | 0 | 0 | 0 | 0 | 0 | 0 | 0 | 0 | 0 | 0 | 0 | 0 | 0 | 0 | 0 | 0 | 0 | 0 | 0 | 0 | 0 | 0 | 0 | 0 | 0 | 0 | 0 | 0 | 0 | 0
0.625674January | Resource 1 | Sublap 1 | 15:00 | 6 | 74 | January | 10000 | 0 | 0 | 0 | 0 | 0 | 0 | 0 | 0 | 0 | 0 | 0 | 0 | 0 | 0 | 0 | 0.32674 | 0.26057 | 0.2099 | 0.14272 | 0.080546 | 0.042751 | -0.14527 | -0.0029514 | 0 | 0 | 0 | 0 | 0 | 0 | 0 | 0 | 0 | 0 | 0 | 0 | 0 | 0 | 0 | 0 | 3.2674 | 2.6057 | 2.099 | 1.4272 | 0.80546 | 0.42751 | -1.4527 | -0.029514 | 0
0.625674February | Resource 1 | Sublap 1 | 15:00 | 6 | 74 | February | 11000 | 0 | 0 | 0 | 0 | 0 | 0 | 0 | 0 | 0 | 0 | 0 | 0 | 0 | 0 | 0 | 0.32674 | 0.26057 | 0.2099 | 0.14272 | 0.080546 | 0.042751 | -0.14527 | -0.0029514 | 0 | 0 | 0 | 0 | 0 | 0 | 0 | 0 | 0 | 0 | 0 | 0 | 0 | 0 | 0 | 0 | 3.5941 | 2.8663 | 2.3089 | 1.5699 | 0.88601 | 0.47026 | -1.5979 | -0.032466 | 0
0.625674March | Resource 1 | Sublap 1 | 15:00 | 6 | 74 | March | 12000 | 0 | 0 | 0 | 0 | 0 | 0 | 0 | 0 | 0 | 0 | 0 | 0 | 0 | 0 | 0 | 0.32674 | 0.26057 | 0.2099 | 0.14272 | 0.080546 | 0.042751 | -0.14527 | -0.0029514 | 0 | 0 | 0 | 0 | 0 | 0 | 0 | 0 | 0 | 0 | 0 | 0 | 0 | 0 | 0 | 0 | 3.9209 | 3.1268 | 2.5188 | 1.7126 | 0.96655 | 0.51301 | -1.7432 | -0.035417 | 0
0.625674April | Resource 1 | Sublap 1 | 15:00 | 6 | 74 | April | 13000 | 0 | 0 | 0 | 0 | 0 | 0 | 0 | 0 | 0 | 0 | 0 | 0 | 0 | 0 | 0 | 0.32674 | 0.26057 | 0.2099 | 0.14272 | 0.080546 | 0.042751 | -0.14527 | -0.0029514 | 0 | 0 | 0 | 0 | 0 | 0 | 0 | 0 | 0 | 0 | 0 | 0 | 0 | 0 | 0 | 0 | 4.2476 | 3.3874 | 2.7287 | 1.8553 | 1.0471 | 0.55576 | -1.8885 | -0.038369 | 0
0.625674May | Resource 1 | Sublap 1 | 15:00 | 6 | 74 | May | 14000 | 0 | 0 | 0 | 0 | 0 | 0 | 0 | 0 | 0 | 0 | 0 | 0 | 0 | 0 | 0 | 0.32674 | 0.26057 | 0.2099 | 0.14272 | 0.080546 | 0.042751 | -0.14527 | -0.0029514 | 0 | 0 | 0 | 0 | 0 | 0 | 0 | 0 | 0 | 0 | 0 | 0 | 0 | 0 | 0 | 0 | 4.5743 | 3.648 | 2.9386 | 1.9981 | 1.1276 | 0.59851 | -2.0338 | -0.04132 | 0
0.625674June | Resource 1 | Sublap 1 | 15:00 | 6 | 74 | June | 15000 | 0 | 0 | 0 | 0 | 0 | 0 | 0 | 0 | 0 | 0 | 0 | 0 | 0 | 0 | 0 | 0.32674 | 0.26057 | 0.2099 | 0.14272 | 0.080546 | 0.042751 | -0.14527 | -0.0029514 | 0 | 0 | 0 | 0 | 0 | 0 | 0 | 0 | 0 | 0 | 0 | 0 | 0 | 0 | 0 | 0 | 4.9011 | 3.9085 | 3.1485 | 2.1408 | 1.2082 | 0.64126 | -2.179 | -0.044272 | 0
0.625674July | Resource 1 | Sublap 1 | 15:00 | 6 | 74 | July | 16000 | 0 | 0 | 0 | 0 | 0 | 0 | 0 | 0 | 0 | 0 | 0 | 0 | 0 | 0 | 0 | 0.32674 | 0.26057 | 0.2099 | 0.14272 | 0.080546 | 0.042751 | -0.14527 | -0.0029514 | 0 | 0 | 0 | 0 | 0 | 0 | 0 | 0 | 0 | 0 | 0 | 0 | 0 | 0 | 0 | 0 | 5.2278 | 4.1691 | 3.3584 | 2.2835 | 1.2887 | 0.68401 | -2.3243 | -0.047223 | 0
0.625674August | Resource 1 | Sublap 1 | 15:00 | 6 | 74 | August | 17000 | 0 | 0 | 0 | 0 | 0 | 0 | 0 | 0 | 0 | 0 | 0 | 0 | 0 | 0 | 0 | 0.32674 | 0.26057 | 0.2099 | 0.14272 | 0.080546 | 0.042751 | -0.14527 | -0.0029514 | 0 | 0 | 0 | 0 | 0 | 0 | 0 | 0 | 0 | 0 | 0 | 0 | 0 | 0 | 0 | 0 | 5.5545 | 4.4297 | 3.5683 | 2.4262 | 1.3693 | 0.72676 | -2.4696 | -0.050174 | 0
0.625674September | Resource 1 | Sublap 1 | 15:00 | 6 | 74 | September | 18000 | 0 | 0 | 0 | 0 | 0 | 0 | 0 | 0 | 0 | 0 | 0 | 0 | 0 | 0 | 0 | 0.32674 | 0.26057 | 0.2099 | 0.14272 | 0.080546 | 0.042751 | -0.14527 | -0.0029514 | 0 | 0 | 0 | 0 | 0 | 0 | 0 | 0 | 0 | 0 | 0 | 0 | 0 | 0 | 0 | 0 | 5.8813 | 4.6902 | 3.7782 | 2.5689 | 1.4498 | 0.76951 | -2.6148 | -0.053126 | 0
0.625674October | Resource 1 | Sublap 1 | 15:00 | 6 | 74 | October | 19000 | 0 | 0 | 0 | 0 | 0 | 0 | 0 | 0 | 0 | 0 | 0 | 0 | 0 | 0 | 0 | 0.32674 | 0.26057 | 0.2099 | 0.14272 | 0.080546 | 0.042751 | -0.14527 | -0.0029514 | 0 | 0 | 0 | 0 | 0 | 0 | 0 | 0 | 0 | 0 | 0 | 0 | 0 | 0 | 0 | 0 | 6.208 | 4.9508 | 3.9881 | 2.7117 | 1.5304 | 0.81226 | -2.7601 | -0.056077 | 0
0.625674November | Resource 1 | Sublap 1 | 15:00 | 6 | 74 | November | 20000 | 0 | 0 | 0 | 0 | 0 | 0 | 0 | 0 | 0 | 0 | 0 | 0 | 0 | 0 | 0 | 0.32674 | 0.26057 | 0.2099 | 0.14272 | 0.080546 | 0.042751 | -0.14527 | -0.0029514 | 0 | 0 | 0 | 0 | 0 | 0 | 0 | 0 | 0 | 0 | 0 | 0 | 0 | 0 | 0 | 0 | 6.5348 | 5.2114 | 4.198 | 2.8544 | 1.6109 | 0.85502 | -2.9054 | -0.059029 | 0
0.625674December | Resource 1 | Sublap 1 | 15:00 | 6 | 74 | December | 21000 | 0 | 0 | 0 | 0 | 0 | 0 | 0 | 0 | 0 | 0 | 0 | 0 | 0 | 0 | 0 | 0.32674 | 0.26057 | 0.2099 | 0.14272 | 0.080546 | 0.042751 | -0.14527 | -0.0029514 | 0 | 0 | 0 | 0 | 0 | 0 | 0 | 0 | 0 | 0 | 0 | 0 | 0 | 0 | 0 | 0 | 6.8615 | 5.4719 | 4.4079 | 2.9971 | 1.6915 | 0.89777 | -3.0506 | -0.06198 | 0
0.625675January | Resource 1 | Sublap 1 | 15:00 | 6 | 75 | January | 10000 | 0 | 0 | 0 | 0 | 0 | 0 | 0 | 0 | 0 | 0 | 0 | 0 | 0 | 0 | 0 | 0.19326 | 0.147 | 0.11842 | 0.080517 | 0.045442 | 0.024119 | -0.081956 | -0.0016651 | 0 | 0 | 0 | 0 | 0 | 0 | 0 | 0 | 0 | 0 | 0 | 0 | 0 | 0 | 0 | 0 | 1.9326 | 1.47 | 1.1842 | 0.80517 | 0.45441 | 0.24119 | -0.81956 | -0.016651 | 0
0.625675February | Resource 1 | Sublap 1 | 15:00 | 6 | 75 | February | 11000 | 0 | 0 | 0 | 0 | 0 | 0 | 0 | 0 | 0 | 0 | 0 | 0 | 0 | 0 | 0 | 0.19326 | 0.147 | 0.11842 | 0.080517 | 0.045442 | 0.024119 | -0.081956 | -0.0016651 | 0 | 0 | 0 | 0 | 0 | 0 | 0 | 0 | 0 | 0 | 0 | 0 | 0 | 0 | 0 | 0 | 2.1259 | 1.6171 | 1.3026 | 0.88569 | 0.49986 | 0.26531 | -0.90151 | -0.018316 | 0
0.625675March | Resource 1 | Sublap 1 | 15:00 | 6 | 75 | March | 12000 | 0 | 0 | 0 | 0 | 0 | 0 | 0 | 0 | 0 | 0 | 0 | 0 | 0 | 0 | 0 | 0.19326 | 0.147 | 0.11842 | 0.080517 | 0.045442 | 0.024119 | -0.081956 | -0.0016651 | 0 | 0 | 0 | 0 | 0 | 0 | 0 | 0 | 0 | 0 | 0 | 0 | 0 | 0 | 0 | 0 | 2.3191 | 1.7641 | 1.421 | 0.96621 | 0.5453 | 0.28942 | -0.98347 | -0.019981 | 0
0.625675April | Resource 1 | Sublap 1 | 15:00 | 6 | 75 | April | 13000 | 0 | 0 | 0 | 0 | 0 | 0 | 0 | 0 | 0 | 0 | 0 | 0 | 0 | 0 | 0 | 0.19326 | 0.147 | 0.11842 | 0.080517 | 0.045442 | 0.024119 | -0.081956 | -0.0016651 | 0 | 0 | 0 | 0 | 0 | 0 | 0 | 0 | 0 | 0 | 0 | 0 | 0 | 0 | 0 | 0 | 2.5124 | 1.9111 | 1.5394 | 1.0467 | 0.59074 | 0.31354 | -1.0654 | -0.021646 | 0
0.625675May | Resource 1 | Sublap 1 | 15:00 | 6 | 75 | May | 14000 | 0 | 0 | 0 | 0 | 0 | 0 | 0 | 0 | 0 | 0 | 0 | 0 | 0 | 0 | 0 | 0.19326 | 0.147 | 0.11842 | 0.080517 | 0.045442 | 0.024119 | -0.081956 | -0.0016651 | 0 | 0 | 0 | 0 | 0 | 0 | 0 | 0 | 0 | 0 | 0 | 0 | 0 | 0 | 0 | 0 | 2.7057 | 2.0581 | 1.6579 | 1.1272 | 0.63618 | 0.33766 | -1.1474 | -0.023311 | 0
0.625675June | Resource 1 | Sublap 1 | 15:00 | 6 | 75 | June | 15000 | 0 | 0 | 0 | 0 | 0 | 0 | 0 | 0 | 0 | 0 | 0 | 0 | 0 | 0 | 0 | 0.19326 | 0.147 | 0.11842 | 0.080517 | 0.045442 | 0.024119 | -0.081956 | -0.0016651 | 0 | 0 | 0 | 0 | 0 | 0 | 0 | 0 | 0 | 0 | 0 | 0 | 0 | 0 | 0 | 0 | 2.8989 | 2.2051 | 1.7763 | 1.2078 | 0.68162 | 0.36178 | -1.2293 | -0.024977 | 0
0.625675July | Resource 1 | Sublap 1 | 15:00 | 6 | 75 | July | 16000 | 0 | 0 | 0 | 0 | 0 | 0 | 0 | 0 | 0 | 0 | 0 | 0 | 0 | 0 | 0 | 0.19326 | 0.147 | 0.11842 | 0.080517 | 0.045442 | 0.024119 | -0.081956 | -0.0016651 | 0 | 0 | 0 | 0 | 0 | 0 | 0 | 0 | 0 | 0 | 0 | 0 | 0 | 0 | 0 | 0 | 3.0922 | 2.3521 | 1.8947 | 1.2883 | 0.72706 | 0.3859 | -1.3113 | -0.026642 | 0
0.625675August | Resource 1 | Sublap 1 | 15:00 | 6 | 75 | August | 17000 | 0 | 0 | 0 | 0 | 0 | 0 | 0 | 0 | 0 | 0 | 0 | 0 | 0 | 0 | 0 | 0.19326 | 0.147 | 0.11842 | 0.080517 | 0.045442 | 0.024119 | -0.081956 | -0.0016651 | 0 | 0 | 0 | 0 | 0 | 0 | 0 | 0 | 0 | 0 | 0 | 0 | 0 | 0 | 0 | 0 | 3.2855 | 2.4991 | 2.0131 | 1.3688 | 0.77251 | 0.41002 | -1.3932 | -0.028307 | 0
0.625675September | Resource 1 | Sublap 1 | 15:00 | 6 | 75 | September | 18000 | 0 | 0 | 0 | 0 | 0 | 0 | 0 | 0 | 0 | 0 | 0 | 0 | 0 | 0 | 0 | 0.19326 | 0.147 | 0.11842 | 0.080517 | 0.045442 | 0.024119 | -0.081956 | -0.0016651 | 0 | 0 | 0 | 0 | 0 | 0 | 0 | 0 | 0 | 0 | 0 | 0 | 0 | 0 | 0 | 0 | 3.4787 | 2.6461 | 2.1315 | 1.4493 | 0.81795 | 0.43414 | -1.4752 | -0.029972 | 0
0.625675October | Resource 1 | Sublap 1 | 15:00 | 6 | 75 | October | 19000 | 0 | 0 | 0 | 0 | 0 | 0 | 0 | 0 | 0 | 0 | 0 | 0 | 0 | 0 | 0 | 0.19326 | 0.147 | 0.11842 | 0.080517 | 0.045442 | 0.024119 | -0.081956 | -0.0016651 | 0 | 0 | 0 | 0 | 0 | 0 | 0 | 0 | 0 | 0 | 0 | 0 | 0 | 0 | 0 | 0 | 3.672 | 2.7931 | 2.25 | 1.5298 | 0.86339 | 0.45825 | -1.5572 | -0.031637 | 0
0.625675November | Resource 1 | Sublap 1 | 15:00 | 6 | 75 | November | 20000 | 0 | 0 | 0 | 0 | 0 | 0 | 0 | 0 | 0 | 0 | 0 | 0 | 0 | 0 | 0 | 0.19326 | 0.147 | 0.11842 | 0.080517 | 0.045442 | 0.024119 | -0.081956 | -0.0016651 | 0 | 0 | 0 | 0 | 0 | 0 | 0 | 0 | 0 | 0 | 0 | 0 | 0 | 0 | 0 | 0 | 3.8652 | 2.9401 | 2.3684 | 1.6103 | 0.90883 | 0.48237 | -1.6391 | -0.033302 | 0
0.625675December | Resource 1 | Sublap 1 | 15:00 | 6 | 75 | December | 21000 | 0 | 0 | 0 | 0 | 0 | 0 | 0 | 0 | 0 | 0 | 0 | 0 | 0 | 0 | 0 | 0.19326 | 0.147 | 0.11842 | 0.080517 | 0.045442 | 0.024119 | -0.081956 | -0.0016651 | 0 | 0 | 0 | 0 | 0 | 0 | 0 | 0 | 0 | 0 | 0 | 0 | 0 | 0 | 0 | 0 | 4.0585 | 3.0871 | 2.4868 | 1.6909 | 0.95427 | 0.50649 | -1.7211 | -0.034967 | 0
0.625676January | Resource 1 | Sublap 1 | 15:00 | 6 | 76 | January | 10000 | 0 | 0 | 0 | 0 | 0 | 0 | 0 | 0 | 0 | 0 | 0 | 0 | 0 | 0 | 0 | 0.68664 | 0.48722 | 0.39247 | 0.26686 | 0.15061 | 0.079936 | -0.27163 | -0.0055187 | 0 | 0 | 0 | 0 | 0 | 0 | 0 | 0 | 0 | 0 | 0 | 0 | 0 | 0 | 0 | 0 | 6.8664 | 4.8722 | 3.9247 | 2.6686 | 1.5061 | 0.79936 | -2.7163 | -0.055187 | 0
0.625676February | Resource 1 | Sublap 1 | 15:00 | 6 | 76 | February | 11000 | 0 | 0 | 0 | 0 | 0 | 0 | 0 | 0 | 0 | 0 | 0 | 0 | 0 | 0 | 0 | 0.68664 | 0.48722 | 0.39247 | 0.26686 | 0.15061 | 0.079936 | -0.27163 | -0.0055187 | 0 | 0 | 0 | 0 | 0 | 0 | 0 | 0 | 0 | 0 | 0 | 0 | 0 | 0 | 0 | 0 | 7.553 | 5.3594 | 4.3172 | 2.9354 | 1.6567 | 0.8793 | -2.9879 | -0.060705 | 0
0.625676March | Resource 1 | Sublap 1 | 15:00 | 6 | 76 | March | 12000 | 0 | 0 | 0 | 0 | 0 | 0 | 0 | 0 | 0 | 0 | 0 | 0 | 0 | 0 | 0 | 0.68664 | 0.48722 | 0.39247 | 0.26686 | 0.15061 | 0.079936 | -0.27163 | -0.0055187 | 0 | 0 | 0 | 0 | 0 | 0 | 0 | 0 | 0 | 0 | 0 | 0 | 0 | 0 | 0 | 0 | 8.2397 | 5.8466 | 4.7097 | 3.2023 | 1.8073 | 0.95924 | -3.2595 | -0.066224 | 0
0.625676April | Resource 1 | Sublap 1 | 15:00 | 6 | 76 | April | 13000 | 0 | 0 | 0 | 0 | 0 | 0 | 0 | 0 | 0 | 0 | 0 | 0 | 0 | 0 | 0 | 0.68664 | 0.48722 | 0.39247 | 0.26686 | 0.15061 | 0.079936 | -0.27163 | -0.0055187 | 0 | 0 | 0 | 0 | 0 | 0 | 0 | 0 | 0 | 0 | 0 | 0 | 0 | 0 | 0 | 0 | 8.9263 | 6.3338 | 5.1022 | 3.4692 | 1.9579 | 1.0392 | -3.5311 | -0.071743 | 0
0.625676May | Resource 1 | Sublap 1 | 15:00 | 6 | 76 | May | 14000 | 0 | 0 | 0 | 0 | 0 | 0 | 0 | 0 | 0 | 0 | 0 | 0 | 0 | 0 | 0 | 0.68664 | 0.48722 | 0.39247 | 0.26686 | 0.15061 | 0.079936 | -0.27163 | -0.0055187 | 0 | 0 | 0 | 0 | 0 | 0 | 0 | 0 | 0 | 0 | 0 | 0 | 0 | 0 | 0 | 0 | 9.6129 | 6.821 | 5.4946 | 3.736 | 2.1085 | 1.1191 | -3.8028 | -0.077261 | 0
0.625676June | Resource 1 | Sublap 1 | 15:00 | 6 | 76 | June | 15000 | 0 | 0 | 0 | 0 | 0 | 0 | 0 | 0 | 0 | 0 | 0 | 0 | 0 | 0 | 0 | 0.68664 | 0.48722 | 0.39247 | 0.26686 | 0.15061 | 0.079936 | -0.27163 | -0.0055187 | 0 | 0 | 0 | 0 | 0 | 0 | 0 | 0 | 0 | 0 | 0 | 0 | 0 | 0 | 0 | 0 | 10.2996 | 7.3083 | 5.8871 | 4.0029 | 2.2591 | 1.199 | -4.0744 | -0.08278 | 0
0.625676July | Resource 1 | Sublap 1 | 15:00 | 6 | 76 | July | 16000 | 0 | 0 | 0 | 0 | 0 | 0 | 0 | 0 | 0 | 0 | 0 | 0 | 0 | 0 | 0 | 0.68664 | 0.48722 | 0.39247 | 0.26686 | 0.15061 | 0.079936 | -0.27163 | -0.0055187 | 0 | 0 | 0 | 0 | 0 | 0 | 0 | 0 | 0 | 0 | 0 | 0 | 0 | 0 | 0 | 0 | 10.9862 | 7.7955 | 6.2796 | 4.2697 | 2.4097 | 1.279 | -4.346 | -0.088299 | 0
0.625676August | Resource 1 | Sublap 1 | 15:00 | 6 | 76 | August | 17000 | 0 | 0 | 0 | 0 | 0 | 0 | 0 | 0 | 0 | 0 | 0 | 0 | 0 | 0 | 0 | 0.68664 | 0.48722 | 0.39247 | 0.26686 | 0.15061 | 0.079936 | -0.27163 | -0.0055187 | 0 | 0 | 0 | 0 | 0 | 0 | 0 | 0 | 0 | 0 | 0 | 0 | 0 | 0 | 0 | 0 | 11.6728 | 8.2827 | 6.6721 | 4.5366 | 2.5603 | 1.3589 | -4.6176 | -0.093817 | 0
0.625676September | Resource 1 | Sublap 1 | 15:00 | 6 | 76 | September | 18000 | 0 | 0 | 0 | 0 | 0 | 0 | 0 | 0 | 0 | 0 | 0 | 0 | 0 | 0 | 0 | 0.68664 | 0.48722 | 0.39247 | 0.26686 | 0.15061 | 0.079936 | -0.27163 | -0.0055187 | 0 | 0 | 0 | 0 | 0 | 0 | 0 | 0 | 0 | 0 | 0 | 0 | 0 | 0 | 0 | 0 | 12.3595 | 8.7699 | 7.0645 | 4.8034 | 2.7109 | 1.4389 | -4.8893 | -0.099336 | 0
0.625676October | Resource 1 | Sublap 1 | 15:00 | 6 | 76 | October | 19000 | 0 | 0 | 0 | 0 | 0 | 0 | 0 | 0 | 0 | 0 | 0 | 0 | 0 | 0 | 0 | 0.68664 | 0.48722 | 0.39247 | 0.26686 | 0.15061 | 0.079936 | -0.27163 | -0.0055187 | 0 | 0 | 0 | 0 | 0 | 0 | 0 | 0 | 0 | 0 | 0 | 0 | 0 | 0 | 0 | 0 | 13.0461 | 9.2571 | 7.457 | 5.0703 | 2.8615 | 1.5188 | -5.1609 | -0.10485 | 0
0.625676November | Resource 1 | Sublap 1 | 15:00 | 6 | 76 | November | 20000 | 0 | 0 | 0 | 0 | 0 | 0 | 0 | 0 | 0 | 0 | 0 | 0 | 0 | 0 | 0 | 0.68664 | 0.48722 | 0.39247 | 0.26686 | 0.15061 | 0.079936 | -0.27163 | -0.0055187 | 0 | 0 | 0 | 0 | 0 | 0 | 0 | 0 | 0 | 0 | 0 | 0 | 0 | 0 | 0 | 0 | 13.7327 | 9.7444 | 7.8495 | 5.3372 | 3.0121 | 1.5987 | -5.4325 | -0.11037 | 0
0.625676December | Resource 1 | Sublap 1 | 15:00 | 6 | 76 | December | 21000 | 0 | 0 | 0 | 0 | 0 | 0 | 0 | 0 | 0 | 0 | 0 | 0 | 0 | 0 | 0 | 0.68664 | 0.48722 | 0.39247 | 0.26686 | 0.15061 | 0.079936 | -0.27163 | -0.0055187 | 0 | 0 | 0 | 0 | 0 | 0 | 0 | 0 | 0 | 0 | 0 | 0 | 0 | 0 | 0 | 0 | 14.4194 | 10.2316 | 8.242 | 5.604 | 3.1627 | 1.6787 | -5.7041 | -0.11589 | 0
0.625677January | Resource 1 | Sublap 1 | 15:00 | 6 | 77 | January | 10000 | 0 | 0 | 0 | 0 | 0 | 0 | 0 | 0 | 0 | 0 | 0 | 0 | 0 | 0 | 0 | 1.16 | 0.81457 | 0.60763 | 0.41239 | 0.23161 | 0.1214 | -0.42099 | -0.0085223 | 0 | 0 | 0 | 0 | 0 | 0 | 0 | 0 | 0 | 0 | 0 | 0 | 0 | 0 | 0 | 0 | 11.5998 | 8.1457 | 6.0763 | 4.1239 | 2.3161 | 1.214 | -4.2099 | -0.085223 | 0
0.625677February | Resource 1 | Sublap 1 | 15:00 | 6 | 77 | February | 11000 | 0 | 0 | 0 | 0 | 0 | 0 | 0 | 0 | 0 | 0 | 0 | 0 | 0 | 0 | 0 | 1.16 | 0.81457 | 0.60763 | 0.41239 | 0.23161 | 0.1214 | -0.42099 | -0.0085223 | 0 | 0 | 0 | 0 | 0 | 0 | 0 | 0 | 0 | 0 | 0 | 0 | 0 | 0 | 0 | 0 | 12.7597 | 8.9603 | 6.6839 | 4.5363 | 2.5478 | 1.3354 | -4.6309 | -0.093746 | 0
0.625677March | Resource 1 | Sublap 1 | 15:00 | 6 | 77 | March | 12000 | 0 | 0 | 0 | 0 | 0 | 0 | 0 | 0 | 0 | 0 | 0 | 0 | 0 | 0 | 0 | 1.16 | 0.81457 | 0.60763 | 0.41239 | 0.23161 | 0.1214 | -0.42099 | -0.0085223 | 0 | 0 | 0 | 0 | 0 | 0 | 0 | 0 | 0 | 0 | 0 | 0 | 0 | 0 | 0 | 0 | 13.9197 | 9.7749 | 7.2916 | 4.9487 | 2.7794 | 1.4568 | -5.0519 | -0.10227 | 0
0.625677April | Resource 1 | Sublap 1 | 15:00 | 6 | 77 | April | 13000 | 0 | 0 | 0 | 0 | 0 | 0 | 0 | 0 | 0 | 0 | 0 | 0 | 0 | 0 | 0 | 1.16 | 0.81457 | 0.60763 | 0.41239 | 0.23161 | 0.1214 | -0.42099 | -0.0085223 | 0 | 0 | 0 | 0 | 0 | 0 | 0 | 0 | 0 | 0 | 0 | 0 | 0 | 0 | 0 | 0 | 15.0797 | 10.5894 | 7.8992 | 5.3611 | 3.011 | 1.5782 | -5.4729 | -0.11079 | 0
0.625677May | Resource 1 | Sublap 1 | 15:00 | 6 | 77 | May | 14000 | 0 | 0 | 0 | 0 | 0 | 0 | 0 | 0 | 0 | 0 | 0 | 0 | 0 | 0 | 0 | 1.16 | 0.81457 | 0.60763 | 0.41239 | 0.23161 | 0.1214 | -0.42099 | -0.0085223 | 0 | 0 | 0 | 0 | 0 | 0 | 0 | 0 | 0 | 0 | 0 | 0 | 0 | 0 | 0 | 0 | 16.2397 | 11.404 | 8.5068 | 5.7735 | 3.2426 | 1.6996 | -5.8939 | -0.11931 | 0
0.625677June | Resource 1 | Sublap 1 | 15:00 | 6 | 77 | June | 15000 | 0 | 0 | 0 | 0 | 0 | 0 | 0 | 0 | 0 | 0 | 0 | 0 | 0 | 0 | 0 | 1.16 | 0.81457 | 0.60763 | 0.41239 | 0.23161 | 0.1214 | -0.42099 | -0.0085223 | 0 | 0 | 0 | 0 | 0 | 0 | 0 | 0 | 0 | 0 | 0 | 0 | 0 | 0 | 0 | 0 | 17.3996 | 12.2186 | 9.1145 | 6.1859 | 3.4742 | 1.821 | -6.3149 | -0.12783 | 0
0.625677July | Resource 1 | Sublap 1 | 15:00 | 6 | 77 | July | 16000 | 0 | 0 | 0 | 0 | 0 | 0 | 0 | 0 | 0 | 0 | 0 | 0 | 0 | 0 | 0 | 1.16 | 0.81457 | 0.60763 | 0.41239 | 0.23161 | 0.1214 | -0.42099 | -0.0085223 | 0 | 0 | 0 | 0 | 0 | 0 | 0 | 0 | 0 | 0 | 0 | 0 | 0 | 0 | 0 | 0 | 18.5596 | 13.0332 | 9.7221 | 6.5983 | 3.7058 | 1.9424 | -6.7359 | -0.13636 | 0
0.625677August | Resource 1 | Sublap 1 | 15:00 | 6 | 77 | August | 17000 | 0 | 0 | 0 | 0 | 0 | 0 | 0 | 0 | 0 | 0 | 0 | 0 | 0 | 0 | 0 | 1.16 | 0.81457 | 0.60763 | 0.41239 | 0.23161 | 0.1214 | -0.42099 | -0.0085223 | 0 | 0 | 0 | 0 | 0 | 0 | 0 | 0 | 0 | 0 | 0 | 0 | 0 | 0 | 0 | 0 | 19.7196 | 13.8477 | 10.3297 | 7.0107 | 3.9374 | 2.0638 | -7.1569 | -0.14488 | 0
0.625677September | Resource 1 | Sublap 1 | 15:00 | 6 | 77 | September | 18000 | 0 | 0 | 0 | 0 | 0 | 0 | 0 | 0 | 0 | 0 | 0 | 0 | 0 | 0 | 0 | 1.16 | 0.81457 | 0.60763 | 0.41239 | 0.23161 | 0.1214 | -0.42099 | -0.0085223 | 0 | 0 | 0 | 0 | 0 | 0 | 0 | 0 | 0 | 0 | 0 | 0 | 0 | 0 | 0 | 0 | 20.8796 | 14.6623 | 10.9374 | 7.4231 | 4.1691 | 2.1852 | -7.5779 | -0.1534 | 0
0.625677October | Resource 1 | Sublap 1 | 15:00 | 6 | 77 | October | 19000 | 0 | 0 | 0 | 0 | 0 | 0 | 0 | 0 | 0 | 0 | 0 | 0 | 0 | 0 | 0 | 1.16 | 0.81457 | 0.60763 | 0.41239 | 0.23161 | 0.1214 | -0.42099 | -0.0085223 | 0 | 0 | 0 | 0 | 0 | 0 | 0 | 0 | 0 | 0 | 0 | 0 | 0 | 0 | 0 | 0 | 22.0395 | 15.4769 | 11.545 | 7.8354 | 4.4007 | 2.3066 | -7.9989 | -0.16192 | 0
0.625677November | Resource 1 | Sublap 1 | 15:00 | 6 | 77 | November | 20000 | 0 | 0 | 0 | 0 | 0 | 0 | 0 | 0 | 0 | 0 | 0 | 0 | 0 | 0 | 0 | 1.16 | 0.81457 | 0.60763 | 0.41239 | 0.23161 | 0.1214 | -0.42099 | -0.0085223 | 0 | 0 | 0 | 0 | 0 | 0 | 0 | 0 | 0 | 0 | 0 | 0 | 0 | 0 | 0 | 0 | 23.1995 | 16.2915 | 12.1526 | 8.2478 | 4.6323 | 2.428 | -8.4199 | -0.17045 | 0
0.625677December | Resource 1 | Sublap 1 | 15:00 | 6 | 77 | December | 21000 | 0 | 0 | 0 | 0 | 0 | 0 | 0 | 0 | 0 | 0 | 0 | 0 | 0 | 0 | 0 | 1.16 | 0.81457 | 0.60763 | 0.41239 | 0.23161 | 0.1214 | -0.42099 | -0.0085223 | 0 | 0 | 0 | 0 | 0 | 0 | 0 | 0 | 0 | 0 | 0 | 0 | 0 | 0 | 0 | 0 | 24.3595 | 17.106 | 12.7602 | 8.6602 | 4.8639 | 2.5494 | -8.8409 | -0.17897 | 0
0.625678January | Resource 1 | Sublap 1 | 15:00 | 6 | 78 | January | 10000 | 0 | 0 | 0 | 0 | 0 | 0 | 0 | 0 | 0 | 0 | 0 | 0 | 0 | 0 | 0 | 1.2314 | 0.86248 | 0.62459 | 0.42382 | 0.23792 | 0.12454 | -0.43279 | -0.0087579 | 0 | 0 | 0 | 0 | 0 | 0 | 0 | 0 | 0 | 0 | 0 | 0 | 0 | 0 | 0 | 0 | 12.314 | 8.6248 | 6.2459 | 4.2382 | 2.3792 | 1.2454 | -4.3279 | -0.087579 | 0
0.625678February | Resource 1 | Sublap 1 | 15:00 | 6 | 78 | February | 11000 | 0 | 0 | 0 | 0 | 0 | 0 | 0 | 0 | 0 | 0 | 0 | 0 | 0 | 0 | 0 | 1.2314 | 0.86248 | 0.62459 | 0.42382 | 0.23792 | 0.12454 | -0.43279 | -0.0087579 | 0 | 0 | 0 | 0 | 0 | 0 | 0 | 0 | 0 | 0 | 0 | 0 | 0 | 0 | 0 | 0 | 13.5454 | 9.4873 | 6.8705 | 4.662 | 2.6171 | 1.37 | -4.7607 | -0.096337 | 0
0.625678March | Resource 1 | Sublap 1 | 15:00 | 6 | 78 | March | 12000 | 0 | 0 | 0 | 0 | 0 | 0 | 0 | 0 | 0 | 0 | 0 | 0 | 0 | 0 | 0 | 1.2314 | 0.86248 | 0.62459 | 0.42382 | 0.23792 | 0.12454 | -0.43279 | -0.0087579 | 0 | 0 | 0 | 0 | 0 | 0 | 0 | 0 | 0 | 0 | 0 | 0 | 0 | 0 | 0 | 0 | 14.7768 | 10.3497 | 7.4951 | 5.0859 | 2.855 | 1.4945 | -5.1935 | -0.10509 | 0
0.625678April | Resource 1 | Sublap 1 | 15:00 | 6 | 78 | April | 13000 | 0 | 0 | 0 | 0 | 0 | 0 | 0 | 0 | 0 | 0 | 0 | 0 | 0 | 0 | 0 | 1.2314 | 0.86248 | 0.62459 | 0.42382 | 0.23792 | 0.12454 | -0.43279 | -0.0087579 | 0 | 0 | 0 | 0 | 0 | 0 | 0 | 0 | 0 | 0 | 0 | 0 | 0 | 0 | 0 | 0 | 16.0082 | 11.2122 | 8.1196 | 5.5097 | 3.0929 | 1.6191 | -5.6263 | -0.11385 | 0
0.625678May | Resource 1 | Sublap 1 | 15:00 | 6 | 78 | May | 14000 | 0 | 0 | 0 | 0 | 0 | 0 | 0 | 0 | 0 | 0 | 0 | 0 | 0 | 0 | 0 | 1.2314 | 0.86248 | 0.62459 | 0.42382 | 0.23792 | 0.12454 | -0.43279 | -0.0087579 | 0 | 0 | 0 | 0 | 0 | 0 | 0 | 0 | 0 | 0 | 0 | 0 | 0 | 0 | 0 | 0 | 17.2396 | 12.0747 | 8.7442 | 5.9335 | 3.3308 | 1.7436 | -6.0591 | -0.12261 | 0
0.625678June | Resource 1 | Sublap 1 | 15:00 | 6 | 78 | June | 15000 | 0 | 0 | 0 | 0 | 0 | 0 | 0 | 0 | 0 | 0 | 0 | 0 | 0 | 0 | 0 | 1.2314 | 0.86248 | 0.62459 | 0.42382 | 0.23792 | 0.12454 | -0.43279 | -0.0087579 | 0 | 0 | 0 | 0 | 0 | 0 | 0 | 0 | 0 | 0 | 0 | 0 | 0 | 0 | 0 | 0 | 18.471 | 12.9372 | 9.3688 | 6.3573 | 3.5687 | 1.8682 | -6.4919 | -0.13137 | 0
0.625678July | Resource 1 | Sublap 1 | 15:00 | 6 | 78 | July | 16000 | 0 | 0 | 0 | 0 | 0 | 0 | 0 | 0 | 0 | 0 | 0 | 0 | 0 | 0 | 0 | 1.2314 | 0.86248 | 0.62459 | 0.42382 | 0.23792 | 0.12454 | -0.43279 | -0.0087579 | 0 | 0 | 0 | 0 | 0 | 0 | 0 | 0 | 0 | 0 | 0 | 0 | 0 | 0 | 0 | 0 | 19.7024 | 13.7996 | 9.9934 | 6.7811 | 3.8066 | 1.9927 | -6.9247 | -0.14013 | 0
0.625678August | Resource 1 | Sublap 1 | 15:00 | 6 | 78 | August | 17000 | 0 | 0 | 0 | 0 | 0 | 0 | 0 | 0 | 0 | 0 | 0 | 0 | 0 | 0 | 0 | 1.2314 | 0.86248 | 0.62459 | 0.42382 | 0.23792 | 0.12454 | -0.43279 | -0.0087579 | 0 | 0 | 0 | 0 | 0 | 0 | 0 | 0 | 0 | 0 | 0 | 0 | 0 | 0 | 0 | 0 | 20.9338 | 14.6621 | 10.618 | 7.205 | 4.0446 | 2.1172 | -7.3575 | -0.14888 | 0
0.625678September | Resource 1 | Sublap 1 | 15:00 | 6 | 78 | September | 18000 | 0 | 0 | 0 | 0 | 0 | 0 | 0 | 0 | 0 | 0 | 0 | 0 | 0 | 0 | 0 | 1.2314 | 0.86248 | 0.62459 | 0.42382 | 0.23792 | 0.12454 | -0.43279 | -0.0087579 | 0 | 0 | 0 | 0 | 0 | 0 | 0 | 0 | 0 | 0 | 0 | 0 | 0 | 0 | 0 | 0 | 22.1652 | 15.5246 | 11.2426 | 7.6288 | 4.2825 | 2.2418 | -7.7902 | -0.15764 | 0
0.625678October | Resource 1 | Sublap 1 | 15:00 | 6 | 78 | October | 19000 | 0 | 0 | 0 | 0 | 0 | 0 | 0 | 0 | 0 | 0 | 0 | 0 | 0 | 0 | 0 | 1.2314 | 0.86248 | 0.62459 | 0.42382 | 0.23792 | 0.12454 | -0.43279 | -0.0087579 | 0 | 0 | 0 | 0 | 0 | 0 | 0 | 0 | 0 | 0 | 0 | 0 | 0 | 0 | 0 | 0 | 23.3966 | 16.3871 | 11.8672 | 8.0526 | 4.5204 | 2.3663 | -8.223 | -0.1664 | 0
0.625678November | Resource 1 | Sublap 1 | 15:00 | 6 | 78 | November | 20000 | 0 | 0 | 0 | 0 | 0 | 0 | 0 | 0 | 0 | 0 | 0 | 0 | 0 | 0 | 0 | 1.2314 | 0.86248 | 0.62459 | 0.42382 | 0.23792 | 0.12454 | -0.43279 | -0.0087579 | 0 | 0 | 0 | 0 | 0 | 0 | 0 | 0 | 0 | 0 | 0 | 0 | 0 | 0 | 0 | 0 | 24.628 | 17.2495 | 12.4918 | 8.4764 | 4.7583 | 2.4909 | -8.6558 | -0.17516 | 0
0.625678December | Resource 1 | Sublap 1 | 15:00 | 6 | 78 | December | 21000 | 0 | 0 | 0 | 0 | 0 | 0 | 0 | 0 | 0 | 0 | 0 | 0 | 0 | 0 | 0 | 1.2314 | 0.86248 | 0.62459 | 0.42382 | 0.23792 | 0.12454 | -0.43279 | -0.0087579 | 0 | 0 | 0 | 0 | 0 | 0 | 0 | 0 | 0 | 0 | 0 | 0 | 0 | 0 | 0 | 0 | 25.8594 | 18.112 | 13.1163 | 8.9002 | 4.9962 | 2.6154 | -9.0886 | -0.18392 | 0
0.625679January | Resource 1 | Sublap 1 | 15:00 | 6 | 79 | January | 10000 | 0 | 0 | 0 | 0 | 0 | 0 | 0 | 0 | 0 | 0 | 0 | 0 | 0 | 0 | 0 | 1.4582 | 1.031 | 0.69357 | 0.47032 | 0.26355 | 0.13733 | -0.48078 | -0.0097162 | 0 | 0 | 0 | 0 | 0 | 0 | 0 | 0 | 0 | 0 | 0 | 0 | 0 | 0 | 0 | 0 | 14.5817 | 10.31 | 6.9357 | 4.7032 | 2.6355 | 1.3733 | -4.8078 | -0.097162 | 0
0.625679February | Resource 1 | Sublap 1 | 15:00 | 6 | 79 | February | 11000 | 0 | 0 | 0 | 0 | 0 | 0 | 0 | 0 | 0 | 0 | 0 | 0 | 0 | 0 | 0 | 1.4582 | 1.031 | 0.69357 | 0.47032 | 0.26355 | 0.13733 | -0.48078 | -0.0097162 | 0 | 0 | 0 | 0 | 0 | 0 | 0 | 0 | 0 | 0 | 0 | 0 | 0 | 0 | 0 | 0 | 16.0398 | 11.341 | 7.6293 | 5.1735 | 2.899 | 1.5106 | -5.2886 | -0.10688 | 0
0.625679March | Resource 1 | Sublap 1 | 15:00 | 6 | 79 | March | 12000 | 0 | 0 | 0 | 0 | 0 | 0 | 0 | 0 | 0 | 0 | 0 | 0 | 0 | 0 | 0 | 1.4582 | 1.031 | 0.69357 | 0.47032 | 0.26355 | 0.13733 | -0.48078 | -0.0097162 | 0 | 0 | 0 | 0 | 0 | 0 | 0 | 0 | 0 | 0 | 0 | 0 | 0 | 0 | 0 | 0 | 17.498 | 12.372 | 8.3229 | 5.6438 | 3.1626 | 1.6479 | -5.7694 | -0.11659 | 0
0.625679April | Resource 1 | Sublap 1 | 15:00 | 6 | 79 | April | 13000 | 0 | 0 | 0 | 0 | 0 | 0 | 0 | 0 | 0 | 0 | 0 | 0 | 0 | 0 | 0 | 1.4582 | 1.031 | 0.69357 | 0.47032 | 0.26355 | 0.13733 | -0.48078 | -0.0097162 | 0 | 0 | 0 | 0 | 0 | 0 | 0 | 0 | 0 | 0 | 0 | 0 | 0 | 0 | 0 | 0 | 18.9562 | 13.4031 | 9.0164 | 6.1141 | 3.4261 | 1.7852 | -6.2502 | -0.12631 | 0
0.625679May | Resource 1 | Sublap 1 | 15:00 | 6 | 79 | May | 14000 | 0 | 0 | 0 | 0 | 0 | 0 | 0 | 0 | 0 | 0 | 0 | 0 | 0 | 0 | 0 | 1.4582 | 1.031 | 0.69357 | 0.47032 | 0.26355 | 0.13733 | -0.48078 | -0.0097162 | 0 | 0 | 0 | 0 | 0 | 0 | 0 | 0 | 0 | 0 | 0 | 0 | 0 | 0 | 0 | 0 | 20.4143 | 14.434 | 9.71 | 6.5844 | 3.6897 | 1.9226 | -6.731 | -0.13603 | 0
0.625679June | Resource 1 | Sublap 1 | 15:00 | 6 | 79 | June | 15000 | 0 | 0 | 0 | 0 | 0 | 0 | 0 | 0 | 0 | 0 | 0 | 0 | 0 | 0 | 0 | 1.4582 | 1.031 | 0.69357 | 0.47032 | 0.26355 | 0.13733 | -0.48078 | -0.0097162 | 0 | 0 | 0 | 0 | 0 | 0 | 0 | 0 | 0 | 0 | 0 | 0 | 0 | 0 | 0 | 0 | 21.8725 | 15.4651 | 10.4036 | 7.0548 | 3.9532 | 2.0599 | -7.2117 | -0.14574 | 0
0.625679July | Resource 1 | Sublap 1 | 15:00 | 6 | 79 | July | 16000 | 0 | 0 | 0 | 0 | 0 | 0 | 0 | 0 | 0 | 0 | 0 | 0 | 0 | 0 | 0 | 1.4582 | 1.031 | 0.69357 | 0.47032 | 0.26355 | 0.13733 | -0.48078 | -0.0097162 | 0 | 0 | 0 | 0 | 0 | 0 | 0 | 0 | 0 | 0 | 0 | 0 | 0 | 0 | 0 | 0 | 23.3307 | 16.4961 | 11.0971 | 7.5251 | 4.2168 | 2.1972 | -7.6925 | -0.15546 | 0
0.625679August | Resource 1 | Sublap 1 | 15:00 | 6 | 79 | August | 17000 | 0 | 0 | 0 | 0 | 0 | 0 | 0 | 0 | 0 | 0 | 0 | 0 | 0 | 0 | 0 | 1.4582 | 1.031 | 0.69357 | 0.47032 | 0.26355 | 0.13733 | -0.48078 | -0.0097162 | 0 | 0 | 0 | 0 | 0 | 0 | 0 | 0 | 0 | 0 | 0 | 0 | 0 | 0 | 0 | 0 | 24.7888 | 17.5271 | 11.7907 | 7.9954 | 4.4803 | 2.3345 | -8.1733 | -0.16518 | 0
0.625679September | Resource 1 | Sublap 1 | 15:00 | 6 | 79 | September | 18000 | 0 | 0 | 0 | 0 | 0 | 0 | 0 | 0 | 0 | 0 | 0 | 0 | 0 | 0 | 0 | 1.4582 | 1.031 | 0.69357 | 0.47032 | 0.26355 | 0.13733 | -0.48078 | -0.0097162 | 0 | 0 | 0 | 0 | 0 | 0 | 0 | 0 | 0 | 0 | 0 | 0 | 0 | 0 | 0 | 0 | 26.247 | 18.5581 | 12.4843 | 8.4657 | 4.7439 | 2.4719 | -8.6541 | -0.17489 | 0
0.625679October | Resource 1 | Sublap 1 | 15:00 | 6 | 79 | October | 19000 | 0 | 0 | 0 | 0 | 0 | 0 | 0 | 0 | 0 | 0 | 0 | 0 | 0 | 0 | 0 | 1.4582 | 1.031 | 0.69357 | 0.47032 | 0.26355 | 0.13733 | -0.48078 | -0.0097162 | 0 | 0 | 0 | 0 | 0 | 0 | 0 | 0 | 0 | 0 | 0 | 0 | 0 | 0 | 0 | 0 | 27.7052 | 19.5891 | 13.1779 | 8.936 | 5.0074 | 2.6092 | -9.1349 | -0.18461 | 0
0.625679November | Resource 1 | Sublap 1 | 15:00 | 6 | 79 | November | 20000 | 0 | 0 | 0 | 0 | 0 | 0 | 0 | 0 | 0 | 0 | 0 | 0 | 0 | 0 | 0 | 1.4582 | 1.031 | 0.69357 | 0.47032 | 0.26355 | 0.13733 | -0.48078 | -0.0097162 | 0 | 0 | 0 | 0 | 0 | 0 | 0 | 0 | 0 | 0 | 0 | 0 | 0 | 0 | 0 | 0 | 29.1633 | 20.6201 | 13.8714 | 9.4063 | 5.271 | 2.7465 | -9.6157 | -0.19432 | 0
0.625679December | Resource 1 | Sublap 1 | 15:00 | 6 | 79 | December | 21000 | 0 | 0 | 0 | 0 | 0 | 0 | 0 | 0 | 0 | 0 | 0 | 0 | 0 | 0 | 0 | 1.4582 | 1.031 | 0.69357 | 0.47032 | 0.26355 | 0.13733 | -0.48078 | -0.0097162 | 0 | 0 | 0 | 0 | 0 | 0 | 0 | 0 | 0 | 0 | 0 | 0 | 0 | 0 | 0 | 0 | 30.6215 | 21.6511 | 14.565 | 9.8767 | 5.5345 | 2.8838 | -10.0964 | -0.20404 | 0
0.625680January | Resource 1 | Sublap 1 | 15:00 | 6 | 80 | January | 10000 | 0 | 0 | 0 | 0 | 0 | 0 | 0 | 0 | 0 | 0 | 0 | 0 | 0 | 0 | 0 | 1.8444 | 1.3288 | 0.85269 | 0.57756 | 0.32268 | 0.16681 | -0.59148 | -0.011927 | 0 | 0 | 0 | 0 | 0 | 0 | 0 | 0 | 0 | 0 | 0 | 0 | 0 | 0 | 0 | 0 | 18.4441 | 13.288 | 8.5269 | 5.7756 | 3.2268 | 1.6681 | -5.9148 | -0.11927 | 0
0.625680February | Resource 1 | Sublap 1 | 15:00 | 6 | 80 | February | 11000 | 0 | 0 | 0 | 0 | 0 | 0 | 0 | 0 | 0 | 0 | 0 | 0 | 0 | 0 | 0 | 1.8444 | 1.3288 | 0.85269 | 0.57756 | 0.32268 | 0.16681 | -0.59148 | -0.011927 | 0 | 0 | 0 | 0 | 0 | 0 | 0 | 0 | 0 | 0 | 0 | 0 | 0 | 0 | 0 | 0 | 20.2885 | 14.6168 | 9.3796 | 6.3532 | 3.5495 | 1.8349 | -6.5063 | -0.13119 | 0
0.625680March | Resource 1 | Sublap 1 | 15:00 | 6 | 80 | March | 12000 | 0 | 0 | 0 | 0 | 0 | 0 | 0 | 0 | 0 | 0 | 0 | 0 | 0 | 0 | 0 | 1.8444 | 1.3288 | 0.85269 | 0.57756 | 0.32268 | 0.16681 | -0.59148 | -0.011927 | 0 | 0 | 0 | 0 | 0 | 0 | 0 | 0 | 0 | 0 | 0 | 0 | 0 | 0 | 0 | 0 | 22.1329 | 15.9456 | 10.2323 | 6.9308 | 3.8721 | 2.0017 | -7.0977 | -0.14312 | 0
0.625680April | Resource 1 | Sublap 1 | 15:00 | 6 | 80 | April | 13000 | 0 | 0 | 0 | 0 | 0 | 0 | 0 | 0 | 0 | 0 | 0 | 0 | 0 | 0 | 0 | 1.8444 | 1.3288 | 0.85269 | 0.57756 | 0.32268 | 0.16681 | -0.59148 | -0.011927 | 0 | 0 | 0 | 0 | 0 | 0 | 0 | 0 | 0 | 0 | 0 | 0 | 0 | 0 | 0 | 0 | 23.9774 | 17.2744 | 11.0849 | 7.5083 | 4.1948 | 2.1685 | -7.6892 | -0.15505 | 0
0.625680May | Resource 1 | Sublap 1 | 15:00 | 6 | 80 | May | 14000 | 0 | 0 | 0 | 0 | 0 | 0 | 0 | 0 | 0 | 0 | 0 | 0 | 0 | 0 | 0 | 1.8444 | 1.3288 | 0.85269 | 0.57756 | 0.32268 | 0.16681 | -0.59148 | -0.011927 | 0 | 0 | 0 | 0 | 0 | 0 | 0 | 0 | 0 | 0 | 0 | 0 | 0 | 0 | 0 | 0 | 25.8218 | 18.6032 | 11.9376 | 8.0859 | 4.5175 | 2.3353 | -8.2807 | -0.16697 | 0
0.625680June | Resource 1 | Sublap 1 | 15:00 | 6 | 80 | June | 15000 | 0 | 0 | 0 | 0 | 0 | 0 | 0 | 0 | 0 | 0 | 0 | 0 | 0 | 0 | 0 | 1.8444 | 1.3288 | 0.85269 | 0.57756 | 0.32268 | 0.16681 | -0.59148 | -0.011927 | 0 | 0 | 0 | 0 | 0 | 0 | 0 | 0 | 0 | 0 | 0 | 0 | 0 | 0 | 0 | 0 | 27.6662 | 19.932 | 12.7903 | 8.6635 | 4.8402 | 2.5021 | -8.8722 | -0.1789 | 0
0.625680July | Resource 1 | Sublap 1 | 15:00 | 6 | 80 | July | 16000 | 0 | 0 | 0 | 0 | 0 | 0 | 0 | 0 | 0 | 0 | 0 | 0 | 0 | 0 | 0 | 1.8444 | 1.3288 | 0.85269 | 0.57756 | 0.32268 | 0.16681 | -0.59148 | -0.011927 | 0 | 0 | 0 | 0 | 0 | 0 | 0 | 0 | 0 | 0 | 0 | 0 | 0 | 0 | 0 | 0 | 29.5106 | 21.2608 | 13.643 | 9.241 | 5.1628 | 2.6689 | -9.4637 | -0.19083 | 0
0.625680August | Resource 1 | Sublap 1 | 15:00 | 6 | 80 | August | 17000 | 0 | 0 | 0 | 0 | 0 | 0 | 0 | 0 | 0 | 0 | 0 | 0 | 0 | 0 | 0 | 1.8444 | 1.3288 | 0.85269 | 0.57756 | 0.32268 | 0.16681 | -0.59148 | -0.011927 | 0 | 0 | 0 | 0 | 0 | 0 | 0 | 0 | 0 | 0 | 0 | 0 | 0 | 0 | 0 | 0 | 31.355 | 22.5896 | 14.4957 | 9.8186 | 5.4855 | 2.8357 | -10.0551 | -0.20275 | 0
0.625680September | Resource 1 | Sublap 1 | 15:00 | 6 | 80 | September | 18000 | 0 | 0 | 0 | 0 | 0 | 0 | 0 | 0 | 0 | 0 | 0 | 0 | 0 | 0 | 0 | 1.8444 | 1.3288 | 0.85269 | 0.57756 | 0.32268 | 0.16681 | -0.59148 | -0.011927 | 0 | 0 | 0 | 0 | 0 | 0 | 0 | 0 | 0 | 0 | 0 | 0 | 0 | 0 | 0 | 0 | 33.1994 | 23.9184 | 15.3484 | 10.3962 | 5.8082 | 3.0025 | -10.6466 | -0.21468 | 0
0.625680October | Resource 1 | Sublap 1 | 15:00 | 6 | 80 | October | 19000 | 0 | 0 | 0 | 0 | 0 | 0 | 0 | 0 | 0 | 0 | 0 | 0 | 0 | 0 | 0 | 1.8444 | 1.3288 | 0.85269 | 0.57756 | 0.32268 | 0.16681 | -0.59148 | -0.011927 | 0 | 0 | 0 | 0 | 0 | 0 | 0 | 0 | 0 | 0 | 0 | 0 | 0 | 0 | 0 | 0 | 35.0438 | 25.2472 | 16.2011 | 10.9737 | 6.1309 | 3.1693 | -11.2381 | -0.22661 | 0
0.625680November | Resource 1 | Sublap 1 | 15:00 | 6 | 80 | November | 20000 | 0 | 0 | 0 | 0 | 0 | 0 | 0 | 0 | 0 | 0 | 0 | 0 | 0 | 0 | 0 | 1.8444 | 1.3288 | 0.85269 | 0.57756 | 0.32268 | 0.16681 | -0.59148 | -0.011927 | 0 | 0 | 0 | 0 | 0 | 0 | 0 | 0 | 0 | 0 | 0 | 0 | 0 | 0 | 0 | 0 | 36.8882 | 26.576 | 17.0538 | 11.5513 | 6.4535 | 3.3362 | -11.8296 | -0.23853 | 0
0.625680December | Resource 1 | Sublap 1 | 15:00 | 6 | 80 | December | 21000 | 0 | 0 | 0 | 0 | 0 | 0 | 0 | 0 | 0 | 0 | 0 | 0 | 0 | 0 | 0 | 1.8444 | 1.3288 | 0.85269 | 0.57756 | 0.32268 | 0.16681 | -0.59148 | -0.011927 | 0 | 0 | 0 | 0 | 0 | 0 | 0 | 0 | 0 | 0 | 0 | 0 | 0 | 0 | 0 | 0 | 38.7326 | 27.9048 | 17.9064 | 12.1288 | 6.7762 | 3.503 | -12.421 | -0.25046 | 0
0.625681January | Resource 1 | Sublap 1 | 15:00 | 6 | 81 | January | 10000 | 0 | 0 | 0 | 0 | 0 | 0 | 0 | 0 | 0 | 0 | 0 | 0 | 0 | 0 | 0 | 2.4554 | 1.8131 | 1.1881 | 0.71412 | 0.39796 | 0.20435 | -0.73242 | -0.014741 | 0 | 0 | 0 | 0 | 0 | 0 | 0 | 0 | 0 | 0 | 0 | 0 | 0 | 0 | 0 | 0 | 24.5541 | 18.1312 | 11.8809 | 7.1412 | 3.9796 | 2.0435 | -7.3242 | -0.14741 | 0
0.625681February | Resource 1 | Sublap 1 | 15:00 | 6 | 81 | February | 11000 | 0 | 0 | 0 | 0 | 0 | 0 | 0 | 0 | 0 | 0 | 0 | 0 | 0 | 0 | 0 | 2.4554 | 1.8131 | 1.1881 | 0.71412 | 0.39796 | 0.20435 | -0.73242 | -0.014741 | 0 | 0 | 0 | 0 | 0 | 0 | 0 | 0 | 0 | 0 | 0 | 0 | 0 | 0 | 0 | 0 | 27.0095 | 19.9444 | 13.069 | 7.8553 | 4.3776 | 2.2478 | -8.0567 | -0.16215 | 0
0.625681March | Resource 1 | Sublap 1 | 15:00 | 6 | 81 | March | 12000 | 0 | 0 | 0 | 0 | 0 | 0 | 0 | 0 | 0 | 0 | 0 | 0 | 0 | 0 | 0 | 2.4554 | 1.8131 | 1.1881 | 0.71412 | 0.39796 | 0.20435 | -0.73242 | -0.014741 | 0 | 0 | 0 | 0 | 0 | 0 | 0 | 0 | 0 | 0 | 0 | 0 | 0 | 0 | 0 | 0 | 29.465 | 21.7575 | 14.2571 | 8.5694 | 4.7755 | 2.4522 | -8.7891 | -0.17689 | 0
0.625681April | Resource 1 | Sublap 1 | 15:00 | 6 | 81 | April | 13000 | 0 | 0 | 0 | 0 | 0 | 0 | 0 | 0 | 0 | 0 | 0 | 0 | 0 | 0 | 0 | 2.4554 | 1.8131 | 1.1881 | 0.71412 | 0.39796 | 0.20435 | -0.73242 | -0.014741 | 0 | 0 | 0 | 0 | 0 | 0 | 0 | 0 | 0 | 0 | 0 | 0 | 0 | 0 | 0 | 0 | 31.9204 | 23.5706 | 15.4452 | 9.2835 | 5.1735 | 2.6565 | -9.5215 | -0.19163 | 0
0.625681May | Resource 1 | Sublap 1 | 15:00 | 6 | 81 | May | 14000 | 0 | 0 | 0 | 0 | 0 | 0 | 0 | 0 | 0 | 0 | 0 | 0 | 0 | 0 | 0 | 2.4554 | 1.8131 | 1.1881 | 0.71412 | 0.39796 | 0.20435 | -0.73242 | -0.014741 | 0 | 0 | 0 | 0 | 0 | 0 | 0 | 0 | 0 | 0 | 0 | 0 | 0 | 0 | 0 | 0 | 34.3758 | 25.3837 | 16.6333 | 9.9976 | 5.5715 | 2.8609 | -10.2539 | -0.20638 | 0
0.625681June | Resource 1 | Sublap 1 | 15:00 | 6 | 81 | June | 15000 | 0 | 0 | 0 | 0 | 0 | 0 | 0 | 0 | 0 | 0 | 0 | 0 | 0 | 0 | 0 | 2.4554 | 1.8131 | 1.1881 | 0.71412 | 0.39796 | 0.20435 | -0.73242 | -0.014741 | 0 | 0 | 0 | 0 | 0 | 0 | 0 | 0 | 0 | 0 | 0 | 0 | 0 | 0 | 0 | 0 | 36.8312 | 27.1969 | 17.8213 | 10.7118 | 5.9694 | 3.0652 | -10.9864 | -0.22112 | 0
0.625681July | Resource 1 | Sublap 1 | 15:00 | 6 | 81 | July | 16000 | 0 | 0 | 0 | 0 | 0 | 0 | 0 | 0 | 0 | 0 | 0 | 0 | 0 | 0 | 0 | 2.4554 | 1.8131 | 1.1881 | 0.71412 | 0.39796 | 0.20435 | -0.73242 | -0.014741 | 0 | 0 | 0 | 0 | 0 | 0 | 0 | 0 | 0 | 0 | 0 | 0 | 0 | 0 | 0 | 0 | 39.2866 | 29.01 | 19.0094 | 11.4259 | 6.3674 | 3.2695 | -11.7188 | -0.23586 | 0
0.625681August | Resource 1 | Sublap 1 | 15:00 | 6 | 81 | August | 17000 | 0 | 0 | 0 | 0 | 0 | 0 | 0 | 0 | 0 | 0 | 0 | 0 | 0 | 0 | 0 | 2.4554 | 1.8131 | 1.1881 | 0.71412 | 0.39796 | 0.20435 | -0.73242 | -0.014741 | 0 | 0 | 0 | 0 | 0 | 0 | 0 | 0 | 0 | 0 | 0 | 0 | 0 | 0 | 0 | 0 | 41.742 | 30.8231 | 20.1975 | 12.14 | 6.7654 | 3.4739 | -12.4512 | -0.2506 | 0
0.625681September | Resource 1 | Sublap 1 | 15:00 | 6 | 81 | September | 18000 | 0 | 0 | 0 | 0 | 0 | 0 | 0 | 0 | 0 | 0 | 0 | 0 | 0 | 0 | 0 | 2.4554 | 1.8131 | 1.1881 | 0.71412 | 0.39796 | 0.20435 | -0.73242 | -0.014741 | 0 | 0 | 0 | 0 | 0 | 0 | 0 | 0 | 0 | 0 | 0 | 0 | 0 | 0 | 0 | 0 | 44.1974 | 32.6362 | 21.3856 | 12.8541 | 7.1633 | 3.6782 | -13.1836 | -0.26534 | 0
0.625681October | Resource 1 | Sublap 1 | 15:00 | 6 | 81 | October | 19000 | 0 | 0 | 0 | 0 | 0 | 0 | 0 | 0 | 0 | 0 | 0 | 0 | 0 | 0 | 0 | 2.4554 | 1.8131 | 1.1881 | 0.71412 | 0.39796 | 0.20435 | -0.73242 | -0.014741 | 0 | 0 | 0 | 0 | 0 | 0 | 0 | 0 | 0 | 0 | 0 | 0 | 0 | 0 | 0 | 0 | 46.6529 | 34.4493 | 22.5737 | 13.5682 | 7.5613 | 3.8826 | -13.9161 | -0.28008 | 0
0.625681November | Resource 1 | Sublap 1 | 15:00 | 6 | 81 | November | 20000 | 0 | 0 | 0 | 0 | 0 | 0 | 0 | 0 | 0 | 0 | 0 | 0 | 0 | 0 | 0 | 2.4554 | 1.8131 | 1.1881 | 0.71412 | 0.39796 | 0.20435 | -0.73242 | -0.014741 | 0 | 0 | 0 | 0 | 0 | 0 | 0 | 0 | 0 | 0 | 0 | 0 | 0 | 0 | 0 | 0 | 49.1083 | 36.2625 | 23.7618 | 14.2823 | 7.9592 | 4.0869 | -14.6485 | -0.29482 | 0
0.625681December | Resource 1 | Sublap 1 | 15:00 | 6 | 81 | December | 21000 | 0 | 0 | 0 | 0 | 0 | 0 | 0 | 0 | 0 | 0 | 0 | 0 | 0 | 0 | 0 | 2.4554 | 1.8131 | 1.1881 | 0.71412 | 0.39796 | 0.20435 | -0.73242 | -0.014741 | 0 | 0 | 0 | 0 | 0 | 0 | 0 | 0 | 0 | 0 | 0 | 0 | 0 | 0 | 0 | 0 | 51.5637 | 38.0756 | 24.9499 | 14.9965 | 8.3572 | 4.2913 | -15.3809 | -0.30956 | 0
0.625682January | Resource 1 | Sublap 1 | 15:00 | 6 | 82 | January | 10000 | 0 | 0 | 0 | 0 | 0 | 0 | 0 | 0 | 0 | 0 | 0 | 0 | 0 | 0 | 0 | 2.6833 | 1.9981 | 1.3126 | 0.74372 | 0.41428 | 0.21249 | -0.76298 | -0.015351 | 0 | 0 | 0 | 0 | 0 | 0 | 0 | 0 | 0 | 0 | 0 | 0 | 0 | 0 | 0 | 0 | 26.8333 | 19.9805 | 13.1255 | 7.4372 | 4.1428 | 2.1249 | -7.6298 | -0.15351 | 0
0.625682February | Resource 1 | Sublap 1 | 15:00 | 6 | 82 | February | 11000 | 0 | 0 | 0 | 0 | 0 | 0 | 0 | 0 | 0 | 0 | 0 | 0 | 0 | 0 | 0 | 2.6833 | 1.9981 | 1.3126 | 0.74372 | 0.41428 | 0.21249 | -0.76298 | -0.015351 | 0 | 0 | 0 | 0 | 0 | 0 | 0 | 0 | 0 | 0 | 0 | 0 | 0 | 0 | 0 | 0 | 29.5166 | 21.9786 | 14.4381 | 8.181 | 4.5571 | 2.3373 | -8.3928 | -0.16886 | 0
0.625682March | Resource 1 | Sublap 1 | 15:00 | 6 | 82 | March | 12000 | 0 | 0 | 0 | 0 | 0 | 0 | 0 | 0 | 0 | 0 | 0 | 0 | 0 | 0 | 0 | 2.6833 | 1.9981 | 1.3126 | 0.74372 | 0.41428 | 0.21249 | -0.76298 | -0.015351 | 0 | 0 | 0 | 0 | 0 | 0 | 0 | 0 | 0 | 0 | 0 | 0 | 0 | 0 | 0 | 0 | 32.2 | 23.9766 | 15.7506 | 8.9247 | 4.9714 | 2.5498 | -9.1558 | -0.18422 | 0
0.625682April | Resource 1 | Sublap 1 | 15:00 | 6 | 82 | April | 13000 | 0 | 0 | 0 | 0 | 0 | 0 | 0 | 0 | 0 | 0 | 0 | 0 | 0 | 0 | 0 | 2.6833 | 1.9981 | 1.3126 | 0.74372 | 0.41428 | 0.21249 | -0.76298 | -0.015351 | 0 | 0 | 0 | 0 | 0 | 0 | 0 | 0 | 0 | 0 | 0 | 0 | 0 | 0 | 0 | 0 | 34.8833 | 25.9747 | 17.0632 | 9.6684 | 5.3857 | 2.7623 | -9.9188 | -0.19957 | 0
0.625682May | Resource 1 | Sublap 1 | 15:00 | 6 | 82 | May | 14000 | 0 | 0 | 0 | 0 | 0 | 0 | 0 | 0 | 0 | 0 | 0 | 0 | 0 | 0 | 0 | 2.6833 | 1.9981 | 1.3126 | 0.74372 | 0.41428 | 0.21249 | -0.76298 | -0.015351 | 0 | 0 | 0 | 0 | 0 | 0 | 0 | 0 | 0 | 0 | 0 | 0 | 0 | 0 | 0 | 0 | 37.5666 | 27.9727 | 18.3757 | 10.4121 | 5.8 | 2.9748 | -10.6818 | -0.21492 | 0
0.625682June | Resource 1 | Sublap 1 | 15:00 | 6 | 82 | June | 15000 | 0 | 0 | 0 | 0 | 0 | 0 | 0 | 0 | 0 | 0 | 0 | 0 | 0 | 0 | 0 | 2.6833 | 1.9981 | 1.3126 | 0.74372 | 0.41428 | 0.21249 | -0.76298 | -0.015351 | 0 | 0 | 0 | 0 | 0 | 0 | 0 | 0 | 0 | 0 | 0 | 0 | 0 | 0 | 0 | 0 | 40.25 | 29.9708 | 19.6883 | 11.1558 | 6.2143 | 3.1873 | -11.4447 | -0.23027 | 0
0.625682July | Resource 1 | Sublap 1 | 15:00 | 6 | 82 | July | 16000 | 0 | 0 | 0 | 0 | 0 | 0 | 0 | 0 | 0 | 0 | 0 | 0 | 0 | 0 | 0 | 2.6833 | 1.9981 | 1.3126 | 0.74372 | 0.41428 | 0.21249 | -0.76298 | -0.015351 | 0 | 0 | 0 | 0 | 0 | 0 | 0 | 0 | 0 | 0 | 0 | 0 | 0 | 0 | 0 | 0 | 42.9333 | 31.9688 | 21.0008 | 11.8996 | 6.6286 | 3.3998 | -12.2077 | -0.24562 | 0
0.625682August | Resource 1 | Sublap 1 | 15:00 | 6 | 82 | August | 17000 | 0 | 0 | 0 | 0 | 0 | 0 | 0 | 0 | 0 | 0 | 0 | 0 | 0 | 0 | 0 | 2.6833 | 1.9981 | 1.3126 | 0.74372 | 0.41428 | 0.21249 | -0.76298 | -0.015351 | 0 | 0 | 0 | 0 | 0 | 0 | 0 | 0 | 0 | 0 | 0 | 0 | 0 | 0 | 0 | 0 | 45.6166 | 33.9669 | 22.3133 | 12.6433 | 7.0428 | 3.6123 | -12.9707 | -0.26097 | 0
0.625682September | Resource 1 | Sublap 1 | 15:00 | 6 | 82 | September | 18000 | 0 | 0 | 0 | 0 | 0 | 0 | 0 | 0 | 0 | 0 | 0 | 0 | 0 | 0 | 0 | 2.6833 | 1.9981 | 1.3126 | 0.74372 | 0.41428 | 0.21249 | -0.76298 | -0.015351 | 0 | 0 | 0 | 0 | 0 | 0 | 0 | 0 | 0 | 0 | 0 | 0 | 0 | 0 | 0 | 0 | 48.3 | 35.965 | 23.6259 | 13.387 | 7.4571 | 3.8247 | -13.7337 | -0.27632 | 0
0.625682October | Resource 1 | Sublap 1 | 15:00 | 6 | 82 | October | 19000 | 0 | 0 | 0 | 0 | 0 | 0 | 0 | 0 | 0 | 0 | 0 | 0 | 0 | 0 | 0 | 2.6833 | 1.9981 | 1.3126 | 0.74372 | 0.41428 | 0.21249 | -0.76298 | -0.015351 | 0 | 0 | 0 | 0 | 0 | 0 | 0 | 0 | 0 | 0 | 0 | 0 | 0 | 0 | 0 | 0 | 50.9833 | 37.963 | 24.9384 | 14.1308 | 7.8714 | 4.0372 | -14.4967 | -0.29167 | 0
0.625682November | Resource 1 | Sublap 1 | 15:00 | 6 | 82 | November | 20000 | 0 | 0 | 0 | 0 | 0 | 0 | 0 | 0 | 0 | 0 | 0 | 0 | 0 | 0 | 0 | 2.6833 | 1.9981 | 1.3126 | 0.74372 | 0.41428 | 0.21249 | -0.76298 | -0.015351 | 0 | 0 | 0 | 0 | 0 | 0 | 0 | 0 | 0 | 0 | 0 | 0 | 0 | 0 | 0 | 0 | 53.6666 | 39.9611 | 26.251 | 14.8745 | 8.2857 | 4.2497 | -15.2597 | -0.30703 | 0
0.625682December | Resource 1 | Sublap 1 | 15:00 | 6 | 82 | December | 21000 | 0 | 0 | 0 | 0 | 0 | 0 | 0 | 0 | 0 | 0 | 0 | 0 | 0 | 0 | 0 | 2.6833 | 1.9981 | 1.3126 | 0.74372 | 0.41428 | 0.21249 | -0.76298 | -0.015351 | 0 | 0 | 0 | 0 | 0 | 0 | 0 | 0 | 0 | 0 | 0 | 0 | 0 | 0 | 0 | 0 | 56.35 | 41.9591 | 27.5635 | 15.6182 | 8.7 | 4.4622 | -16.0226 | -0.32238 | 0
0.625683January | Resource 1 | Sublap 1 | 15:00 | 6 | 83 | January | 10000 | 0 | 0 | 0 | 0 | 0 | 0 | 0 | 0 | 0 | 0 | 0 | 0 | 0 | 0 | 0 | 3.1002 | 2.4176 | 1.6791 | 0.84074 | 0.46777 | 0.23915 | -0.86312 | -0.017351 | 0 | 0 | 0 | 0 | 0 | 0 | 0 | 0 | 0 | 0 | 0 | 0 | 0 | 0 | 0 | 0 | 31.0016 | 24.1762 | 16.7912 | 8.4074 | 4.6777 | 2.3915 | -8.6312 | -0.17351 | 0
0.625683February | Resource 1 | Sublap 1 | 15:00 | 6 | 83 | February | 11000 | 0 | 0 | 0 | 0 | 0 | 0 | 0 | 0 | 0 | 0 | 0 | 0 | 0 | 0 | 0 | 3.1002 | 2.4176 | 1.6791 | 0.84074 | 0.46777 | 0.23915 | -0.86312 | -0.017351 | 0 | 0 | 0 | 0 | 0 | 0 | 0 | 0 | 0 | 0 | 0 | 0 | 0 | 0 | 0 | 0 | 34.1018 | 26.5938 | 18.4703 | 9.2481 | 5.1455 | 2.6307 | -9.4943 | -0.19086 | 0
0.625683March | Resource 1 | Sublap 1 | 15:00 | 6 | 83 | March | 12000 | 0 | 0 | 0 | 0 | 0 | 0 | 0 | 0 | 0 | 0 | 0 | 0 | 0 | 0 | 0 | 3.1002 | 2.4176 | 1.6791 | 0.84074 | 0.46777 | 0.23915 | -0.86312 | -0.017351 | 0 | 0 | 0 | 0 | 0 | 0 | 0 | 0 | 0 | 0 | 0 | 0 | 0 | 0 | 0 | 0 | 37.202 | 29.0114 | 20.1494 | 10.0888 | 5.6132 | 2.8699 | -10.3574 | -0.20821 | 0
0.625683April | Resource 1 | Sublap 1 | 15:00 | 6 | 83 | April | 13000 | 0 | 0 | 0 | 0 | 0 | 0 | 0 | 0 | 0 | 0 | 0 | 0 | 0 | 0 | 0 | 3.1002 | 2.4176 | 1.6791 | 0.84074 | 0.46777 | 0.23915 | -0.86312 | -0.017351 | 0 | 0 | 0 | 0 | 0 | 0 | 0 | 0 | 0 | 0 | 0 | 0 | 0 | 0 | 0 | 0 | 40.3021 | 31.4291 | 21.8285 | 10.9296 | 6.081 | 3.109 | -11.2205 | -0.22556 | 0
0.625683May | Resource 1 | Sublap 1 | 15:00 | 6 | 83 | May | 14000 | 0 | 0 | 0 | 0 | 0 | 0 | 0 | 0 | 0 | 0 | 0 | 0 | 0 | 0 | 0 | 3.1002 | 2.4176 | 1.6791 | 0.84074 | 0.46777 | 0.23915 | -0.86312 | -0.017351 | 0 | 0 | 0 | 0 | 0 | 0 | 0 | 0 | 0 | 0 | 0 | 0 | 0 | 0 | 0 | 0 | 43.4023 | 33.8467 | 23.5077 | 11.7703 | 6.5488 | 3.3482 | -12.0836 | -0.24291 | 0
0.625683June | Resource 1 | Sublap 1 | 15:00 | 6 | 83 | June | 15000 | 0 | 0 | 0 | 0 | 0 | 0 | 0 | 0 | 0 | 0 | 0 | 0 | 0 | 0 | 0 | 3.1002 | 2.4176 | 1.6791 | 0.84074 | 0.46777 | 0.23915 | -0.86312 | -0.017351 | 0 | 0 | 0 | 0 | 0 | 0 | 0 | 0 | 0 | 0 | 0 | 0 | 0 | 0 | 0 | 0 | 46.5025 | 36.2643 | 25.1868 | 12.6111 | 7.0166 | 3.5873 | -12.9467 | -0.26026 | 0
0.625683July | Resource 1 | Sublap 1 | 15:00 | 6 | 83 | July | 16000 | 0 | 0 | 0 | 0 | 0 | 0 | 0 | 0 | 0 | 0 | 0 | 0 | 0 | 0 | 0 | 3.1002 | 2.4176 | 1.6791 | 0.84074 | 0.46777 | 0.23915 | -0.86312 | -0.017351 | 0 | 0 | 0 | 0 | 0 | 0 | 0 | 0 | 0 | 0 | 0 | 0 | 0 | 0 | 0 | 0 | 49.6026 | 38.6819 | 26.8659 | 13.4518 | 7.4843 | 3.8265 | -13.8099 | -0.27761 | 0
0.625683August | Resource 1 | Sublap 1 | 15:00 | 6 | 83 | August | 17000 | 0 | 0 | 0 | 0 | 0 | 0 | 0 | 0 | 0 | 0 | 0 | 0 | 0 | 0 | 0 | 3.1002 | 2.4176 | 1.6791 | 0.84074 | 0.46777 | 0.23915 | -0.86312 | -0.017351 | 0 | 0 | 0 | 0 | 0 | 0 | 0 | 0 | 0 | 0 | 0 | 0 | 0 | 0 | 0 | 0 | 52.7028 | 41.0996 | 28.545 | 14.2925 | 7.9521 | 4.0656 | -14.673 | -0.29496 | 0
0.625683September | Resource 1 | Sublap 1 | 15:00 | 6 | 83 | September | 18000 | 0 | 0 | 0 | 0 | 0 | 0 | 0 | 0 | 0 | 0 | 0 | 0 | 0 | 0 | 0 | 3.1002 | 2.4176 | 1.6791 | 0.84074 | 0.46777 | 0.23915 | -0.86312 | -0.017351 | 0 | 0 | 0 | 0 | 0 | 0 | 0 | 0 | 0 | 0 | 0 | 0 | 0 | 0 | 0 | 0 | 55.8029 | 43.5172 | 30.2241 | 15.1333 | 8.4199 | 4.3048 | -15.5361 | -0.31231 | 0
0.625683October | Resource 1 | Sublap 1 | 15:00 | 6 | 83 | October | 19000 | 0 | 0 | 0 | 0 | 0 | 0 | 0 | 0 | 0 | 0 | 0 | 0 | 0 | 0 | 0 | 3.1002 | 2.4176 | 1.6791 | 0.84074 | 0.46777 | 0.23915 | -0.86312 | -0.017351 | 0 | 0 | 0 | 0 | 0 | 0 | 0 | 0 | 0 | 0 | 0 | 0 | 0 | 0 | 0 | 0 | 58.9031 | 45.9348 | 31.9032 | 15.974 | 8.8876 | 4.5439 | -16.3992 | -0.32967 | 0
0.625683November | Resource 1 | Sublap 1 | 15:00 | 6 | 83 | November | 20000 | 0 | 0 | 0 | 0 | 0 | 0 | 0 | 0 | 0 | 0 | 0 | 0 | 0 | 0 | 0 | 3.1002 | 2.4176 | 1.6791 | 0.84074 | 0.46777 | 0.23915 | -0.86312 | -0.017351 | 0 | 0 | 0 | 0 | 0 | 0 | 0 | 0 | 0 | 0 | 0 | 0 | 0 | 0 | 0 | 0 | 62.0033 | 48.3524 | 33.5824 | 16.8147 | 9.3554 | 4.7831 | -17.2623 | -0.34702 | 0
0.625683December | Resource 1 | Sublap 1 | 15:00 | 6 | 83 | December | 21000 | 0 | 0 | 0 | 0 | 0 | 0 | 0 | 0 | 0 | 0 | 0 | 0 | 0 | 0 | 0 | 3.1002 | 2.4176 | 1.6791 | 0.84074 | 0.46777 | 0.23915 | -0.86312 | -0.017351 | 0 | 0 | 0 | 0 | 0 | 0 | 0 | 0 | 0 | 0 | 0 | 0 | 0 | 0 | 0 | 0 | 65.1034 | 50.77 | 35.2615 | 17.6555 | 9.8232 | 5.0222 | -18.1254 | -0.36437 | 0
0.625684January | Resource 1 | Sublap 1 | 15:00 | 6 | 84 | January | 10000 | 0 | 0 | 0 | 0 | 0 | 0 | 0 | 0 | 0 | 0 | 0 | 0 | 0 | 0 | 0 | 3.4179 | 2.5712 | 1.6829 | 0.87742 | 0.488 | 0.24924 | -0.90098 | -0.018107 | 0 | 0 | 0 | 0 | 0 | 0 | 0 | 0 | 0 | 0 | 0 | 0 | 0 | 0 | 0 | 0 | 34.1789 | 25.7119 | 16.8294 | 8.7742 | 4.88 | 2.4924 | -9.0098 | -0.18107 | 0
0.625684February | Resource 1 | Sublap 1 | 15:00 | 6 | 84 | February | 11000 | 0 | 0 | 0 | 0 | 0 | 0 | 0 | 0 | 0 | 0 | 0 | 0 | 0 | 0 | 0 | 3.4179 | 2.5712 | 1.6829 | 0.87742 | 0.488 | 0.24924 | -0.90098 | -0.018107 | 0 | 0 | 0 | 0 | 0 | 0 | 0 | 0 | 0 | 0 | 0 | 0 | 0 | 0 | 0 | 0 | 37.5968 | 28.2831 | 18.5123 | 9.6517 | 5.368 | 2.7416 | -9.9108 | -0.19918 | 0
0.625684March | Resource 1 | Sublap 1 | 15:00 | 6 | 84 | March | 12000 | 0 | 0 | 0 | 0 | 0 | 0 | 0 | 0 | 0 | 0 | 0 | 0 | 0 | 0 | 0 | 3.4179 | 2.5712 | 1.6829 | 0.87742 | 0.488 | 0.24924 | -0.90098 | -0.018107 | 0 | 0 | 0 | 0 | 0 | 0 | 0 | 0 | 0 | 0 | 0 | 0 | 0 | 0 | 0 | 0 | 41.0147 | 30.8543 | 20.1952 | 10.5291 | 5.856 | 2.9909 | -10.8118 | -0.21728 | 0
0.625684April | Resource 1 | Sublap 1 | 15:00 | 6 | 84 | April | 13000 | 0 | 0 | 0 | 0 | 0 | 0 | 0 | 0 | 0 | 0 | 0 | 0 | 0 | 0 | 0 | 3.4179 | 2.5712 | 1.6829 | 0.87742 | 0.488 | 0.24924 | -0.90098 | -0.018107 | 0 | 0 | 0 | 0 | 0 | 0 | 0 | 0 | 0 | 0 | 0 | 0 | 0 | 0 | 0 | 0 | 44.4326 | 33.4255 | 21.8782 | 11.4065 | 6.344 | 3.2401 | -11.7128 | -0.23539 | 0
0.625684May | Resource 1 | Sublap 1 | 15:00 | 6 | 84 | May | 14000 | 0 | 0 | 0 | 0 | 0 | 0 | 0 | 0 | 0 | 0 | 0 | 0 | 0 | 0 | 0 | 3.4179 | 2.5712 | 1.6829 | 0.87742 | 0.488 | 0.24924 | -0.90098 | -0.018107 | 0 | 0 | 0 | 0 | 0 | 0 | 0 | 0 | 0 | 0 | 0 | 0 | 0 | 0 | 0 | 0 | 47.8505 | 35.9967 | 23.5611 | 12.2839 | 6.832 | 3.4894 | -12.6138 | -0.2535 | 0
0.625684June | Resource 1 | Sublap 1 | 15:00 | 6 | 84 | June | 15000 | 0 | 0 | 0 | 0 | 0 | 0 | 0 | 0 | 0 | 0 | 0 | 0 | 0 | 0 | 0 | 3.4179 | 2.5712 | 1.6829 | 0.87742 | 0.488 | 0.24924 | -0.90098 | -0.018107 | 0 | 0 | 0 | 0 | 0 | 0 | 0 | 0 | 0 | 0 | 0 | 0 | 0 | 0 | 0 | 0 | 51.2684 | 38.5679 | 25.244 | 13.1614 | 7.32 | 3.7386 | -13.5147 | -0.2716 | 0
0.625684July | Resource 1 | Sublap 1 | 15:00 | 6 | 84 | July | 16000 | 0 | 0 | 0 | 0 | 0 | 0 | 0 | 0 | 0 | 0 | 0 | 0 | 0 | 0 | 0 | 3.4179 | 2.5712 | 1.6829 | 0.87742 | 0.488 | 0.24924 | -0.90098 | -0.018107 | 0 | 0 | 0 | 0 | 0 | 0 | 0 | 0 | 0 | 0 | 0 | 0 | 0 | 0 | 0 | 0 | 54.6863 | 41.1391 | 26.927 | 14.0388 | 7.8079 | 3.9878 | -14.4157 | -0.28971 | 0
0.625684August | Resource 1 | Sublap 1 | 15:00 | 6 | 84 | August | 17000 | 0 | 0 | 0 | 0 | 0 | 0 | 0 | 0 | 0 | 0 | 0 | 0 | 0 | 0 | 0 | 3.4179 | 2.5712 | 1.6829 | 0.87742 | 0.488 | 0.24924 | -0.90098 | -0.018107 | 0 | 0 | 0 | 0 | 0 | 0 | 0 | 0 | 0 | 0 | 0 | 0 | 0 | 0 | 0 | 0 | 58.1042 | 43.7103 | 28.6099 | 14.9162 | 8.2959 | 4.2371 | -15.3167 | -0.30782 | 0
0.625684September | Resource 1 | Sublap 1 | 15:00 | 6 | 84 | September | 18000 | 0 | 0 | 0 | 0 | 0 | 0 | 0 | 0 | 0 | 0 | 0 | 0 | 0 | 0 | 0 | 3.4179 | 2.5712 | 1.6829 | 0.87742 | 0.488 | 0.24924 | -0.90098 | -0.018107 | 0 | 0 | 0 | 0 | 0 | 0 | 0 | 0 | 0 | 0 | 0 | 0 | 0 | 0 | 0 | 0 | 61.5221 | 46.2815 | 30.2928 | 15.7936 | 8.7839 | 4.4863 | -16.2177 | -0.32593 | 0
0.625684October | Resource 1 | Sublap 1 | 15:00 | 6 | 84 | October | 19000 | 0 | 0 | 0 | 0 | 0 | 0 | 0 | 0 | 0 | 0 | 0 | 0 | 0 | 0 | 0 | 3.4179 | 2.5712 | 1.6829 | 0.87742 | 0.488 | 0.24924 | -0.90098 | -0.018107 | 0 | 0 | 0 | 0 | 0 | 0 | 0 | 0 | 0 | 0 | 0 | 0 | 0 | 0 | 0 | 0 | 64.94 | 48.8527 | 31.9758 | 16.671 | 9.2719 | 4.7356 | -17.1187 | -0.34403 | 0
0.625684November | Resource 1 | Sublap 1 | 15:00 | 6 | 84 | November | 20000 | 0 | 0 | 0 | 0 | 0 | 0 | 0 | 0 | 0 | 0 | 0 | 0 | 0 | 0 | 0 | 3.4179 | 2.5712 | 1.6829 | 0.87742 | 0.488 | 0.24924 | -0.90098 | -0.018107 | 0 | 0 | 0 | 0 | 0 | 0 | 0 | 0 | 0 | 0 | 0 | 0 | 0 | 0 | 0 | 0 | 68.3579 | 51.4239 | 33.6587 | 17.5485 | 9.7599 | 4.9848 | -18.0196 | -0.36214 | 0
0.625684December | Resource 1 | Sublap 1 | 15:00 | 6 | 84 | December | 21000 | 0 | 0 | 0 | 0 | 0 | 0 | 0 | 0 | 0 | 0 | 0 | 0 | 0 | 0 | 0 | 3.4179 | 2.5712 | 1.6829 | 0.87742 | 0.488 | 0.24924 | -0.90098 | -0.018107 | 0 | 0 | 0 | 0 | 0 | 0 | 0 | 0 | 0 | 0 | 0 | 0 | 0 | 0 | 0 | 0 | 71.7758 | 53.995 | 35.3416 | 18.4259 | 10.2479 | 5.234 | -18.9206 | -0.38025 | 0
0.625685January | Resource 1 | Sublap 1 | 15:00 | 6 | 85 | January | 10000 | 0 | 0 | 0 | 0 | 0 | 0 | 0 | 0 | 0 | 0 | 0 | 0 | 0 | 0 | 0 | 4.5294 | 3.5595 | 2.5512 | 1.4709 | 0.60813 | 0.30914 | -1.1259 | -0.022598 | 0 | 0 | 0 | 0 | 0 | 0 | 0 | 0 | 0 | 0 | 0 | 0 | 0 | 0 | 0 | 0 | 45.294 | 35.5947 | 25.5119 | 14.7093 | 6.0813 | 3.0914 | -11.259 | -0.22598 | 0
0.625685February | Resource 1 | Sublap 1 | 15:00 | 6 | 85 | February | 11000 | 0 | 0 | 0 | 0 | 0 | 0 | 0 | 0 | 0 | 0 | 0 | 0 | 0 | 0 | 0 | 4.5294 | 3.5595 | 2.5512 | 1.4709 | 0.60813 | 0.30914 | -1.1259 | -0.022598 | 0 | 0 | 0 | 0 | 0 | 0 | 0 | 0 | 0 | 0 | 0 | 0 | 0 | 0 | 0 | 0 | 49.8234 | 39.1541 | 28.0631 | 16.1803 | 6.6895 | 3.4006 | -12.3849 | -0.24858 | 0
0.625685March | Resource 1 | Sublap 1 | 15:00 | 6 | 85 | March | 12000 | 0 | 0 | 0 | 0 | 0 | 0 | 0 | 0 | 0 | 0 | 0 | 0 | 0 | 0 | 0 | 4.5294 | 3.5595 | 2.5512 | 1.4709 | 0.60813 | 0.30914 | -1.1259 | -0.022598 | 0 | 0 | 0 | 0 | 0 | 0 | 0 | 0 | 0 | 0 | 0 | 0 | 0 | 0 | 0 | 0 | 54.3528 | 42.7136 | 30.6143 | 17.6512 | 7.2976 | 3.7097 | -13.5107 | -0.27118 | 0
0.625685April | Resource 1 | Sublap 1 | 15:00 | 6 | 85 | April | 13000 | 0 | 0 | 0 | 0 | 0 | 0 | 0 | 0 | 0 | 0 | 0 | 0 | 0 | 0 | 0 | 4.5294 | 3.5595 | 2.5512 | 1.4709 | 0.60813 | 0.30914 | -1.1259 | -0.022598 | 0 | 0 | 0 | 0 | 0 | 0 | 0 | 0 | 0 | 0 | 0 | 0 | 0 | 0 | 0 | 0 | 58.8822 | 46.2731 | 33.1655 | 19.1221 | 7.9057 | 4.0189 | -14.6366 | -0.29378 | 0
0.625685May | Resource 1 | Sublap 1 | 15:00 | 6 | 85 | May | 14000 | 0 | 0 | 0 | 0 | 0 | 0 | 0 | 0 | 0 | 0 | 0 | 0 | 0 | 0 | 0 | 4.5294 | 3.5595 | 2.5512 | 1.4709 | 0.60813 | 0.30914 | -1.1259 | -0.022598 | 0 | 0 | 0 | 0 | 0 | 0 | 0 | 0 | 0 | 0 | 0 | 0 | 0 | 0 | 0 | 0 | 63.4116 | 49.8325 | 35.7167 | 20.593 | 8.5139 | 4.328 | -15.7625 | -0.31637 | 0
0.625685June | Resource 1 | Sublap 1 | 15:00 | 6 | 85 | June | 15000 | 0 | 0 | 0 | 0 | 0 | 0 | 0 | 0 | 0 | 0 | 0 | 0 | 0 | 0 | 0 | 4.5294 | 3.5595 | 2.5512 | 1.4709 | 0.60813 | 0.30914 | -1.1259 | -0.022598 | 0 | 0 | 0 | 0 | 0 | 0 | 0 | 0 | 0 | 0 | 0 | 0 | 0 | 0 | 0 | 0 | 67.941 | 53.392 | 38.2679 | 22.064 | 9.122 | 4.6371 | -16.8884 | -0.33897 | 0
0.625685July | Resource 1 | Sublap 1 | 15:00 | 6 | 85 | July | 16000 | 0 | 0 | 0 | 0 | 0 | 0 | 0 | 0 | 0 | 0 | 0 | 0 | 0 | 0 | 0 | 4.5294 | 3.5595 | 2.5512 | 1.4709 | 0.60813 | 0.30914 | -1.1259 | -0.022598 | 0 | 0 | 0 | 0 | 0 | 0 | 0 | 0 | 0 | 0 | 0 | 0 | 0 | 0 | 0 | 0 | 72.4704 | 56.9515 | 40.8191 | 23.5349 | 9.7301 | 4.9463 | -18.0143 | -0.36157 | 0
0.625685August | Resource 1 | Sublap 1 | 15:00 | 6 | 85 | August | 17000 | 0 | 0 | 0 | 0 | 0 | 0 | 0 | 0 | 0 | 0 | 0 | 0 | 0 | 0 | 0 | 4.5294 | 3.5595 | 2.5512 | 1.4709 | 0.60813 | 0.30914 | -1.1259 | -0.022598 | 0 | 0 | 0 | 0 | 0 | 0 | 0 | 0 | 0 | 0 | 0 | 0 | 0 | 0 | 0 | 0 | 76.9998 | 60.5109 | 43.3703 | 25.0058 | 10.3383 | 5.2554 | -19.1402 | -0.38417 | 0
0.625685September | Resource 1 | Sublap 1 | 15:00 | 6 | 85 | September | 18000 | 0 | 0 | 0 | 0 | 0 | 0 | 0 | 0 | 0 | 0 | 0 | 0 | 0 | 0 | 0 | 4.5294 | 3.5595 | 2.5512 | 1.4709 | 0.60813 | 0.30914 | -1.1259 | -0.022598 | 0 | 0 | 0 | 0 | 0 | 0 | 0 | 0 | 0 | 0 | 0 | 0 | 0 | 0 | 0 | 0 | 81.5292 | 64.0704 | 45.9215 | 26.4768 | 10.9464 | 5.5646 | -20.2661 | -0.40677 | 0
0.625685October | Resource 1 | Sublap 1 | 15:00 | 6 | 85 | October | 19000 | 0 | 0 | 0 | 0 | 0 | 0 | 0 | 0 | 0 | 0 | 0 | 0 | 0 | 0 | 0 | 4.5294 | 3.5595 | 2.5512 | 1.4709 | 0.60813 | 0.30914 | -1.1259 | -0.022598 | 0 | 0 | 0 | 0 | 0 | 0 | 0 | 0 | 0 | 0 | 0 | 0 | 0 | 0 | 0 | 0 | 86.0586 | 67.6299 | 48.4727 | 27.9477 | 11.5545 | 5.8737 | -21.392 | -0.42936 | 0
0.625685November | Resource 1 | Sublap 1 | 15:00 | 6 | 85 | November | 20000 | 0 | 0 | 0 | 0 | 0 | 0 | 0 | 0 | 0 | 0 | 0 | 0 | 0 | 0 | 0 | 4.5294 | 3.5595 | 2.5512 | 1.4709 | 0.60813 | 0.30914 | -1.1259 | -0.022598 | 0 | 0 | 0 | 0 | 0 | 0 | 0 | 0 | 0 | 0 | 0 | 0 | 0 | 0 | 0 | 0 | 90.588 | 71.1893 | 51.0239 | 29.4186 | 12.1626 | 6.1828 | -22.5179 | -0.45196 | 0
0.625685December | Resource 1 | Sublap 1 | 15:00 | 6 | 85 | December | 21000 | 0 | 0 | 0 | 0 | 0 | 0 | 0 | 0 | 0 | 0 | 0 | 0 | 0 | 0 | 0 | 4.5294 | 3.5595 | 2.5512 | 1.4709 | 0.60813 | 0.30914 | -1.1259 | -0.022598 | 0 | 0 | 0 | 0 | 0 | 0 | 0 | 0 | 0 | 0 | 0 | 0 | 0 | 0 | 0 | 0 | 95.1174 | 74.7488 | 53.575 | 30.8896 | 12.7708 | 6.492 | -23.6438 | -0.47456 | 0
0.625686January | Resource 1 | Sublap 1 | 15:00 | 6 | 86 | January | 10000 | 0 | 0 | 0 | 0 | 0 | 0 | 0 | 0 | 0 | 0 | 0 | 0 | 0 | 0 | 0 | 4.0204 | 3.0999 | 2.1278 | 1.1096 | 0.55056 | 0.28043 | -1.0181 | -0.020446 | 0 | 0 | 0 | 0 | 0 | 0 | 0 | 0 | 0 | 0 | 0 | 0 | 0 | 0 | 0 | 0 | 40.2038 | 30.9989 | 21.2782 | 11.0961 | 5.5056 | 2.8043 | -10.1811 | -0.20446 | 0
0.625686February | Resource 1 | Sublap 1 | 15:00 | 6 | 86 | February | 11000 | 0 | 0 | 0 | 0 | 0 | 0 | 0 | 0 | 0 | 0 | 0 | 0 | 0 | 0 | 0 | 4.0204 | 3.0999 | 2.1278 | 1.1096 | 0.55056 | 0.28043 | -1.0181 | -0.020446 | 0 | 0 | 0 | 0 | 0 | 0 | 0 | 0 | 0 | 0 | 0 | 0 | 0 | 0 | 0 | 0 | 44.2242 | 34.0988 | 23.406 | 12.2057 | 6.0561 | 3.0848 | -11.1992 | -0.2249 | 0
0.625686March | Resource 1 | Sublap 1 | 15:00 | 6 | 86 | March | 12000 | 0 | 0 | 0 | 0 | 0 | 0 | 0 | 0 | 0 | 0 | 0 | 0 | 0 | 0 | 0 | 4.0204 | 3.0999 | 2.1278 | 1.1096 | 0.55056 | 0.28043 | -1.0181 | -0.020446 | 0 | 0 | 0 | 0 | 0 | 0 | 0 | 0 | 0 | 0 | 0 | 0 | 0 | 0 | 0 | 0 | 48.2445 | 37.1987 | 25.5338 | 13.3153 | 6.6067 | 3.3652 | -12.2173 | -0.24535 | 0
0.625686April | Resource 1 | Sublap 1 | 15:00 | 6 | 86 | April | 13000 | 0 | 0 | 0 | 0 | 0 | 0 | 0 | 0 | 0 | 0 | 0 | 0 | 0 | 0 | 0 | 4.0204 | 3.0999 | 2.1278 | 1.1096 | 0.55056 | 0.28043 | -1.0181 | -0.020446 | 0 | 0 | 0 | 0 | 0 | 0 | 0 | 0 | 0 | 0 | 0 | 0 | 0 | 0 | 0 | 0 | 52.2649 | 40.2986 | 27.6616 | 14.4249 | 7.1572 | 3.6456 | -13.2354 | -0.26579 | 0
0.625686May | Resource 1 | Sublap 1 | 15:00 | 6 | 86 | May | 14000 | 0 | 0 | 0 | 0 | 0 | 0 | 0 | 0 | 0 | 0 | 0 | 0 | 0 | 0 | 0 | 4.0204 | 3.0999 | 2.1278 | 1.1096 | 0.55056 | 0.28043 | -1.0181 | -0.020446 | 0 | 0 | 0 | 0 | 0 | 0 | 0 | 0 | 0 | 0 | 0 | 0 | 0 | 0 | 0 | 0 | 56.2853 | 43.3985 | 29.7894 | 15.5345 | 7.7078 | 3.9261 | -14.2535 | -0.28624 | 0
0.625686June | Resource 1 | Sublap 1 | 15:00 | 6 | 86 | June | 15000 | 0 | 0 | 0 | 0 | 0 | 0 | 0 | 0 | 0 | 0 | 0 | 0 | 0 | 0 | 0 | 4.0204 | 3.0999 | 2.1278 | 1.1096 | 0.55056 | 0.28043 | -1.0181 | -0.020446 | 0 | 0 | 0 | 0 | 0 | 0 | 0 | 0 | 0 | 0 | 0 | 0 | 0 | 0 | 0 | 0 | 60.3057 | 46.4984 | 31.9173 | 16.6441 | 8.2584 | 4.2065 | -15.2716 | -0.30669 | 0
0.625686July | Resource 1 | Sublap 1 | 15:00 | 6 | 86 | July | 16000 | 0 | 0 | 0 | 0 | 0 | 0 | 0 | 0 | 0 | 0 | 0 | 0 | 0 | 0 | 0 | 4.0204 | 3.0999 | 2.1278 | 1.1096 | 0.55056 | 0.28043 | -1.0181 | -0.020446 | 0 | 0 | 0 | 0 | 0 | 0 | 0 | 0 | 0 | 0 | 0 | 0 | 0 | 0 | 0 | 0 | 64.3261 | 49.5983 | 34.0451 | 17.7537 | 8.8089 | 4.4869 | -16.2897 | -0.32713 | 0
0.625686August | Resource 1 | Sublap 1 | 15:00 | 6 | 86 | August | 17000 | 0 | 0 | 0 | 0 | 0 | 0 | 0 | 0 | 0 | 0 | 0 | 0 | 0 | 0 | 0 | 4.0204 | 3.0999 | 2.1278 | 1.1096 | 0.55056 | 0.28043 | -1.0181 | -0.020446 | 0 | 0 | 0 | 0 | 0 | 0 | 0 | 0 | 0 | 0 | 0 | 0 | 0 | 0 | 0 | 0 | 68.3464 | 52.6982 | 36.1729 | 18.8633 | 9.3595 | 4.7674 | -17.3078 | -0.34758 | 0
0.625686September | Resource 1 | Sublap 1 | 15:00 | 6 | 86 | September | 18000 | 0 | 0 | 0 | 0 | 0 | 0 | 0 | 0 | 0 | 0 | 0 | 0 | 0 | 0 | 0 | 4.0204 | 3.0999 | 2.1278 | 1.1096 | 0.55056 | 0.28043 | -1.0181 | -0.020446 | 0 | 0 | 0 | 0 | 0 | 0 | 0 | 0 | 0 | 0 | 0 | 0 | 0 | 0 | 0 | 0 | 72.3668 | 55.7981 | 38.3007 | 19.9729 | 9.91 | 5.0478 | -18.3259 | -0.36802 | 0
0.625686October | Resource 1 | Sublap 1 | 15:00 | 6 | 86 | October | 19000 | 0 | 0 | 0 | 0 | 0 | 0 | 0 | 0 | 0 | 0 | 0 | 0 | 0 | 0 | 0 | 4.0204 | 3.0999 | 2.1278 | 1.1096 | 0.55056 | 0.28043 | -1.0181 | -0.020446 | 0 | 0 | 0 | 0 | 0 | 0 | 0 | 0 | 0 | 0 | 0 | 0 | 0 | 0 | 0 | 0 | 76.3872 | 58.898 | 40.4285 | 21.0825 | 10.4606 | 5.3282 | -19.344 | -0.38847 | 0
0.625686November | Resource 1 | Sublap 1 | 15:00 | 6 | 86 | November | 20000 | 0 | 0 | 0 | 0 | 0 | 0 | 0 | 0 | 0 | 0 | 0 | 0 | 0 | 0 | 0 | 4.0204 | 3.0999 | 2.1278 | 1.1096 | 0.55056 | 0.28043 | -1.0181 | -0.020446 | 0 | 0 | 0 | 0 | 0 | 0 | 0 | 0 | 0 | 0 | 0 | 0 | 0 | 0 | 0 | 0 | 80.4076 | 61.9978 | 42.5564 | 22.1922 | 11.0111 | 5.6087 | -20.3621 | -0.40891 | 0
0.625686December | Resource 1 | Sublap 1 | 15:00 | 6 | 86 | December | 21000 | 0 | 0 | 0 | 0 | 0 | 0 | 0 | 0 | 0 | 0 | 0 | 0 | 0 | 0 | 0 | 4.0204 | 3.0999 | 2.1278 | 1.1096 | 0.55056 | 0.28043 | -1.0181 | -0.020446 | 0 | 0 | 0 | 0 | 0 | 0 | 0 | 0 | 0 | 0 | 0 | 0 | 0 | 0 | 0 | 0 | 84.4279 | 65.0977 | 44.6842 | 23.3018 | 11.5617 | 5.8891 | -21.3802 | -0.42936 | 0
0.625687January | Resource 1 | Sublap 1 | 15:00 | 6 | 87 | January | 10000 | 0 | 0 | 0 | 0 | 0 | 0 | 0 | 0 | 0 | 0 | 0 | 0 | 0 | 0 | 0 | 4.5378 | 3.5437 | 2.4807 | 1.3579 | 0.57688 | 0.29356 | -1.0674 | -0.02143 | 0 | 0 | 0 | 0 | 0 | 0 | 0 | 0 | 0 | 0 | 0 | 0 | 0 | 0 | 0 | 0 | 45.3784 | 35.4372 | 24.8071 | 13.5788 | 5.7688 | 2.9356 | -10.6739 | -0.2143 | 0
0.625687February | Resource 1 | Sublap 1 | 15:00 | 6 | 87 | February | 11000 | 0 | 0 | 0 | 0 | 0 | 0 | 0 | 0 | 0 | 0 | 0 | 0 | 0 | 0 | 0 | 4.5378 | 3.5437 | 2.4807 | 1.3579 | 0.57688 | 0.29356 | -1.0674 | -0.02143 | 0 | 0 | 0 | 0 | 0 | 0 | 0 | 0 | 0 | 0 | 0 | 0 | 0 | 0 | 0 | 0 | 49.9162 | 38.9809 | 27.2878 | 14.9367 | 6.3457 | 3.2292 | -11.7413 | -0.23573 | 0
0.625687March | Resource 1 | Sublap 1 | 15:00 | 6 | 87 | March | 12000 | 0 | 0 | 0 | 0 | 0 | 0 | 0 | 0 | 0 | 0 | 0 | 0 | 0 | 0 | 0 | 4.5378 | 3.5437 | 2.4807 | 1.3579 | 0.57688 | 0.29356 | -1.0674 | -0.02143 | 0 | 0 | 0 | 0 | 0 | 0 | 0 | 0 | 0 | 0 | 0 | 0 | 0 | 0 | 0 | 0 | 54.4541 | 42.5247 | 29.7686 | 16.2946 | 6.9226 | 3.5227 | -12.8087 | -0.25716 | 0
0.625687April | Resource 1 | Sublap 1 | 15:00 | 6 | 87 | April | 13000 | 0 | 0 | 0 | 0 | 0 | 0 | 0 | 0 | 0 | 0 | 0 | 0 | 0 | 0 | 0 | 4.5378 | 3.5437 | 2.4807 | 1.3579 | 0.57688 | 0.29356 | -1.0674 | -0.02143 | 0 | 0 | 0 | 0 | 0 | 0 | 0 | 0 | 0 | 0 | 0 | 0 | 0 | 0 | 0 | 0 | 58.9919 | 46.0684 | 32.2493 | 17.6525 | 7.4994 | 3.8163 | -13.876 | -0.27859 | 0
0.625687May | Resource 1 | Sublap 1 | 15:00 | 6 | 87 | May | 14000 | 0 | 0 | 0 | 0 | 0 | 0 | 0 | 0 | 0 | 0 | 0 | 0 | 0 | 0 | 0 | 4.5378 | 3.5437 | 2.4807 | 1.3579 | 0.57688 | 0.29356 | -1.0674 | -0.02143 | 0 | 0 | 0 | 0 | 0 | 0 | 0 | 0 | 0 | 0 | 0 | 0 | 0 | 0 | 0 | 0 | 63.5297 | 49.6121 | 34.73 | 19.0103 | 8.0763 | 4.1098 | -14.9434 | -0.30002 | 0
0.625687June | Resource 1 | Sublap 1 | 15:00 | 6 | 87 | June | 15000 | 0 | 0 | 0 | 0 | 0 | 0 | 0 | 0 | 0 | 0 | 0 | 0 | 0 | 0 | 0 | 4.5378 | 3.5437 | 2.4807 | 1.3579 | 0.57688 | 0.29356 | -1.0674 | -0.02143 | 0 | 0 | 0 | 0 | 0 | 0 | 0 | 0 | 0 | 0 | 0 | 0 | 0 | 0 | 0 | 0 | 68.0676 | 53.1558 | 37.2107 | 20.3682 | 8.6532 | 4.4034 | -16.0108 | -0.32145 | 0
0.625687July | Resource 1 | Sublap 1 | 15:00 | 6 | 87 | July | 16000 | 0 | 0 | 0 | 0 | 0 | 0 | 0 | 0 | 0 | 0 | 0 | 0 | 0 | 0 | 0 | 4.5378 | 3.5437 | 2.4807 | 1.3579 | 0.57688 | 0.29356 | -1.0674 | -0.02143 | 0 | 0 | 0 | 0 | 0 | 0 | 0 | 0 | 0 | 0 | 0 | 0 | 0 | 0 | 0 | 0 | 72.6054 | 56.6996 | 39.6914 | 21.7261 | 9.2301 | 4.697 | -17.0782 | -0.34288 | 0
0.625687August | Resource 1 | Sublap 1 | 15:00 | 6 | 87 | August | 17000 | 0 | 0 | 0 | 0 | 0 | 0 | 0 | 0 | 0 | 0 | 0 | 0 | 0 | 0 | 0 | 4.5378 | 3.5437 | 2.4807 | 1.3579 | 0.57688 | 0.29356 | -1.0674 | -0.02143 | 0 | 0 | 0 | 0 | 0 | 0 | 0 | 0 | 0 | 0 | 0 | 0 | 0 | 0 | 0 | 0 | 77.1433 | 60.2433 | 42.1721 | 23.084 | 9.807 | 4.9905 | -18.1456 | -0.36431 | 0
0.625687September | Resource 1 | Sublap 1 | 15:00 | 6 | 87 | September | 18000 | 0 | 0 | 0 | 0 | 0 | 0 | 0 | 0 | 0 | 0 | 0 | 0 | 0 | 0 | 0 | 4.5378 | 3.5437 | 2.4807 | 1.3579 | 0.57688 | 0.29356 | -1.0674 | -0.02143 | 0 | 0 | 0 | 0 | 0 | 0 | 0 | 0 | 0 | 0 | 0 | 0 | 0 | 0 | 0 | 0 | 81.6811 | 63.787 | 44.6528 | 24.4419 | 10.3839 | 5.2841 | -19.213 | -0.38574 | 0
0.625687October | Resource 1 | Sublap 1 | 15:00 | 6 | 87 | October | 19000 | 0 | 0 | 0 | 0 | 0 | 0 | 0 | 0 | 0 | 0 | 0 | 0 | 0 | 0 | 0 | 4.5378 | 3.5437 | 2.4807 | 1.3579 | 0.57688 | 0.29356 | -1.0674 | -0.02143 | 0 | 0 | 0 | 0 | 0 | 0 | 0 | 0 | 0 | 0 | 0 | 0 | 0 | 0 | 0 | 0 | 86.219 | 67.3307 | 47.1335 | 25.7997 | 10.9607 | 5.5776 | -20.2804 | -0.40717 | 0
0.625687November | Resource 1 | Sublap 1 | 15:00 | 6 | 87 | November | 20000 | 0 | 0 | 0 | 0 | 0 | 0 | 0 | 0 | 0 | 0 | 0 | 0 | 0 | 0 | 0 | 4.5378 | 3.5437 | 2.4807 | 1.3579 | 0.57688 | 0.29356 | -1.0674 | -0.02143 | 0 | 0 | 0 | 0 | 0 | 0 | 0 | 0 | 0 | 0 | 0 | 0 | 0 | 0 | 0 | 0 | 90.7568 | 70.8744 | 49.6142 | 27.1576 | 11.5376 | 5.8712 | -21.3478 | -0.4286 | 0
0.625687December | Resource 1 | Sublap 1 | 15:00 | 6 | 87 | December | 21000 | 0 | 0 | 0 | 0 | 0 | 0 | 0 | 0 | 0 | 0 | 0 | 0 | 0 | 0 | 0 | 4.5378 | 3.5437 | 2.4807 | 1.3579 | 0.57688 | 0.29356 | -1.0674 | -0.02143 | 0 | 0 | 0 | 0 | 0 | 0 | 0 | 0 | 0 | 0 | 0 | 0 | 0 | 0 | 0 | 0 | 95.2946 | 74.4182 | 52.095 | 28.5155 | 12.1145 | 6.1648 | -22.4151 | -0.45003 | 0
0.625688January | Resource 1 | Sublap 1 | 15:00 | 6 | 88 | January | 10000 | 0 | 0 | 0 | 0 | 0 | 0 | 0 | 0 | 0 | 0 | 0 | 0 | 0 | 0 | 0 | 5.0865 | 4.0699 | 2.8593 | 1.5678 | 0.63378 | 0.32193 | -1.1739 | -0.023557 | 0 | 0 | 0 | 0 | 0 | 0 | 0 | 0 | 0 | 0 | 0 | 0 | 0 | 0 | 0 | 0 | 50.8651 | 40.699 | 28.5935 | 15.6785 | 6.3378 | 3.2193 | -11.7391 | -0.23557 | 0
0.625688February | Resource 1 | Sublap 1 | 15:00 | 6 | 88 | February | 11000 | 0 | 0 | 0 | 0 | 0 | 0 | 0 | 0 | 0 | 0 | 0 | 0 | 0 | 0 | 0 | 5.0865 | 4.0699 | 2.8593 | 1.5678 | 0.63378 | 0.32193 | -1.1739 | -0.023557 | 0 | 0 | 0 | 0 | 0 | 0 | 0 | 0 | 0 | 0 | 0 | 0 | 0 | 0 | 0 | 0 | 55.9517 | 44.7689 | 31.4528 | 17.2463 | 6.9716 | 3.5412 | -12.913 | -0.25913 | 0
0.625688March | Resource 1 | Sublap 1 | 15:00 | 6 | 88 | March | 12000 | 0 | 0 | 0 | 0 | 0 | 0 | 0 | 0 | 0 | 0 | 0 | 0 | 0 | 0 | 0 | 5.0865 | 4.0699 | 2.8593 | 1.5678 | 0.63378 | 0.32193 | -1.1739 | -0.023557 | 0 | 0 | 0 | 0 | 0 | 0 | 0 | 0 | 0 | 0 | 0 | 0 | 0 | 0 | 0 | 0 | 61.0382 | 48.8389 | 34.3122 | 18.8142 | 7.6053 | 3.8632 | -14.0869 | -0.28268 | 0
0.625688April | Resource 1 | Sublap 1 | 15:00 | 6 | 88 | April | 13000 | 0 | 0 | 0 | 0 | 0 | 0 | 0 | 0 | 0 | 0 | 0 | 0 | 0 | 0 | 0 | 5.0865 | 4.0699 | 2.8593 | 1.5678 | 0.63378 | 0.32193 | -1.1739 | -0.023557 | 0 | 0 | 0 | 0 | 0 | 0 | 0 | 0 | 0 | 0 | 0 | 0 | 0 | 0 | 0 | 0 | 66.1247 | 52.9088 | 37.1715 | 20.382 | 8.2391 | 4.1851 | -15.2608 | -0.30624 | 0
0.625688May | Resource 1 | Sublap 1 | 15:00 | 6 | 88 | May | 14000 | 0 | 0 | 0 | 0 | 0 | 0 | 0 | 0 | 0 | 0 | 0 | 0 | 0 | 0 | 0 | 5.0865 | 4.0699 | 2.8593 | 1.5678 | 0.63378 | 0.32193 | -1.1739 | -0.023557 | 0 | 0 | 0 | 0 | 0 | 0 | 0 | 0 | 0 | 0 | 0 | 0 | 0 | 0 | 0 | 0 | 71.2112 | 56.9787 | 40.0309 | 21.9498 | 8.8729 | 4.507 | -16.4347 | -0.3298 | 0
0.625688June | Resource 1 | Sublap 1 | 15:00 | 6 | 88 | June | 15000 | 0 | 0 | 0 | 0 | 0 | 0 | 0 | 0 | 0 | 0 | 0 | 0 | 0 | 0 | 0 | 5.0865 | 4.0699 | 2.8593 | 1.5678 | 0.63378 | 0.32193 | -1.1739 | -0.023557 | 0 | 0 | 0 | 0 | 0 | 0 | 0 | 0 | 0 | 0 | 0 | 0 | 0 | 0 | 0 | 0 | 76.2977 | 61.0486 | 42.8902 | 23.5177 | 9.5067 | 4.829 | -17.6087 | -0.35335 | 0
0.625688July | Resource 1 | Sublap 1 | 15:00 | 6 | 88 | July | 16000 | 0 | 0 | 0 | 0 | 0 | 0 | 0 | 0 | 0 | 0 | 0 | 0 | 0 | 0 | 0 | 5.0865 | 4.0699 | 2.8593 | 1.5678 | 0.63378 | 0.32193 | -1.1739 | -0.023557 | 0 | 0 | 0 | 0 | 0 | 0 | 0 | 0 | 0 | 0 | 0 | 0 | 0 | 0 | 0 | 0 | 81.3842 | 65.1185 | 45.7496 | 25.0855 | 10.1405 | 5.1509 | -18.7826 | -0.37691 | 0
0.625688August | Resource 1 | Sublap 1 | 15:00 | 6 | 88 | August | 17000 | 0 | 0 | 0 | 0 | 0 | 0 | 0 | 0 | 0 | 0 | 0 | 0 | 0 | 0 | 0 | 5.0865 | 4.0699 | 2.8593 | 1.5678 | 0.63378 | 0.32193 | -1.1739 | -0.023557 | 0 | 0 | 0 | 0 | 0 | 0 | 0 | 0 | 0 | 0 | 0 | 0 | 0 | 0 | 0 | 0 | 86.4707 | 69.1884 | 48.6089 | 26.6534 | 10.7742 | 5.4728 | -19.9565 | -0.40047 | 0
0.625688September | Resource 1 | Sublap 1 | 15:00 | 6 | 88 | September | 18000 | 0 | 0 | 0 | 0 | 0 | 0 | 0 | 0 | 0 | 0 | 0 | 0 | 0 | 0 | 0 | 5.0865 | 4.0699 | 2.8593 | 1.5678 | 0.63378 | 0.32193 | -1.1739 | -0.023557 | 0 | 0 | 0 | 0 | 0 | 0 | 0 | 0 | 0 | 0 | 0 | 0 | 0 | 0 | 0 | 0 | 91.5572 | 73.2583 | 51.4682 | 28.2212 | 11.408 | 5.7947 | -21.1304 | -0.42402 | 0
0.625688October | Resource 1 | Sublap 1 | 15:00 | 6 | 88 | October | 19000 | 0 | 0 | 0 | 0 | 0 | 0 | 0 | 0 | 0 | 0 | 0 | 0 | 0 | 0 | 0 | 5.0865 | 4.0699 | 2.8593 | 1.5678 | 0.63378 | 0.32193 | -1.1739 | -0.023557 | 0 | 0 | 0 | 0 | 0 | 0 | 0 | 0 | 0 | 0 | 0 | 0 | 0 | 0 | 0 | 0 | 96.6438 | 77.3282 | 54.3276 | 29.7891 | 12.0418 | 6.1167 | -22.3043 | -0.44758 | 0
0.625688November | Resource 1 | Sublap 1 | 15:00 | 6 | 88 | November | 20000 | 0 | 0 | 0 | 0 | 0 | 0 | 0 | 0 | 0 | 0 | 0 | 0 | 0 | 0 | 0 | 5.0865 | 4.0699 | 2.8593 | 1.5678 | 0.63378 | 0.32193 | -1.1739 | -0.023557 | 0 | 0 | 0 | 0 | 0 | 0 | 0 | 0 | 0 | 0 | 0 | 0 | 0 | 0 | 0 | 0 | 101.7303 | 81.3981 | 57.1869 | 31.3569 | 12.6756 | 6.4386 | -23.4782 | -0.47114 | 0
0.625688December | Resource 1 | Sublap 1 | 15:00 | 6 | 88 | December | 21000 | 0 | 0 | 0 | 0 | 0 | 0 | 0 | 0 | 0 | 0 | 0 | 0 | 0 | 0 | 0 | 5.0865 | 4.0699 | 2.8593 | 1.5678 | 0.63378 | 0.32193 | -1.1739 | -0.023557 | 0 | 0 | 0 | 0 | 0 | 0 | 0 | 0 | 0 | 0 | 0 | 0 | 0 | 0 | 0 | 0 | 106.8168 | 85.468 | 60.0463 | 32.9248 | 13.3094 | 6.7605 | -24.6521 | -0.49469 | 0
0.625689January | Resource 1 | Sublap 1 | 15:00 | 6 | 89 | January | 10000 | 0 | 0 | 0 | 0 | 0 | 0 | 0 | 0 | 0 | 0 | 0 | 0 | 0 | 0 | 0 | 5.0886 | 4.045 | 2.8707 | 1.604 | 0.61686 | 0.3135 | -1.1422 | -0.022925 | 0 | 0 | 0 | 0 | 0 | 0 | 0 | 0 | 0 | 0 | 0 | 0 | 0 | 0 | 0 | 0 | 50.8859 | 40.4504 | 28.707 | 16.0397 | 6.1687 | 3.135 | -11.4224 | -0.22925 | 0
0.625689February | Resource 1 | Sublap 1 | 15:00 | 6 | 89 | February | 11000 | 0 | 0 | 0 | 0 | 0 | 0 | 0 | 0 | 0 | 0 | 0 | 0 | 0 | 0 | 0 | 5.0886 | 4.045 | 2.8707 | 1.604 | 0.61686 | 0.3135 | -1.1422 | -0.022925 | 0 | 0 | 0 | 0 | 0 | 0 | 0 | 0 | 0 | 0 | 0 | 0 | 0 | 0 | 0 | 0 | 55.9745 | 44.4954 | 31.5777 | 17.6437 | 6.7855 | 3.4485 | -12.5647 | -0.25217 | 0
0.625689March | Resource 1 | Sublap 1 | 15:00 | 6 | 89 | March | 12000 | 0 | 0 | 0 | 0 | 0 | 0 | 0 | 0 | 0 | 0 | 0 | 0 | 0 | 0 | 0 | 5.0886 | 4.045 | 2.8707 | 1.604 | 0.61686 | 0.3135 | -1.1422 | -0.022925 | 0 | 0 | 0 | 0 | 0 | 0 | 0 | 0 | 0 | 0 | 0 | 0 | 0 | 0 | 0 | 0 | 61.0631 | 48.5404 | 34.4484 | 19.2477 | 7.4024 | 3.762 | -13.7069 | -0.27509 | 0
0.625689April | Resource 1 | Sublap 1 | 15:00 | 6 | 89 | April | 13000 | 0 | 0 | 0 | 0 | 0 | 0 | 0 | 0 | 0 | 0 | 0 | 0 | 0 | 0 | 0 | 5.0886 | 4.045 | 2.8707 | 1.604 | 0.61686 | 0.3135 | -1.1422 | -0.022925 | 0 | 0 | 0 | 0 | 0 | 0 | 0 | 0 | 0 | 0 | 0 | 0 | 0 | 0 | 0 | 0 | 66.1517 | 52.5855 | 37.3191 | 20.8516 | 8.0192 | 4.0755 | -14.8492 | -0.29802 | 0
0.625689May | Resource 1 | Sublap 1 | 15:00 | 6 | 89 | May | 14000 | 0 | 0 | 0 | 0 | 0 | 0 | 0 | 0 | 0 | 0 | 0 | 0 | 0 | 0 | 0 | 5.0886 | 4.045 | 2.8707 | 1.604 | 0.61686 | 0.3135 | -1.1422 | -0.022925 | 0 | 0 | 0 | 0 | 0 | 0 | 0 | 0 | 0 | 0 | 0 | 0 | 0 | 0 | 0 | 0 | 71.2403 | 56.6305 | 40.1898 | 22.4556 | 8.6361 | 4.389 | -15.9914 | -0.32094 | 0
0.625689June | Resource 1 | Sublap 1 | 15:00 | 6 | 89 | June | 15000 | 0 | 0 | 0 | 0 | 0 | 0 | 0 | 0 | 0 | 0 | 0 | 0 | 0 | 0 | 0 | 5.0886 | 4.045 | 2.8707 | 1.604 | 0.61686 | 0.3135 | -1.1422 | -0.022925 | 0 | 0 | 0 | 0 | 0 | 0 | 0 | 0 | 0 | 0 | 0 | 0 | 0 | 0 | 0 | 0 | 76.3288 | 60.6755 | 43.0605 | 24.0596 | 9.253 | 4.7025 | -17.1337 | -0.34387 | 0
0.625689July | Resource 1 | Sublap 1 | 15:00 | 6 | 89 | July | 16000 | 0 | 0 | 0 | 0 | 0 | 0 | 0 | 0 | 0 | 0 | 0 | 0 | 0 | 0 | 0 | 5.0886 | 4.045 | 2.8707 | 1.604 | 0.61686 | 0.3135 | -1.1422 | -0.022925 | 0 | 0 | 0 | 0 | 0 | 0 | 0 | 0 | 0 | 0 | 0 | 0 | 0 | 0 | 0 | 0 | 81.4174 | 64.7206 | 45.9312 | 25.6635 | 9.8698 | 5.0159 | -18.2759 | -0.36679 | 0
0.625689August | Resource 1 | Sublap 1 | 15:00 | 6 | 89 | August | 17000 | 0 | 0 | 0 | 0 | 0 | 0 | 0 | 0 | 0 | 0 | 0 | 0 | 0 | 0 | 0 | 5.0886 | 4.045 | 2.8707 | 1.604 | 0.61686 | 0.3135 | -1.1422 | -0.022925 | 0 | 0 | 0 | 0 | 0 | 0 | 0 | 0 | 0 | 0 | 0 | 0 | 0 | 0 | 0 | 0 | 86.506 | 68.7656 | 48.8019 | 27.2675 | 10.4867 | 5.3294 | -19.4182 | -0.38972 | 0
0.625689September | Resource 1 | Sublap 1 | 15:00 | 6 | 89 | September | 18000 | 0 | 0 | 0 | 0 | 0 | 0 | 0 | 0 | 0 | 0 | 0 | 0 | 0 | 0 | 0 | 5.0886 | 4.045 | 2.8707 | 1.604 | 0.61686 | 0.3135 | -1.1422 | -0.022925 | 0 | 0 | 0 | 0 | 0 | 0 | 0 | 0 | 0 | 0 | 0 | 0 | 0 | 0 | 0 | 0 | 91.5946 | 72.8106 | 51.6726 | 28.8715 | 11.1036 | 5.6429 | -20.5604 | -0.41264 | 0
0.625689October | Resource 1 | Sublap 1 | 15:00 | 6 | 89 | October | 19000 | 0 | 0 | 0 | 0 | 0 | 0 | 0 | 0 | 0 | 0 | 0 | 0 | 0 | 0 | 0 | 5.0886 | 4.045 | 2.8707 | 1.604 | 0.61686 | 0.3135 | -1.1422 | -0.022925 | 0 | 0 | 0 | 0 | 0 | 0 | 0 | 0 | 0 | 0 | 0 | 0 | 0 | 0 | 0 | 0 | 96.6832 | 76.8557 | 54.5433 | 30.4754 | 11.7204 | 5.9564 | -21.7026 | -0.43557 | 0
0.625689November | Resource 1 | Sublap 1 | 15:00 | 6 | 89 | November | 20000 | 0 | 0 | 0 | 0 | 0 | 0 | 0 | 0 | 0 | 0 | 0 | 0 | 0 | 0 | 0 | 5.0886 | 4.045 | 2.8707 | 1.604 | 0.61686 | 0.3135 | -1.1422 | -0.022925 | 0 | 0 | 0 | 0 | 0 | 0 | 0 | 0 | 0 | 0 | 0 | 0 | 0 | 0 | 0 | 0 | 101.7718 | 80.9007 | 57.414 | 32.0794 | 12.3373 | 6.2699 | -22.8449 | -0.45849 | 0
0.625689December | Resource 1 | Sublap 1 | 15:00 | 6 | 89 | December | 21000 | 0 | 0 | 0 | 0 | 0 | 0 | 0 | 0 | 0 | 0 | 0 | 0 | 0 | 0 | 0 | 5.0886 | 4.045 | 2.8707 | 1.604 | 0.61686 | 0.3135 | -1.1422 | -0.022925 | 0 | 0 | 0 | 0 | 0 | 0 | 0 | 0 | 0 | 0 | 0 | 0 | 0 | 0 | 0 | 0 | 106.8604 | 84.9458 | 60.2847 | 33.6834 | 12.9542 | 6.5834 | -23.9871 | -0.48142 | 0
0.625690January | Resource 1 | Sublap 1 | 15:00 | 6 | 90 | January | 10000 | 0 | 0 | 0 | 0 | 0 | 0 | 0 | 0 | 0 | 0 | 0 | 0 | 0 | 0 | 0 | 5.8955 | 4.6072 | 3.3205 | 1.8412 | 0.72927 | 0.3534 | -1.2921 | -0.025916 | 0 | 0 | 0 | 0 | 0 | 0 | 0 | 0 | 0 | 0 | 0 | 0 | 0 | 0 | 0 | 0 | 58.9546 | 46.0716 | 33.2046 | 18.4123 | 7.2927 | 3.534 | -12.9207 | -0.25916 | 0
0.625690February | Resource 1 | Sublap 1 | 15:00 | 6 | 90 | February | 11000 | 0 | 0 | 0 | 0 | 0 | 0 | 0 | 0 | 0 | 0 | 0 | 0 | 0 | 0 | 0 | 5.8955 | 4.6072 | 3.3205 | 1.8412 | 0.72927 | 0.3534 | -1.2921 | -0.025916 | 0 | 0 | 0 | 0 | 0 | 0 | 0 | 0 | 0 | 0 | 0 | 0 | 0 | 0 | 0 | 0 | 64.85 | 50.6788 | 36.5251 | 20.2535 | 8.022 | 3.8874 | -14.2128 | -0.28508 | 0
0.625690March | Resource 1 | Sublap 1 | 15:00 | 6 | 90 | March | 12000 | 0 | 0 | 0 | 0 | 0 | 0 | 0 | 0 | 0 | 0 | 0 | 0 | 0 | 0 | 0 | 5.8955 | 4.6072 | 3.3205 | 1.8412 | 0.72927 | 0.3534 | -1.2921 | -0.025916 | 0 | 0 | 0 | 0 | 0 | 0 | 0 | 0 | 0 | 0 | 0 | 0 | 0 | 0 | 0 | 0 | 70.7455 | 55.2859 | 39.8455 | 22.0947 | 8.7513 | 4.2408 | -15.5049 | -0.311 | 0
0.625690April | Resource 1 | Sublap 1 | 15:00 | 6 | 90 | April | 13000 | 0 | 0 | 0 | 0 | 0 | 0 | 0 | 0 | 0 | 0 | 0 | 0 | 0 | 0 | 0 | 5.8955 | 4.6072 | 3.3205 | 1.8412 | 0.72927 | 0.3534 | -1.2921 | -0.025916 | 0 | 0 | 0 | 0 | 0 | 0 | 0 | 0 | 0 | 0 | 0 | 0 | 0 | 0 | 0 | 0 | 76.6409 | 59.8931 | 43.166 | 23.9359 | 9.4805 | 4.5942 | -16.7969 | -0.33691 | 0
0.625690May | Resource 1 | Sublap 1 | 15:00 | 6 | 90 | May | 14000 | 0 | 0 | 0 | 0 | 0 | 0 | 0 | 0 | 0 | 0 | 0 | 0 | 0 | 0 | 0 | 5.8955 | 4.6072 | 3.3205 | 1.8412 | 0.72927 | 0.3534 | -1.2921 | -0.025916 | 0 | 0 | 0 | 0 | 0 | 0 | 0 | 0 | 0 | 0 | 0 | 0 | 0 | 0 | 0 | 0 | 82.5364 | 64.5002 | 46.4865 | 25.7771 | 10.2098 | 4.9476 | -18.089 | -0.36283 | 0
0.625690June | Resource 1 | Sublap 1 | 15:00 | 6 | 90 | June | 15000 | 0 | 0 | 0 | 0 | 0 | 0 | 0 | 0 | 0 | 0 | 0 | 0 | 0 | 0 | 0 | 5.8955 | 4.6072 | 3.3205 | 1.8412 | 0.72927 | 0.3534 | -1.2921 | -0.025916 | 0 | 0 | 0 | 0 | 0 | 0 | 0 | 0 | 0 | 0 | 0 | 0 | 0 | 0 | 0 | 0 | 88.4318 | 69.1074 | 49.8069 | 27.6184 | 10.9391 | 5.301 | -19.3811 | -0.38875 | 0
0.625690July | Resource 1 | Sublap 1 | 15:00 | 6 | 90 | July | 16000 | 0 | 0 | 0 | 0 | 0 | 0 | 0 | 0 | 0 | 0 | 0 | 0 | 0 | 0 | 0 | 5.8955 | 4.6072 | 3.3205 | 1.8412 | 0.72927 | 0.3534 | -1.2921 | -0.025916 | 0 | 0 | 0 | 0 | 0 | 0 | 0 | 0 | 0 | 0 | 0 | 0 | 0 | 0 | 0 | 0 | 94.3273 | 73.7146 | 53.1274 | 29.4596 | 11.6684 | 5.6544 | -20.6732 | -0.41466 | 0
0.625690August | Resource 1 | Sublap 1 | 15:00 | 6 | 90 | August | 17000 | 0 | 0 | 0 | 0 | 0 | 0 | 0 | 0 | 0 | 0 | 0 | 0 | 0 | 0 | 0 | 5.8955 | 4.6072 | 3.3205 | 1.8412 | 0.72927 | 0.3534 | -1.2921 | -0.025916 | 0 | 0 | 0 | 0 | 0 | 0 | 0 | 0 | 0 | 0 | 0 | 0 | 0 | 0 | 0 | 0 | 100.2228 | 78.3217 | 56.4479 | 31.3008 | 12.3976 | 6.0078 | -21.9652 | -0.44058 | 0
0.625690September | Resource 1 | Sublap 1 | 15:00 | 6 | 90 | September | 18000 | 0 | 0 | 0 | 0 | 0 | 0 | 0 | 0 | 0 | 0 | 0 | 0 | 0 | 0 | 0 | 5.8955 | 4.6072 | 3.3205 | 1.8412 | 0.72927 | 0.3534 | -1.2921 | -0.025916 | 0 | 0 | 0 | 0 | 0 | 0 | 0 | 0 | 0 | 0 | 0 | 0 | 0 | 0 | 0 | 0 | 106.1182 | 82.9289 | 59.7683 | 33.1421 | 13.1269 | 6.3612 | -23.2573 | -0.4665 | 0
0.625690October | Resource 1 | Sublap 1 | 15:00 | 6 | 90 | October | 19000 | 0 | 0 | 0 | 0 | 0 | 0 | 0 | 0 | 0 | 0 | 0 | 0 | 0 | 0 | 0 | 5.8955 | 4.6072 | 3.3205 | 1.8412 | 0.72927 | 0.3534 | -1.2921 | -0.025916 | 0 | 0 | 0 | 0 | 0 | 0 | 0 | 0 | 0 | 0 | 0 | 0 | 0 | 0 | 0 | 0 | 112.0137 | 87.536 | 63.0888 | 34.9833 | 13.8562 | 6.7146 | -24.5494 | -0.49241 | 0
0.625690November | Resource 1 | Sublap 1 | 15:00 | 6 | 90 | November | 20000 | 0 | 0 | 0 | 0 | 0 | 0 | 0 | 0 | 0 | 0 | 0 | 0 | 0 | 0 | 0 | 5.8955 | 4.6072 | 3.3205 | 1.8412 | 0.72927 | 0.3534 | -1.2921 | -0.025916 | 0 | 0 | 0 | 0 | 0 | 0 | 0 | 0 | 0 | 0 | 0 | 0 | 0 | 0 | 0 | 0 | 117.9091 | 92.1432 | 66.4092 | 36.8245 | 14.5854 | 7.068 | -25.8415 | -0.51833 | 0
0.625690December | Resource 1 | Sublap 1 | 15:00 | 6 | 90 | December | 21000 | 0 | 0 | 0 | 0 | 0 | 0 | 0 | 0 | 0 | 0 | 0 | 0 | 0 | 0 | 0 | 5.8955 | 4.6072 | 3.3205 | 1.8412 | 0.72927 | 0.3534 | -1.2921 | -0.025916 | 0 | 0 | 0 | 0 | 0 | 0 | 0 | 0 | 0 | 0 | 0 | 0 | 0 | 0 | 0 | 0 | 123.8046 | 96.7504 | 69.7297 | 38.6657 | 15.3147 | 7.4214 | -27.1335 | -0.54424 | 0
0.625691January | Resource 1 | Sublap 1 | 15:00 | 6 | 91 | January | 10000 | 0 | 0 | 0 | 0 | 0 | 0 | 0 | 0 | 0 | 0 | 0 | 0 | 0 | 0 | 0 | 7.0651 | 5.58 | 4.1166 | 2.4625 | 1.1142 | 0.3971 | -1.4562 | -0.029193 | 0 | 0 | 0 | 0 | 0 | 0 | 0 | 0 | 0 | 0 | 0 | 0 | 0 | 0 | 0 | 0 | 70.6513 | 55.8005 | 41.1664 | 24.6254 | 11.1417 | 3.971 | -14.5616 | -0.29193 | 0
0.625691February | Resource 1 | Sublap 1 | 15:00 | 6 | 91 | February | 11000 | 0 | 0 | 0 | 0 | 0 | 0 | 0 | 0 | 0 | 0 | 0 | 0 | 0 | 0 | 0 | 7.0651 | 5.58 | 4.1166 | 2.4625 | 1.1142 | 0.3971 | -1.4562 | -0.029193 | 0 | 0 | 0 | 0 | 0 | 0 | 0 | 0 | 0 | 0 | 0 | 0 | 0 | 0 | 0 | 0 | 77.7164 | 61.3805 | 45.283 | 27.0879 | 12.2559 | 4.3681 | -16.0178 | -0.32112 | 0
0.625691March | Resource 1 | Sublap 1 | 15:00 | 6 | 91 | March | 12000 | 0 | 0 | 0 | 0 | 0 | 0 | 0 | 0 | 0 | 0 | 0 | 0 | 0 | 0 | 0 | 7.0651 | 5.58 | 4.1166 | 2.4625 | 1.1142 | 0.3971 | -1.4562 | -0.029193 | 0 | 0 | 0 | 0 | 0 | 0 | 0 | 0 | 0 | 0 | 0 | 0 | 0 | 0 | 0 | 0 | 84.7816 | 66.9606 | 49.3996 | 29.5504 | 13.3701 | 4.7652 | -17.4739 | -0.35032 | 0
0.625691April | Resource 1 | Sublap 1 | 15:00 | 6 | 91 | April | 13000 | 0 | 0 | 0 | 0 | 0 | 0 | 0 | 0 | 0 | 0 | 0 | 0 | 0 | 0 | 0 | 7.0651 | 5.58 | 4.1166 | 2.4625 | 1.1142 | 0.3971 | -1.4562 | -0.029193 | 0 | 0 | 0 | 0 | 0 | 0 | 0 | 0 | 0 | 0 | 0 | 0 | 0 | 0 | 0 | 0 | 91.8467 | 72.5406 | 53.5163 | 32.0129 | 14.4842 | 5.1624 | -18.9301 | -0.37951 | 0
0.625691May | Resource 1 | Sublap 1 | 15:00 | 6 | 91 | May | 14000 | 0 | 0 | 0 | 0 | 0 | 0 | 0 | 0 | 0 | 0 | 0 | 0 | 0 | 0 | 0 | 7.0651 | 5.58 | 4.1166 | 2.4625 | 1.1142 | 0.3971 | -1.4562 | -0.029193 | 0 | 0 | 0 | 0 | 0 | 0 | 0 | 0 | 0 | 0 | 0 | 0 | 0 | 0 | 0 | 0 | 98.9118 | 78.1207 | 57.6329 | 34.4755 | 15.5984 | 5.5595 | -20.3862 | -0.4087 | 0
0.625691June | Resource 1 | Sublap 1 | 15:00 | 6 | 91 | June | 15000 | 0 | 0 | 0 | 0 | 0 | 0 | 0 | 0 | 0 | 0 | 0 | 0 | 0 | 0 | 0 | 7.0651 | 5.58 | 4.1166 | 2.4625 | 1.1142 | 0.3971 | -1.4562 | -0.029193 | 0 | 0 | 0 | 0 | 0 | 0 | 0 | 0 | 0 | 0 | 0 | 0 | 0 | 0 | 0 | 0 | 105.977 | 83.7007 | 61.7495 | 36.938 | 16.7126 | 5.9566 | -21.8424 | -0.43789 | 0
0.625691July | Resource 1 | Sublap 1 | 15:00 | 6 | 91 | July | 16000 | 0 | 0 | 0 | 0 | 0 | 0 | 0 | 0 | 0 | 0 | 0 | 0 | 0 | 0 | 0 | 7.0651 | 5.58 | 4.1166 | 2.4625 | 1.1142 | 0.3971 | -1.4562 | -0.029193 | 0 | 0 | 0 | 0 | 0 | 0 | 0 | 0 | 0 | 0 | 0 | 0 | 0 | 0 | 0 | 0 | 113.0421 | 89.2807 | 65.8662 | 39.4006 | 17.8268 | 6.3537 | -23.2986 | -0.46709 | 0
0.625691August | Resource 1 | Sublap 1 | 15:00 | 6 | 91 | August | 17000 | 0 | 0 | 0 | 0 | 0 | 0 | 0 | 0 | 0 | 0 | 0 | 0 | 0 | 0 | 0 | 7.0651 | 5.58 | 4.1166 | 2.4625 | 1.1142 | 0.3971 | -1.4562 | -0.029193 | 0 | 0 | 0 | 0 | 0 | 0 | 0 | 0 | 0 | 0 | 0 | 0 | 0 | 0 | 0 | 0 | 120.1072 | 94.8608 | 69.9828 | 41.8631 | 18.9409 | 6.7508 | -24.7547 | -0.49628 | 0
0.625691September | Resource 1 | Sublap 1 | 15:00 | 6 | 91 | September | 18000 | 0 | 0 | 0 | 0 | 0 | 0 | 0 | 0 | 0 | 0 | 0 | 0 | 0 | 0 | 0 | 7.0651 | 5.58 | 4.1166 | 2.4625 | 1.1142 | 0.3971 | -1.4562 | -0.029193 | 0 | 0 | 0 | 0 | 0 | 0 | 0 | 0 | 0 | 0 | 0 | 0 | 0 | 0 | 0 | 0 | 127.1723 | 100.4408 | 74.0995 | 44.3256 | 20.0551 | 7.1479 | -26.2109 | -0.52547 | 0
0.625691October | Resource 1 | Sublap 1 | 15:00 | 6 | 91 | October | 19000 | 0 | 0 | 0 | 0 | 0 | 0 | 0 | 0 | 0 | 0 | 0 | 0 | 0 | 0 | 0 | 7.0651 | 5.58 | 4.1166 | 2.4625 | 1.1142 | 0.3971 | -1.4562 | -0.029193 | 0 | 0 | 0 | 0 | 0 | 0 | 0 | 0 | 0 | 0 | 0 | 0 | 0 | 0 | 0 | 0 | 134.2375 | 106.0209 | 78.2161 | 46.7882 | 21.1693 | 7.545 | -27.667 | -0.55467 | 0
0.625691November | Resource 1 | Sublap 1 | 15:00 | 6 | 91 | November | 20000 | 0 | 0 | 0 | 0 | 0 | 0 | 0 | 0 | 0 | 0 | 0 | 0 | 0 | 0 | 0 | 7.0651 | 5.58 | 4.1166 | 2.4625 | 1.1142 | 0.3971 | -1.4562 | -0.029193 | 0 | 0 | 0 | 0 | 0 | 0 | 0 | 0 | 0 | 0 | 0 | 0 | 0 | 0 | 0 | 0 | 141.3026 | 111.6009 | 82.3327 | 49.2507 | 22.2834 | 7.9421 | -29.1232 | -0.58386 | 0
0.625691December | Resource 1 | Sublap 1 | 15:00 | 6 | 91 | December | 21000 | 0 | 0 | 0 | 0 | 0 | 0 | 0 | 0 | 0 | 0 | 0 | 0 | 0 | 0 | 0 | 7.0651 | 5.58 | 4.1166 | 2.4625 | 1.1142 | 0.3971 | -1.4562 | -0.029193 | 0 | 0 | 0 | 0 | 0 | 0 | 0 | 0 | 0 | 0 | 0 | 0 | 0 | 0 | 0 | 0 | 148.3677 | 117.181 | 86.4494 | 51.7132 | 23.3976 | 8.3392 | -30.5794 | -0.61305 | 0
0.625692January | Resource 1 | Sublap 1 | 15:00 | 6 | 92 | January | 10000 | 0 | 0 | 0 | 0 | 0 | 0 | 0 | 0 | 0 | 0 | 0 | 0 | 0 | 0 | 0 | 7.6197 | 5.9757 | 4.4211 | 2.546 | 1.2119 | 0.44076 | -1.4971 | -0.03001 | 0 | 0 | 0 | 0 | 0 | 0 | 0 | 0 | 0 | 0 | 0 | 0 | 0 | 0 | 0 | 0 | 76.197 | 59.7566 | 44.2112 | 25.4602 | 12.119 | 4.4076 | -14.9705 | -0.3001 | 0
0.625692February | Resource 1 | Sublap 1 | 15:00 | 6 | 92 | February | 11000 | 0 | 0 | 0 | 0 | 0 | 0 | 0 | 0 | 0 | 0 | 0 | 0 | 0 | 0 | 0 | 7.6197 | 5.9757 | 4.4211 | 2.546 | 1.2119 | 0.44076 | -1.4971 | -0.03001 | 0 | 0 | 0 | 0 | 0 | 0 | 0 | 0 | 0 | 0 | 0 | 0 | 0 | 0 | 0 | 0 | 83.8167 | 65.7322 | 48.6324 | 28.0063 | 13.3309 | 4.8484 | -16.4676 | -0.33011 | 0
0.625692March | Resource 1 | Sublap 1 | 15:00 | 6 | 92 | March | 12000 | 0 | 0 | 0 | 0 | 0 | 0 | 0 | 0 | 0 | 0 | 0 | 0 | 0 | 0 | 0 | 7.6197 | 5.9757 | 4.4211 | 2.546 | 1.2119 | 0.44076 | -1.4971 | -0.03001 | 0 | 0 | 0 | 0 | 0 | 0 | 0 | 0 | 0 | 0 | 0 | 0 | 0 | 0 | 0 | 0 | 91.4364 | 71.7079 | 53.0535 | 30.5523 | 14.5428 | 5.2892 | -17.9647 | -0.36012 | 0
0.625692April | Resource 1 | Sublap 1 | 15:00 | 6 | 92 | April | 13000 | 0 | 0 | 0 | 0 | 0 | 0 | 0 | 0 | 0 | 0 | 0 | 0 | 0 | 0 | 0 | 7.6197 | 5.9757 | 4.4211 | 2.546 | 1.2119 | 0.44076 | -1.4971 | -0.03001 | 0 | 0 | 0 | 0 | 0 | 0 | 0 | 0 | 0 | 0 | 0 | 0 | 0 | 0 | 0 | 0 | 99.0561 | 77.6836 | 57.4746 | 33.0983 | 15.7547 | 5.7299 | -19.4617 | -0.39012 | 0
0.625692May | Resource 1 | Sublap 1 | 15:00 | 6 | 92 | May | 14000 | 0 | 0 | 0 | 0 | 0 | 0 | 0 | 0 | 0 | 0 | 0 | 0 | 0 | 0 | 0 | 7.6197 | 5.9757 | 4.4211 | 2.546 | 1.2119 | 0.44076 | -1.4971 | -0.03001 | 0 | 0 | 0 | 0 | 0 | 0 | 0 | 0 | 0 | 0 | 0 | 0 | 0 | 0 | 0 | 0 | 106.6758 | 83.6592 | 61.8957 | 35.6443 | 16.9667 | 6.1707 | -20.9588 | -0.42013 | 0
0.625692June | Resource 1 | Sublap 1 | 15:00 | 6 | 92 | June | 15000 | 0 | 0 | 0 | 0 | 0 | 0 | 0 | 0 | 0 | 0 | 0 | 0 | 0 | 0 | 0 | 7.6197 | 5.9757 | 4.4211 | 2.546 | 1.2119 | 0.44076 | -1.4971 | -0.03001 | 0 | 0 | 0 | 0 | 0 | 0 | 0 | 0 | 0 | 0 | 0 | 0 | 0 | 0 | 0 | 0 | 114.2955 | 89.6349 | 66.3169 | 38.1904 | 18.1786 | 6.6115 | -22.4558 | -0.45014 | 0
0.625692July | Resource 1 | Sublap 1 | 15:00 | 6 | 92 | July | 16000 | 0 | 0 | 0 | 0 | 0 | 0 | 0 | 0 | 0 | 0 | 0 | 0 | 0 | 0 | 0 | 7.6197 | 5.9757 | 4.4211 | 2.546 | 1.2119 | 0.44076 | -1.4971 | -0.03001 | 0 | 0 | 0 | 0 | 0 | 0 | 0 | 0 | 0 | 0 | 0 | 0 | 0 | 0 | 0 | 0 | 121.9153 | 95.6105 | 70.738 | 40.7364 | 19.3905 | 7.0522 | -23.9529 | -0.48015 | 0
0.625692August | Resource 1 | Sublap 1 | 15:00 | 6 | 92 | August | 17000 | 0 | 0 | 0 | 0 | 0 | 0 | 0 | 0 | 0 | 0 | 0 | 0 | 0 | 0 | 0 | 7.6197 | 5.9757 | 4.4211 | 2.546 | 1.2119 | 0.44076 | -1.4971 | -0.03001 | 0 | 0 | 0 | 0 | 0 | 0 | 0 | 0 | 0 | 0 | 0 | 0 | 0 | 0 | 0 | 0 | 129.535 | 101.5862 | 75.1591 | 43.2824 | 20.6024 | 7.493 | -25.4499 | -0.51016 | 0
0.625692September | Resource 1 | Sublap 1 | 15:00 | 6 | 92 | September | 18000 | 0 | 0 | 0 | 0 | 0 | 0 | 0 | 0 | 0 | 0 | 0 | 0 | 0 | 0 | 0 | 7.6197 | 5.9757 | 4.4211 | 2.546 | 1.2119 | 0.44076 | -1.4971 | -0.03001 | 0 | 0 | 0 | 0 | 0 | 0 | 0 | 0 | 0 | 0 | 0 | 0 | 0 | 0 | 0 | 0 | 137.1547 | 107.5619 | 79.5802 | 45.8284 | 21.8143 | 7.9338 | -26.947 | -0.54017 | 0
0.625692October | Resource 1 | Sublap 1 | 15:00 | 6 | 92 | October | 19000 | 0 | 0 | 0 | 0 | 0 | 0 | 0 | 0 | 0 | 0 | 0 | 0 | 0 | 0 | 0 | 7.6197 | 5.9757 | 4.4211 | 2.546 | 1.2119 | 0.44076 | -1.4971 | -0.03001 | 0 | 0 | 0 | 0 | 0 | 0 | 0 | 0 | 0 | 0 | 0 | 0 | 0 | 0 | 0 | 0 | 144.7744 | 113.5375 | 84.0014 | 48.3745 | 23.0262 | 8.3745 | -28.4441 | -0.57018 | 0
0.625692November | Resource 1 | Sublap 1 | 15:00 | 6 | 92 | November | 20000 | 0 | 0 | 0 | 0 | 0 | 0 | 0 | 0 | 0 | 0 | 0 | 0 | 0 | 0 | 0 | 7.6197 | 5.9757 | 4.4211 | 2.546 | 1.2119 | 0.44076 | -1.4971 | -0.03001 | 0 | 0 | 0 | 0 | 0 | 0 | 0 | 0 | 0 | 0 | 0 | 0 | 0 | 0 | 0 | 0 | 152.3941 | 119.5132 | 88.4225 | 50.9205 | 24.2381 | 8.8153 | -29.9411 | -0.60019 | 0
0.625692December | Resource 1 | Sublap 1 | 15:00 | 6 | 92 | December | 21000 | 0 | 0 | 0 | 0 | 0 | 0 | 0 | 0 | 0 | 0 | 0 | 0 | 0 | 0 | 0 | 7.6197 | 5.9757 | 4.4211 | 2.546 | 1.2119 | 0.44076 | -1.4971 | -0.03001 | 0 | 0 | 0 | 0 | 0 | 0 | 0 | 0 | 0 | 0 | 0 | 0 | 0 | 0 | 0 | 0 | 160.0138 | 125.4888 | 92.8436 | 53.4665 | 25.45 | 9.2561 | -31.4382 | -0.6302 | 0
0.625693January | Resource 1 | Sublap 1 | 15:00 | 6 | 93 | January | 10000 | 0 | 0 | 0 | 0 | 0 | 0 | 0 | 0 | 0 | 0 | 0 | 0 | 0 | 0 | 0 | 7.8445 | 6.3422 | 4.7271 | 2.9191 | 1.5286 | 0.74168 | -1.6036 | -0.032138 | 0 | 0 | 0 | 0 | 0 | 0 | 0 | 0 | 0 | 0 | 0 | 0 | 0 | 0 | 0 | 0 | 78.4453 | 63.4217 | 47.2711 | 29.1909 | 15.2857 | 7.4168 | -16.0364 | -0.32138 | 0
0.625693February | Resource 1 | Sublap 1 | 15:00 | 6 | 93 | February | 11000 | 0 | 0 | 0 | 0 | 0 | 0 | 0 | 0 | 0 | 0 | 0 | 0 | 0 | 0 | 0 | 7.8445 | 6.3422 | 4.7271 | 2.9191 | 1.5286 | 0.74168 | -1.6036 | -0.032138 | 0 | 0 | 0 | 0 | 0 | 0 | 0 | 0 | 0 | 0 | 0 | 0 | 0 | 0 | 0 | 0 | 86.2899 | 69.7639 | 51.9982 | 32.1099 | 16.8143 | 8.1585 | -17.64 | -0.35352 | 0
0.625693March | Resource 1 | Sublap 1 | 15:00 | 6 | 93 | March | 12000 | 0 | 0 | 0 | 0 | 0 | 0 | 0 | 0 | 0 | 0 | 0 | 0 | 0 | 0 | 0 | 7.8445 | 6.3422 | 4.7271 | 2.9191 | 1.5286 | 0.74168 | -1.6036 | -0.032138 | 0 | 0 | 0 | 0 | 0 | 0 | 0 | 0 | 0 | 0 | 0 | 0 | 0 | 0 | 0 | 0 | 94.1344 | 76.106 | 56.7253 | 35.029 | 18.3428 | 8.9002 | -19.2436 | -0.38565 | 0
0.625693April | Resource 1 | Sublap 1 | 15:00 | 6 | 93 | April | 13000 | 0 | 0 | 0 | 0 | 0 | 0 | 0 | 0 | 0 | 0 | 0 | 0 | 0 | 0 | 0 | 7.8445 | 6.3422 | 4.7271 | 2.9191 | 1.5286 | 0.74168 | -1.6036 | -0.032138 | 0 | 0 | 0 | 0 | 0 | 0 | 0 | 0 | 0 | 0 | 0 | 0 | 0 | 0 | 0 | 0 | 101.979 | 82.4482 | 61.4524 | 37.9481 | 19.8714 | 9.6419 | -20.8473 | -0.41779 | 0
0.625693May | Resource 1 | Sublap 1 | 15:00 | 6 | 93 | May | 14000 | 0 | 0 | 0 | 0 | 0 | 0 | 0 | 0 | 0 | 0 | 0 | 0 | 0 | 0 | 0 | 7.8445 | 6.3422 | 4.7271 | 2.9191 | 1.5286 | 0.74168 | -1.6036 | -0.032138 | 0 | 0 | 0 | 0 | 0 | 0 | 0 | 0 | 0 | 0 | 0 | 0 | 0 | 0 | 0 | 0 | 109.8235 | 88.7904 | 66.1795 | 40.8672 | 21.4 | 10.3835 | -22.4509 | -0.44993 | 0
0.625693June | Resource 1 | Sublap 1 | 15:00 | 6 | 93 | June | 15000 | 0 | 0 | 0 | 0 | 0 | 0 | 0 | 0 | 0 | 0 | 0 | 0 | 0 | 0 | 0 | 7.8445 | 6.3422 | 4.7271 | 2.9191 | 1.5286 | 0.74168 | -1.6036 | -0.032138 | 0 | 0 | 0 | 0 | 0 | 0 | 0 | 0 | 0 | 0 | 0 | 0 | 0 | 0 | 0 | 0 | 117.668 | 95.1325 | 70.9066 | 43.7863 | 22.9285 | 11.1252 | -24.0545 | -0.48207 | 0
0.625693July | Resource 1 | Sublap 1 | 15:00 | 6 | 93 | July | 16000 | 0 | 0 | 0 | 0 | 0 | 0 | 0 | 0 | 0 | 0 | 0 | 0 | 0 | 0 | 0 | 7.8445 | 6.3422 | 4.7271 | 2.9191 | 1.5286 | 0.74168 | -1.6036 | -0.032138 | 0 | 0 | 0 | 0 | 0 | 0 | 0 | 0 | 0 | 0 | 0 | 0 | 0 | 0 | 0 | 0 | 125.5126 | 101.4747 | 75.6337 | 46.7054 | 24.4571 | 11.8669 | -25.6582 | -0.51421 | 0
0.625693August | Resource 1 | Sublap 1 | 15:00 | 6 | 93 | August | 17000 | 0 | 0 | 0 | 0 | 0 | 0 | 0 | 0 | 0 | 0 | 0 | 0 | 0 | 0 | 0 | 7.8445 | 6.3422 | 4.7271 | 2.9191 | 1.5286 | 0.74168 | -1.6036 | -0.032138 | 0 | 0 | 0 | 0 | 0 | 0 | 0 | 0 | 0 | 0 | 0 | 0 | 0 | 0 | 0 | 0 | 133.3571 | 107.8169 | 80.3609 | 49.6245 | 25.9857 | 12.6086 | -27.2618 | -0.54634 | 0
0.625693September | Resource 1 | Sublap 1 | 15:00 | 6 | 93 | September | 18000 | 0 | 0 | 0 | 0 | 0 | 0 | 0 | 0 | 0 | 0 | 0 | 0 | 0 | 0 | 0 | 7.8445 | 6.3422 | 4.7271 | 2.9191 | 1.5286 | 0.74168 | -1.6036 | -0.032138 | 0 | 0 | 0 | 0 | 0 | 0 | 0 | 0 | 0 | 0 | 0 | 0 | 0 | 0 | 0 | 0 | 141.2016 | 114.159 | 85.088 | 52.5436 | 27.5142 | 13.3503 | -28.8654 | -0.57848 | 0
0.625693October | Resource 1 | Sublap 1 | 15:00 | 6 | 93 | October | 19000 | 0 | 0 | 0 | 0 | 0 | 0 | 0 | 0 | 0 | 0 | 0 | 0 | 0 | 0 | 0 | 7.8445 | 6.3422 | 4.7271 | 2.9191 | 1.5286 | 0.74168 | -1.6036 | -0.032138 | 0 | 0 | 0 | 0 | 0 | 0 | 0 | 0 | 0 | 0 | 0 | 0 | 0 | 0 | 0 | 0 | 149.0462 | 120.5012 | 89.8151 | 55.4626 | 29.0428 | 14.092 | -30.4691 | -0.61062 | 0
0.625693November | Resource 1 | Sublap 1 | 15:00 | 6 | 93 | November | 20000 | 0 | 0 | 0 | 0 | 0 | 0 | 0 | 0 | 0 | 0 | 0 | 0 | 0 | 0 | 0 | 7.8445 | 6.3422 | 4.7271 | 2.9191 | 1.5286 | 0.74168 | -1.6036 | -0.032138 | 0 | 0 | 0 | 0 | 0 | 0 | 0 | 0 | 0 | 0 | 0 | 0 | 0 | 0 | 0 | 0 | 156.8907 | 126.8434 | 94.5422 | 58.3817 | 30.5714 | 14.8336 | -32.0727 | -0.64276 | 0
0.625693December | Resource 1 | Sublap 1 | 15:00 | 6 | 93 | December | 21000 | 0 | 0 | 0 | 0 | 0 | 0 | 0 | 0 | 0 | 0 | 0 | 0 | 0 | 0 | 0 | 7.8445 | 6.3422 | 4.7271 | 2.9191 | 1.5286 | 0.74168 | -1.6036 | -0.032138 | 0 | 0 | 0 | 0 | 0 | 0 | 0 | 0 | 0 | 0 | 0 | 0 | 0 | 0 | 0 | 0 | 164.7352 | 133.1855 | 99.2693 | 61.3008 | 32.0999 | 15.5753 | -33.6764 | -0.6749 | 0
0.625694January | Resource 1 | Sublap 1 | 15:00 | 6 | 94 | January | 10000 | 0 | 0 | 0 | 0 | 0 | 0 | 0 | 0 | 0 | 0 | 0 | 0 | 0 | 0 | 0 | 7.8676 | 6.1332 | 4.477 | 2.8375 | 1.3015 | 0.55549 | -1.6056 | -0.032177 | 0 | 0 | 0 | 0 | 0 | 0 | 0 | 0 | 0 | 0 | 0 | 0 | 0 | 0 | 0 | 0 | 78.6756 | 61.332 | 44.7695 | 28.3753 | 13.0149 | 5.5549 | -16.0562 | -0.32178 | 0
0.625694February | Resource 1 | Sublap 1 | 15:00 | 6 | 94 | February | 11000 | 0 | 0 | 0 | 0 | 0 | 0 | 0 | 0 | 0 | 0 | 0 | 0 | 0 | 0 | 0 | 7.8676 | 6.1332 | 4.477 | 2.8375 | 1.3015 | 0.55549 | -1.6056 | -0.032177 | 0 | 0 | 0 | 0 | 0 | 0 | 0 | 0 | 0 | 0 | 0 | 0 | 0 | 0 | 0 | 0 | 86.5431 | 67.4652 | 49.2465 | 31.2128 | 14.3163 | 6.1104 | -17.6618 | -0.35395 | 0
0.625694March | Resource 1 | Sublap 1 | 15:00 | 6 | 94 | March | 12000 | 0 | 0 | 0 | 0 | 0 | 0 | 0 | 0 | 0 | 0 | 0 | 0 | 0 | 0 | 0 | 7.8676 | 6.1332 | 4.477 | 2.8375 | 1.3015 | 0.55549 | -1.6056 | -0.032177 | 0 | 0 | 0 | 0 | 0 | 0 | 0 | 0 | 0 | 0 | 0 | 0 | 0 | 0 | 0 | 0 | 94.4107 | 73.5984 | 53.7234 | 34.0503 | 15.6178 | 6.6659 | -19.2675 | -0.38613 | 0
0.625694April | Resource 1 | Sublap 1 | 15:00 | 6 | 94 | April | 13000 | 0 | 0 | 0 | 0 | 0 | 0 | 0 | 0 | 0 | 0 | 0 | 0 | 0 | 0 | 0 | 7.8676 | 6.1332 | 4.477 | 2.8375 | 1.3015 | 0.55549 | -1.6056 | -0.032177 | 0 | 0 | 0 | 0 | 0 | 0 | 0 | 0 | 0 | 0 | 0 | 0 | 0 | 0 | 0 | 0 | 102.2783 | 79.7316 | 58.2004 | 36.8879 | 16.9193 | 7.2214 | -20.8731 | -0.41831 | 0
0.625694May | Resource 1 | Sublap 1 | 15:00 | 6 | 94 | May | 14000 | 0 | 0 | 0 | 0 | 0 | 0 | 0 | 0 | 0 | 0 | 0 | 0 | 0 | 0 | 0 | 7.8676 | 6.1332 | 4.477 | 2.8375 | 1.3015 | 0.55549 | -1.6056 | -0.032177 | 0 | 0 | 0 | 0 | 0 | 0 | 0 | 0 | 0 | 0 | 0 | 0 | 0 | 0 | 0 | 0 | 110.1458 | 85.8648 | 62.6773 | 39.7254 | 18.2208 | 7.7769 | -22.4787 | -0.45049 | 0
0.625694June | Resource 1 | Sublap 1 | 15:00 | 6 | 94 | June | 15000 | 0 | 0 | 0 | 0 | 0 | 0 | 0 | 0 | 0 | 0 | 0 | 0 | 0 | 0 | 0 | 7.8676 | 6.1332 | 4.477 | 2.8375 | 1.3015 | 0.55549 | -1.6056 | -0.032177 | 0 | 0 | 0 | 0 | 0 | 0 | 0 | 0 | 0 | 0 | 0 | 0 | 0 | 0 | 0 | 0 | 118.0134 | 91.998 | 67.1543 | 42.5629 | 19.5223 | 8.3324 | -24.0843 | -0.48266 | 0
0.625694July | Resource 1 | Sublap 1 | 15:00 | 6 | 94 | July | 16000 | 0 | 0 | 0 | 0 | 0 | 0 | 0 | 0 | 0 | 0 | 0 | 0 | 0 | 0 | 0 | 7.8676 | 6.1332 | 4.477 | 2.8375 | 1.3015 | 0.55549 | -1.6056 | -0.032177 | 0 | 0 | 0 | 0 | 0 | 0 | 0 | 0 | 0 | 0 | 0 | 0 | 0 | 0 | 0 | 0 | 125.8809 | 98.1312 | 71.6312 | 45.4004 | 20.8238 | 8.8879 | -25.6899 | -0.51484 | 0
0.625694August | Resource 1 | Sublap 1 | 15:00 | 6 | 94 | August | 17000 | 0 | 0 | 0 | 0 | 0 | 0 | 0 | 0 | 0 | 0 | 0 | 0 | 0 | 0 | 0 | 7.8676 | 6.1332 | 4.477 | 2.8375 | 1.3015 | 0.55549 | -1.6056 | -0.032177 | 0 | 0 | 0 | 0 | 0 | 0 | 0 | 0 | 0 | 0 | 0 | 0 | 0 | 0 | 0 | 0 | 133.7485 | 104.2644 | 76.1082 | 48.238 | 22.1253 | 9.4434 | -27.2956 | -0.54702 | 0
0.625694September | Resource 1 | Sublap 1 | 15:00 | 6 | 94 | September | 18000 | 0 | 0 | 0 | 0 | 0 | 0 | 0 | 0 | 0 | 0 | 0 | 0 | 0 | 0 | 0 | 7.8676 | 6.1332 | 4.477 | 2.8375 | 1.3015 | 0.55549 | -1.6056 | -0.032177 | 0 | 0 | 0 | 0 | 0 | 0 | 0 | 0 | 0 | 0 | 0 | 0 | 0 | 0 | 0 | 0 | 141.616 | 110.3976 | 80.5851 | 51.0755 | 23.4268 | 9.9989 | -28.9012 | -0.5792 | 0
0.625694October | Resource 1 | Sublap 1 | 15:00 | 6 | 94 | October | 19000 | 0 | 0 | 0 | 0 | 0 | 0 | 0 | 0 | 0 | 0 | 0 | 0 | 0 | 0 | 0 | 7.8676 | 6.1332 | 4.477 | 2.8375 | 1.3015 | 0.55549 | -1.6056 | -0.032177 | 0 | 0 | 0 | 0 | 0 | 0 | 0 | 0 | 0 | 0 | 0 | 0 | 0 | 0 | 0 | 0 | 149.4836 | 116.5308 | 85.0621 | 53.913 | 24.7282 | 10.5543 | -30.5068 | -0.61137 | 0
0.625694November | Resource 1 | Sublap 1 | 15:00 | 6 | 94 | November | 20000 | 0 | 0 | 0 | 0 | 0 | 0 | 0 | 0 | 0 | 0 | 0 | 0 | 0 | 0 | 0 | 7.8676 | 6.1332 | 4.477 | 2.8375 | 1.3015 | 0.55549 | -1.6056 | -0.032177 | 0 | 0 | 0 | 0 | 0 | 0 | 0 | 0 | 0 | 0 | 0 | 0 | 0 | 0 | 0 | 0 | 157.3512 | 122.664 | 89.539 | 56.7505 | 26.0297 | 11.1098 | -32.1124 | -0.64355 | 0
0.625694December | Resource 1 | Sublap 1 | 15:00 | 6 | 94 | December | 21000 | 0 | 0 | 0 | 0 | 0 | 0 | 0 | 0 | 0 | 0 | 0 | 0 | 0 | 0 | 0 | 7.8676 | 6.1332 | 4.477 | 2.8375 | 1.3015 | 0.55549 | -1.6056 | -0.032177 | 0 | 0 | 0 | 0 | 0 | 0 | 0 | 0 | 0 | 0 | 0 | 0 | 0 | 0 | 0 | 0 | 165.2187 | 128.7971 | 94.016 | 59.5881 | 27.3312 | 11.6653 | -33.7181 | -0.67573 | 0
0.625695January | Resource 1 | Sublap 1 | 15:00 | 6 | 95 | January | 10000 | 0 | 0 | 0 | 0 | 0 | 0 | 0 | 0 | 0 | 0 | 0 | 0 | 0 | 0 | 0 | 11.0844 | 9.5365 | 7.3896 | 5.1379 | 3.1389 | 2.1166 | -2.0986 | -0.042021 | 0 | 0 | 0 | 0 | 0 | 0 | 0 | 0 | 0 | 0 | 0 | 0 | 0 | 0 | 0 | 0 | 110.8443 | 95.3653 | 73.8961 | 51.3788 | 31.3893 | 21.1658 | -20.9855 | -0.42021 | 0
0.625695February | Resource 1 | Sublap 1 | 15:00 | 6 | 95 | February | 11000 | 0 | 0 | 0 | 0 | 0 | 0 | 0 | 0 | 0 | 0 | 0 | 0 | 0 | 0 | 0 | 11.0844 | 9.5365 | 7.3896 | 5.1379 | 3.1389 | 2.1166 | -2.0986 | -0.042021 | 0 | 0 | 0 | 0 | 0 | 0 | 0 | 0 | 0 | 0 | 0 | 0 | 0 | 0 | 0 | 0 | 121.9287 | 104.9018 | 81.2857 | 56.5167 | 34.5282 | 23.2824 | -23.0841 | -0.46223 | 0
0.625695March | Resource 1 | Sublap 1 | 15:00 | 6 | 95 | March | 12000 | 0 | 0 | 0 | 0 | 0 | 0 | 0 | 0 | 0 | 0 | 0 | 0 | 0 | 0 | 0 | 11.0844 | 9.5365 | 7.3896 | 5.1379 | 3.1389 | 2.1166 | -2.0986 | -0.042021 | 0 | 0 | 0 | 0 | 0 | 0 | 0 | 0 | 0 | 0 | 0 | 0 | 0 | 0 | 0 | 0 | 133.0131 | 114.4383 | 88.6753 | 61.6546 | 37.6671 | 25.399 | -25.1826 | -0.50425 | 0
0.625695April | Resource 1 | Sublap 1 | 15:00 | 6 | 95 | April | 13000 | 0 | 0 | 0 | 0 | 0 | 0 | 0 | 0 | 0 | 0 | 0 | 0 | 0 | 0 | 0 | 11.0844 | 9.5365 | 7.3896 | 5.1379 | 3.1389 | 2.1166 | -2.0986 | -0.042021 | 0 | 0 | 0 | 0 | 0 | 0 | 0 | 0 | 0 | 0 | 0 | 0 | 0 | 0 | 0 | 0 | 144.0975 | 123.9749 | 96.0649 | 66.7925 | 40.8061 | 27.5156 | -27.2812 | -0.54627 | 0
0.625695May | Resource 1 | Sublap 1 | 15:00 | 6 | 95 | May | 14000 | 0 | 0 | 0 | 0 | 0 | 0 | 0 | 0 | 0 | 0 | 0 | 0 | 0 | 0 | 0 | 11.0844 | 9.5365 | 7.3896 | 5.1379 | 3.1389 | 2.1166 | -2.0986 | -0.042021 | 0 | 0 | 0 | 0 | 0 | 0 | 0 | 0 | 0 | 0 | 0 | 0 | 0 | 0 | 0 | 0 | 155.182 | 133.5114 | 103.4545 | 71.9304 | 43.945 | 29.6321 | -29.3797 | -0.58829 | 0
0.625695June | Resource 1 | Sublap 1 | 15:00 | 6 | 95 | June | 15000 | 0 | 0 | 0 | 0 | 0 | 0 | 0 | 0 | 0 | 0 | 0 | 0 | 0 | 0 | 0 | 11.0844 | 9.5365 | 7.3896 | 5.1379 | 3.1389 | 2.1166 | -2.0986 | -0.042021 | 0 | 0 | 0 | 0 | 0 | 0 | 0 | 0 | 0 | 0 | 0 | 0 | 0 | 0 | 0 | 0 | 166.2664 | 143.0479 | 110.8441 | 77.0683 | 47.0839 | 31.7487 | -31.4783 | -0.63031 | 0
0.625695July | Resource 1 | Sublap 1 | 15:00 | 6 | 95 | July | 16000 | 0 | 0 | 0 | 0 | 0 | 0 | 0 | 0 | 0 | 0 | 0 | 0 | 0 | 0 | 0 | 11.0844 | 9.5365 | 7.3896 | 5.1379 | 3.1389 | 2.1166 | -2.0986 | -0.042021 | 0 | 0 | 0 | 0 | 0 | 0 | 0 | 0 | 0 | 0 | 0 | 0 | 0 | 0 | 0 | 0 | 177.3508 | 152.5844 | 118.2337 | 82.2062 | 50.2228 | 33.8653 | -33.5768 | -0.67233 | 0
0.625695August | Resource 1 | Sublap 1 | 15:00 | 6 | 95 | August | 17000 | 0 | 0 | 0 | 0 | 0 | 0 | 0 | 0 | 0 | 0 | 0 | 0 | 0 | 0 | 0 | 11.0844 | 9.5365 | 7.3896 | 5.1379 | 3.1389 | 2.1166 | -2.0986 | -0.042021 | 0 | 0 | 0 | 0 | 0 | 0 | 0 | 0 | 0 | 0 | 0 | 0 | 0 | 0 | 0 | 0 | 188.4352 | 162.121 | 125.6233 | 87.344 | 53.3618 | 35.9819 | -35.6754 | -0.71435 | 0
0.625695September | Resource 1 | Sublap 1 | 15:00 | 6 | 95 | September | 18000 | 0 | 0 | 0 | 0 | 0 | 0 | 0 | 0 | 0 | 0 | 0 | 0 | 0 | 0 | 0 | 11.0844 | 9.5365 | 7.3896 | 5.1379 | 3.1389 | 2.1166 | -2.0986 | -0.042021 | 0 | 0 | 0 | 0 | 0 | 0 | 0 | 0 | 0 | 0 | 0 | 0 | 0 | 0 | 0 | 0 | 199.5197 | 171.6575 | 133.0129 | 92.4819 | 56.5007 | 38.0984 | -37.7739 | -0.75637 | 0
0.625695October | Resource 1 | Sublap 1 | 15:00 | 6 | 95 | October | 19000 | 0 | 0 | 0 | 0 | 0 | 0 | 0 | 0 | 0 | 0 | 0 | 0 | 0 | 0 | 0 | 11.0844 | 9.5365 | 7.3896 | 5.1379 | 3.1389 | 2.1166 | -2.0986 | -0.042021 | 0 | 0 | 0 | 0 | 0 | 0 | 0 | 0 | 0 | 0 | 0 | 0 | 0 | 0 | 0 | 0 | 210.6041 | 181.194 | 140.4025 | 97.6198 | 59.6396 | 40.215 | -39.8725 | -0.79839 | 0
0.625695November | Resource 1 | Sublap 1 | 15:00 | 6 | 95 | November | 20000 | 0 | 0 | 0 | 0 | 0 | 0 | 0 | 0 | 0 | 0 | 0 | 0 | 0 | 0 | 0 | 11.0844 | 9.5365 | 7.3896 | 5.1379 | 3.1389 | 2.1166 | -2.0986 | -0.042021 | 0 | 0 | 0 | 0 | 0 | 0 | 0 | 0 | 0 | 0 | 0 | 0 | 0 | 0 | 0 | 0 | 221.6885 | 190.7305 | 147.7921 | 102.7577 | 62.7786 | 42.3316 | -41.971 | -0.84041 | 0
0.625695December | Resource 1 | Sublap 1 | 15:00 | 6 | 95 | December | 21000 | 0 | 0 | 0 | 0 | 0 | 0 | 0 | 0 | 0 | 0 | 0 | 0 | 0 | 0 | 0 | 11.0844 | 9.5365 | 7.3896 | 5.1379 | 3.1389 | 2.1166 | -2.0986 | -0.042021 | 0 | 0 | 0 | 0 | 0 | 0 | 0 | 0 | 0 | 0 | 0 | 0 | 0 | 0 | 0 | 0 | 232.7729 | 200.2671 | 155.1817 | 107.8956 | 65.9175 | 44.4482 | -44.0696 | -0.88243 | 0
0.625696January | Resource 1 | Sublap 1 | 15:00 | 6 | 96 | January | 10000 | 0 | 0 | 0 | 0 | 0 | 0 | 0 | 0 | 0 | 0 | 0 | 0 | 0 | 0 | 0 | 9.8703 | 8.4664 | 6.8264 | 4.7216 | 2.7256 | 1.4668 | -1.868 | -0.037416 | 0 | 0 | 0 | 0 | 0 | 0 | 0 | 0 | 0 | 0 | 0 | 0 | 0 | 0 | 0 | 0 | 98.7029 | 84.6638 | 68.2643 | 47.2161 | 27.2556 | 14.6684 | -18.6798 | -0.37417 | 0
0.625696February | Resource 1 | Sublap 1 | 15:00 | 6 | 96 | February | 11000 | 0 | 0 | 0 | 0 | 0 | 0 | 0 | 0 | 0 | 0 | 0 | 0 | 0 | 0 | 0 | 9.8703 | 8.4664 | 6.8264 | 4.7216 | 2.7256 | 1.4668 | -1.868 | -0.037416 | 0 | 0 | 0 | 0 | 0 | 0 | 0 | 0 | 0 | 0 | 0 | 0 | 0 | 0 | 0 | 0 | 108.5732 | 93.1302 | 75.0908 | 51.9378 | 29.9812 | 16.1352 | -20.5478 | -0.41158 | 0
0.625696March | Resource 1 | Sublap 1 | 15:00 | 6 | 96 | March | 12000 | 0 | 0 | 0 | 0 | 0 | 0 | 0 | 0 | 0 | 0 | 0 | 0 | 0 | 0 | 0 | 9.8703 | 8.4664 | 6.8264 | 4.7216 | 2.7256 | 1.4668 | -1.868 | -0.037416 | 0 | 0 | 0 | 0 | 0 | 0 | 0 | 0 | 0 | 0 | 0 | 0 | 0 | 0 | 0 | 0 | 118.4435 | 101.5965 | 81.9172 | 56.6594 | 32.7068 | 17.602 | -22.4158 | -0.449 | 0
0.625696April | Resource 1 | Sublap 1 | 15:00 | 6 | 96 | April | 13000 | 0 | 0 | 0 | 0 | 0 | 0 | 0 | 0 | 0 | 0 | 0 | 0 | 0 | 0 | 0 | 9.8703 | 8.4664 | 6.8264 | 4.7216 | 2.7256 | 1.4668 | -1.868 | -0.037416 | 0 | 0 | 0 | 0 | 0 | 0 | 0 | 0 | 0 | 0 | 0 | 0 | 0 | 0 | 0 | 0 | 128.3138 | 110.0629 | 88.7437 | 61.381 | 35.4323 | 19.0689 | -24.2838 | -0.48641 | 0
0.625696May | Resource 1 | Sublap 1 | 15:00 | 6 | 96 | May | 14000 | 0 | 0 | 0 | 0 | 0 | 0 | 0 | 0 | 0 | 0 | 0 | 0 | 0 | 0 | 0 | 9.8703 | 8.4664 | 6.8264 | 4.7216 | 2.7256 | 1.4668 | -1.868 | -0.037416 | 0 | 0 | 0 | 0 | 0 | 0 | 0 | 0 | 0 | 0 | 0 | 0 | 0 | 0 | 0 | 0 | 138.1841 | 118.5293 | 95.5701 | 66.1026 | 38.1579 | 20.5357 | -26.1518 | -0.52383 | 0
0.625696June | Resource 1 | Sublap 1 | 15:00 | 6 | 96 | June | 15000 | 0 | 0 | 0 | 0 | 0 | 0 | 0 | 0 | 0 | 0 | 0 | 0 | 0 | 0 | 0 | 9.8703 | 8.4664 | 6.8264 | 4.7216 | 2.7256 | 1.4668 | -1.868 | -0.037416 | 0 | 0 | 0 | 0 | 0 | 0 | 0 | 0 | 0 | 0 | 0 | 0 | 0 | 0 | 0 | 0 | 148.0544 | 126.9957 | 102.3965 | 70.8242 | 40.8835 | 22.0025 | -28.0198 | -0.56125 | 0
0.625696July | Resource 1 | Sublap 1 | 15:00 | 6 | 96 | July | 16000 | 0 | 0 | 0 | 0 | 0 | 0 | 0 | 0 | 0 | 0 | 0 | 0 | 0 | 0 | 0 | 9.8703 | 8.4664 | 6.8264 | 4.7216 | 2.7256 | 1.4668 | -1.868 | -0.037416 | 0 | 0 | 0 | 0 | 0 | 0 | 0 | 0 | 0 | 0 | 0 | 0 | 0 | 0 | 0 | 0 | 157.9247 | 135.4621 | 109.223 | 75.5458 | 43.609 | 23.4694 | -29.8878 | -0.59866 | 0
0.625696August | Resource 1 | Sublap 1 | 15:00 | 6 | 96 | August | 17000 | 0 | 0 | 0 | 0 | 0 | 0 | 0 | 0 | 0 | 0 | 0 | 0 | 0 | 0 | 0 | 9.8703 | 8.4664 | 6.8264 | 4.7216 | 2.7256 | 1.4668 | -1.868 | -0.037416 | 0 | 0 | 0 | 0 | 0 | 0 | 0 | 0 | 0 | 0 | 0 | 0 | 0 | 0 | 0 | 0 | 167.795 | 143.9284 | 116.0494 | 80.2674 | 46.3346 | 24.9362 | -31.7557 | -0.63608 | 0
0.625696September | Resource 1 | Sublap 1 | 15:00 | 6 | 96 | September | 18000 | 0 | 0 | 0 | 0 | 0 | 0 | 0 | 0 | 0 | 0 | 0 | 0 | 0 | 0 | 0 | 9.8703 | 8.4664 | 6.8264 | 4.7216 | 2.7256 | 1.4668 | -1.868 | -0.037416 | 0 | 0 | 0 | 0 | 0 | 0 | 0 | 0 | 0 | 0 | 0 | 0 | 0 | 0 | 0 | 0 | 177.6653 | 152.3948 | 122.8758 | 84.9891 | 49.0602 | 26.403 | -33.6237 | -0.6735 | 0
0.625696October | Resource 1 | Sublap 1 | 15:00 | 6 | 96 | October | 19000 | 0 | 0 | 0 | 0 | 0 | 0 | 0 | 0 | 0 | 0 | 0 | 0 | 0 | 0 | 0 | 9.8703 | 8.4664 | 6.8264 | 4.7216 | 2.7256 | 1.4668 | -1.868 | -0.037416 | 0 | 0 | 0 | 0 | 0 | 0 | 0 | 0 | 0 | 0 | 0 | 0 | 0 | 0 | 0 | 0 | 187.5356 | 160.8612 | 129.7023 | 89.7107 | 51.7857 | 27.8699 | -35.4917 | -0.71091 | 0
0.625696November | Resource 1 | Sublap 1 | 15:00 | 6 | 96 | November | 20000 | 0 | 0 | 0 | 0 | 0 | 0 | 0 | 0 | 0 | 0 | 0 | 0 | 0 | 0 | 0 | 9.8703 | 8.4664 | 6.8264 | 4.7216 | 2.7256 | 1.4668 | -1.868 | -0.037416 | 0 | 0 | 0 | 0 | 0 | 0 | 0 | 0 | 0 | 0 | 0 | 0 | 0 | 0 | 0 | 0 | 197.4059 | 169.3276 | 136.5287 | 94.4323 | 54.5113 | 29.3367 | -37.3597 | -0.74833 | 0
0.625696December | Resource 1 | Sublap 1 | 15:00 | 6 | 96 | December | 21000 | 0 | 0 | 0 | 0 | 0 | 0 | 0 | 0 | 0 | 0 | 0 | 0 | 0 | 0 | 0 | 9.8703 | 8.4664 | 6.8264 | 4.7216 | 2.7256 | 1.4668 | -1.868 | -0.037416 | 0 | 0 | 0 | 0 | 0 | 0 | 0 | 0 | 0 | 0 | 0 | 0 | 0 | 0 | 0 | 0 | 207.2762 | 177.7939 | 143.3551 | 99.1539 | 57.2368 | 30.8036 | -39.2277 | -0.78575 | 0
0.625697January | Resource 1 | Sublap 1 | 15:00 | 6 | 97 | January | 10000 | 0 | 0 | 0 | 0 | 0 | 0 | 0 | 0 | 0 | 0 | 0 | 0 | 0 | 0 | 0 | 9.1492 | 7.5755 | 5.2323 | 2.8443 | 1.4727 | 0.60782 | -1.7345 | -0.03475 | 0 | 0 | 0 | 0 | 0 | 0 | 0 | 0 | 0 | 0 | 0 | 0 | 0 | 0 | 0 | 0 | 91.4924 | 75.7553 | 52.323 | 28.4428 | 14.7267 | 6.0782 | -17.3446 | -0.3475 | 0
0.625697February | Resource 1 | Sublap 1 | 15:00 | 6 | 97 | February | 11000 | 0 | 0 | 0 | 0 | 0 | 0 | 0 | 0 | 0 | 0 | 0 | 0 | 0 | 0 | 0 | 9.1492 | 7.5755 | 5.2323 | 2.8443 | 1.4727 | 0.60782 | -1.7345 | -0.03475 | 0 | 0 | 0 | 0 | 0 | 0 | 0 | 0 | 0 | 0 | 0 | 0 | 0 | 0 | 0 | 0 | 100.6417 | 83.3309 | 57.5553 | 31.2871 | 16.1994 | 6.686 | -19.0791 | -0.38225 | 0
0.625697March | Resource 1 | Sublap 1 | 15:00 | 6 | 97 | March | 12000 | 0 | 0 | 0 | 0 | 0 | 0 | 0 | 0 | 0 | 0 | 0 | 0 | 0 | 0 | 0 | 9.1492 | 7.5755 | 5.2323 | 2.8443 | 1.4727 | 0.60782 | -1.7345 | -0.03475 | 0 | 0 | 0 | 0 | 0 | 0 | 0 | 0 | 0 | 0 | 0 | 0 | 0 | 0 | 0 | 0 | 109.7909 | 90.9064 | 62.7876 | 34.1314 | 17.6721 | 7.2939 | -20.8135 | -0.417 | 0
0.625697April | Resource 1 | Sublap 1 | 15:00 | 6 | 97 | April | 13000 | 0 | 0 | 0 | 0 | 0 | 0 | 0 | 0 | 0 | 0 | 0 | 0 | 0 | 0 | 0 | 9.1492 | 7.5755 | 5.2323 | 2.8443 | 1.4727 | 0.60782 | -1.7345 | -0.03475 | 0 | 0 | 0 | 0 | 0 | 0 | 0 | 0 | 0 | 0 | 0 | 0 | 0 | 0 | 0 | 0 | 118.9402 | 98.4819 | 68.0199 | 36.9757 | 19.1447 | 7.9017 | -22.548 | -0.45175 | 0
0.625697May | Resource 1 | Sublap 1 | 15:00 | 6 | 97 | May | 14000 | 0 | 0 | 0 | 0 | 0 | 0 | 0 | 0 | 0 | 0 | 0 | 0 | 0 | 0 | 0 | 9.1492 | 7.5755 | 5.2323 | 2.8443 | 1.4727 | 0.60782 | -1.7345 | -0.03475 | 0 | 0 | 0 | 0 | 0 | 0 | 0 | 0 | 0 | 0 | 0 | 0 | 0 | 0 | 0 | 0 | 128.0894 | 106.0575 | 73.2522 | 39.82 | 20.6174 | 8.5095 | -24.2825 | -0.4865 | 0
0.625697June | Resource 1 | Sublap 1 | 15:00 | 6 | 97 | June | 15000 | 0 | 0 | 0 | 0 | 0 | 0 | 0 | 0 | 0 | 0 | 0 | 0 | 0 | 0 | 0 | 9.1492 | 7.5755 | 5.2323 | 2.8443 | 1.4727 | 0.60782 | -1.7345 | -0.03475 | 0 | 0 | 0 | 0 | 0 | 0 | 0 | 0 | 0 | 0 | 0 | 0 | 0 | 0 | 0 | 0 | 137.2386 | 113.633 | 78.4845 | 42.6643 | 22.0901 | 9.1173 | -26.0169 | -0.52125 | 0
0.625697July | Resource 1 | Sublap 1 | 15:00 | 6 | 97 | July | 16000 | 0 | 0 | 0 | 0 | 0 | 0 | 0 | 0 | 0 | 0 | 0 | 0 | 0 | 0 | 0 | 9.1492 | 7.5755 | 5.2323 | 2.8443 | 1.4727 | 0.60782 | -1.7345 | -0.03475 | 0 | 0 | 0 | 0 | 0 | 0 | 0 | 0 | 0 | 0 | 0 | 0 | 0 | 0 | 0 | 0 | 146.3879 | 121.2085 | 83.7168 | 45.5085 | 23.5628 | 9.7251 | -27.7514 | -0.556 | 0
0.625697August | Resource 1 | Sublap 1 | 15:00 | 6 | 97 | August | 17000 | 0 | 0 | 0 | 0 | 0 | 0 | 0 | 0 | 0 | 0 | 0 | 0 | 0 | 0 | 0 | 9.1492 | 7.5755 | 5.2323 | 2.8443 | 1.4727 | 0.60782 | -1.7345 | -0.03475 | 0 | 0 | 0 | 0 | 0 | 0 | 0 | 0 | 0 | 0 | 0 | 0 | 0 | 0 | 0 | 0 | 155.5371 | 128.7841 | 88.9491 | 48.3528 | 25.0354 | 10.333 | -29.4858 | -0.59075 | 0
0.625697September | Resource 1 | Sublap 1 | 15:00 | 6 | 97 | September | 18000 | 0 | 0 | 0 | 0 | 0 | 0 | 0 | 0 | 0 | 0 | 0 | 0 | 0 | 0 | 0 | 9.1492 | 7.5755 | 5.2323 | 2.8443 | 1.4727 | 0.60782 | -1.7345 | -0.03475 | 0 | 0 | 0 | 0 | 0 | 0 | 0 | 0 | 0 | 0 | 0 | 0 | 0 | 0 | 0 | 0 | 164.6864 | 136.3596 | 94.1814 | 51.1971 | 26.5081 | 10.9408 | -31.2203 | -0.6255 | 0
0.625697October | Resource 1 | Sublap 1 | 15:00 | 6 | 97 | October | 19000 | 0 | 0 | 0 | 0 | 0 | 0 | 0 | 0 | 0 | 0 | 0 | 0 | 0 | 0 | 0 | 9.1492 | 7.5755 | 5.2323 | 2.8443 | 1.4727 | 0.60782 | -1.7345 | -0.03475 | 0 | 0 | 0 | 0 | 0 | 0 | 0 | 0 | 0 | 0 | 0 | 0 | 0 | 0 | 0 | 0 | 173.8356 | 143.9352 | 99.4137 | 54.0414 | 27.9808 | 11.5486 | -32.9547 | -0.66025 | 0
0.625697November | Resource 1 | Sublap 1 | 15:00 | 6 | 97 | November | 20000 | 0 | 0 | 0 | 0 | 0 | 0 | 0 | 0 | 0 | 0 | 0 | 0 | 0 | 0 | 0 | 9.1492 | 7.5755 | 5.2323 | 2.8443 | 1.4727 | 0.60782 | -1.7345 | -0.03475 | 0 | 0 | 0 | 0 | 0 | 0 | 0 | 0 | 0 | 0 | 0 | 0 | 0 | 0 | 0 | 0 | 182.9849 | 151.5107 | 104.646 | 56.8857 | 29.4535 | 12.1564 | -34.6892 | -0.695 | 0
0.625697December | Resource 1 | Sublap 1 | 15:00 | 6 | 97 | December | 21000 | 0 | 0 | 0 | 0 | 0 | 0 | 0 | 0 | 0 | 0 | 0 | 0 | 0 | 0 | 0 | 9.1492 | 7.5755 | 5.2323 | 2.8443 | 1.4727 | 0.60782 | -1.7345 | -0.03475 | 0 | 0 | 0 | 0 | 0 | 0 | 0 | 0 | 0 | 0 | 0 | 0 | 0 | 0 | 0 | 0 | 192.1341 | 159.0862 | 109.8783 | 59.73 | 30.9261 | 12.7642 | -36.4237 | -0.72975 | 0
0.625698January | Resource 1 | Sublap 1 | 15:00 | 6 | 98 | January | 10000 | 0 | 0 | 0 | 0 | 0 | 0 | 0 | 0 | 0 | 0 | 0 | 0 | 0 | 0 | 0 | 10.5203 | 9.3634 | 6.9844 | 4.4175 | 2.2535 | 1.3614 | -1.9832 | -0.039718 | 0 | 0 | 0 | 0 | 0 | 0 | 0 | 0 | 0 | 0 | 0 | 0 | 0 | 0 | 0 | 0 | 105.2031 | 93.6335 | 69.8436 | 44.1747 | 22.5354 | 13.6142 | -19.8324 | -0.39718 | 0
0.625698February | Resource 1 | Sublap 1 | 15:00 | 6 | 98 | February | 11000 | 0 | 0 | 0 | 0 | 0 | 0 | 0 | 0 | 0 | 0 | 0 | 0 | 0 | 0 | 0 | 10.5203 | 9.3634 | 6.9844 | 4.4175 | 2.2535 | 1.3614 | -1.9832 | -0.039718 | 0 | 0 | 0 | 0 | 0 | 0 | 0 | 0 | 0 | 0 | 0 | 0 | 0 | 0 | 0 | 0 | 115.7234 | 102.9969 | 76.8279 | 48.5922 | 24.7889 | 14.9756 | -21.8156 | -0.4369 | 0
0.625698March | Resource 1 | Sublap 1 | 15:00 | 6 | 98 | March | 12000 | 0 | 0 | 0 | 0 | 0 | 0 | 0 | 0 | 0 | 0 | 0 | 0 | 0 | 0 | 0 | 10.5203 | 9.3634 | 6.9844 | 4.4175 | 2.2535 | 1.3614 | -1.9832 | -0.039718 | 0 | 0 | 0 | 0 | 0 | 0 | 0 | 0 | 0 | 0 | 0 | 0 | 0 | 0 | 0 | 0 | 126.2437 | 112.3602 | 83.8123 | 53.0097 | 27.0424 | 16.337 | -23.7988 | -0.47661 | 0
0.625698April | Resource 1 | Sublap 1 | 15:00 | 6 | 98 | April | 13000 | 0 | 0 | 0 | 0 | 0 | 0 | 0 | 0 | 0 | 0 | 0 | 0 | 0 | 0 | 0 | 10.5203 | 9.3634 | 6.9844 | 4.4175 | 2.2535 | 1.3614 | -1.9832 | -0.039718 | 0 | 0 | 0 | 0 | 0 | 0 | 0 | 0 | 0 | 0 | 0 | 0 | 0 | 0 | 0 | 0 | 136.764 | 121.7236 | 90.7966 | 57.4271 | 29.296 | 17.6984 | -25.7821 | -0.51633 | 0
0.625698May | Resource 1 | Sublap 1 | 15:00 | 6 | 98 | May | 14000 | 0 | 0 | 0 | 0 | 0 | 0 | 0 | 0 | 0 | 0 | 0 | 0 | 0 | 0 | 0 | 10.5203 | 9.3634 | 6.9844 | 4.4175 | 2.2535 | 1.3614 | -1.9832 | -0.039718 | 0 | 0 | 0 | 0 | 0 | 0 | 0 | 0 | 0 | 0 | 0 | 0 | 0 | 0 | 0 | 0 | 147.2843 | 131.0869 | 97.781 | 61.8446 | 31.5495 | 19.0598 | -27.7653 | -0.55605 | 0
0.625698June | Resource 1 | Sublap 1 | 15:00 | 6 | 98 | June | 15000 | 0 | 0 | 0 | 0 | 0 | 0 | 0 | 0 | 0 | 0 | 0 | 0 | 0 | 0 | 0 | 10.5203 | 9.3634 | 6.9844 | 4.4175 | 2.2535 | 1.3614 | -1.9832 | -0.039718 | 0 | 0 | 0 | 0 | 0 | 0 | 0 | 0 | 0 | 0 | 0 | 0 | 0 | 0 | 0 | 0 | 157.8046 | 140.4503 | 104.7654 | 66.2621 | 33.8031 | 20.4212 | -29.7485 | -0.59577 | 0
0.625698July | Resource 1 | Sublap 1 | 15:00 | 6 | 98 | July | 16000 | 0 | 0 | 0 | 0 | 0 | 0 | 0 | 0 | 0 | 0 | 0 | 0 | 0 | 0 | 0 | 10.5203 | 9.3634 | 6.9844 | 4.4175 | 2.2535 | 1.3614 | -1.9832 | -0.039718 | 0 | 0 | 0 | 0 | 0 | 0 | 0 | 0 | 0 | 0 | 0 | 0 | 0 | 0 | 0 | 0 | 168.3249 | 149.8136 | 111.7497 | 70.6796 | 36.0566 | 21.7827 | -31.7318 | -0.63549 | 0
0.625698August | Resource 1 | Sublap 1 | 15:00 | 6 | 98 | August | 17000 | 0 | 0 | 0 | 0 | 0 | 0 | 0 | 0 | 0 | 0 | 0 | 0 | 0 | 0 | 0 | 10.5203 | 9.3634 | 6.9844 | 4.4175 | 2.2535 | 1.3614 | -1.9832 | -0.039718 | 0 | 0 | 0 | 0 | 0 | 0 | 0 | 0 | 0 | 0 | 0 | 0 | 0 | 0 | 0 | 0 | 178.8452 | 159.177 | 118.7341 | 75.097 | 38.3101 | 23.1441 | -33.715 | -0.6752 | 0
0.625698September | Resource 1 | Sublap 1 | 15:00 | 6 | 98 | September | 18000 | 0 | 0 | 0 | 0 | 0 | 0 | 0 | 0 | 0 | 0 | 0 | 0 | 0 | 0 | 0 | 10.5203 | 9.3634 | 6.9844 | 4.4175 | 2.2535 | 1.3614 | -1.9832 | -0.039718 | 0 | 0 | 0 | 0 | 0 | 0 | 0 | 0 | 0 | 0 | 0 | 0 | 0 | 0 | 0 | 0 | 189.3655 | 168.5403 | 125.7184 | 79.5145 | 40.5637 | 24.5055 | -35.6983 | -0.71492 | 0
0.625698October | Resource 1 | Sublap 1 | 15:00 | 6 | 98 | October | 19000 | 0 | 0 | 0 | 0 | 0 | 0 | 0 | 0 | 0 | 0 | 0 | 0 | 0 | 0 | 0 | 10.5203 | 9.3634 | 6.9844 | 4.4175 | 2.2535 | 1.3614 | -1.9832 | -0.039718 | 0 | 0 | 0 | 0 | 0 | 0 | 0 | 0 | 0 | 0 | 0 | 0 | 0 | 0 | 0 | 0 | 199.8858 | 177.9037 | 132.7028 | 83.932 | 42.8172 | 25.8669 | -37.6815 | -0.75464 | 0
0.625698November | Resource 1 | Sublap 1 | 15:00 | 6 | 98 | November | 20000 | 0 | 0 | 0 | 0 | 0 | 0 | 0 | 0 | 0 | 0 | 0 | 0 | 0 | 0 | 0 | 10.5203 | 9.3634 | 6.9844 | 4.4175 | 2.2535 | 1.3614 | -1.9832 | -0.039718 | 0 | 0 | 0 | 0 | 0 | 0 | 0 | 0 | 0 | 0 | 0 | 0 | 0 | 0 | 0 | 0 | 210.4061 | 187.267 | 139.6871 | 88.3495 | 45.0707 | 27.2283 | -39.6647 | -0.79436 | 0
0.625698December | Resource 1 | Sublap 1 | 15:00 | 6 | 98 | December | 21000 | 0 | 0 | 0 | 0 | 0 | 0 | 0 | 0 | 0 | 0 | 0 | 0 | 0 | 0 | 0 | 10.5203 | 9.3634 | 6.9844 | 4.4175 | 2.2535 | 1.3614 | -1.9832 | -0.039718 | 0 | 0 | 0 | 0 | 0 | 0 | 0 | 0 | 0 | 0 | 0 | 0 | 0 | 0 | 0 | 0 | 220.9264 | 196.6304 | 146.6715 | 92.7669 | 47.3243 | 28.5897 | -41.648 | -0.83408 | 0
0.625699January | Resource 1 | Sublap 1 | 15:00 | 6 | 99 | January | 10000 | 0 | 0 | 0 | 0 | 0 | 0 | 0 | 0 | 0 | 0 | 0 | 0 | 0 | 0 | 0 | 10.3925 | 9.0517 | 6.733 | 3.7196 | 1.9489 | 0.76332 | -1.9615 | -0.039285 | 0 | 0 | 0 | 0 | 0 | 0 | 0 | 0 | 0 | 0 | 0 | 0 | 0 | 0 | 0 | 0 | 103.9251 | 90.5169 | 67.3298 | 37.1958 | 19.4892 | 7.6332 | -19.6153 | -0.39285 | 0
0.625699February | Resource 1 | Sublap 1 | 15:00 | 6 | 99 | February | 11000 | 0 | 0 | 0 | 0 | 0 | 0 | 0 | 0 | 0 | 0 | 0 | 0 | 0 | 0 | 0 | 10.3925 | 9.0517 | 6.733 | 3.7196 | 1.9489 | 0.76332 | -1.9615 | -0.039285 | 0 | 0 | 0 | 0 | 0 | 0 | 0 | 0 | 0 | 0 | 0 | 0 | 0 | 0 | 0 | 0 | 114.3176 | 99.5687 | 74.0628 | 40.9154 | 21.4381 | 8.3965 | -21.5769 | -0.43213 | 0
0.625699March | Resource 1 | Sublap 1 | 15:00 | 6 | 99 | March | 12000 | 0 | 0 | 0 | 0 | 0 | 0 | 0 | 0 | 0 | 0 | 0 | 0 | 0 | 0 | 0 | 10.3925 | 9.0517 | 6.733 | 3.7196 | 1.9489 | 0.76332 | -1.9615 | -0.039285 | 0 | 0 | 0 | 0 | 0 | 0 | 0 | 0 | 0 | 0 | 0 | 0 | 0 | 0 | 0 | 0 | 124.7102 | 108.6203 | 80.7958 | 44.635 | 23.387 | 9.1598 | -23.5384 | -0.47141 | 0
0.625699April | Resource 1 | Sublap 1 | 15:00 | 6 | 99 | April | 13000 | 0 | 0 | 0 | 0 | 0 | 0 | 0 | 0 | 0 | 0 | 0 | 0 | 0 | 0 | 0 | 10.3925 | 9.0517 | 6.733 | 3.7196 | 1.9489 | 0.76332 | -1.9615 | -0.039285 | 0 | 0 | 0 | 0 | 0 | 0 | 0 | 0 | 0 | 0 | 0 | 0 | 0 | 0 | 0 | 0 | 135.1027 | 117.672 | 87.5287 | 48.3546 | 25.336 | 9.9232 | -25.5 | -0.5107 | 0
0.625699May | Resource 1 | Sublap 1 | 15:00 | 6 | 99 | May | 14000 | 0 | 0 | 0 | 0 | 0 | 0 | 0 | 0 | 0 | 0 | 0 | 0 | 0 | 0 | 0 | 10.3925 | 9.0517 | 6.733 | 3.7196 | 1.9489 | 0.76332 | -1.9615 | -0.039285 | 0 | 0 | 0 | 0 | 0 | 0 | 0 | 0 | 0 | 0 | 0 | 0 | 0 | 0 | 0 | 0 | 145.4952 | 126.7237 | 94.2617 | 52.0742 | 27.2849 | 10.6865 | -27.4615 | -0.54998 | 0
0.625699June | Resource 1 | Sublap 1 | 15:00 | 6 | 99 | June | 15000 | 0 | 0 | 0 | 0 | 0 | 0 | 0 | 0 | 0 | 0 | 0 | 0 | 0 | 0 | 0 | 10.3925 | 9.0517 | 6.733 | 3.7196 | 1.9489 | 0.76332 | -1.9615 | -0.039285 | 0 | 0 | 0 | 0 | 0 | 0 | 0 | 0 | 0 | 0 | 0 | 0 | 0 | 0 | 0 | 0 | 155.8877 | 135.7754 | 100.9947 | 55.7937 | 29.2338 | 11.4498 | -29.423 | -0.58927 | 0
0.625699July | Resource 1 | Sublap 1 | 15:00 | 6 | 99 | July | 16000 | 0 | 0 | 0 | 0 | 0 | 0 | 0 | 0 | 0 | 0 | 0 | 0 | 0 | 0 | 0 | 10.3925 | 9.0517 | 6.733 | 3.7196 | 1.9489 | 0.76332 | -1.9615 | -0.039285 | 0 | 0 | 0 | 0 | 0 | 0 | 0 | 0 | 0 | 0 | 0 | 0 | 0 | 0 | 0 | 0 | 166.2802 | 144.8271 | 107.7277 | 59.5133 | 31.1827 | 12.2131 | -31.3846 | -0.62855 | 0
0.625699August | Resource 1 | Sublap 1 | 15:00 | 6 | 99 | August | 17000 | 0 | 0 | 0 | 0 | 0 | 0 | 0 | 0 | 0 | 0 | 0 | 0 | 0 | 0 | 0 | 10.3925 | 9.0517 | 6.733 | 3.7196 | 1.9489 | 0.76332 | -1.9615 | -0.039285 | 0 | 0 | 0 | 0 | 0 | 0 | 0 | 0 | 0 | 0 | 0 | 0 | 0 | 0 | 0 | 0 | 176.6727 | 153.8788 | 114.4607 | 63.2329 | 33.1316 | 12.9764 | -33.3461 | -0.66784 | 0
0.625699September | Resource 1 | Sublap 1 | 15:00 | 6 | 99 | September | 18000 | 0 | 0 | 0 | 0 | 0 | 0 | 0 | 0 | 0 | 0 | 0 | 0 | 0 | 0 | 0 | 10.3925 | 9.0517 | 6.733 | 3.7196 | 1.9489 | 0.76332 | -1.9615 | -0.039285 | 0 | 0 | 0 | 0 | 0 | 0 | 0 | 0 | 0 | 0 | 0 | 0 | 0 | 0 | 0 | 0 | 187.0652 | 162.9305 | 121.1936 | 66.9525 | 35.0806 | 13.7398 | -35.3076 | -0.70712 | 0
0.625699October | Resource 1 | Sublap 1 | 15:00 | 6 | 99 | October | 19000 | 0 | 0 | 0 | 0 | 0 | 0 | 0 | 0 | 0 | 0 | 0 | 0 | 0 | 0 | 0 | 10.3925 | 9.0517 | 6.733 | 3.7196 | 1.9489 | 0.76332 | -1.9615 | -0.039285 | 0 | 0 | 0 | 0 | 0 | 0 | 0 | 0 | 0 | 0 | 0 | 0 | 0 | 0 | 0 | 0 | 197.4577 | 171.9822 | 127.9266 | 70.6721 | 37.0295 | 14.5031 | -37.2692 | -0.74641 | 0
0.625699November | Resource 1 | Sublap 1 | 15:00 | 6 | 99 | November | 20000 | 0 | 0 | 0 | 0 | 0 | 0 | 0 | 0 | 0 | 0 | 0 | 0 | 0 | 0 | 0 | 10.3925 | 9.0517 | 6.733 | 3.7196 | 1.9489 | 0.76332 | -1.9615 | -0.039285 | 0 | 0 | 0 | 0 | 0 | 0 | 0 | 0 | 0 | 0 | 0 | 0 | 0 | 0 | 0 | 0 | 207.8503 | 181.0339 | 134.6596 | 74.3916 | 38.9784 | 15.2664 | -39.2307 | -0.78569 | 0
0.625699December | Resource 1 | Sublap 1 | 15:00 | 6 | 99 | December | 21000 | 0 | 0 | 0 | 0 | 0 | 0 | 0 | 0 | 0 | 0 | 0 | 0 | 0 | 0 | 0 | 10.3925 | 9.0517 | 6.733 | 3.7196 | 1.9489 | 0.76332 | -1.9615 | -0.039285 | 0 | 0 | 0 | 0 | 0 | 0 | 0 | 0 | 0 | 0 | 0 | 0 | 0 | 0 | 0 | 0 | 218.2428 | 190.0856 | 141.3926 | 78.1112 | 40.9273 | 16.0297 | -41.1923 | -0.82498 | 0
0.6256100January | Resource 1 | Sublap 1 | 15:00 | 6 | 100 | January | 10000 | 0 | 0 | 0 | 0 | 0 | 0 | 0 | 0 | 0 | 0 | 0 | 0 | 0 | 0 | 0 | 11.9733 | 11.2309 | 7.9951 | 4.8294 | 3.1015 | 2.1775 | -2.2708 | -0.045461 | 0 | 0 | 0 | 0 | 0 | 0 | 0 | 0 | 0 | 0 | 0 | 0 | 0 | 0 | 0 | 0 | 119.7333 | 112.3087 | 79.9508 | 48.2944 | 31.0153 | 21.7752 | -22.7084 | -0.45461 | 0
0.6256100February | Resource 1 | Sublap 1 | 15:00 | 6 | 100 | February | 11000 | 0 | 0 | 0 | 0 | 0 | 0 | 0 | 0 | 0 | 0 | 0 | 0 | 0 | 0 | 0 | 11.9733 | 11.2309 | 7.9951 | 4.8294 | 3.1015 | 2.1775 | -2.2708 | -0.045461 | 0 | 0 | 0 | 0 | 0 | 0 | 0 | 0 | 0 | 0 | 0 | 0 | 0 | 0 | 0 | 0 | 131.7066 | 123.5396 | 87.9459 | 53.1239 | 34.1168 | 23.9528 | -24.9793 | -0.50007 | 0
0.6256100March | Resource 1 | Sublap 1 | 15:00 | 6 | 100 | March | 12000 | 0 | 0 | 0 | 0 | 0 | 0 | 0 | 0 | 0 | 0 | 0 | 0 | 0 | 0 | 0 | 11.9733 | 11.2309 | 7.9951 | 4.8294 | 3.1015 | 2.1775 | -2.2708 | -0.045461 | 0 | 0 | 0 | 0 | 0 | 0 | 0 | 0 | 0 | 0 | 0 | 0 | 0 | 0 | 0 | 0 | 143.68 | 134.7704 | 95.9409 | 57.9533 | 37.2184 | 26.1303 | -27.2501 | -0.54553 | 0
0.6256100April | Resource 1 | Sublap 1 | 15:00 | 6 | 100 | April | 13000 | 0 | 0 | 0 | 0 | 0 | 0 | 0 | 0 | 0 | 0 | 0 | 0 | 0 | 0 | 0 | 11.9733 | 11.2309 | 7.9951 | 4.8294 | 3.1015 | 2.1775 | -2.2708 | -0.045461 | 0 | 0 | 0 | 0 | 0 | 0 | 0 | 0 | 0 | 0 | 0 | 0 | 0 | 0 | 0 | 0 | 155.6533 | 146.0013 | 103.936 | 62.7828 | 40.3199 | 28.3078 | -29.5209 | -0.59099 | 0
0.6256100May | Resource 1 | Sublap 1 | 15:00 | 6 | 100 | May | 14000 | 0 | 0 | 0 | 0 | 0 | 0 | 0 | 0 | 0 | 0 | 0 | 0 | 0 | 0 | 0 | 11.9733 | 11.2309 | 7.9951 | 4.8294 | 3.1015 | 2.1775 | -2.2708 | -0.045461 | 0 | 0 | 0 | 0 | 0 | 0 | 0 | 0 | 0 | 0 | 0 | 0 | 0 | 0 | 0 | 0 | 167.6266 | 157.2322 | 111.9311 | 67.6122 | 43.4214 | 30.4853 | -31.7918 | -0.63645 | 0
0.6256100June | Resource 1 | Sublap 1 | 15:00 | 6 | 100 | June | 15000 | 0 | 0 | 0 | 0 | 0 | 0 | 0 | 0 | 0 | 0 | 0 | 0 | 0 | 0 | 0 | 11.9733 | 11.2309 | 7.9951 | 4.8294 | 3.1015 | 2.1775 | -2.2708 | -0.045461 | 0 | 0 | 0 | 0 | 0 | 0 | 0 | 0 | 0 | 0 | 0 | 0 | 0 | 0 | 0 | 0 | 179.6 | 168.463 | 119.9262 | 72.4416 | 46.523 | 32.6628 | -34.0626 | -0.68191 | 0
0.6256100July | Resource 1 | Sublap 1 | 15:00 | 6 | 100 | July | 16000 | 0 | 0 | 0 | 0 | 0 | 0 | 0 | 0 | 0 | 0 | 0 | 0 | 0 | 0 | 0 | 11.9733 | 11.2309 | 7.9951 | 4.8294 | 3.1015 | 2.1775 | -2.2708 | -0.045461 | 0 | 0 | 0 | 0 | 0 | 0 | 0 | 0 | 0 | 0 | 0 | 0 | 0 | 0 | 0 | 0 | 191.5733 | 179.6939 | 127.9212 | 77.2711 | 49.6245 | 34.8404 | -36.3335 | -0.72738 | 0
0.6256100August | Resource 1 | Sublap 1 | 15:00 | 6 | 100 | August | 17000 | 0 | 0 | 0 | 0 | 0 | 0 | 0 | 0 | 0 | 0 | 0 | 0 | 0 | 0 | 0 | 11.9733 | 11.2309 | 7.9951 | 4.8294 | 3.1015 | 2.1775 | -2.2708 | -0.045461 | 0 | 0 | 0 | 0 | 0 | 0 | 0 | 0 | 0 | 0 | 0 | 0 | 0 | 0 | 0 | 0 | 203.5466 | 190.9248 | 135.9163 | 82.1005 | 52.726 | 37.0179 | -38.6043 | -0.77284 | 0
0.6256100September | Resource 1 | Sublap 1 | 15:00 | 6 | 100 | September | 18000 | 0 | 0 | 0 | 0 | 0 | 0 | 0 | 0 | 0 | 0 | 0 | 0 | 0 | 0 | 0 | 11.9733 | 11.2309 | 7.9951 | 4.8294 | 3.1015 | 2.1775 | -2.2708 | -0.045461 | 0 | 0 | 0 | 0 | 0 | 0 | 0 | 0 | 0 | 0 | 0 | 0 | 0 | 0 | 0 | 0 | 215.52 | 202.1556 | 143.9114 | 86.93 | 55.8276 | 39.1954 | -40.8752 | -0.8183 | 0
0.6256100October | Resource 1 | Sublap 1 | 15:00 | 6 | 100 | October | 19000 | 0 | 0 | 0 | 0 | 0 | 0 | 0 | 0 | 0 | 0 | 0 | 0 | 0 | 0 | 0 | 11.9733 | 11.2309 | 7.9951 | 4.8294 | 3.1015 | 2.1775 | -2.2708 | -0.045461 | 0 | 0 | 0 | 0 | 0 | 0 | 0 | 0 | 0 | 0 | 0 | 0 | 0 | 0 | 0 | 0 | 227.4933 | 213.3865 | 151.9065 | 91.7594 | 58.9291 | 41.3729 | -43.146 | -0.86376 | 0
0.6256100November | Resource 1 | Sublap 1 | 15:00 | 6 | 100 | November | 20000 | 0 | 0 | 0 | 0 | 0 | 0 | 0 | 0 | 0 | 0 | 0 | 0 | 0 | 0 | 0 | 11.9733 | 11.2309 | 7.9951 | 4.8294 | 3.1015 | 2.1775 | -2.2708 | -0.045461 | 0 | 0 | 0 | 0 | 0 | 0 | 0 | 0 | 0 | 0 | 0 | 0 | 0 | 0 | 0 | 0 | 239.4666 | 224.6174 | 159.9016 | 96.5888 | 62.0306 | 43.5504 | -45.4168 | -0.90922 | 0
0.6256100December | Resource 1 | Sublap 1 | 15:00 | 6 | 100 | December | 21000 | 0 | 0 | 0 | 0 | 0 | 0 | 0 | 0 | 0 | 0 | 0 | 0 | 0 | 0 | 0 | 11.9733 | 11.2309 | 7.9951 | 4.8294 | 3.1015 | 2.1775 | -2.2708 | -0.045461 | 0 | 0 | 0 | 0 | 0 | 0 | 0 | 0 | 0 | 0 | 0 | 0 | 0 | 0 | 0 | 0 | 251.44 | 235.8483 | 167.8966 | 101.4183 | 65.1321 | 45.728 | -47.6877 | -0.95468 | 0
0.6256101January | Resource 1 | Sublap 1 | 15:00 | 6 | 101 | January | 10000 | 0 | 0 | 0 | 0 | 0 | 0 | 0 | 0 | 0 | 0 | 0 | 0 | 0 | 0 | 0 | 10.4327 | 9.5936 | 6.9987 | 4.0155 | 1.853 | 1.1021 | -1.9461 | -0.038977 | 0 | 0 | 0 | 0 | 0 | 0 | 0 | 0 | 0 | 0 | 0 | 0 | 0 | 0 | 0 | 0 | 104.3268 | 95.9358 | 69.987 | 40.1551 | 18.53 | 11.021 | -19.4612 | -0.38977 | 0
0.6256101February | Resource 1 | Sublap 1 | 15:00 | 6 | 101 | February | 11000 | 0 | 0 | 0 | 0 | 0 | 0 | 0 | 0 | 0 | 0 | 0 | 0 | 0 | 0 | 0 | 10.4327 | 9.5936 | 6.9987 | 4.0155 | 1.853 | 1.1021 | -1.9461 | -0.038977 | 0 | 0 | 0 | 0 | 0 | 0 | 0 | 0 | 0 | 0 | 0 | 0 | 0 | 0 | 0 | 0 | 114.7594 | 105.5294 | 76.9857 | 44.1706 | 20.383 | 12.1231 | -21.4073 | -0.42874 | 0
0.6256101March | Resource 1 | Sublap 1 | 15:00 | 6 | 101 | March | 12000 | 0 | 0 | 0 | 0 | 0 | 0 | 0 | 0 | 0 | 0 | 0 | 0 | 0 | 0 | 0 | 10.4327 | 9.5936 | 6.9987 | 4.0155 | 1.853 | 1.1021 | -1.9461 | -0.038977 | 0 | 0 | 0 | 0 | 0 | 0 | 0 | 0 | 0 | 0 | 0 | 0 | 0 | 0 | 0 | 0 | 125.1921 | 115.123 | 83.9844 | 48.1861 | 22.236 | 13.2252 | -23.3534 | -0.46772 | 0
0.6256101April | Resource 1 | Sublap 1 | 15:00 | 6 | 101 | April | 13000 | 0 | 0 | 0 | 0 | 0 | 0 | 0 | 0 | 0 | 0 | 0 | 0 | 0 | 0 | 0 | 10.4327 | 9.5936 | 6.9987 | 4.0155 | 1.853 | 1.1021 | -1.9461 | -0.038977 | 0 | 0 | 0 | 0 | 0 | 0 | 0 | 0 | 0 | 0 | 0 | 0 | 0 | 0 | 0 | 0 | 135.6248 | 124.7166 | 90.9831 | 52.2016 | 24.089 | 14.3273 | -25.2995 | -0.5067 | 0
0.6256101May | Resource 1 | Sublap 1 | 15:00 | 6 | 101 | May | 14000 | 0 | 0 | 0 | 0 | 0 | 0 | 0 | 0 | 0 | 0 | 0 | 0 | 0 | 0 | 0 | 10.4327 | 9.5936 | 6.9987 | 4.0155 | 1.853 | 1.1021 | -1.9461 | -0.038977 | 0 | 0 | 0 | 0 | 0 | 0 | 0 | 0 | 0 | 0 | 0 | 0 | 0 | 0 | 0 | 0 | 146.0574 | 134.3102 | 97.9818 | 56.2171 | 25.942 | 15.4294 | -27.2456 | -0.54567 | 0
0.6256101June | Resource 1 | Sublap 1 | 15:00 | 6 | 101 | June | 15000 | 0 | 0 | 0 | 0 | 0 | 0 | 0 | 0 | 0 | 0 | 0 | 0 | 0 | 0 | 0 | 10.4327 | 9.5936 | 6.9987 | 4.0155 | 1.853 | 1.1021 | -1.9461 | -0.038977 | 0 | 0 | 0 | 0 | 0 | 0 | 0 | 0 | 0 | 0 | 0 | 0 | 0 | 0 | 0 | 0 | 156.4901 | 143.9037 | 104.9805 | 60.2326 | 27.795 | 16.5315 | -29.1918 | -0.58465 | 0
0.6256101July | Resource 1 | Sublap 1 | 15:00 | 6 | 101 | July | 16000 | 0 | 0 | 0 | 0 | 0 | 0 | 0 | 0 | 0 | 0 | 0 | 0 | 0 | 0 | 0 | 10.4327 | 9.5936 | 6.9987 | 4.0155 | 1.853 | 1.1021 | -1.9461 | -0.038977 | 0 | 0 | 0 | 0 | 0 | 0 | 0 | 0 | 0 | 0 | 0 | 0 | 0 | 0 | 0 | 0 | 166.9228 | 153.4973 | 111.9792 | 64.2481 | 29.648 | 17.6336 | -31.1379 | -0.62363 | 0
0.6256101August | Resource 1 | Sublap 1 | 15:00 | 6 | 101 | August | 17000 | 0 | 0 | 0 | 0 | 0 | 0 | 0 | 0 | 0 | 0 | 0 | 0 | 0 | 0 | 0 | 10.4327 | 9.5936 | 6.9987 | 4.0155 | 1.853 | 1.1021 | -1.9461 | -0.038977 | 0 | 0 | 0 | 0 | 0 | 0 | 0 | 0 | 0 | 0 | 0 | 0 | 0 | 0 | 0 | 0 | 177.3555 | 163.0909 | 118.9779 | 68.2636 | 31.501 | 18.7357 | -33.084 | -0.6626 | 0
0.6256101September | Resource 1 | Sublap 1 | 15:00 | 6 | 101 | September | 18000 | 0 | 0 | 0 | 0 | 0 | 0 | 0 | 0 | 0 | 0 | 0 | 0 | 0 | 0 | 0 | 10.4327 | 9.5936 | 6.9987 | 4.0155 | 1.853 | 1.1021 | -1.9461 | -0.038977 | 0 | 0 | 0 | 0 | 0 | 0 | 0 | 0 | 0 | 0 | 0 | 0 | 0 | 0 | 0 | 0 | 187.7882 | 172.6845 | 125.9766 | 72.2791 | 33.354 | 19.8378 | -35.0301 | -0.70158 | 0
0.6256101October | Resource 1 | Sublap 1 | 15:00 | 6 | 101 | October | 19000 | 0 | 0 | 0 | 0 | 0 | 0 | 0 | 0 | 0 | 0 | 0 | 0 | 0 | 0 | 0 | 10.4327 | 9.5936 | 6.9987 | 4.0155 | 1.853 | 1.1021 | -1.9461 | -0.038977 | 0 | 0 | 0 | 0 | 0 | 0 | 0 | 0 | 0 | 0 | 0 | 0 | 0 | 0 | 0 | 0 | 198.2208 | 182.2781 | 132.9753 | 76.2946 | 35.207 | 20.9399 | -36.9762 | -0.74056 | 0
0.6256101November | Resource 1 | Sublap 1 | 15:00 | 6 | 101 | November | 20000 | 0 | 0 | 0 | 0 | 0 | 0 | 0 | 0 | 0 | 0 | 0 | 0 | 0 | 0 | 0 | 10.4327 | 9.5936 | 6.9987 | 4.0155 | 1.853 | 1.1021 | -1.9461 | -0.038977 | 0 | 0 | 0 | 0 | 0 | 0 | 0 | 0 | 0 | 0 | 0 | 0 | 0 | 0 | 0 | 0 | 208.6535 | 191.8716 | 139.974 | 80.3101 | 37.06 | 22.042 | -38.9223 | -0.77953 | 0
0.6256101December | Resource 1 | Sublap 1 | 15:00 | 6 | 101 | December | 21000 | 0 | 0 | 0 | 0 | 0 | 0 | 0 | 0 | 0 | 0 | 0 | 0 | 0 | 0 | 0 | 10.4327 | 9.5936 | 6.9987 | 4.0155 | 1.853 | 1.1021 | -1.9461 | -0.038977 | 0 | 0 | 0 | 0 | 0 | 0 | 0 | 0 | 0 | 0 | 0 | 0 | 0 | 0 | 0 | 0 | 219.0862 | 201.4652 | 146.9727 | 84.3256 | 38.913 | 23.1441 | -40.8685 | -0.81851 | 0
0.6256102January | Resource 1 | Sublap 1 | 15:00 | 6 | 102 | January | 10000 | 0 | 0 | 0 | 0 | 0 | 0 | 0 | 0 | 0 | 0 | 0 | 0 | 0 | 0 | 0 | 13.5537 | 12.4419 | 11.3165 | 9.417 | 5.4431 | 3.5977 | -2.4811 | -0.049659 | 0 | 0 | 0 | 0 | 0 | 0 | 0 | 0 | 0 | 0 | 0 | 0 | 0 | 0 | 0 | 0 | 135.5374 | 124.4186 | 113.1652 | 94.1701 | 54.4314 | 35.9771 | -24.811 | -0.49659 | 0
0.6256102February | Resource 1 | Sublap 1 | 15:00 | 6 | 102 | February | 11000 | 0 | 0 | 0 | 0 | 0 | 0 | 0 | 0 | 0 | 0 | 0 | 0 | 0 | 0 | 0 | 13.5537 | 12.4419 | 11.3165 | 9.417 | 5.4431 | 3.5977 | -2.4811 | -0.049659 | 0 | 0 | 0 | 0 | 0 | 0 | 0 | 0 | 0 | 0 | 0 | 0 | 0 | 0 | 0 | 0 | 149.0911 | 136.8604 | 124.4817 | 103.5871 | 59.8746 | 39.5748 | -27.2921 | -0.54625 | 0
0.6256102March | Resource 1 | Sublap 1 | 15:00 | 6 | 102 | March | 12000 | 0 | 0 | 0 | 0 | 0 | 0 | 0 | 0 | 0 | 0 | 0 | 0 | 0 | 0 | 0 | 13.5537 | 12.4419 | 11.3165 | 9.417 | 5.4431 | 3.5977 | -2.4811 | -0.049659 | 0 | 0 | 0 | 0 | 0 | 0 | 0 | 0 | 0 | 0 | 0 | 0 | 0 | 0 | 0 | 0 | 162.6449 | 149.3023 | 135.7982 | 113.0041 | 65.3177 | 43.1725 | -29.7732 | -0.59591 | 0
0.6256102April | Resource 1 | Sublap 1 | 15:00 | 6 | 102 | April | 13000 | 0 | 0 | 0 | 0 | 0 | 0 | 0 | 0 | 0 | 0 | 0 | 0 | 0 | 0 | 0 | 13.5537 | 12.4419 | 11.3165 | 9.417 | 5.4431 | 3.5977 | -2.4811 | -0.049659 | 0 | 0 | 0 | 0 | 0 | 0 | 0 | 0 | 0 | 0 | 0 | 0 | 0 | 0 | 0 | 0 | 176.1986 | 161.7441 | 147.1147 | 122.4211 | 70.7609 | 46.7702 | -32.2543 | -0.64557 | 0
0.6256102May | Resource 1 | Sublap 1 | 15:00 | 6 | 102 | May | 14000 | 0 | 0 | 0 | 0 | 0 | 0 | 0 | 0 | 0 | 0 | 0 | 0 | 0 | 0 | 0 | 13.5537 | 12.4419 | 11.3165 | 9.417 | 5.4431 | 3.5977 | -2.4811 | -0.049659 | 0 | 0 | 0 | 0 | 0 | 0 | 0 | 0 | 0 | 0 | 0 | 0 | 0 | 0 | 0 | 0 | 189.7524 | 174.186 | 158.4312 | 131.8381 | 76.204 | 50.3679 | -34.7354 | -0.69523 | 0
0.6256102June | Resource 1 | Sublap 1 | 15:00 | 6 | 102 | June | 15000 | 0 | 0 | 0 | 0 | 0 | 0 | 0 | 0 | 0 | 0 | 0 | 0 | 0 | 0 | 0 | 13.5537 | 12.4419 | 11.3165 | 9.417 | 5.4431 | 3.5977 | -2.4811 | -0.049659 | 0 | 0 | 0 | 0 | 0 | 0 | 0 | 0 | 0 | 0 | 0 | 0 | 0 | 0 | 0 | 0 | 203.3061 | 186.6278 | 169.7477 | 141.2551 | 81.6472 | 53.9656 | -37.2165 | -0.74489 | 0
0.6256102July | Resource 1 | Sublap 1 | 15:00 | 6 | 102 | July | 16000 | 0 | 0 | 0 | 0 | 0 | 0 | 0 | 0 | 0 | 0 | 0 | 0 | 0 | 0 | 0 | 13.5537 | 12.4419 | 11.3165 | 9.417 | 5.4431 | 3.5977 | -2.4811 | -0.049659 | 0 | 0 | 0 | 0 | 0 | 0 | 0 | 0 | 0 | 0 | 0 | 0 | 0 | 0 | 0 | 0 | 216.8598 | 199.0697 | 181.0643 | 150.6721 | 87.0903 | 57.5633 | -39.6975 | -0.79455 | 0
0.6256102August | Resource 1 | Sublap 1 | 15:00 | 6 | 102 | August | 17000 | 0 | 0 | 0 | 0 | 0 | 0 | 0 | 0 | 0 | 0 | 0 | 0 | 0 | 0 | 0 | 13.5537 | 12.4419 | 11.3165 | 9.417 | 5.4431 | 3.5977 | -2.4811 | -0.049659 | 0 | 0 | 0 | 0 | 0 | 0 | 0 | 0 | 0 | 0 | 0 | 0 | 0 | 0 | 0 | 0 | 230.4136 | 211.5116 | 192.3808 | 160.0891 | 92.5334 | 61.161 | -42.1786 | -0.84421 | 0
0.6256102September | Resource 1 | Sublap 1 | 15:00 | 6 | 102 | September | 18000 | 0 | 0 | 0 | 0 | 0 | 0 | 0 | 0 | 0 | 0 | 0 | 0 | 0 | 0 | 0 | 13.5537 | 12.4419 | 11.3165 | 9.417 | 5.4431 | 3.5977 | -2.4811 | -0.049659 | 0 | 0 | 0 | 0 | 0 | 0 | 0 | 0 | 0 | 0 | 0 | 0 | 0 | 0 | 0 | 0 | 243.9673 | 223.9534 | 203.6973 | 169.5061 | 97.9766 | 64.7587 | -44.6597 | -0.89387 | 0
0.6256102October | Resource 1 | Sublap 1 | 15:00 | 6 | 102 | October | 19000 | 0 | 0 | 0 | 0 | 0 | 0 | 0 | 0 | 0 | 0 | 0 | 0 | 0 | 0 | 0 | 13.5537 | 12.4419 | 11.3165 | 9.417 | 5.4431 | 3.5977 | -2.4811 | -0.049659 | 0 | 0 | 0 | 0 | 0 | 0 | 0 | 0 | 0 | 0 | 0 | 0 | 0 | 0 | 0 | 0 | 257.5211 | 236.3953 | 215.0138 | 178.9231 | 103.4197 | 68.3564 | -47.1408 | -0.94353 | 0
0.6256102November | Resource 1 | Sublap 1 | 15:00 | 6 | 102 | November | 20000 | 0 | 0 | 0 | 0 | 0 | 0 | 0 | 0 | 0 | 0 | 0 | 0 | 0 | 0 | 0 | 13.5537 | 12.4419 | 11.3165 | 9.417 | 5.4431 | 3.5977 | -2.4811 | -0.049659 | 0 | 0 | 0 | 0 | 0 | 0 | 0 | 0 | 0 | 0 | 0 | 0 | 0 | 0 | 0 | 0 | 271.0748 | 248.8371 | 226.3303 | 188.3401 | 108.8629 | 71.9541 | -49.6219 | -0.99319 | 0
0.6256102December | Resource 1 | Sublap 1 | 15:00 | 6 | 102 | December | 21000 | 0 | 0 | 0 | 0 | 0 | 0 | 0 | 0 | 0 | 0 | 0 | 0 | 0 | 0 | 0 | 13.5537 | 12.4419 | 11.3165 | 9.417 | 5.4431 | 3.5977 | -2.4811 | -0.049659 | 0 | 0 | 0 | 0 | 0 | 0 | 0 | 0 | 0 | 0 | 0 | 0 | 0 | 0 | 0 | 0 | 284.6285 | 261.279 | 237.6468 | 197.7571 | 114.306 | 75.5518 | -52.103 | -1.0428 | 0
0.6256103January | Resource 1 | Sublap 1 | 15:00 | 6 | 103 | January | 10000 | 0 | 0 | 0 | 0 | 0 | 0 | 0 | 0 | 0 | 0 | 0 | 0 | 0 | 0 | 0 | 14.0584 | 13.0501 | 12.2736 | 9.2087 | 6.2478 | 2.7495 | -2.6026 | -0.052085 | 0 | 0 | 0 | 0 | 0 | 0 | 0 | 0 | 0 | 0 | 0 | 0 | 0 | 0 | 0 | 0 | 140.5843 | 130.5007 | 122.7362 | 92.0872 | 62.4778 | 27.495 | -26.0258 | -0.52085 | 0
0.6256103February | Resource 1 | Sublap 1 | 15:00 | 6 | 103 | February | 11000 | 0 | 0 | 0 | 0 | 0 | 0 | 0 | 0 | 0 | 0 | 0 | 0 | 0 | 0 | 0 | 14.0584 | 13.0501 | 12.2736 | 9.2087 | 6.2478 | 2.7495 | -2.6026 | -0.052085 | 0 | 0 | 0 | 0 | 0 | 0 | 0 | 0 | 0 | 0 | 0 | 0 | 0 | 0 | 0 | 0 | 154.6427 | 143.5508 | 135.0099 | 101.2959 | 68.7256 | 30.2445 | -28.6284 | -0.57294 | 0
0.6256103March | Resource 1 | Sublap 1 | 15:00 | 6 | 103 | March | 12000 | 0 | 0 | 0 | 0 | 0 | 0 | 0 | 0 | 0 | 0 | 0 | 0 | 0 | 0 | 0 | 14.0584 | 13.0501 | 12.2736 | 9.2087 | 6.2478 | 2.7495 | -2.6026 | -0.052085 | 0 | 0 | 0 | 0 | 0 | 0 | 0 | 0 | 0 | 0 | 0 | 0 | 0 | 0 | 0 | 0 | 168.7012 | 156.6009 | 147.2835 | 110.5046 | 74.9734 | 32.994 | -31.2309 | -0.62502 | 0
0.6256103April | Resource 1 | Sublap 1 | 15:00 | 6 | 103 | April | 13000 | 0 | 0 | 0 | 0 | 0 | 0 | 0 | 0 | 0 | 0 | 0 | 0 | 0 | 0 | 0 | 14.0584 | 13.0501 | 12.2736 | 9.2087 | 6.2478 | 2.7495 | -2.6026 | -0.052085 | 0 | 0 | 0 | 0 | 0 | 0 | 0 | 0 | 0 | 0 | 0 | 0 | 0 | 0 | 0 | 0 | 182.7596 | 169.6509 | 159.5571 | 119.7133 | 81.2212 | 35.7435 | -33.8335 | -0.67711 | 0
0.6256103May | Resource 1 | Sublap 1 | 15:00 | 6 | 103 | May | 14000 | 0 | 0 | 0 | 0 | 0 | 0 | 0 | 0 | 0 | 0 | 0 | 0 | 0 | 0 | 0 | 14.0584 | 13.0501 | 12.2736 | 9.2087 | 6.2478 | 2.7495 | -2.6026 | -0.052085 | 0 | 0 | 0 | 0 | 0 | 0 | 0 | 0 | 0 | 0 | 0 | 0 | 0 | 0 | 0 | 0 | 196.818 | 182.701 | 171.8307 | 128.922 | 87.469 | 38.493 | -36.4361 | -0.72919 | 0
0.6256103June | Resource 1 | Sublap 1 | 15:00 | 6 | 103 | June | 15000 | 0 | 0 | 0 | 0 | 0 | 0 | 0 | 0 | 0 | 0 | 0 | 0 | 0 | 0 | 0 | 14.0584 | 13.0501 | 12.2736 | 9.2087 | 6.2478 | 2.7495 | -2.6026 | -0.052085 | 0 | 0 | 0 | 0 | 0 | 0 | 0 | 0 | 0 | 0 | 0 | 0 | 0 | 0 | 0 | 0 | 210.8764 | 195.7511 | 184.1044 | 138.1307 | 93.7167 | 41.2425 | -39.0387 | -0.78128 | 0
0.6256103July | Resource 1 | Sublap 1 | 15:00 | 6 | 103 | July | 16000 | 0 | 0 | 0 | 0 | 0 | 0 | 0 | 0 | 0 | 0 | 0 | 0 | 0 | 0 | 0 | 14.0584 | 13.0501 | 12.2736 | 9.2087 | 6.2478 | 2.7495 | -2.6026 | -0.052085 | 0 | 0 | 0 | 0 | 0 | 0 | 0 | 0 | 0 | 0 | 0 | 0 | 0 | 0 | 0 | 0 | 224.9349 | 208.8012 | 196.378 | 147.3395 | 99.9645 | 43.992 | -41.6412 | -0.83336 | 0
0.6256103August | Resource 1 | Sublap 1 | 15:00 | 6 | 103 | August | 17000 | 0 | 0 | 0 | 0 | 0 | 0 | 0 | 0 | 0 | 0 | 0 | 0 | 0 | 0 | 0 | 14.0584 | 13.0501 | 12.2736 | 9.2087 | 6.2478 | 2.7495 | -2.6026 | -0.052085 | 0 | 0 | 0 | 0 | 0 | 0 | 0 | 0 | 0 | 0 | 0 | 0 | 0 | 0 | 0 | 0 | 238.9933 | 221.8512 | 208.6516 | 156.5482 | 106.2123 | 46.7415 | -44.2438 | -0.88545 | 0
0.6256103September | Resource 1 | Sublap 1 | 15:00 | 6 | 103 | September | 18000 | 0 | 0 | 0 | 0 | 0 | 0 | 0 | 0 | 0 | 0 | 0 | 0 | 0 | 0 | 0 | 14.0584 | 13.0501 | 12.2736 | 9.2087 | 6.2478 | 2.7495 | -2.6026 | -0.052085 | 0 | 0 | 0 | 0 | 0 | 0 | 0 | 0 | 0 | 0 | 0 | 0 | 0 | 0 | 0 | 0 | 253.0517 | 234.9013 | 220.9252 | 165.7569 | 112.4601 | 49.491 | -46.8464 | -0.93753 | 0
0.6256103October | Resource 1 | Sublap 1 | 15:00 | 6 | 103 | October | 19000 | 0 | 0 | 0 | 0 | 0 | 0 | 0 | 0 | 0 | 0 | 0 | 0 | 0 | 0 | 0 | 14.0584 | 13.0501 | 12.2736 | 9.2087 | 6.2478 | 2.7495 | -2.6026 | -0.052085 | 0 | 0 | 0 | 0 | 0 | 0 | 0 | 0 | 0 | 0 | 0 | 0 | 0 | 0 | 0 | 0 | 267.1102 | 247.9514 | 233.1988 | 174.9656 | 118.7079 | 52.2405 | -49.449 | -0.98962 | 0
0.6256103November | Resource 1 | Sublap 1 | 15:00 | 6 | 103 | November | 20000 | 0 | 0 | 0 | 0 | 0 | 0 | 0 | 0 | 0 | 0 | 0 | 0 | 0 | 0 | 0 | 14.0584 | 13.0501 | 12.2736 | 9.2087 | 6.2478 | 2.7495 | -2.6026 | -0.052085 | 0 | 0 | 0 | 0 | 0 | 0 | 0 | 0 | 0 | 0 | 0 | 0 | 0 | 0 | 0 | 0 | 281.1686 | 261.0015 | 245.4725 | 184.1743 | 124.9556 | 54.99 | -52.0515 | -1.0417 | 0
0.6256103December | Resource 1 | Sublap 1 | 15:00 | 6 | 103 | December | 21000 | 0 | 0 | 0 | 0 | 0 | 0 | 0 | 0 | 0 | 0 | 0 | 0 | 0 | 0 | 0 | 14.0584 | 13.0501 | 12.2736 | 9.2087 | 6.2478 | 2.7495 | -2.6026 | -0.052085 | 0 | 0 | 0 | 0 | 0 | 0 | 0 | 0 | 0 | 0 | 0 | 0 | 0 | 0 | 0 | 0 | 295.227 | 274.0515 | 257.7461 | 193.383 | 131.2034 | 57.7394 | -54.6541 | -1.0938 | 0
0.6256104January | Resource 1 | Sublap 1 | 15:00 | 6 | 104 | January | 10000 | 0 | 0 | 0 | 0 | 0 | 0 | 0 | 0 | 0 | 0 | 0 | 0 | 0 | 0 | 0 | 15.1548 | 14.0433 | 12.5863 | 8.4856 | 5.5723 | 4.4801 | -2.8058 | -0.056144 | 0 | 0 | 0 | 0 | 0 | 0 | 0 | 0 | 0 | 0 | 0 | 0 | 0 | 0 | 0 | 0 | 151.5482 | 140.4325 | 125.8633 | 84.8557 | 55.7227 | 44.8008 | -28.0582 | -0.56144 | 0
0.6256104February | Resource 1 | Sublap 1 | 15:00 | 6 | 104 | February | 11000 | 0 | 0 | 0 | 0 | 0 | 0 | 0 | 0 | 0 | 0 | 0 | 0 | 0 | 0 | 0 | 15.1548 | 14.0433 | 12.5863 | 8.4856 | 5.5723 | 4.4801 | -2.8058 | -0.056144 | 0 | 0 | 0 | 0 | 0 | 0 | 0 | 0 | 0 | 0 | 0 | 0 | 0 | 0 | 0 | 0 | 166.7031 | 154.4757 | 138.4496 | 93.3413 | 61.295 | 49.2809 | -30.8641 | -0.61758 | 0
0.6256104March | Resource 1 | Sublap 1 | 15:00 | 6 | 104 | March | 12000 | 0 | 0 | 0 | 0 | 0 | 0 | 0 | 0 | 0 | 0 | 0 | 0 | 0 | 0 | 0 | 15.1548 | 14.0433 | 12.5863 | 8.4856 | 5.5723 | 4.4801 | -2.8058 | -0.056144 | 0 | 0 | 0 | 0 | 0 | 0 | 0 | 0 | 0 | 0 | 0 | 0 | 0 | 0 | 0 | 0 | 181.8579 | 168.519 | 151.036 | 101.8269 | 66.8673 | 53.7609 | -33.6699 | -0.67372 | 0
0.6256104April | Resource 1 | Sublap 1 | 15:00 | 6 | 104 | April | 13000 | 0 | 0 | 0 | 0 | 0 | 0 | 0 | 0 | 0 | 0 | 0 | 0 | 0 | 0 | 0 | 15.1548 | 14.0433 | 12.5863 | 8.4856 | 5.5723 | 4.4801 | -2.8058 | -0.056144 | 0 | 0 | 0 | 0 | 0 | 0 | 0 | 0 | 0 | 0 | 0 | 0 | 0 | 0 | 0 | 0 | 197.0127 | 182.5622 | 163.6223 | 110.3124 | 72.4395 | 58.241 | -36.4757 | -0.72987 | 0
0.6256104May | Resource 1 | Sublap 1 | 15:00 | 6 | 104 | May | 14000 | 0 | 0 | 0 | 0 | 0 | 0 | 0 | 0 | 0 | 0 | 0 | 0 | 0 | 0 | 0 | 15.1548 | 14.0433 | 12.5863 | 8.4856 | 5.5723 | 4.4801 | -2.8058 | -0.056144 | 0 | 0 | 0 | 0 | 0 | 0 | 0 | 0 | 0 | 0 | 0 | 0 | 0 | 0 | 0 | 0 | 212.1676 | 196.6055 | 176.2086 | 118.798 | 78.0118 | 62.7211 | -39.2815 | -0.78601 | 0
0.6256104June | Resource 1 | Sublap 1 | 15:00 | 6 | 104 | June | 15000 | 0 | 0 | 0 | 0 | 0 | 0 | 0 | 0 | 0 | 0 | 0 | 0 | 0 | 0 | 0 | 15.1548 | 14.0433 | 12.5863 | 8.4856 | 5.5723 | 4.4801 | -2.8058 | -0.056144 | 0 | 0 | 0 | 0 | 0 | 0 | 0 | 0 | 0 | 0 | 0 | 0 | 0 | 0 | 0 | 0 | 227.3224 | 210.6487 | 188.795 | 127.2836 | 83.5841 | 67.2012 | -42.0874 | -0.84216 | 0
0.6256104July | Resource 1 | Sublap 1 | 15:00 | 6 | 104 | July | 16000 | 0 | 0 | 0 | 0 | 0 | 0 | 0 | 0 | 0 | 0 | 0 | 0 | 0 | 0 | 0 | 15.1548 | 14.0433 | 12.5863 | 8.4856 | 5.5723 | 4.4801 | -2.8058 | -0.056144 | 0 | 0 | 0 | 0 | 0 | 0 | 0 | 0 | 0 | 0 | 0 | 0 | 0 | 0 | 0 | 0 | 242.4772 | 224.692 | 201.3813 | 135.7691 | 89.1564 | 71.6813 | -44.8932 | -0.8983 | 0
0.6256104August | Resource 1 | Sublap 1 | 15:00 | 6 | 104 | August | 17000 | 0 | 0 | 0 | 0 | 0 | 0 | 0 | 0 | 0 | 0 | 0 | 0 | 0 | 0 | 0 | 15.1548 | 14.0433 | 12.5863 | 8.4856 | 5.5723 | 4.4801 | -2.8058 | -0.056144 | 0 | 0 | 0 | 0 | 0 | 0 | 0 | 0 | 0 | 0 | 0 | 0 | 0 | 0 | 0 | 0 | 257.632 | 238.7352 | 213.9676 | 144.2547 | 94.7287 | 76.1613 | -47.699 | -0.95444 | 0
0.6256104September | Resource 1 | Sublap 1 | 15:00 | 6 | 104 | September | 18000 | 0 | 0 | 0 | 0 | 0 | 0 | 0 | 0 | 0 | 0 | 0 | 0 | 0 | 0 | 0 | 15.1548 | 14.0433 | 12.5863 | 8.4856 | 5.5723 | 4.4801 | -2.8058 | -0.056144 | 0 | 0 | 0 | 0 | 0 | 0 | 0 | 0 | 0 | 0 | 0 | 0 | 0 | 0 | 0 | 0 | 272.7869 | 252.7784 | 226.554 | 152.7403 | 100.3009 | 80.6414 | -50.5048 | -1.0106 | 0
0.6256104October | Resource 1 | Sublap 1 | 15:00 | 6 | 104 | October | 19000 | 0 | 0 | 0 | 0 | 0 | 0 | 0 | 0 | 0 | 0 | 0 | 0 | 0 | 0 | 0 | 15.1548 | 14.0433 | 12.5863 | 8.4856 | 5.5723 | 4.4801 | -2.8058 | -0.056144 | 0 | 0 | 0 | 0 | 0 | 0 | 0 | 0 | 0 | 0 | 0 | 0 | 0 | 0 | 0 | 0 | 287.9417 | 266.8217 | 239.1403 | 161.2259 | 105.8732 | 85.1215 | -53.3106 | -1.0667 | 0
0.6256104November | Resource 1 | Sublap 1 | 15:00 | 6 | 104 | November | 20000 | 0 | 0 | 0 | 0 | 0 | 0 | 0 | 0 | 0 | 0 | 0 | 0 | 0 | 0 | 0 | 15.1548 | 14.0433 | 12.5863 | 8.4856 | 5.5723 | 4.4801 | -2.8058 | -0.056144 | 0 | 0 | 0 | 0 | 0 | 0 | 0 | 0 | 0 | 0 | 0 | 0 | 0 | 0 | 0 | 0 | 303.0965 | 280.8649 | 251.7266 | 169.7114 | 111.4455 | 89.6016 | -56.1165 | -1.1229 | 0
0.6256104December | Resource 1 | Sublap 1 | 15:00 | 6 | 104 | December | 21000 | 0 | 0 | 0 | 0 | 0 | 0 | 0 | 0 | 0 | 0 | 0 | 0 | 0 | 0 | 0 | 15.1548 | 14.0433 | 12.5863 | 8.4856 | 5.5723 | 4.4801 | -2.8058 | -0.056144 | 0 | 0 | 0 | 0 | 0 | 0 | 0 | 0 | 0 | 0 | 0 | 0 | 0 | 0 | 0 | 0 | 318.2513 | 294.9082 | 264.313 | 178.197 | 117.0177 | 94.0816 | -58.9223 | -1.179 | 0
0.6256105January | Resource 1 | Sublap 1 | 15:00 | 6 | 105 | January | 10000 | 0 | 0 | 0 | 0 | 0 | 0 | 0 | 0 | 0 | 0 | 0 | 0 | 0 | 0 | 0 | 12.8945 | 11.9091 | 9.8067 | 4.1493 | 2.5137 | 1.1126 | -2.383 | -0.0477 | 0 | 0 | 0 | 0 | 0 | 0 | 0 | 0 | 0 | 0 | 0 | 0 | 0 | 0 | 0 | 0 | 128.9449 | 119.0909 | 98.0667 | 41.4931 | 25.1365 | 11.1264 | -23.8298 | -0.477 | 0
0.6256105February | Resource 1 | Sublap 1 | 15:00 | 6 | 105 | February | 11000 | 0 | 0 | 0 | 0 | 0 | 0 | 0 | 0 | 0 | 0 | 0 | 0 | 0 | 0 | 0 | 12.8945 | 11.9091 | 9.8067 | 4.1493 | 2.5137 | 1.1126 | -2.383 | -0.0477 | 0 | 0 | 0 | 0 | 0 | 0 | 0 | 0 | 0 | 0 | 0 | 0 | 0 | 0 | 0 | 0 | 141.8394 | 131 | 107.8734 | 45.6424 | 27.6502 | 12.2391 | -26.2128 | -0.5247 | 0
0.6256105March | Resource 1 | Sublap 1 | 15:00 | 6 | 105 | March | 12000 | 0 | 0 | 0 | 0 | 0 | 0 | 0 | 0 | 0 | 0 | 0 | 0 | 0 | 0 | 0 | 12.8945 | 11.9091 | 9.8067 | 4.1493 | 2.5137 | 1.1126 | -2.383 | -0.0477 | 0 | 0 | 0 | 0 | 0 | 0 | 0 | 0 | 0 | 0 | 0 | 0 | 0 | 0 | 0 | 0 | 154.7339 | 142.9091 | 117.6801 | 49.7917 | 30.1638 | 13.3517 | -28.5957 | -0.5724 | 0
0.6256105April | Resource 1 | Sublap 1 | 15:00 | 6 | 105 | April | 13000 | 0 | 0 | 0 | 0 | 0 | 0 | 0 | 0 | 0 | 0 | 0 | 0 | 0 | 0 | 0 | 12.8945 | 11.9091 | 9.8067 | 4.1493 | 2.5137 | 1.1126 | -2.383 | -0.0477 | 0 | 0 | 0 | 0 | 0 | 0 | 0 | 0 | 0 | 0 | 0 | 0 | 0 | 0 | 0 | 0 | 167.6284 | 154.8181 | 127.4867 | 53.941 | 32.6775 | 14.4643 | -30.9787 | -0.6201 | 0
0.6256105May | Resource 1 | Sublap 1 | 15:00 | 6 | 105 | May | 14000 | 0 | 0 | 0 | 0 | 0 | 0 | 0 | 0 | 0 | 0 | 0 | 0 | 0 | 0 | 0 | 12.8945 | 11.9091 | 9.8067 | 4.1493 | 2.5137 | 1.1126 | -2.383 | -0.0477 | 0 | 0 | 0 | 0 | 0 | 0 | 0 | 0 | 0 | 0 | 0 | 0 | 0 | 0 | 0 | 0 | 180.5228 | 166.7272 | 137.2934 | 58.0903 | 35.1911 | 15.577 | -33.3617 | -0.6678 | 0
0.6256105June | Resource 1 | Sublap 1 | 15:00 | 6 | 105 | June | 15000 | 0 | 0 | 0 | 0 | 0 | 0 | 0 | 0 | 0 | 0 | 0 | 0 | 0 | 0 | 0 | 12.8945 | 11.9091 | 9.8067 | 4.1493 | 2.5137 | 1.1126 | -2.383 | -0.0477 | 0 | 0 | 0 | 0 | 0 | 0 | 0 | 0 | 0 | 0 | 0 | 0 | 0 | 0 | 0 | 0 | 193.4173 | 178.6363 | 147.1001 | 62.2396 | 37.7048 | 16.6896 | -35.7447 | -0.7155 | 0
0.6256105July | Resource 1 | Sublap 1 | 15:00 | 6 | 105 | July | 16000 | 0 | 0 | 0 | 0 | 0 | 0 | 0 | 0 | 0 | 0 | 0 | 0 | 0 | 0 | 0 | 12.8945 | 11.9091 | 9.8067 | 4.1493 | 2.5137 | 1.1126 | -2.383 | -0.0477 | 0 | 0 | 0 | 0 | 0 | 0 | 0 | 0 | 0 | 0 | 0 | 0 | 0 | 0 | 0 | 0 | 206.3118 | 190.5454 | 156.9068 | 66.3889 | 40.2184 | 17.8023 | -38.1277 | -0.7632 | 0
0.6256105August | Resource 1 | Sublap 1 | 15:00 | 6 | 105 | August | 17000 | 0 | 0 | 0 | 0 | 0 | 0 | 0 | 0 | 0 | 0 | 0 | 0 | 0 | 0 | 0 | 12.8945 | 11.9091 | 9.8067 | 4.1493 | 2.5137 | 1.1126 | -2.383 | -0.0477 | 0 | 0 | 0 | 0 | 0 | 0 | 0 | 0 | 0 | 0 | 0 | 0 | 0 | 0 | 0 | 0 | 219.2063 | 202.4545 | 166.7134 | 70.5382 | 42.7321 | 18.9149 | -40.5106 | -0.8109 | 0
0.6256105September | Resource 1 | Sublap 1 | 15:00 | 6 | 105 | September | 18000 | 0 | 0 | 0 | 0 | 0 | 0 | 0 | 0 | 0 | 0 | 0 | 0 | 0 | 0 | 0 | 12.8945 | 11.9091 | 9.8067 | 4.1493 | 2.5137 | 1.1126 | -2.383 | -0.0477 | 0 | 0 | 0 | 0 | 0 | 0 | 0 | 0 | 0 | 0 | 0 | 0 | 0 | 0 | 0 | 0 | 232.1008 | 214.3636 | 176.5201 | 74.6875 | 45.2457 | 20.0275 | -42.8936 | -0.8586 | 0
0.6256105October | Resource 1 | Sublap 1 | 15:00 | 6 | 105 | October | 19000 | 0 | 0 | 0 | 0 | 0 | 0 | 0 | 0 | 0 | 0 | 0 | 0 | 0 | 0 | 0 | 12.8945 | 11.9091 | 9.8067 | 4.1493 | 2.5137 | 1.1126 | -2.383 | -0.0477 | 0 | 0 | 0 | 0 | 0 | 0 | 0 | 0 | 0 | 0 | 0 | 0 | 0 | 0 | 0 | 0 | 244.9953 | 226.2727 | 186.3268 | 78.8368 | 47.7594 | 21.1402 | -45.2766 | -0.9063 | 0
0.6256105November | Resource 1 | Sublap 1 | 15:00 | 6 | 105 | November | 20000 | 0 | 0 | 0 | 0 | 0 | 0 | 0 | 0 | 0 | 0 | 0 | 0 | 0 | 0 | 0 | 12.8945 | 11.9091 | 9.8067 | 4.1493 | 2.5137 | 1.1126 | -2.383 | -0.0477 | 0 | 0 | 0 | 0 | 0 | 0 | 0 | 0 | 0 | 0 | 0 | 0 | 0 | 0 | 0 | 0 | 257.8898 | 238.1818 | 196.1335 | 82.9861 | 50.273 | 22.2528 | -47.6596 | -0.954 | 0
0.6256105December | Resource 1 | Sublap 1 | 15:00 | 6 | 105 | December | 21000 | 0 | 0 | 0 | 0 | 0 | 0 | 0 | 0 | 0 | 0 | 0 | 0 | 0 | 0 | 0 | 12.8945 | 11.9091 | 9.8067 | 4.1493 | 2.5137 | 1.1126 | -2.383 | -0.0477 | 0 | 0 | 0 | 0 | 0 | 0 | 0 | 0 | 0 | 0 | 0 | 0 | 0 | 0 | 0 | 0 | 270.7843 | 250.0909 | 205.9401 | 87.1354 | 52.7867 | 23.3655 | -50.0425 | -1.0017 | 0
0.6256106January | Resource 1 | Sublap 1 | 15:00 | 6 | 106 | January | 10000 | 0 | 0 | 0 | 0 | 0 | 0 | 0 | 0 | 0 | 0 | 0 | 0 | 0 | 0 | 0 | 12.5267 | 11.6261 | 10.8945 | 9.004 | 4.7968 | 2.4254 | -2.2942 | -0.045928 | 0 | 0 | 0 | 0 | 0 | 0 | 0 | 0 | 0 | 0 | 0 | 0 | 0 | 0 | 0 | 0 | 125.2674 | 116.2609 | 108.9453 | 90.0399 | 47.9681 | 24.2542 | -22.942 | -0.45927 | 0
0.6256106February | Resource 1 | Sublap 1 | 15:00 | 6 | 106 | February | 11000 | 0 | 0 | 0 | 0 | 0 | 0 | 0 | 0 | 0 | 0 | 0 | 0 | 0 | 0 | 0 | 12.5267 | 11.6261 | 10.8945 | 9.004 | 4.7968 | 2.4254 | -2.2942 | -0.045928 | 0 | 0 | 0 | 0 | 0 | 0 | 0 | 0 | 0 | 0 | 0 | 0 | 0 | 0 | 0 | 0 | 137.7941 | 127.8869 | 119.8398 | 99.0439 | 52.7649 | 26.6796 | -25.2362 | -0.5052 | 0
0.6256106March | Resource 1 | Sublap 1 | 15:00 | 6 | 106 | March | 12000 | 0 | 0 | 0 | 0 | 0 | 0 | 0 | 0 | 0 | 0 | 0 | 0 | 0 | 0 | 0 | 12.5267 | 11.6261 | 10.8945 | 9.004 | 4.7968 | 2.4254 | -2.2942 | -0.045928 | 0 | 0 | 0 | 0 | 0 | 0 | 0 | 0 | 0 | 0 | 0 | 0 | 0 | 0 | 0 | 0 | 150.3209 | 139.513 | 130.7343 | 108.0479 | 57.5617 | 29.1051 | -27.5304 | -0.55113 | 0
0.6256106April | Resource 1 | Sublap 1 | 15:00 | 6 | 106 | April | 13000 | 0 | 0 | 0 | 0 | 0 | 0 | 0 | 0 | 0 | 0 | 0 | 0 | 0 | 0 | 0 | 12.5267 | 11.6261 | 10.8945 | 9.004 | 4.7968 | 2.4254 | -2.2942 | -0.045928 | 0 | 0 | 0 | 0 | 0 | 0 | 0 | 0 | 0 | 0 | 0 | 0 | 0 | 0 | 0 | 0 | 162.8476 | 151.1391 | 141.6288 | 117.0518 | 62.3585 | 31.5305 | -29.8247 | -0.59706 | 0
0.6256106May | Resource 1 | Sublap 1 | 15:00 | 6 | 106 | May | 14000 | 0 | 0 | 0 | 0 | 0 | 0 | 0 | 0 | 0 | 0 | 0 | 0 | 0 | 0 | 0 | 12.5267 | 11.6261 | 10.8945 | 9.004 | 4.7968 | 2.4254 | -2.2942 | -0.045928 | 0 | 0 | 0 | 0 | 0 | 0 | 0 | 0 | 0 | 0 | 0 | 0 | 0 | 0 | 0 | 0 | 175.3743 | 162.7652 | 152.5234 | 126.0558 | 67.1553 | 33.9559 | -32.1189 | -0.64298 | 0
0.6256106June | Resource 1 | Sublap 1 | 15:00 | 6 | 106 | June | 15000 | 0 | 0 | 0 | 0 | 0 | 0 | 0 | 0 | 0 | 0 | 0 | 0 | 0 | 0 | 0 | 12.5267 | 11.6261 | 10.8945 | 9.004 | 4.7968 | 2.4254 | -2.2942 | -0.045928 | 0 | 0 | 0 | 0 | 0 | 0 | 0 | 0 | 0 | 0 | 0 | 0 | 0 | 0 | 0 | 0 | 187.9011 | 174.3913 | 163.4179 | 135.0598 | 71.9521 | 36.3813 | -34.4131 | -0.68891 | 0
0.6256106July | Resource 1 | Sublap 1 | 15:00 | 6 | 106 | July | 16000 | 0 | 0 | 0 | 0 | 0 | 0 | 0 | 0 | 0 | 0 | 0 | 0 | 0 | 0 | 0 | 12.5267 | 11.6261 | 10.8945 | 9.004 | 4.7968 | 2.4254 | -2.2942 | -0.045928 | 0 | 0 | 0 | 0 | 0 | 0 | 0 | 0 | 0 | 0 | 0 | 0 | 0 | 0 | 0 | 0 | 200.4278 | 186.0174 | 174.3124 | 144.0638 | 76.7489 | 38.8068 | -36.7073 | -0.73484 | 0
0.6256106August | Resource 1 | Sublap 1 | 15:00 | 6 | 106 | August | 17000 | 0 | 0 | 0 | 0 | 0 | 0 | 0 | 0 | 0 | 0 | 0 | 0 | 0 | 0 | 0 | 12.5267 | 11.6261 | 10.8945 | 9.004 | 4.7968 | 2.4254 | -2.2942 | -0.045928 | 0 | 0 | 0 | 0 | 0 | 0 | 0 | 0 | 0 | 0 | 0 | 0 | 0 | 0 | 0 | 0 | 212.9546 | 197.6435 | 185.2069 | 153.0678 | 81.5458 | 41.2322 | -39.0015 | -0.78077 | 0
0.6256106September | Resource 1 | Sublap 1 | 15:00 | 6 | 106 | September | 18000 | 0 | 0 | 0 | 0 | 0 | 0 | 0 | 0 | 0 | 0 | 0 | 0 | 0 | 0 | 0 | 12.5267 | 11.6261 | 10.8945 | 9.004 | 4.7968 | 2.4254 | -2.2942 | -0.045928 | 0 | 0 | 0 | 0 | 0 | 0 | 0 | 0 | 0 | 0 | 0 | 0 | 0 | 0 | 0 | 0 | 225.4813 | 209.2695 | 196.1015 | 162.0718 | 86.3426 | 43.6576 | -41.2957 | -0.82669 | 0
0.6256106October | Resource 1 | Sublap 1 | 15:00 | 6 | 106 | October | 19000 | 0 | 0 | 0 | 0 | 0 | 0 | 0 | 0 | 0 | 0 | 0 | 0 | 0 | 0 | 0 | 12.5267 | 11.6261 | 10.8945 | 9.004 | 4.7968 | 2.4254 | -2.2942 | -0.045928 | 0 | 0 | 0 | 0 | 0 | 0 | 0 | 0 | 0 | 0 | 0 | 0 | 0 | 0 | 0 | 0 | 238.008 | 220.8956 | 206.996 | 171.0758 | 91.1394 | 46.083 | -43.5899 | -0.87262 | 0
0.6256106November | Resource 1 | Sublap 1 | 15:00 | 6 | 106 | November | 20000 | 0 | 0 | 0 | 0 | 0 | 0 | 0 | 0 | 0 | 0 | 0 | 0 | 0 | 0 | 0 | 12.5267 | 11.6261 | 10.8945 | 9.004 | 4.7968 | 2.4254 | -2.2942 | -0.045928 | 0 | 0 | 0 | 0 | 0 | 0 | 0 | 0 | 0 | 0 | 0 | 0 | 0 | 0 | 0 | 0 | 250.5348 | 232.5217 | 217.8905 | 180.0797 | 95.9362 | 48.5085 | -45.8841 | -0.91855 | 0
0.6256106December | Resource 1 | Sublap 1 | 15:00 | 6 | 106 | December | 21000 | 0 | 0 | 0 | 0 | 0 | 0 | 0 | 0 | 0 | 0 | 0 | 0 | 0 | 0 | 0 | 12.5267 | 11.6261 | 10.8945 | 9.004 | 4.7968 | 2.4254 | -2.2942 | -0.045928 | 0 | 0 | 0 | 0 | 0 | 0 | 0 | 0 | 0 | 0 | 0 | 0 | 0 | 0 | 0 | 0 | 263.0615 | 244.1478 | 228.785 | 189.0837 | 100.733 | 50.9339 | -48.1783 | -0.96448 | 0
0.6256107January | Resource 1 | Sublap 1 | 15:00 | 6 | 107 | January | 10000 | 0 | 0 | 0 | 0 | 0 | 0 | 0 | 0 | 0 | 0 | 0 | 0 | 0 | 0 | 0 | 14.6286 | 13.6582 | 12.6695 | 7.4362 | 3.6673 | 3.6303 | -2.6867 | -0.053765 | 0 | 0 | 0 | 0 | 0 | 0 | 0 | 0 | 0 | 0 | 0 | 0 | 0 | 0 | 0 | 0 | 146.2857 | 136.5823 | 126.6953 | 74.3618 | 36.6726 | 36.3027 | -26.8668 | -0.53765 | 0
0.6256107February | Resource 1 | Sublap 1 | 15:00 | 6 | 107 | February | 11000 | 0 | 0 | 0 | 0 | 0 | 0 | 0 | 0 | 0 | 0 | 0 | 0 | 0 | 0 | 0 | 14.6286 | 13.6582 | 12.6695 | 7.4362 | 3.6673 | 3.6303 | -2.6867 | -0.053765 | 0 | 0 | 0 | 0 | 0 | 0 | 0 | 0 | 0 | 0 | 0 | 0 | 0 | 0 | 0 | 0 | 160.9142 | 150.2406 | 139.3648 | 81.798 | 40.3399 | 39.933 | -29.5535 | -0.59141 | 0
0.6256107March | Resource 1 | Sublap 1 | 15:00 | 6 | 107 | March | 12000 | 0 | 0 | 0 | 0 | 0 | 0 | 0 | 0 | 0 | 0 | 0 | 0 | 0 | 0 | 0 | 14.6286 | 13.6582 | 12.6695 | 7.4362 | 3.6673 | 3.6303 | -2.6867 | -0.053765 | 0 | 0 | 0 | 0 | 0 | 0 | 0 | 0 | 0 | 0 | 0 | 0 | 0 | 0 | 0 | 0 | 175.5428 | 163.8988 | 152.0344 | 89.2341 | 44.0071 | 43.5633 | -32.2401 | -0.64517 | 0
0.6256107April | Resource 1 | Sublap 1 | 15:00 | 6 | 107 | April | 13000 | 0 | 0 | 0 | 0 | 0 | 0 | 0 | 0 | 0 | 0 | 0 | 0 | 0 | 0 | 0 | 14.6286 | 13.6582 | 12.6695 | 7.4362 | 3.6673 | 3.6303 | -2.6867 | -0.053765 | 0 | 0 | 0 | 0 | 0 | 0 | 0 | 0 | 0 | 0 | 0 | 0 | 0 | 0 | 0 | 0 | 190.1714 | 177.5571 | 164.7039 | 96.6703 | 47.6744 | 47.1936 | -34.9268 | -0.69894 | 0
0.6256107May | Resource 1 | Sublap 1 | 15:00 | 6 | 107 | May | 14000 | 0 | 0 | 0 | 0 | 0 | 0 | 0 | 0 | 0 | 0 | 0 | 0 | 0 | 0 | 0 | 14.6286 | 13.6582 | 12.6695 | 7.4362 | 3.6673 | 3.6303 | -2.6867 | -0.053765 | 0 | 0 | 0 | 0 | 0 | 0 | 0 | 0 | 0 | 0 | 0 | 0 | 0 | 0 | 0 | 0 | 204.8 | 191.2153 | 177.3734 | 104.1065 | 51.3416 | 50.8238 | -37.6135 | -0.7527 | 0
0.6256107June | Resource 1 | Sublap 1 | 15:00 | 6 | 107 | June | 15000 | 0 | 0 | 0 | 0 | 0 | 0 | 0 | 0 | 0 | 0 | 0 | 0 | 0 | 0 | 0 | 14.6286 | 13.6582 | 12.6695 | 7.4362 | 3.6673 | 3.6303 | -2.6867 | -0.053765 | 0 | 0 | 0 | 0 | 0 | 0 | 0 | 0 | 0 | 0 | 0 | 0 | 0 | 0 | 0 | 0 | 219.4285 | 204.8735 | 190.043 | 111.5427 | 55.0089 | 54.4541 | -40.3002 | -0.80647 | 0
0.6256107July | Resource 1 | Sublap 1 | 15:00 | 6 | 107 | July | 16000 | 0 | 0 | 0 | 0 | 0 | 0 | 0 | 0 | 0 | 0 | 0 | 0 | 0 | 0 | 0 | 14.6286 | 13.6582 | 12.6695 | 7.4362 | 3.6673 | 3.6303 | -2.6867 | -0.053765 | 0 | 0 | 0 | 0 | 0 | 0 | 0 | 0 | 0 | 0 | 0 | 0 | 0 | 0 | 0 | 0 | 234.0571 | 218.5318 | 202.7125 | 118.9789 | 58.6762 | 58.0844 | -42.9869 | -0.86023 | 0
0.6256107August | Resource 1 | Sublap 1 | 15:00 | 6 | 107 | August | 17000 | 0 | 0 | 0 | 0 | 0 | 0 | 0 | 0 | 0 | 0 | 0 | 0 | 0 | 0 | 0 | 14.6286 | 13.6582 | 12.6695 | 7.4362 | 3.6673 | 3.6303 | -2.6867 | -0.053765 | 0 | 0 | 0 | 0 | 0 | 0 | 0 | 0 | 0 | 0 | 0 | 0 | 0 | 0 | 0 | 0 | 248.6857 | 232.19 | 215.382 | 126.415 | 62.3434 | 61.7147 | -45.6735 | -0.914 | 0
0.6256107September | Resource 1 | Sublap 1 | 15:00 | 6 | 107 | September | 18000 | 0 | 0 | 0 | 0 | 0 | 0 | 0 | 0 | 0 | 0 | 0 | 0 | 0 | 0 | 0 | 14.6286 | 13.6582 | 12.6695 | 7.4362 | 3.6673 | 3.6303 | -2.6867 | -0.053765 | 0 | 0 | 0 | 0 | 0 | 0 | 0 | 0 | 0 | 0 | 0 | 0 | 0 | 0 | 0 | 0 | 263.3142 | 245.8482 | 228.0515 | 133.8512 | 66.0107 | 65.3449 | -48.3602 | -0.96776 | 0
0.6256107October | Resource 1 | Sublap 1 | 15:00 | 6 | 107 | October | 19000 | 0 | 0 | 0 | 0 | 0 | 0 | 0 | 0 | 0 | 0 | 0 | 0 | 0 | 0 | 0 | 14.6286 | 13.6582 | 12.6695 | 7.4362 | 3.6673 | 3.6303 | -2.6867 | -0.053765 | 0 | 0 | 0 | 0 | 0 | 0 | 0 | 0 | 0 | 0 | 0 | 0 | 0 | 0 | 0 | 0 | 277.9428 | 259.5064 | 240.7211 | 141.2874 | 69.6779 | 68.9752 | -51.0469 | -1.0215 | 0
0.6256107November | Resource 1 | Sublap 1 | 15:00 | 6 | 107 | November | 20000 | 0 | 0 | 0 | 0 | 0 | 0 | 0 | 0 | 0 | 0 | 0 | 0 | 0 | 0 | 0 | 14.6286 | 13.6582 | 12.6695 | 7.4362 | 3.6673 | 3.6303 | -2.6867 | -0.053765 | 0 | 0 | 0 | 0 | 0 | 0 | 0 | 0 | 0 | 0 | 0 | 0 | 0 | 0 | 0 | 0 | 292.5714 | 273.1647 | 253.3906 | 148.7236 | 73.3452 | 72.6055 | -53.7336 | -1.0753 | 0
0.6256107December | Resource 1 | Sublap 1 | 15:00 | 6 | 107 | December | 21000 | 0 | 0 | 0 | 0 | 0 | 0 | 0 | 0 | 0 | 0 | 0 | 0 | 0 | 0 | 0 | 14.6286 | 13.6582 | 12.6695 | 7.4362 | 3.6673 | 3.6303 | -2.6867 | -0.053765 | 0 | 0 | 0 | 0 | 0 | 0 | 0 | 0 | 0 | 0 | 0 | 0 | 0 | 0 | 0 | 0 | 307.1999 | 286.8229 | 266.0602 | 156.1597 | 77.0125 | 76.2358 | -56.4203 | -1.1291 | 0
0.666666666666667171January | Resource 1 | Sublap 1 | 16:00 | 1 | 71 | January | 10000 | 0 | 0 | 0 | 0 | 0 | 0 | 0 | 0 | 0 | 0 | 0 | 0 | 0 | 0 | 0 | 0 | 0 | 0 | 0 | 0 | 0 | 0 | 0 | 0 | 0 | 0 | 0 | 0 | 0 | 0 | 0 | 0 | 0 | 0 | 0 | 0 | 0 | 0 | 0 | 0 | 0 | 0 | 0 | 0 | 0 | 0 | 0 | 0
0.666666666666667171February | Resource 1 | Sublap 1 | 16:00 | 1 | 71 | February | 11000 | 0 | 0 | 0 | 0 | 0 | 0 | 0 | 0 | 0 | 0 | 0 | 0 | 0 | 0 | 0 | 0 | 0 | 0 | 0 | 0 | 0 | 0 | 0 | 0 | 0 | 0 | 0 | 0 | 0 | 0 | 0 | 0 | 0 | 0 | 0 | 0 | 0 | 0 | 0 | 0 | 0 | 0 | 0 | 0 | 0 | 0 | 0 | 0
0.666666666666667171March | Resource 1 | Sublap 1 | 16:00 | 1 | 71 | March | 12000 | 0 | 0 | 0 | 0 | 0 | 0 | 0 | 0 | 0 | 0 | 0 | 0 | 0 | 0 | 0 | 0 | 0 | 0 | 0 | 0 | 0 | 0 | 0 | 0 | 0 | 0 | 0 | 0 | 0 | 0 | 0 | 0 | 0 | 0 | 0 | 0 | 0 | 0 | 0 | 0 | 0 | 0 | 0 | 0 | 0 | 0 | 0 | 0
0.666666666666667171April | Resource 1 | Sublap 1 | 16:00 | 1 | 71 | April | 13000 | 0 | 0 | 0 | 0 | 0 | 0 | 0 | 0 | 0 | 0 | 0 | 0 | 0 | 0 | 0 | 0 | 0 | 0 | 0 | 0 | 0 | 0 | 0 | 0 | 0 | 0 | 0 | 0 | 0 | 0 | 0 | 0 | 0 | 0 | 0 | 0 | 0 | 0 | 0 | 0 | 0 | 0 | 0 | 0 | 0 | 0 | 0 | 0
0.666666666666667171May | Resource 1 | Sublap 1 | 16:00 | 1 | 71 | May | 14000 | 0 | 0 | 0 | 0 | 0 | 0 | 0 | 0 | 0 | 0 | 0 | 0 | 0 | 0 | 0 | 0 | 0 | 0 | 0 | 0 | 0 | 0 | 0 | 0 | 0 | 0 | 0 | 0 | 0 | 0 | 0 | 0 | 0 | 0 | 0 | 0 | 0 | 0 | 0 | 0 | 0 | 0 | 0 | 0 | 0 | 0 | 0 | 0
0.666666666666667171June | Resource 1 | Sublap 1 | 16:00 | 1 | 71 | June | 15000 | 0 | 0 | 0 | 0 | 0 | 0 | 0 | 0 | 0 | 0 | 0 | 0 | 0 | 0 | 0 | 0 | 0 | 0 | 0 | 0 | 0 | 0 | 0 | 0 | 0 | 0 | 0 | 0 | 0 | 0 | 0 | 0 | 0 | 0 | 0 | 0 | 0 | 0 | 0 | 0 | 0 | 0 | 0 | 0 | 0 | 0 | 0 | 0
0.666666666666667171July | Resource 1 | Sublap 1 | 16:00 | 1 | 71 | July | 16000 | 0 | 0 | 0 | 0 | 0 | 0 | 0 | 0 | 0 | 0 | 0 | 0 | 0 | 0 | 0 | 0 | 0 | 0 | 0 | 0 | 0 | 0 | 0 | 0 | 0 | 0 | 0 | 0 | 0 | 0 | 0 | 0 | 0 | 0 | 0 | 0 | 0 | 0 | 0 | 0 | 0 | 0 | 0 | 0 | 0 | 0 | 0 | 0
0.666666666666667171August | Resource 1 | Sublap 1 | 16:00 | 1 | 71 | August | 17000 | 0 | 0 | 0 | 0 | 0 | 0 | 0 | 0 | 0 | 0 | 0 | 0 | 0 | 0 | 0 | 0 | 0 | 0 | 0 | 0 | 0 | 0 | 0 | 0 | 0 | 0 | 0 | 0 | 0 | 0 | 0 | 0 | 0 | 0 | 0 | 0 | 0 | 0 | 0 | 0 | 0 | 0 | 0 | 0 | 0 | 0 | 0 | 0
0.666666666666667171September | Resource 1 | Sublap 1 | 16:00 | 1 | 71 | September | 18000 | 0 | 0 | 0 | 0 | 0 | 0 | 0 | 0 | 0 | 0 | 0 | 0 | 0 | 0 | 0 | 0 | 0 | 0 | 0 | 0 | 0 | 0 | 0 | 0 | 0 | 0 | 0 | 0 | 0 | 0 | 0 | 0 | 0 | 0 | 0 | 0 | 0 | 0 | 0 | 0 | 0 | 0 | 0 | 0 | 0 | 0 | 0 | 0
0.666666666666667171October | Resource 1 | Sublap 1 | 16:00 | 1 | 71 | October | 19000 | 0 | 0 | 0 | 0 | 0 | 0 | 0 | 0 | 0 | 0 | 0 | 0 | 0 | 0 | 0 | 0 | 0 | 0 | 0 | 0 | 0 | 0 | 0 | 0 | 0 | 0 | 0 | 0 | 0 | 0 | 0 | 0 | 0 | 0 | 0 | 0 | 0 | 0 | 0 | 0 | 0 | 0 | 0 | 0 | 0 | 0 | 0 | 0
0.666666666666667171November | Resource 1 | Sublap 1 | 16:00 | 1 | 71 | November | 20000 | 0 | 0 | 0 | 0 | 0 | 0 | 0 | 0 | 0 | 0 | 0 | 0 | 0 | 0 | 0 | 0 | 0 | 0 | 0 | 0 | 0 | 0 | 0 | 0 | 0 | 0 | 0 | 0 | 0 | 0 | 0 | 0 | 0 | 0 | 0 | 0 | 0 | 0 | 0 | 0 | 0 | 0 | 0 | 0 | 0 | 0 | 0 | 0
0.666666666666667171December | Resource 1 | Sublap 1 | 16:00 | 1 | 71 | December | 21000 | 0 | 0 | 0 | 0 | 0 | 0 | 0 | 0 | 0 | 0 | 0 | 0 | 0 | 0 | 0 | 0 | 0 | 0 | 0 | 0 | 0 | 0 | 0 | 0 | 0 | 0 | 0 | 0 | 0 | 0 | 0 | 0 | 0 | 0 | 0 | 0 | 0 | 0 | 0 | 0 | 0 | 0 | 0 | 0 | 0 | 0 | 0 | 0
0.666666666666667172January | Resource 1 | Sublap 1 | 16:00 | 1 | 72 | January | 10000 | 0 | 0 | 0 | 0 | 0 | 0 | 0 | 0 | 0 | 0 | 0 | 0 | 0 | 0 | 0 | 0 | 0 | 0 | 0 | 0 | 0 | 0 | 0 | 0 | 0 | 0 | 0 | 0 | 0 | 0 | 0 | 0 | 0 | 0 | 0 | 0 | 0 | 0 | 0 | 0 | 0 | 0 | 0 | 0 | 0 | 0 | 0 | 0
0.666666666666667172February | Resource 1 | Sublap 1 | 16:00 | 1 | 72 | February | 11000 | 0 | 0 | 0 | 0 | 0 | 0 | 0 | 0 | 0 | 0 | 0 | 0 | 0 | 0 | 0 | 0 | 0 | 0 | 0 | 0 | 0 | 0 | 0 | 0 | 0 | 0 | 0 | 0 | 0 | 0 | 0 | 0 | 0 | 0 | 0 | 0 | 0 | 0 | 0 | 0 | 0 | 0 | 0 | 0 | 0 | 0 | 0 | 0
0.666666666666667172March | Resource 1 | Sublap 1 | 16:00 | 1 | 72 | March | 12000 | 0 | 0 | 0 | 0 | 0 | 0 | 0 | 0 | 0 | 0 | 0 | 0 | 0 | 0 | 0 | 0 | 0 | 0 | 0 | 0 | 0 | 0 | 0 | 0 | 0 | 0 | 0 | 0 | 0 | 0 | 0 | 0 | 0 | 0 | 0 | 0 | 0 | 0 | 0 | 0 | 0 | 0 | 0 | 0 | 0 | 0 | 0 | 0
0.666666666666667172April | Resource 1 | Sublap 1 | 16:00 | 1 | 72 | April | 13000 | 0 | 0 | 0 | 0 | 0 | 0 | 0 | 0 | 0 | 0 | 0 | 0 | 0 | 0 | 0 | 0 | 0 | 0 | 0 | 0 | 0 | 0 | 0 | 0 | 0 | 0 | 0 | 0 | 0 | 0 | 0 | 0 | 0 | 0 | 0 | 0 | 0 | 0 | 0 | 0 | 0 | 0 | 0 | 0 | 0 | 0 | 0 | 0
0.666666666666667172May | Resource 1 | Sublap 1 | 16:00 | 1 | 72 | May | 14000 | 0 | 0 | 0 | 0 | 0 | 0 | 0 | 0 | 0 | 0 | 0 | 0 | 0 | 0 | 0 | 0 | 0 | 0 | 0 | 0 | 0 | 0 | 0 | 0 | 0 | 0 | 0 | 0 | 0 | 0 | 0 | 0 | 0 | 0 | 0 | 0 | 0 | 0 | 0 | 0 | 0 | 0 | 0 | 0 | 0 | 0 | 0 | 0
0.666666666666667172June | Resource 1 | Sublap 1 | 16:00 | 1 | 72 | June | 15000 | 0 | 0 | 0 | 0 | 0 | 0 | 0 | 0 | 0 | 0 | 0 | 0 | 0 | 0 | 0 | 0 | 0 | 0 | 0 | 0 | 0 | 0 | 0 | 0 | 0 | 0 | 0 | 0 | 0 | 0 | 0 | 0 | 0 | 0 | 0 | 0 | 0 | 0 | 0 | 0 | 0 | 0 | 0 | 0 | 0 | 0 | 0 | 0
0.666666666666667172July | Resource 1 | Sublap 1 | 16:00 | 1 | 72 | July | 16000 | 0 | 0 | 0 | 0 | 0 | 0 | 0 | 0 | 0 | 0 | 0 | 0 | 0 | 0 | 0 | 0 | 0 | 0 | 0 | 0 | 0 | 0 | 0 | 0 | 0 | 0 | 0 | 0 | 0 | 0 | 0 | 0 | 0 | 0 | 0 | 0 | 0 | 0 | 0 | 0 | 0 | 0 | 0 | 0 | 0 | 0 | 0 | 0
0.666666666666667172August | Resource 1 | Sublap 1 | 16:00 | 1 | 72 | August | 17000 | 0 | 0 | 0 | 0 | 0 | 0 | 0 | 0 | 0 | 0 | 0 | 0 | 0 | 0 | 0 | 0 | 0 | 0 | 0 | 0 | 0 | 0 | 0 | 0 | 0 | 0 | 0 | 0 | 0 | 0 | 0 | 0 | 0 | 0 | 0 | 0 | 0 | 0 | 0 | 0 | 0 | 0 | 0 | 0 | 0 | 0 | 0 | 0
0.666666666666667172September | Resource 1 | Sublap 1 | 16:00 | 1 | 72 | September | 18000 | 0 | 0 | 0 | 0 | 0 | 0 | 0 | 0 | 0 | 0 | 0 | 0 | 0 | 0 | 0 | 0 | 0 | 0 | 0 | 0 | 0 | 0 | 0 | 0 | 0 | 0 | 0 | 0 | 0 | 0 | 0 | 0 | 0 | 0 | 0 | 0 | 0 | 0 | 0 | 0 | 0 | 0 | 0 | 0 | 0 | 0 | 0 | 0
0.666666666666667172October | Resource 1 | Sublap 1 | 16:00 | 1 | 72 | October | 19000 | 0 | 0 | 0 | 0 | 0 | 0 | 0 | 0 | 0 | 0 | 0 | 0 | 0 | 0 | 0 | 0 | 0 | 0 | 0 | 0 | 0 | 0 | 0 | 0 | 0 | 0 | 0 | 0 | 0 | 0 | 0 | 0 | 0 | 0 | 0 | 0 | 0 | 0 | 0 | 0 | 0 | 0 | 0 | 0 | 0 | 0 | 0 | 0
0.666666666666667172November | Resource 1 | Sublap 1 | 16:00 | 1 | 72 | November | 20000 | 0 | 0 | 0 | 0 | 0 | 0 | 0 | 0 | 0 | 0 | 0 | 0 | 0 | 0 | 0 | 0 | 0 | 0 | 0 | 0 | 0 | 0 | 0 | 0 | 0 | 0 | 0 | 0 | 0 | 0 | 0 | 0 | 0 | 0 | 0 | 0 | 0 | 0 | 0 | 0 | 0 | 0 | 0 | 0 | 0 | 0 | 0 | 0
0.666666666666667172December | Resource 1 | Sublap 1 | 16:00 | 1 | 72 | December | 21000 | 0 | 0 | 0 | 0 | 0 | 0 | 0 | 0 | 0 | 0 | 0 | 0 | 0 | 0 | 0 | 0 | 0 | 0 | 0 | 0 | 0 | 0 | 0 | 0 | 0 | 0 | 0 | 0 | 0 | 0 | 0 | 0 | 0 | 0 | 0 | 0 | 0 | 0 | 0 | 0 | 0 | 0 | 0 | 0 | 0 | 0 | 0 | 0
0.666666666666667173January | Resource 1 | Sublap 1 | 16:00 | 1 | 73 | January | 10000 | 0 | 0 | 0 | 0 | 0 | 0 | 0 | 0 | 0 | 0 | 0 | 0 | 0 | 0 | 0 | 0 | 0 | 0 | 0 | 0 | 0 | 0 | 0 | 0 | 0 | 0 | 0 | 0 | 0 | 0 | 0 | 0 | 0 | 0 | 0 | 0 | 0 | 0 | 0 | 0 | 0 | 0 | 0 | 0 | 0 | 0 | 0 | 0
0.666666666666667173February | Resource 1 | Sublap 1 | 16:00 | 1 | 73 | February | 11000 | 0 | 0 | 0 | 0 | 0 | 0 | 0 | 0 | 0 | 0 | 0 | 0 | 0 | 0 | 0 | 0 | 0 | 0 | 0 | 0 | 0 | 0 | 0 | 0 | 0 | 0 | 0 | 0 | 0 | 0 | 0 | 0 | 0 | 0 | 0 | 0 | 0 | 0 | 0 | 0 | 0 | 0 | 0 | 0 | 0 | 0 | 0 | 0
0.666666666666667173March | Resource 1 | Sublap 1 | 16:00 | 1 | 73 | March | 12000 | 0 | 0 | 0 | 0 | 0 | 0 | 0 | 0 | 0 | 0 | 0 | 0 | 0 | 0 | 0 | 0 | 0 | 0 | 0 | 0 | 0 | 0 | 0 | 0 | 0 | 0 | 0 | 0 | 0 | 0 | 0 | 0 | 0 | 0 | 0 | 0 | 0 | 0 | 0 | 0 | 0 | 0 | 0 | 0 | 0 | 0 | 0 | 0
0.666666666666667173April | Resource 1 | Sublap 1 | 16:00 | 1 | 73 | April | 13000 | 0 | 0 | 0 | 0 | 0 | 0 | 0 | 0 | 0 | 0 | 0 | 0 | 0 | 0 | 0 | 0 | 0 | 0 | 0 | 0 | 0 | 0 | 0 | 0 | 0 | 0 | 0 | 0 | 0 | 0 | 0 | 0 | 0 | 0 | 0 | 0 | 0 | 0 | 0 | 0 | 0 | 0 | 0 | 0 | 0 | 0 | 0 | 0
0.666666666666667173May | Resource 1 | Sublap 1 | 16:00 | 1 | 73 | May | 14000 | 0 | 0 | 0 | 0 | 0 | 0 | 0 | 0 | 0 | 0 | 0 | 0 | 0 | 0 | 0 | 0 | 0 | 0 | 0 | 0 | 0 | 0 | 0 | 0 | 0 | 0 | 0 | 0 | 0 | 0 | 0 | 0 | 0 | 0 | 0 | 0 | 0 | 0 | 0 | 0 | 0 | 0 | 0 | 0 | 0 | 0 | 0 | 0
0.666666666666667173June | Resource 1 | Sublap 1 | 16:00 | 1 | 73 | June | 15000 | 0 | 0 | 0 | 0 | 0 | 0 | 0 | 0 | 0 | 0 | 0 | 0 | 0 | 0 | 0 | 0 | 0 | 0 | 0 | 0 | 0 | 0 | 0 | 0 | 0 | 0 | 0 | 0 | 0 | 0 | 0 | 0 | 0 | 0 | 0 | 0 | 0 | 0 | 0 | 0 | 0 | 0 | 0 | 0 | 0 | 0 | 0 | 0
0.666666666666667173July | Resource 1 | Sublap 1 | 16:00 | 1 | 73 | July | 16000 | 0 | 0 | 0 | 0 | 0 | 0 | 0 | 0 | 0 | 0 | 0 | 0 | 0 | 0 | 0 | 0 | 0 | 0 | 0 | 0 | 0 | 0 | 0 | 0 | 0 | 0 | 0 | 0 | 0 | 0 | 0 | 0 | 0 | 0 | 0 | 0 | 0 | 0 | 0 | 0 | 0 | 0 | 0 | 0 | 0 | 0 | 0 | 0
0.666666666666667173August | Resource 1 | Sublap 1 | 16:00 | 1 | 73 | August | 17000 | 0 | 0 | 0 | 0 | 0 | 0 | 0 | 0 | 0 | 0 | 0 | 0 | 0 | 0 | 0 | 0 | 0 | 0 | 0 | 0 | 0 | 0 | 0 | 0 | 0 | 0 | 0 | 0 | 0 | 0 | 0 | 0 | 0 | 0 | 0 | 0 | 0 | 0 | 0 | 0 | 0 | 0 | 0 | 0 | 0 | 0 | 0 | 0
0.666666666666667173September | Resource 1 | Sublap 1 | 16:00 | 1 | 73 | September | 18000 | 0 | 0 | 0 | 0 | 0 | 0 | 0 | 0 | 0 | 0 | 0 | 0 | 0 | 0 | 0 | 0 | 0 | 0 | 0 | 0 | 0 | 0 | 0 | 0 | 0 | 0 | 0 | 0 | 0 | 0 | 0 | 0 | 0 | 0 | 0 | 0 | 0 | 0 | 0 | 0 | 0 | 0 | 0 | 0 | 0 | 0 | 0 | 0
0.666666666666667173October | Resource 1 | Sublap 1 | 16:00 | 1 | 73 | October | 19000 | 0 | 0 | 0 | 0 | 0 | 0 | 0 | 0 | 0 | 0 | 0 | 0 | 0 | 0 | 0 | 0 | 0 | 0 | 0 | 0 | 0 | 0 | 0 | 0 | 0 | 0 | 0 | 0 | 0 | 0 | 0 | 0 | 0 | 0 | 0 | 0 | 0 | 0 | 0 | 0 | 0 | 0 | 0 | 0 | 0 | 0 | 0 | 0
0.666666666666667173November | Resource 1 | Sublap 1 | 16:00 | 1 | 73 | November | 20000 | 0 | 0 | 0 | 0 | 0 | 0 | 0 | 0 | 0 | 0 | 0 | 0 | 0 | 0 | 0 | 0 | 0 | 0 | 0 | 0 | 0 | 0 | 0 | 0 | 0 | 0 | 0 | 0 | 0 | 0 | 0 | 0 | 0 | 0 | 0 | 0 | 0 | 0 | 0 | 0 | 0 | 0 | 0 | 0 | 0 | 0 | 0 | 0
0.666666666666667173December | Resource 1 | Sublap 1 | 16:00 | 1 | 73 | December | 21000 | 0 | 0 | 0 | 0 | 0 | 0 | 0 | 0 | 0 | 0 | 0 | 0 | 0 | 0 | 0 | 0 | 0 | 0 | 0 | 0 | 0 | 0 | 0 | 0 | 0 | 0 | 0 | 0 | 0 | 0 | 0 | 0 | 0 | 0 | 0 | 0 | 0 | 0 | 0 | 0 | 0 | 0 | 0 | 0 | 0 | 0 | 0 | 0
0.666666666666667174January | Resource 1 | Sublap 1 | 16:00 | 1 | 74 | January | 10000 | 0 | 0 | 0 | 0 | 0 | 0 | 0 | 0 | 0 | 0 | 0 | 0 | 0 | 0 | 0 | 0 | 0.30557 | -0.20991 | -0.0044985 | 0 | 0 | 0 | 0 | 0 | 0 | 0 | 0 | 0 | 0 | 0 | 0 | 0 | 0 | 0 | 0 | 0 | 0 | 0 | 0 | 0 | 3.0557 | -2.0991 | -0.044985 | 0 | 0 | 0 | 0 | 0
0.666666666666667174February | Resource 1 | Sublap 1 | 16:00 | 1 | 74 | February | 11000 | 0 | 0 | 0 | 0 | 0 | 0 | 0 | 0 | 0 | 0 | 0 | 0 | 0 | 0 | 0 | 0 | 0.30557 | -0.20991 | -0.0044985 | 0 | 0 | 0 | 0 | 0 | 0 | 0 | 0 | 0 | 0 | 0 | 0 | 0 | 0 | 0 | 0 | 0 | 0 | 0 | 0 | 0 | 3.3613 | -2.3091 | -0.049484 | 0 | 0 | 0 | 0 | 0
0.666666666666667174March | Resource 1 | Sublap 1 | 16:00 | 1 | 74 | March | 12000 | 0 | 0 | 0 | 0 | 0 | 0 | 0 | 0 | 0 | 0 | 0 | 0 | 0 | 0 | 0 | 0 | 0.30557 | -0.20991 | -0.0044985 | 0 | 0 | 0 | 0 | 0 | 0 | 0 | 0 | 0 | 0 | 0 | 0 | 0 | 0 | 0 | 0 | 0 | 0 | 0 | 0 | 0 | 3.6669 | -2.519 | -0.053982 | 0 | 0 | 0 | 0 | 0
0.666666666666667174April | Resource 1 | Sublap 1 | 16:00 | 1 | 74 | April | 13000 | 0 | 0 | 0 | 0 | 0 | 0 | 0 | 0 | 0 | 0 | 0 | 0 | 0 | 0 | 0 | 0 | 0.30557 | -0.20991 | -0.0044985 | 0 | 0 | 0 | 0 | 0 | 0 | 0 | 0 | 0 | 0 | 0 | 0 | 0 | 0 | 0 | 0 | 0 | 0 | 0 | 0 | 0 | 3.9724 | -2.7289 | -0.058481 | 0 | 0 | 0 | 0 | 0
0.666666666666667174May | Resource 1 | Sublap 1 | 16:00 | 1 | 74 | May | 14000 | 0 | 0 | 0 | 0 | 0 | 0 | 0 | 0 | 0 | 0 | 0 | 0 | 0 | 0 | 0 | 0 | 0.30557 | -0.20991 | -0.0044985 | 0 | 0 | 0 | 0 | 0 | 0 | 0 | 0 | 0 | 0 | 0 | 0 | 0 | 0 | 0 | 0 | 0 | 0 | 0 | 0 | 0 | 4.278 | -2.9388 | -0.062979 | 0 | 0 | 0 | 0 | 0
0.666666666666667174June | Resource 1 | Sublap 1 | 16:00 | 1 | 74 | June | 15000 | 0 | 0 | 0 | 0 | 0 | 0 | 0 | 0 | 0 | 0 | 0 | 0 | 0 | 0 | 0 | 0 | 0.30557 | -0.20991 | -0.0044985 | 0 | 0 | 0 | 0 | 0 | 0 | 0 | 0 | 0 | 0 | 0 | 0 | 0 | 0 | 0 | 0 | 0 | 0 | 0 | 0 | 0 | 4.5836 | -3.1487 | -0.067478 | 0 | 0 | 0 | 0 | 0
0.666666666666667174July | Resource 1 | Sublap 1 | 16:00 | 1 | 74 | July | 16000 | 0 | 0 | 0 | 0 | 0 | 0 | 0 | 0 | 0 | 0 | 0 | 0 | 0 | 0 | 0 | 0 | 0.30557 | -0.20991 | -0.0044985 | 0 | 0 | 0 | 0 | 0 | 0 | 0 | 0 | 0 | 0 | 0 | 0 | 0 | 0 | 0 | 0 | 0 | 0 | 0 | 0 | 0 | 4.8892 | -3.3586 | -0.071976 | 0 | 0 | 0 | 0 | 0
0.666666666666667174August | Resource 1 | Sublap 1 | 16:00 | 1 | 74 | August | 17000 | 0 | 0 | 0 | 0 | 0 | 0 | 0 | 0 | 0 | 0 | 0 | 0 | 0 | 0 | 0 | 0 | 0.30557 | -0.20991 | -0.0044985 | 0 | 0 | 0 | 0 | 0 | 0 | 0 | 0 | 0 | 0 | 0 | 0 | 0 | 0 | 0 | 0 | 0 | 0 | 0 | 0 | 0 | 5.1947 | -3.5685 | -0.076475 | 0 | 0 | 0 | 0 | 0
0.666666666666667174September | Resource 1 | Sublap 1 | 16:00 | 1 | 74 | September | 18000 | 0 | 0 | 0 | 0 | 0 | 0 | 0 | 0 | 0 | 0 | 0 | 0 | 0 | 0 | 0 | 0 | 0.30557 | -0.20991 | -0.0044985 | 0 | 0 | 0 | 0 | 0 | 0 | 0 | 0 | 0 | 0 | 0 | 0 | 0 | 0 | 0 | 0 | 0 | 0 | 0 | 0 | 0 | 5.5003 | -3.7785 | -0.080973 | 0 | 0 | 0 | 0 | 0
0.666666666666667174October | Resource 1 | Sublap 1 | 16:00 | 1 | 74 | October | 19000 | 0 | 0 | 0 | 0 | 0 | 0 | 0 | 0 | 0 | 0 | 0 | 0 | 0 | 0 | 0 | 0 | 0.30557 | -0.20991 | -0.0044985 | 0 | 0 | 0 | 0 | 0 | 0 | 0 | 0 | 0 | 0 | 0 | 0 | 0 | 0 | 0 | 0 | 0 | 0 | 0 | 0 | 0 | 5.8059 | -3.9884 | -0.085472 | 0 | 0 | 0 | 0 | 0
0.666666666666667174November | Resource 1 | Sublap 1 | 16:00 | 1 | 74 | November | 20000 | 0 | 0 | 0 | 0 | 0 | 0 | 0 | 0 | 0 | 0 | 0 | 0 | 0 | 0 | 0 | 0 | 0.30557 | -0.20991 | -0.0044985 | 0 | 0 | 0 | 0 | 0 | 0 | 0 | 0 | 0 | 0 | 0 | 0 | 0 | 0 | 0 | 0 | 0 | 0 | 0 | 0 | 0 | 6.1115 | -4.1983 | -0.08997 | 0 | 0 | 0 | 0 | 0
0.666666666666667174December | Resource 1 | Sublap 1 | 16:00 | 1 | 74 | December | 21000 | 0 | 0 | 0 | 0 | 0 | 0 | 0 | 0 | 0 | 0 | 0 | 0 | 0 | 0 | 0 | 0 | 0.30557 | -0.20991 | -0.0044985 | 0 | 0 | 0 | 0 | 0 | 0 | 0 | 0 | 0 | 0 | 0 | 0 | 0 | 0 | 0 | 0 | 0 | 0 | 0 | 0 | 0 | 6.417 | -4.4082 | -0.094469 | 0 | 0 | 0 | 0 | 0
0.666666666666667175January | Resource 1 | Sublap 1 | 16:00 | 1 | 75 | January | 10000 | 0 | 0 | 0 | 0 | 0 | 0 | 0 | 0 | 0 | 0 | 0 | 0 | 0 | 0 | 0 | 0 | 0.17239 | -0.11843 | -0.0025379 | 0 | 0 | 0 | 0 | 0 | 0 | 0 | 0 | 0 | 0 | 0 | 0 | 0 | 0 | 0 | 0 | 0 | 0 | 0 | 0 | 0 | 1.7239 | -1.1843 | -0.025379 | 0 | 0 | 0 | 0 | 0
0.666666666666667175February | Resource 1 | Sublap 1 | 16:00 | 1 | 75 | February | 11000 | 0 | 0 | 0 | 0 | 0 | 0 | 0 | 0 | 0 | 0 | 0 | 0 | 0 | 0 | 0 | 0 | 0.17239 | -0.11843 | -0.0025379 | 0 | 0 | 0 | 0 | 0 | 0 | 0 | 0 | 0 | 0 | 0 | 0 | 0 | 0 | 0 | 0 | 0 | 0 | 0 | 0 | 0 | 1.8963 | -1.3027 | -0.027917 | 0 | 0 | 0 | 0 | 0
0.666666666666667175March | Resource 1 | Sublap 1 | 16:00 | 1 | 75 | March | 12000 | 0 | 0 | 0 | 0 | 0 | 0 | 0 | 0 | 0 | 0 | 0 | 0 | 0 | 0 | 0 | 0 | 0.17239 | -0.11843 | -0.0025379 | 0 | 0 | 0 | 0 | 0 | 0 | 0 | 0 | 0 | 0 | 0 | 0 | 0 | 0 | 0 | 0 | 0 | 0 | 0 | 0 | 0 | 2.0687 | -1.4211 | -0.030455 | 0 | 0 | 0 | 0 | 0
0.666666666666667175April | Resource 1 | Sublap 1 | 16:00 | 1 | 75 | April | 13000 | 0 | 0 | 0 | 0 | 0 | 0 | 0 | 0 | 0 | 0 | 0 | 0 | 0 | 0 | 0 | 0 | 0.17239 | -0.11843 | -0.0025379 | 0 | 0 | 0 | 0 | 0 | 0 | 0 | 0 | 0 | 0 | 0 | 0 | 0 | 0 | 0 | 0 | 0 | 0 | 0 | 0 | 0 | 2.2411 | -1.5395 | -0.032993 | 0 | 0 | 0 | 0 | 0
0.666666666666667175May | Resource 1 | Sublap 1 | 16:00 | 1 | 75 | May | 14000 | 0 | 0 | 0 | 0 | 0 | 0 | 0 | 0 | 0 | 0 | 0 | 0 | 0 | 0 | 0 | 0 | 0.17239 | -0.11843 | -0.0025379 | 0 | 0 | 0 | 0 | 0 | 0 | 0 | 0 | 0 | 0 | 0 | 0 | 0 | 0 | 0 | 0 | 0 | 0 | 0 | 0 | 0 | 2.4135 | -1.658 | -0.035531 | 0 | 0 | 0 | 0 | 0
0.666666666666667175June | Resource 1 | Sublap 1 | 16:00 | 1 | 75 | June | 15000 | 0 | 0 | 0 | 0 | 0 | 0 | 0 | 0 | 0 | 0 | 0 | 0 | 0 | 0 | 0 | 0 | 0.17239 | -0.11843 | -0.0025379 | 0 | 0 | 0 | 0 | 0 | 0 | 0 | 0 | 0 | 0 | 0 | 0 | 0 | 0 | 0 | 0 | 0 | 0 | 0 | 0 | 0 | 2.5859 | -1.7764 | -0.038069 | 0 | 0 | 0 | 0 | 0
0.666666666666667175July | Resource 1 | Sublap 1 | 16:00 | 1 | 75 | July | 16000 | 0 | 0 | 0 | 0 | 0 | 0 | 0 | 0 | 0 | 0 | 0 | 0 | 0 | 0 | 0 | 0 | 0.17239 | -0.11843 | -0.0025379 | 0 | 0 | 0 | 0 | 0 | 0 | 0 | 0 | 0 | 0 | 0 | 0 | 0 | 0 | 0 | 0 | 0 | 0 | 0 | 0 | 0 | 2.7583 | -1.8948 | -0.040607 | 0 | 0 | 0 | 0 | 0
0.666666666666667175August | Resource 1 | Sublap 1 | 16:00 | 1 | 75 | August | 17000 | 0 | 0 | 0 | 0 | 0 | 0 | 0 | 0 | 0 | 0 | 0 | 0 | 0 | 0 | 0 | 0 | 0.17239 | -0.11843 | -0.0025379 | 0 | 0 | 0 | 0 | 0 | 0 | 0 | 0 | 0 | 0 | 0 | 0 | 0 | 0 | 0 | 0 | 0 | 0 | 0 | 0 | 0 | 2.9307 | -2.0133 | -0.043145 | 0 | 0 | 0 | 0 | 0
0.666666666666667175September | Resource 1 | Sublap 1 | 16:00 | 1 | 75 | September | 18000 | 0 | 0 | 0 | 0 | 0 | 0 | 0 | 0 | 0 | 0 | 0 | 0 | 0 | 0 | 0 | 0 | 0.17239 | -0.11843 | -0.0025379 | 0 | 0 | 0 | 0 | 0 | 0 | 0 | 0 | 0 | 0 | 0 | 0 | 0 | 0 | 0 | 0 | 0 | 0 | 0 | 0 | 0 | 3.1031 | -2.1317 | -0.045683 | 0 | 0 | 0 | 0 | 0
0.666666666666667175October | Resource 1 | Sublap 1 | 16:00 | 1 | 75 | October | 19000 | 0 | 0 | 0 | 0 | 0 | 0 | 0 | 0 | 0 | 0 | 0 | 0 | 0 | 0 | 0 | 0 | 0.17239 | -0.11843 | -0.0025379 | 0 | 0 | 0 | 0 | 0 | 0 | 0 | 0 | 0 | 0 | 0 | 0 | 0 | 0 | 0 | 0 | 0 | 0 | 0 | 0 | 0 | 3.2755 | -2.2501 | -0.04822 | 0 | 0 | 0 | 0 | 0
0.666666666666667175November | Resource 1 | Sublap 1 | 16:00 | 1 | 75 | November | 20000 | 0 | 0 | 0 | 0 | 0 | 0 | 0 | 0 | 0 | 0 | 0 | 0 | 0 | 0 | 0 | 0 | 0.17239 | -0.11843 | -0.0025379 | 0 | 0 | 0 | 0 | 0 | 0 | 0 | 0 | 0 | 0 | 0 | 0 | 0 | 0 | 0 | 0 | 0 | 0 | 0 | 0 | 0 | 3.4479 | -2.3685 | -0.050758 | 0 | 0 | 0 | 0 | 0
0.666666666666667175December | Resource 1 | Sublap 1 | 16:00 | 1 | 75 | December | 21000 | 0 | 0 | 0 | 0 | 0 | 0 | 0 | 0 | 0 | 0 | 0 | 0 | 0 | 0 | 0 | 0 | 0.17239 | -0.11843 | -0.0025379 | 0 | 0 | 0 | 0 | 0 | 0 | 0 | 0 | 0 | 0 | 0 | 0 | 0 | 0 | 0 | 0 | 0 | 0 | 0 | 0 | 0 | 3.6203 | -2.487 | -0.053296 | 0 | 0 | 0 | 0 | 0
0.666666666666667176January | Resource 1 | Sublap 1 | 16:00 | 1 | 76 | January | 10000 | 0 | 0 | 0 | 0 | 0 | 0 | 0 | 0 | 0 | 0 | 0 | 0 | 0 | 0 | 0 | 0 | 0.57137 | -0.3925 | -0.0084114 | 0 | 0 | 0 | 0 | 0 | 0 | 0 | 0 | 0 | 0 | 0 | 0 | 0 | 0 | 0 | 0 | 0 | 0 | 0 | 0 | 0 | 5.7137 | -3.925 | -0.084114 | 0 | 0 | 0 | 0 | 0
0.666666666666667176February | Resource 1 | Sublap 1 | 16:00 | 1 | 76 | February | 11000 | 0 | 0 | 0 | 0 | 0 | 0 | 0 | 0 | 0 | 0 | 0 | 0 | 0 | 0 | 0 | 0 | 0.57137 | -0.3925 | -0.0084114 | 0 | 0 | 0 | 0 | 0 | 0 | 0 | 0 | 0 | 0 | 0 | 0 | 0 | 0 | 0 | 0 | 0 | 0 | 0 | 0 | 0 | 6.285 | -4.3175 | -0.092525 | 0 | 0 | 0 | 0 | 0
0.666666666666667176March | Resource 1 | Sublap 1 | 16:00 | 1 | 76 | March | 12000 | 0 | 0 | 0 | 0 | 0 | 0 | 0 | 0 | 0 | 0 | 0 | 0 | 0 | 0 | 0 | 0 | 0.57137 | -0.3925 | -0.0084114 | 0 | 0 | 0 | 0 | 0 | 0 | 0 | 0 | 0 | 0 | 0 | 0 | 0 | 0 | 0 | 0 | 0 | 0 | 0 | 0 | 0 | 6.8564 | -4.71 | -0.10094 | 0 | 0 | 0 | 0 | 0
0.666666666666667176April | Resource 1 | Sublap 1 | 16:00 | 1 | 76 | April | 13000 | 0 | 0 | 0 | 0 | 0 | 0 | 0 | 0 | 0 | 0 | 0 | 0 | 0 | 0 | 0 | 0 | 0.57137 | -0.3925 | -0.0084114 | 0 | 0 | 0 | 0 | 0 | 0 | 0 | 0 | 0 | 0 | 0 | 0 | 0 | 0 | 0 | 0 | 0 | 0 | 0 | 0 | 0 | 7.4278 | -5.1025 | -0.10935 | 0 | 0 | 0 | 0 | 0
0.666666666666667176May | Resource 1 | Sublap 1 | 16:00 | 1 | 76 | May | 14000 | 0 | 0 | 0 | 0 | 0 | 0 | 0 | 0 | 0 | 0 | 0 | 0 | 0 | 0 | 0 | 0 | 0.57137 | -0.3925 | -0.0084114 | 0 | 0 | 0 | 0 | 0 | 0 | 0 | 0 | 0 | 0 | 0 | 0 | 0 | 0 | 0 | 0 | 0 | 0 | 0 | 0 | 0 | 7.9991 | -5.495 | -0.11776 | 0 | 0 | 0 | 0 | 0
0.666666666666667176June | Resource 1 | Sublap 1 | 16:00 | 1 | 76 | June | 15000 | 0 | 0 | 0 | 0 | 0 | 0 | 0 | 0 | 0 | 0 | 0 | 0 | 0 | 0 | 0 | 0 | 0.57137 | -0.3925 | -0.0084114 | 0 | 0 | 0 | 0 | 0 | 0 | 0 | 0 | 0 | 0 | 0 | 0 | 0 | 0 | 0 | 0 | 0 | 0 | 0 | 0 | 0 | 8.5705 | -5.8875 | -0.12617 | 0 | 0 | 0 | 0 | 0
0.666666666666667176July | Resource 1 | Sublap 1 | 16:00 | 1 | 76 | July | 16000 | 0 | 0 | 0 | 0 | 0 | 0 | 0 | 0 | 0 | 0 | 0 | 0 | 0 | 0 | 0 | 0 | 0.57137 | -0.3925 | -0.0084114 | 0 | 0 | 0 | 0 | 0 | 0 | 0 | 0 | 0 | 0 | 0 | 0 | 0 | 0 | 0 | 0 | 0 | 0 | 0 | 0 | 0 | 9.1419 | -6.28 | -0.13458 | 0 | 0 | 0 | 0 | 0
0.666666666666667176August | Resource 1 | Sublap 1 | 16:00 | 1 | 76 | August | 17000 | 0 | 0 | 0 | 0 | 0 | 0 | 0 | 0 | 0 | 0 | 0 | 0 | 0 | 0 | 0 | 0 | 0.57137 | -0.3925 | -0.0084114 | 0 | 0 | 0 | 0 | 0 | 0 | 0 | 0 | 0 | 0 | 0 | 0 | 0 | 0 | 0 | 0 | 0 | 0 | 0 | 0 | 0 | 9.7132 | -6.6725 | -0.14299 | 0 | 0 | 0 | 0 | 0
0.666666666666667176September | Resource 1 | Sublap 1 | 16:00 | 1 | 76 | September | 18000 | 0 | 0 | 0 | 0 | 0 | 0 | 0 | 0 | 0 | 0 | 0 | 0 | 0 | 0 | 0 | 0 | 0.57137 | -0.3925 | -0.0084114 | 0 | 0 | 0 | 0 | 0 | 0 | 0 | 0 | 0 | 0 | 0 | 0 | 0 | 0 | 0 | 0 | 0 | 0 | 0 | 0 | 0 | 10.2846 | -7.065 | -0.15141 | 0 | 0 | 0 | 0 | 0
0.666666666666667176October | Resource 1 | Sublap 1 | 16:00 | 1 | 76 | October | 19000 | 0 | 0 | 0 | 0 | 0 | 0 | 0 | 0 | 0 | 0 | 0 | 0 | 0 | 0 | 0 | 0 | 0.57137 | -0.3925 | -0.0084114 | 0 | 0 | 0 | 0 | 0 | 0 | 0 | 0 | 0 | 0 | 0 | 0 | 0 | 0 | 0 | 0 | 0 | 0 | 0 | 0 | 0 | 10.856 | -7.4575 | -0.15982 | 0 | 0 | 0 | 0 | 0
0.666666666666667176November | Resource 1 | Sublap 1 | 16:00 | 1 | 76 | November | 20000 | 0 | 0 | 0 | 0 | 0 | 0 | 0 | 0 | 0 | 0 | 0 | 0 | 0 | 0 | 0 | 0 | 0.57137 | -0.3925 | -0.0084114 | 0 | 0 | 0 | 0 | 0 | 0 | 0 | 0 | 0 | 0 | 0 | 0 | 0 | 0 | 0 | 0 | 0 | 0 | 0 | 0 | 0 | 11.4273 | -7.85 | -0.16823 | 0 | 0 | 0 | 0 | 0
0.666666666666667176December | Resource 1 | Sublap 1 | 16:00 | 1 | 76 | December | 21000 | 0 | 0 | 0 | 0 | 0 | 0 | 0 | 0 | 0 | 0 | 0 | 0 | 0 | 0 | 0 | 0 | 0.57137 | -0.3925 | -0.0084114 | 0 | 0 | 0 | 0 | 0 | 0 | 0 | 0 | 0 | 0 | 0 | 0 | 0 | 0 | 0 | 0 | 0 | 0 | 0 | 0 | 0 | 11.9987 | -8.2425 | -0.17664 | 0 | 0 | 0 | 0 | 0
0.666666666666667177January | Resource 1 | Sublap 1 | 16:00 | 1 | 77 | January | 10000 | 0 | 0 | 0 | 0 | 0 | 0 | 0 | 0 | 0 | 0 | 0 | 0 | 0 | 0 | 0 | 0 | 0.94575 | -0.60804 | -0.012989 | 0 | 0 | 0 | 0 | 0 | 0 | 0 | 0 | 0 | 0 | 0 | 0 | 0 | 0 | 0 | 0 | 0 | 0 | 0 | 0 | 0 | 9.4575 | -6.0804 | -0.12989 | 0 | 0 | 0 | 0 | 0
0.666666666666667177February | Resource 1 | Sublap 1 | 16:00 | 1 | 77 | February | 11000 | 0 | 0 | 0 | 0 | 0 | 0 | 0 | 0 | 0 | 0 | 0 | 0 | 0 | 0 | 0 | 0 | 0.94575 | -0.60804 | -0.012989 | 0 | 0 | 0 | 0 | 0 | 0 | 0 | 0 | 0 | 0 | 0 | 0 | 0 | 0 | 0 | 0 | 0 | 0 | 0 | 0 | 0 | 10.4033 | -6.6884 | -0.14287 | 0 | 0 | 0 | 0 | 0
0.666666666666667177March | Resource 1 | Sublap 1 | 16:00 | 1 | 77 | March | 12000 | 0 | 0 | 0 | 0 | 0 | 0 | 0 | 0 | 0 | 0 | 0 | 0 | 0 | 0 | 0 | 0 | 0.94575 | -0.60804 | -0.012989 | 0 | 0 | 0 | 0 | 0 | 0 | 0 | 0 | 0 | 0 | 0 | 0 | 0 | 0 | 0 | 0 | 0 | 0 | 0 | 0 | 0 | 11.3491 | -7.2965 | -0.15586 | 0 | 0 | 0 | 0 | 0
0.666666666666667177April | Resource 1 | Sublap 1 | 16:00 | 1 | 77 | April | 13000 | 0 | 0 | 0 | 0 | 0 | 0 | 0 | 0 | 0 | 0 | 0 | 0 | 0 | 0 | 0 | 0 | 0.94575 | -0.60804 | -0.012989 | 0 | 0 | 0 | 0 | 0 | 0 | 0 | 0 | 0 | 0 | 0 | 0 | 0 | 0 | 0 | 0 | 0 | 0 | 0 | 0 | 0 | 12.2948 | -7.9045 | -0.16885 | 0 | 0 | 0 | 0 | 0
0.666666666666667177May | Resource 1 | Sublap 1 | 16:00 | 1 | 77 | May | 14000 | 0 | 0 | 0 | 0 | 0 | 0 | 0 | 0 | 0 | 0 | 0 | 0 | 0 | 0 | 0 | 0 | 0.94575 | -0.60804 | -0.012989 | 0 | 0 | 0 | 0 | 0 | 0 | 0 | 0 | 0 | 0 | 0 | 0 | 0 | 0 | 0 | 0 | 0 | 0 | 0 | 0 | 0 | 13.2406 | -8.5126 | -0.18184 | 0 | 0 | 0 | 0 | 0
0.666666666666667177June | Resource 1 | Sublap 1 | 16:00 | 1 | 77 | June | 15000 | 0 | 0 | 0 | 0 | 0 | 0 | 0 | 0 | 0 | 0 | 0 | 0 | 0 | 0 | 0 | 0 | 0.94575 | -0.60804 | -0.012989 | 0 | 0 | 0 | 0 | 0 | 0 | 0 | 0 | 0 | 0 | 0 | 0 | 0 | 0 | 0 | 0 | 0 | 0 | 0 | 0 | 0 | 14.1863 | -9.1206 | -0.19483 | 0 | 0 | 0 | 0 | 0
0.666666666666667177July | Resource 1 | Sublap 1 | 16:00 | 1 | 77 | July | 16000 | 0 | 0 | 0 | 0 | 0 | 0 | 0 | 0 | 0 | 0 | 0 | 0 | 0 | 0 | 0 | 0 | 0.94575 | -0.60804 | -0.012989 | 0 | 0 | 0 | 0 | 0 | 0 | 0 | 0 | 0 | 0 | 0 | 0 | 0 | 0 | 0 | 0 | 0 | 0 | 0 | 0 | 0 | 15.1321 | -9.7286 | -0.20782 | 0 | 0 | 0 | 0 | 0
0.666666666666667177August | Resource 1 | Sublap 1 | 16:00 | 1 | 77 | August | 17000 | 0 | 0 | 0 | 0 | 0 | 0 | 0 | 0 | 0 | 0 | 0 | 0 | 0 | 0 | 0 | 0 | 0.94575 | -0.60804 | -0.012989 | 0 | 0 | 0 | 0 | 0 | 0 | 0 | 0 | 0 | 0 | 0 | 0 | 0 | 0 | 0 | 0 | 0 | 0 | 0 | 0 | 0 | 16.0778 | -10.3367 | -0.22081 | 0 | 0 | 0 | 0 | 0
0.666666666666667177September | Resource 1 | Sublap 1 | 16:00 | 1 | 77 | September | 18000 | 0 | 0 | 0 | 0 | 0 | 0 | 0 | 0 | 0 | 0 | 0 | 0 | 0 | 0 | 0 | 0 | 0.94575 | -0.60804 | -0.012989 | 0 | 0 | 0 | 0 | 0 | 0 | 0 | 0 | 0 | 0 | 0 | 0 | 0 | 0 | 0 | 0 | 0 | 0 | 0 | 0 | 0 | 17.0236 | -10.9447 | -0.23379 | 0 | 0 | 0 | 0 | 0
0.666666666666667177October | Resource 1 | Sublap 1 | 16:00 | 1 | 77 | October | 19000 | 0 | 0 | 0 | 0 | 0 | 0 | 0 | 0 | 0 | 0 | 0 | 0 | 0 | 0 | 0 | 0 | 0.94575 | -0.60804 | -0.012989 | 0 | 0 | 0 | 0 | 0 | 0 | 0 | 0 | 0 | 0 | 0 | 0 | 0 | 0 | 0 | 0 | 0 | 0 | 0 | 0 | 0 | 17.9693 | -11.5528 | -0.24678 | 0 | 0 | 0 | 0 | 0
0.666666666666667177November | Resource 1 | Sublap 1 | 16:00 | 1 | 77 | November | 20000 | 0 | 0 | 0 | 0 | 0 | 0 | 0 | 0 | 0 | 0 | 0 | 0 | 0 | 0 | 0 | 0 | 0.94575 | -0.60804 | -0.012989 | 0 | 0 | 0 | 0 | 0 | 0 | 0 | 0 | 0 | 0 | 0 | 0 | 0 | 0 | 0 | 0 | 0 | 0 | 0 | 0 | 0 | 18.9151 | -12.1608 | -0.25977 | 0 | 0 | 0 | 0 | 0
0.666666666666667177December | Resource 1 | Sublap 1 | 16:00 | 1 | 77 | December | 21000 | 0 | 0 | 0 | 0 | 0 | 0 | 0 | 0 | 0 | 0 | 0 | 0 | 0 | 0 | 0 | 0 | 0.94575 | -0.60804 | -0.012989 | 0 | 0 | 0 | 0 | 0 | 0 | 0 | 0 | 0 | 0 | 0 | 0 | 0 | 0 | 0 | 0 | 0 | 0 | 0 | 0 | 0 | 19.8608 | -12.7688 | -0.27276 | 0 | 0 | 0 | 0 | 0
0.666666666666667178January | Resource 1 | Sublap 1 | 16:00 | 1 | 78 | January | 10000 | 0 | 0 | 0 | 0 | 0 | 0 | 0 | 0 | 0 | 0 | 0 | 0 | 0 | 0 | 0 | 0 | 0.99741 | -0.62505 | -0.013347 | 0 | 0 | 0 | 0 | 0 | 0 | 0 | 0 | 0 | 0 | 0 | 0 | 0 | 0 | 0 | 0 | 0 | 0 | 0 | 0 | 0 | 9.9741 | -6.2505 | -0.13347 | 0 | 0 | 0 | 0 | 0
0.666666666666667178February | Resource 1 | Sublap 1 | 16:00 | 1 | 78 | February | 11000 | 0 | 0 | 0 | 0 | 0 | 0 | 0 | 0 | 0 | 0 | 0 | 0 | 0 | 0 | 0 | 0 | 0.99741 | -0.62505 | -0.013347 | 0 | 0 | 0 | 0 | 0 | 0 | 0 | 0 | 0 | 0 | 0 | 0 | 0 | 0 | 0 | 0 | 0 | 0 | 0 | 0 | 0 | 10.9716 | -6.8755 | -0.14682 | 0 | 0 | 0 | 0 | 0
0.666666666666667178March | Resource 1 | Sublap 1 | 16:00 | 1 | 78 | March | 12000 | 0 | 0 | 0 | 0 | 0 | 0 | 0 | 0 | 0 | 0 | 0 | 0 | 0 | 0 | 0 | 0 | 0.99741 | -0.62505 | -0.013347 | 0 | 0 | 0 | 0 | 0 | 0 | 0 | 0 | 0 | 0 | 0 | 0 | 0 | 0 | 0 | 0 | 0 | 0 | 0 | 0 | 0 | 11.969 | -7.5006 | -0.16017 | 0 | 0 | 0 | 0 | 0
0.666666666666667178April | Resource 1 | Sublap 1 | 16:00 | 1 | 78 | April | 13000 | 0 | 0 | 0 | 0 | 0 | 0 | 0 | 0 | 0 | 0 | 0 | 0 | 0 | 0 | 0 | 0 | 0.99741 | -0.62505 | -0.013347 | 0 | 0 | 0 | 0 | 0 | 0 | 0 | 0 | 0 | 0 | 0 | 0 | 0 | 0 | 0 | 0 | 0 | 0 | 0 | 0 | 0 | 12.9664 | -8.1256 | -0.17352 | 0 | 0 | 0 | 0 | 0
0.666666666666667178May | Resource 1 | Sublap 1 | 16:00 | 1 | 78 | May | 14000 | 0 | 0 | 0 | 0 | 0 | 0 | 0 | 0 | 0 | 0 | 0 | 0 | 0 | 0 | 0 | 0 | 0.99741 | -0.62505 | -0.013347 | 0 | 0 | 0 | 0 | 0 | 0 | 0 | 0 | 0 | 0 | 0 | 0 | 0 | 0 | 0 | 0 | 0 | 0 | 0 | 0 | 0 | 13.9638 | -8.7507 | -0.18686 | 0 | 0 | 0 | 0 | 0
0.666666666666667178June | Resource 1 | Sublap 1 | 16:00 | 1 | 78 | June | 15000 | 0 | 0 | 0 | 0 | 0 | 0 | 0 | 0 | 0 | 0 | 0 | 0 | 0 | 0 | 0 | 0 | 0.99741 | -0.62505 | -0.013347 | 0 | 0 | 0 | 0 | 0 | 0 | 0 | 0 | 0 | 0 | 0 | 0 | 0 | 0 | 0 | 0 | 0 | 0 | 0 | 0 | 0 | 14.9612 | -9.3757 | -0.20021 | 0 | 0 | 0 | 0 | 0
0.666666666666667178July | Resource 1 | Sublap 1 | 16:00 | 1 | 78 | July | 16000 | 0 | 0 | 0 | 0 | 0 | 0 | 0 | 0 | 0 | 0 | 0 | 0 | 0 | 0 | 0 | 0 | 0.99741 | -0.62505 | -0.013347 | 0 | 0 | 0 | 0 | 0 | 0 | 0 | 0 | 0 | 0 | 0 | 0 | 0 | 0 | 0 | 0 | 0 | 0 | 0 | 0 | 0 | 15.9586 | -10.0008 | -0.21356 | 0 | 0 | 0 | 0 | 0
0.666666666666667178August | Resource 1 | Sublap 1 | 16:00 | 1 | 78 | August | 17000 | 0 | 0 | 0 | 0 | 0 | 0 | 0 | 0 | 0 | 0 | 0 | 0 | 0 | 0 | 0 | 0 | 0.99741 | -0.62505 | -0.013347 | 0 | 0 | 0 | 0 | 0 | 0 | 0 | 0 | 0 | 0 | 0 | 0 | 0 | 0 | 0 | 0 | 0 | 0 | 0 | 0 | 0 | 16.956 | -10.6258 | -0.22691 | 0 | 0 | 0 | 0 | 0
0.666666666666667178September | Resource 1 | Sublap 1 | 16:00 | 1 | 78 | September | 18000 | 0 | 0 | 0 | 0 | 0 | 0 | 0 | 0 | 0 | 0 | 0 | 0 | 0 | 0 | 0 | 0 | 0.99741 | -0.62505 | -0.013347 | 0 | 0 | 0 | 0 | 0 | 0 | 0 | 0 | 0 | 0 | 0 | 0 | 0 | 0 | 0 | 0 | 0 | 0 | 0 | 0 | 0 | 17.9535 | -11.2508 | -0.24025 | 0 | 0 | 0 | 0 | 0
0.666666666666667178October | Resource 1 | Sublap 1 | 16:00 | 1 | 78 | October | 19000 | 0 | 0 | 0 | 0 | 0 | 0 | 0 | 0 | 0 | 0 | 0 | 0 | 0 | 0 | 0 | 0 | 0.99741 | -0.62505 | -0.013347 | 0 | 0 | 0 | 0 | 0 | 0 | 0 | 0 | 0 | 0 | 0 | 0 | 0 | 0 | 0 | 0 | 0 | 0 | 0 | 0 | 0 | 18.9509 | -11.8759 | -0.2536 | 0 | 0 | 0 | 0 | 0
0.666666666666667178November | Resource 1 | Sublap 1 | 16:00 | 1 | 78 | November | 20000 | 0 | 0 | 0 | 0 | 0 | 0 | 0 | 0 | 0 | 0 | 0 | 0 | 0 | 0 | 0 | 0 | 0.99741 | -0.62505 | -0.013347 | 0 | 0 | 0 | 0 | 0 | 0 | 0 | 0 | 0 | 0 | 0 | 0 | 0 | 0 | 0 | 0 | 0 | 0 | 0 | 0 | 0 | 19.9483 | -12.5009 | -0.26695 | 0 | 0 | 0 | 0 | 0
0.666666666666667178December | Resource 1 | Sublap 1 | 16:00 | 1 | 78 | December | 21000 | 0 | 0 | 0 | 0 | 0 | 0 | 0 | 0 | 0 | 0 | 0 | 0 | 0 | 0 | 0 | 0 | 0.99741 | -0.62505 | -0.013347 | 0 | 0 | 0 | 0 | 0 | 0 | 0 | 0 | 0 | 0 | 0 | 0 | 0 | 0 | 0 | 0 | 0 | 0 | 0 | 0 | 0 | 20.9457 | -13.126 | -0.2803 | 0 | 0 | 0 | 0 | 0
0.666666666666667179January | Resource 1 | Sublap 1 | 16:00 | 1 | 79 | January | 10000 | 0 | 0 | 0 | 0 | 0 | 0 | 0 | 0 | 0 | 0 | 0 | 0 | 0 | 0 | 0 | 0 | 1.1812 | -0.69423 | -0.014808 | 0 | 0 | 0 | 0 | 0 | 0 | 0 | 0 | 0 | 0 | 0 | 0 | 0 | 0 | 0 | 0 | 0 | 0 | 0 | 0 | 0 | 11.8122 | -6.9423 | -0.14808 | 0 | 0 | 0 | 0 | 0
0.666666666666667179February | Resource 1 | Sublap 1 | 16:00 | 1 | 79 | February | 11000 | 0 | 0 | 0 | 0 | 0 | 0 | 0 | 0 | 0 | 0 | 0 | 0 | 0 | 0 | 0 | 0 | 1.1812 | -0.69423 | -0.014808 | 0 | 0 | 0 | 0 | 0 | 0 | 0 | 0 | 0 | 0 | 0 | 0 | 0 | 0 | 0 | 0 | 0 | 0 | 0 | 0 | 0 | 12.9934 | -7.6366 | -0.16288 | 0 | 0 | 0 | 0 | 0
0.666666666666667179March | Resource 1 | Sublap 1 | 16:00 | 1 | 79 | March | 12000 | 0 | 0 | 0 | 0 | 0 | 0 | 0 | 0 | 0 | 0 | 0 | 0 | 0 | 0 | 0 | 0 | 1.1812 | -0.69423 | -0.014808 | 0 | 0 | 0 | 0 | 0 | 0 | 0 | 0 | 0 | 0 | 0 | 0 | 0 | 0 | 0 | 0 | 0 | 0 | 0 | 0 | 0 | 14.1746 | -8.3308 | -0.17769 | 0 | 0 | 0 | 0 | 0
0.666666666666667179April | Resource 1 | Sublap 1 | 16:00 | 1 | 79 | April | 13000 | 0 | 0 | 0 | 0 | 0 | 0 | 0 | 0 | 0 | 0 | 0 | 0 | 0 | 0 | 0 | 0 | 1.1812 | -0.69423 | -0.014808 | 0 | 0 | 0 | 0 | 0 | 0 | 0 | 0 | 0 | 0 | 0 | 0 | 0 | 0 | 0 | 0 | 0 | 0 | 0 | 0 | 0 | 15.3558 | -9.025 | -0.1925 | 0 | 0 | 0 | 0 | 0
0.666666666666667179May | Resource 1 | Sublap 1 | 16:00 | 1 | 79 | May | 14000 | 0 | 0 | 0 | 0 | 0 | 0 | 0 | 0 | 0 | 0 | 0 | 0 | 0 | 0 | 0 | 0 | 1.1812 | -0.69423 | -0.014808 | 0 | 0 | 0 | 0 | 0 | 0 | 0 | 0 | 0 | 0 | 0 | 0 | 0 | 0 | 0 | 0 | 0 | 0 | 0 | 0 | 0 | 16.537 | -9.7193 | -0.20731 | 0 | 0 | 0 | 0 | 0
0.666666666666667179June | Resource 1 | Sublap 1 | 16:00 | 1 | 79 | June | 15000 | 0 | 0 | 0 | 0 | 0 | 0 | 0 | 0 | 0 | 0 | 0 | 0 | 0 | 0 | 0 | 0 | 1.1812 | -0.69423 | -0.014808 | 0 | 0 | 0 | 0 | 0 | 0 | 0 | 0 | 0 | 0 | 0 | 0 | 0 | 0 | 0 | 0 | 0 | 0 | 0 | 0 | 0 | 17.7183 | -10.4135 | -0.22211 | 0 | 0 | 0 | 0 | 0
0.666666666666667179July | Resource 1 | Sublap 1 | 16:00 | 1 | 79 | July | 16000 | 0 | 0 | 0 | 0 | 0 | 0 | 0 | 0 | 0 | 0 | 0 | 0 | 0 | 0 | 0 | 0 | 1.1812 | -0.69423 | -0.014808 | 0 | 0 | 0 | 0 | 0 | 0 | 0 | 0 | 0 | 0 | 0 | 0 | 0 | 0 | 0 | 0 | 0 | 0 | 0 | 0 | 0 | 18.8995 | -11.1077 | -0.23692 | 0 | 0 | 0 | 0 | 0
0.666666666666667179August | Resource 1 | Sublap 1 | 16:00 | 1 | 79 | August | 17000 | 0 | 0 | 0 | 0 | 0 | 0 | 0 | 0 | 0 | 0 | 0 | 0 | 0 | 0 | 0 | 0 | 1.1812 | -0.69423 | -0.014808 | 0 | 0 | 0 | 0 | 0 | 0 | 0 | 0 | 0 | 0 | 0 | 0 | 0 | 0 | 0 | 0 | 0 | 0 | 0 | 0 | 0 | 20.0807 | -11.802 | -0.25173 | 0 | 0 | 0 | 0 | 0
0.666666666666667179September | Resource 1 | Sublap 1 | 16:00 | 1 | 79 | September | 18000 | 0 | 0 | 0 | 0 | 0 | 0 | 0 | 0 | 0 | 0 | 0 | 0 | 0 | 0 | 0 | 0 | 1.1812 | -0.69423 | -0.014808 | 0 | 0 | 0 | 0 | 0 | 0 | 0 | 0 | 0 | 0 | 0 | 0 | 0 | 0 | 0 | 0 | 0 | 0 | 0 | 0 | 0 | 21.2619 | -12.4962 | -0.26654 | 0 | 0 | 0 | 0 | 0
0.666666666666667179October | Resource 1 | Sublap 1 | 16:00 | 1 | 79 | October | 19000 | 0 | 0 | 0 | 0 | 0 | 0 | 0 | 0 | 0 | 0 | 0 | 0 | 0 | 0 | 0 | 0 | 1.1812 | -0.69423 | -0.014808 | 0 | 0 | 0 | 0 | 0 | 0 | 0 | 0 | 0 | 0 | 0 | 0 | 0 | 0 | 0 | 0 | 0 | 0 | 0 | 0 | 0 | 22.4431 | -13.1904 | -0.28134 | 0 | 0 | 0 | 0 | 0
0.666666666666667179November | Resource 1 | Sublap 1 | 16:00 | 1 | 79 | November | 20000 | 0 | 0 | 0 | 0 | 0 | 0 | 0 | 0 | 0 | 0 | 0 | 0 | 0 | 0 | 0 | 0 | 1.1812 | -0.69423 | -0.014808 | 0 | 0 | 0 | 0 | 0 | 0 | 0 | 0 | 0 | 0 | 0 | 0 | 0 | 0 | 0 | 0 | 0 | 0 | 0 | 0 | 0 | 23.6243 | -13.8847 | -0.29615 | 0 | 0 | 0 | 0 | 0
0.666666666666667179December | Resource 1 | Sublap 1 | 16:00 | 1 | 79 | December | 21000 | 0 | 0 | 0 | 0 | 0 | 0 | 0 | 0 | 0 | 0 | 0 | 0 | 0 | 0 | 0 | 0 | 1.1812 | -0.69423 | -0.014808 | 0 | 0 | 0 | 0 | 0 | 0 | 0 | 0 | 0 | 0 | 0 | 0 | 0 | 0 | 0 | 0 | 0 | 0 | 0 | 0 | 0 | 24.8056 | -14.5789 | -0.31096 | 0 | 0 | 0 | 0 | 0
0.666666666666667180January | Resource 1 | Sublap 1 | 16:00 | 1 | 80 | January | 10000 | 0 | 0 | 0 | 0 | 0 | 0 | 0 | 0 | 0 | 0 | 0 | 0 | 0 | 0 | 0 | 0 | 1.5142 | -0.85382 | -0.018176 | 0 | 0 | 0 | 0 | 0 | 0 | 0 | 0 | 0 | 0 | 0 | 0 | 0 | 0 | 0 | 0 | 0 | 0 | 0 | 0 | 0 | 15.1425 | -8.5382 | -0.18175 | 0 | 0 | 0 | 0 | 0
0.666666666666667180February | Resource 1 | Sublap 1 | 16:00 | 1 | 80 | February | 11000 | 0 | 0 | 0 | 0 | 0 | 0 | 0 | 0 | 0 | 0 | 0 | 0 | 0 | 0 | 0 | 0 | 1.5142 | -0.85382 | -0.018176 | 0 | 0 | 0 | 0 | 0 | 0 | 0 | 0 | 0 | 0 | 0 | 0 | 0 | 0 | 0 | 0 | 0 | 0 | 0 | 0 | 0 | 16.6567 | -9.392 | -0.19993 | 0 | 0 | 0 | 0 | 0
0.666666666666667180March | Resource 1 | Sublap 1 | 16:00 | 1 | 80 | March | 12000 | 0 | 0 | 0 | 0 | 0 | 0 | 0 | 0 | 0 | 0 | 0 | 0 | 0 | 0 | 0 | 0 | 1.5142 | -0.85382 | -0.018176 | 0 | 0 | 0 | 0 | 0 | 0 | 0 | 0 | 0 | 0 | 0 | 0 | 0 | 0 | 0 | 0 | 0 | 0 | 0 | 0 | 0 | 18.171 | -10.2458 | -0.21811 | 0 | 0 | 0 | 0 | 0
0.666666666666667180April | Resource 1 | Sublap 1 | 16:00 | 1 | 80 | April | 13000 | 0 | 0 | 0 | 0 | 0 | 0 | 0 | 0 | 0 | 0 | 0 | 0 | 0 | 0 | 0 | 0 | 1.5142 | -0.85382 | -0.018176 | 0 | 0 | 0 | 0 | 0 | 0 | 0 | 0 | 0 | 0 | 0 | 0 | 0 | 0 | 0 | 0 | 0 | 0 | 0 | 0 | 0 | 19.6852 | -11.0996 | -0.23628 | 0 | 0 | 0 | 0 | 0
0.666666666666667180May | Resource 1 | Sublap 1 | 16:00 | 1 | 80 | May | 14000 | 0 | 0 | 0 | 0 | 0 | 0 | 0 | 0 | 0 | 0 | 0 | 0 | 0 | 0 | 0 | 0 | 1.5142 | -0.85382 | -0.018176 | 0 | 0 | 0 | 0 | 0 | 0 | 0 | 0 | 0 | 0 | 0 | 0 | 0 | 0 | 0 | 0 | 0 | 0 | 0 | 0 | 0 | 21.1994 | -11.9534 | -0.25446 | 0 | 0 | 0 | 0 | 0
0.666666666666667180June | Resource 1 | Sublap 1 | 16:00 | 1 | 80 | June | 15000 | 0 | 0 | 0 | 0 | 0 | 0 | 0 | 0 | 0 | 0 | 0 | 0 | 0 | 0 | 0 | 0 | 1.5142 | -0.85382 | -0.018176 | 0 | 0 | 0 | 0 | 0 | 0 | 0 | 0 | 0 | 0 | 0 | 0 | 0 | 0 | 0 | 0 | 0 | 0 | 0 | 0 | 0 | 22.7137 | -12.8072 | -0.27263 | 0 | 0 | 0 | 0 | 0
0.666666666666667180July | Resource 1 | Sublap 1 | 16:00 | 1 | 80 | July | 16000 | 0 | 0 | 0 | 0 | 0 | 0 | 0 | 0 | 0 | 0 | 0 | 0 | 0 | 0 | 0 | 0 | 1.5142 | -0.85382 | -0.018176 | 0 | 0 | 0 | 0 | 0 | 0 | 0 | 0 | 0 | 0 | 0 | 0 | 0 | 0 | 0 | 0 | 0 | 0 | 0 | 0 | 0 | 24.2279 | -13.6611 | -0.29081 | 0 | 0 | 0 | 0 | 0
0.666666666666667180August | Resource 1 | Sublap 1 | 16:00 | 1 | 80 | August | 17000 | 0 | 0 | 0 | 0 | 0 | 0 | 0 | 0 | 0 | 0 | 0 | 0 | 0 | 0 | 0 | 0 | 1.5142 | -0.85382 | -0.018176 | 0 | 0 | 0 | 0 | 0 | 0 | 0 | 0 | 0 | 0 | 0 | 0 | 0 | 0 | 0 | 0 | 0 | 0 | 0 | 0 | 0 | 25.7422 | -14.5149 | -0.30898 | 0 | 0 | 0 | 0 | 0
0.666666666666667180September | Resource 1 | Sublap 1 | 16:00 | 1 | 80 | September | 18000 | 0 | 0 | 0 | 0 | 0 | 0 | 0 | 0 | 0 | 0 | 0 | 0 | 0 | 0 | 0 | 0 | 1.5142 | -0.85382 | -0.018176 | 0 | 0 | 0 | 0 | 0 | 0 | 0 | 0 | 0 | 0 | 0 | 0 | 0 | 0 | 0 | 0 | 0 | 0 | 0 | 0 | 0 | 27.2564 | -15.3687 | -0.32716 | 0 | 0 | 0 | 0 | 0
0.666666666666667180October | Resource 1 | Sublap 1 | 16:00 | 1 | 80 | October | 19000 | 0 | 0 | 0 | 0 | 0 | 0 | 0 | 0 | 0 | 0 | 0 | 0 | 0 | 0 | 0 | 0 | 1.5142 | -0.85382 | -0.018176 | 0 | 0 | 0 | 0 | 0 | 0 | 0 | 0 | 0 | 0 | 0 | 0 | 0 | 0 | 0 | 0 | 0 | 0 | 0 | 0 | 0 | 28.7707 | -16.2225 | -0.34533 | 0 | 0 | 0 | 0 | 0
0.666666666666667180November | Resource 1 | Sublap 1 | 16:00 | 1 | 80 | November | 20000 | 0 | 0 | 0 | 0 | 0 | 0 | 0 | 0 | 0 | 0 | 0 | 0 | 0 | 0 | 0 | 0 | 1.5142 | -0.85382 | -0.018176 | 0 | 0 | 0 | 0 | 0 | 0 | 0 | 0 | 0 | 0 | 0 | 0 | 0 | 0 | 0 | 0 | 0 | 0 | 0 | 0 | 0 | 30.2849 | -17.0763 | -0.36351 | 0 | 0 | 0 | 0 | 0
0.666666666666667180December | Resource 1 | Sublap 1 | 16:00 | 1 | 80 | December | 21000 | 0 | 0 | 0 | 0 | 0 | 0 | 0 | 0 | 0 | 0 | 0 | 0 | 0 | 0 | 0 | 0 | 1.5142 | -0.85382 | -0.018176 | 0 | 0 | 0 | 0 | 0 | 0 | 0 | 0 | 0 | 0 | 0 | 0 | 0 | 0 | 0 | 0 | 0 | 0 | 0 | 0 | 0 | 31.7992 | -17.9302 | -0.38168 | 0 | 0 | 0 | 0 | 0
0.666666666666667181January | Resource 1 | Sublap 1 | 16:00 | 1 | 81 | January | 10000 | 0 | 0 | 0 | 0 | 0 | 0 | 0 | 0 | 0 | 0 | 0 | 0 | 0 | 0 | 0 | 0 | 2.0434 | -1.057 | -0.022464 | 0 | 0 | 0 | 0 | 0 | 0 | 0 | 0 | 0 | 0 | 0 | 0 | 0 | 0 | 0 | 0 | 0 | 0 | 0 | 0 | 0 | 20.4344 | -10.5701 | -0.22464 | 0 | 0 | 0 | 0 | 0
0.666666666666667181February | Resource 1 | Sublap 1 | 16:00 | 1 | 81 | February | 11000 | 0 | 0 | 0 | 0 | 0 | 0 | 0 | 0 | 0 | 0 | 0 | 0 | 0 | 0 | 0 | 0 | 2.0434 | -1.057 | -0.022464 | 0 | 0 | 0 | 0 | 0 | 0 | 0 | 0 | 0 | 0 | 0 | 0 | 0 | 0 | 0 | 0 | 0 | 0 | 0 | 0 | 0 | 22.4778 | -11.6271 | -0.2471 | 0 | 0 | 0 | 0 | 0
0.666666666666667181March | Resource 1 | Sublap 1 | 16:00 | 1 | 81 | March | 12000 | 0 | 0 | 0 | 0 | 0 | 0 | 0 | 0 | 0 | 0 | 0 | 0 | 0 | 0 | 0 | 0 | 2.0434 | -1.057 | -0.022464 | 0 | 0 | 0 | 0 | 0 | 0 | 0 | 0 | 0 | 0 | 0 | 0 | 0 | 0 | 0 | 0 | 0 | 0 | 0 | 0 | 0 | 24.5212 | -12.6841 | -0.26956 | 0 | 0 | 0 | 0 | 0
0.666666666666667181April | Resource 1 | Sublap 1 | 16:00 | 1 | 81 | April | 13000 | 0 | 0 | 0 | 0 | 0 | 0 | 0 | 0 | 0 | 0 | 0 | 0 | 0 | 0 | 0 | 0 | 2.0434 | -1.057 | -0.022464 | 0 | 0 | 0 | 0 | 0 | 0 | 0 | 0 | 0 | 0 | 0 | 0 | 0 | 0 | 0 | 0 | 0 | 0 | 0 | 0 | 0 | 26.5647 | -13.7411 | -0.29203 | 0 | 0 | 0 | 0 | 0
0.666666666666667181May | Resource 1 | Sublap 1 | 16:00 | 1 | 81 | May | 14000 | 0 | 0 | 0 | 0 | 0 | 0 | 0 | 0 | 0 | 0 | 0 | 0 | 0 | 0 | 0 | 0 | 2.0434 | -1.057 | -0.022464 | 0 | 0 | 0 | 0 | 0 | 0 | 0 | 0 | 0 | 0 | 0 | 0 | 0 | 0 | 0 | 0 | 0 | 0 | 0 | 0 | 0 | 28.6081 | -14.7981 | -0.31449 | 0 | 0 | 0 | 0 | 0
0.666666666666667181June | Resource 1 | Sublap 1 | 16:00 | 1 | 81 | June | 15000 | 0 | 0 | 0 | 0 | 0 | 0 | 0 | 0 | 0 | 0 | 0 | 0 | 0 | 0 | 0 | 0 | 2.0434 | -1.057 | -0.022464 | 0 | 0 | 0 | 0 | 0 | 0 | 0 | 0 | 0 | 0 | 0 | 0 | 0 | 0 | 0 | 0 | 0 | 0 | 0 | 0 | 0 | 30.6515 | -15.8551 | -0.33696 | 0 | 0 | 0 | 0 | 0
0.666666666666667181July | Resource 1 | Sublap 1 | 16:00 | 1 | 81 | July | 16000 | 0 | 0 | 0 | 0 | 0 | 0 | 0 | 0 | 0 | 0 | 0 | 0 | 0 | 0 | 0 | 0 | 2.0434 | -1.057 | -0.022464 | 0 | 0 | 0 | 0 | 0 | 0 | 0 | 0 | 0 | 0 | 0 | 0 | 0 | 0 | 0 | 0 | 0 | 0 | 0 | 0 | 0 | 32.695 | -16.9121 | -0.35942 | 0 | 0 | 0 | 0 | 0
0.666666666666667181August | Resource 1 | Sublap 1 | 16:00 | 1 | 81 | August | 17000 | 0 | 0 | 0 | 0 | 0 | 0 | 0 | 0 | 0 | 0 | 0 | 0 | 0 | 0 | 0 | 0 | 2.0434 | -1.057 | -0.022464 | 0 | 0 | 0 | 0 | 0 | 0 | 0 | 0 | 0 | 0 | 0 | 0 | 0 | 0 | 0 | 0 | 0 | 0 | 0 | 0 | 0 | 34.7384 | -17.9691 | -0.38188 | 0 | 0 | 0 | 0 | 0
0.666666666666667181September | Resource 1 | Sublap 1 | 16:00 | 1 | 81 | September | 18000 | 0 | 0 | 0 | 0 | 0 | 0 | 0 | 0 | 0 | 0 | 0 | 0 | 0 | 0 | 0 | 0 | 2.0434 | -1.057 | -0.022464 | 0 | 0 | 0 | 0 | 0 | 0 | 0 | 0 | 0 | 0 | 0 | 0 | 0 | 0 | 0 | 0 | 0 | 0 | 0 | 0 | 0 | 36.7818 | -19.0262 | -0.40435 | 0 | 0 | 0 | 0 | 0
0.666666666666667181October | Resource 1 | Sublap 1 | 16:00 | 1 | 81 | October | 19000 | 0 | 0 | 0 | 0 | 0 | 0 | 0 | 0 | 0 | 0 | 0 | 0 | 0 | 0 | 0 | 0 | 2.0434 | -1.057 | -0.022464 | 0 | 0 | 0 | 0 | 0 | 0 | 0 | 0 | 0 | 0 | 0 | 0 | 0 | 0 | 0 | 0 | 0 | 0 | 0 | 0 | 0 | 38.8253 | -20.0832 | -0.42681 | 0 | 0 | 0 | 0 | 0
0.666666666666667181November | Resource 1 | Sublap 1 | 16:00 | 1 | 81 | November | 20000 | 0 | 0 | 0 | 0 | 0 | 0 | 0 | 0 | 0 | 0 | 0 | 0 | 0 | 0 | 0 | 0 | 2.0434 | -1.057 | -0.022464 | 0 | 0 | 0 | 0 | 0 | 0 | 0 | 0 | 0 | 0 | 0 | 0 | 0 | 0 | 0 | 0 | 0 | 0 | 0 | 0 | 0 | 40.8687 | -21.1402 | -0.44927 | 0 | 0 | 0 | 0 | 0
0.666666666666667181December | Resource 1 | Sublap 1 | 16:00 | 1 | 81 | December | 21000 | 0 | 0 | 0 | 0 | 0 | 0 | 0 | 0 | 0 | 0 | 0 | 0 | 0 | 0 | 0 | 0 | 2.0434 | -1.057 | -0.022464 | 0 | 0 | 0 | 0 | 0 | 0 | 0 | 0 | 0 | 0 | 0 | 0 | 0 | 0 | 0 | 0 | 0 | 0 | 0 | 0 | 0 | 42.9121 | -22.1972 | -0.47174 | 0 | 0 | 0 | 0 | 0
0.666666666666667182January | Resource 1 | Sublap 1 | 16:00 | 1 | 82 | January | 10000 | 0 | 0 | 0 | 0 | 0 | 0 | 0 | 0 | 0 | 0 | 0 | 0 | 0 | 0 | 0 | 0 | 2.2381 | -1.1011 | -0.023393 | 0 | 0 | 0 | 0 | 0 | 0 | 0 | 0 | 0 | 0 | 0 | 0 | 0 | 0 | 0 | 0 | 0 | 0 | 0 | 0 | 0 | 22.3809 | -11.0106 | -0.23393 | 0 | 0 | 0 | 0 | 0
0.666666666666667182February | Resource 1 | Sublap 1 | 16:00 | 1 | 82 | February | 11000 | 0 | 0 | 0 | 0 | 0 | 0 | 0 | 0 | 0 | 0 | 0 | 0 | 0 | 0 | 0 | 0 | 2.2381 | -1.1011 | -0.023393 | 0 | 0 | 0 | 0 | 0 | 0 | 0 | 0 | 0 | 0 | 0 | 0 | 0 | 0 | 0 | 0 | 0 | 0 | 0 | 0 | 0 | 24.619 | -12.1117 | -0.25733 | 0 | 0 | 0 | 0 | 0
0.666666666666667182March | Resource 1 | Sublap 1 | 16:00 | 1 | 82 | March | 12000 | 0 | 0 | 0 | 0 | 0 | 0 | 0 | 0 | 0 | 0 | 0 | 0 | 0 | 0 | 0 | 0 | 2.2381 | -1.1011 | -0.023393 | 0 | 0 | 0 | 0 | 0 | 0 | 0 | 0 | 0 | 0 | 0 | 0 | 0 | 0 | 0 | 0 | 0 | 0 | 0 | 0 | 0 | 26.8571 | -13.2128 | -0.28072 | 0 | 0 | 0 | 0 | 0
0.666666666666667182April | Resource 1 | Sublap 1 | 16:00 | 1 | 82 | April | 13000 | 0 | 0 | 0 | 0 | 0 | 0 | 0 | 0 | 0 | 0 | 0 | 0 | 0 | 0 | 0 | 0 | 2.2381 | -1.1011 | -0.023393 | 0 | 0 | 0 | 0 | 0 | 0 | 0 | 0 | 0 | 0 | 0 | 0 | 0 | 0 | 0 | 0 | 0 | 0 | 0 | 0 | 0 | 29.0952 | -14.3138 | -0.30411 | 0 | 0 | 0 | 0 | 0
0.666666666666667182May | Resource 1 | Sublap 1 | 16:00 | 1 | 82 | May | 14000 | 0 | 0 | 0 | 0 | 0 | 0 | 0 | 0 | 0 | 0 | 0 | 0 | 0 | 0 | 0 | 0 | 2.2381 | -1.1011 | -0.023393 | 0 | 0 | 0 | 0 | 0 | 0 | 0 | 0 | 0 | 0 | 0 | 0 | 0 | 0 | 0 | 0 | 0 | 0 | 0 | 0 | 0 | 31.3333 | -15.4149 | -0.32751 | 0 | 0 | 0 | 0 | 0
0.666666666666667182June | Resource 1 | Sublap 1 | 16:00 | 1 | 82 | June | 15000 | 0 | 0 | 0 | 0 | 0 | 0 | 0 | 0 | 0 | 0 | 0 | 0 | 0 | 0 | 0 | 0 | 2.2381 | -1.1011 | -0.023393 | 0 | 0 | 0 | 0 | 0 | 0 | 0 | 0 | 0 | 0 | 0 | 0 | 0 | 0 | 0 | 0 | 0 | 0 | 0 | 0 | 0 | 33.5714 | -16.5159 | -0.3509 | 0 | 0 | 0 | 0 | 0
0.666666666666667182July | Resource 1 | Sublap 1 | 16:00 | 1 | 82 | July | 16000 | 0 | 0 | 0 | 0 | 0 | 0 | 0 | 0 | 0 | 0 | 0 | 0 | 0 | 0 | 0 | 0 | 2.2381 | -1.1011 | -0.023393 | 0 | 0 | 0 | 0 | 0 | 0 | 0 | 0 | 0 | 0 | 0 | 0 | 0 | 0 | 0 | 0 | 0 | 0 | 0 | 0 | 0 | 35.8095 | -17.617 | -0.37429 | 0 | 0 | 0 | 0 | 0
0.666666666666667182August | Resource 1 | Sublap 1 | 16:00 | 1 | 82 | August | 17000 | 0 | 0 | 0 | 0 | 0 | 0 | 0 | 0 | 0 | 0 | 0 | 0 | 0 | 0 | 0 | 0 | 2.2381 | -1.1011 | -0.023393 | 0 | 0 | 0 | 0 | 0 | 0 | 0 | 0 | 0 | 0 | 0 | 0 | 0 | 0 | 0 | 0 | 0 | 0 | 0 | 0 | 0 | 38.0476 | -18.7181 | -0.39769 | 0 | 0 | 0 | 0 | 0
0.666666666666667182September | Resource 1 | Sublap 1 | 16:00 | 1 | 82 | September | 18000 | 0 | 0 | 0 | 0 | 0 | 0 | 0 | 0 | 0 | 0 | 0 | 0 | 0 | 0 | 0 | 0 | 2.2381 | -1.1011 | -0.023393 | 0 | 0 | 0 | 0 | 0 | 0 | 0 | 0 | 0 | 0 | 0 | 0 | 0 | 0 | 0 | 0 | 0 | 0 | 0 | 0 | 0 | 40.2857 | -19.8191 | -0.42108 | 0 | 0 | 0 | 0 | 0
0.666666666666667182October | Resource 1 | Sublap 1 | 16:00 | 1 | 82 | October | 19000 | 0 | 0 | 0 | 0 | 0 | 0 | 0 | 0 | 0 | 0 | 0 | 0 | 0 | 0 | 0 | 0 | 2.2381 | -1.1011 | -0.023393 | 0 | 0 | 0 | 0 | 0 | 0 | 0 | 0 | 0 | 0 | 0 | 0 | 0 | 0 | 0 | 0 | 0 | 0 | 0 | 0 | 0 | 42.5238 | -20.9202 | -0.44447 | 0 | 0 | 0 | 0 | 0
0.666666666666667182November | Resource 1 | Sublap 1 | 16:00 | 1 | 82 | November | 20000 | 0 | 0 | 0 | 0 | 0 | 0 | 0 | 0 | 0 | 0 | 0 | 0 | 0 | 0 | 0 | 0 | 2.2381 | -1.1011 | -0.023393 | 0 | 0 | 0 | 0 | 0 | 0 | 0 | 0 | 0 | 0 | 0 | 0 | 0 | 0 | 0 | 0 | 0 | 0 | 0 | 0 | 0 | 44.7619 | -22.0213 | -0.46787 | 0 | 0 | 0 | 0 | 0
0.666666666666667182December | Resource 1 | Sublap 1 | 16:00 | 1 | 82 | December | 21000 | 0 | 0 | 0 | 0 | 0 | 0 | 0 | 0 | 0 | 0 | 0 | 0 | 0 | 0 | 0 | 0 | 2.2381 | -1.1011 | -0.023393 | 0 | 0 | 0 | 0 | 0 | 0 | 0 | 0 | 0 | 0 | 0 | 0 | 0 | 0 | 0 | 0 | 0 | 0 | 0 | 0 | 0 | 46.9999 | -23.1223 | -0.49126 | 0 | 0 | 0 | 0 | 0
0.666666666666667183January | Resource 1 | Sublap 1 | 16:00 | 1 | 83 | January | 10000 | 0 | 0 | 0 | 0 | 0 | 0 | 0 | 0 | 0 | 0 | 0 | 0 | 0 | 0 | 0 | 0 | 2.6895 | -1.2454 | -0.02644 | 0 | 0 | 0 | 0 | 0 | 0 | 0 | 0 | 0 | 0 | 0 | 0 | 0 | 0 | 0 | 0 | 0 | 0 | 0 | 0 | 0 | 26.8953 | -12.4542 | -0.2644 | 0 | 0 | 0 | 0 | 0
0.666666666666667183February | Resource 1 | Sublap 1 | 16:00 | 1 | 83 | February | 11000 | 0 | 0 | 0 | 0 | 0 | 0 | 0 | 0 | 0 | 0 | 0 | 0 | 0 | 0 | 0 | 0 | 2.6895 | -1.2454 | -0.02644 | 0 | 0 | 0 | 0 | 0 | 0 | 0 | 0 | 0 | 0 | 0 | 0 | 0 | 0 | 0 | 0 | 0 | 0 | 0 | 0 | 0 | 29.5849 | -13.6996 | -0.29084 | 0 | 0 | 0 | 0 | 0
0.666666666666667183March | Resource 1 | Sublap 1 | 16:00 | 1 | 83 | March | 12000 | 0 | 0 | 0 | 0 | 0 | 0 | 0 | 0 | 0 | 0 | 0 | 0 | 0 | 0 | 0 | 0 | 2.6895 | -1.2454 | -0.02644 | 0 | 0 | 0 | 0 | 0 | 0 | 0 | 0 | 0 | 0 | 0 | 0 | 0 | 0 | 0 | 0 | 0 | 0 | 0 | 0 | 0 | 32.2744 | -14.945 | -0.31728 | 0 | 0 | 0 | 0 | 0
0.666666666666667183April | Resource 1 | Sublap 1 | 16:00 | 1 | 83 | April | 13000 | 0 | 0 | 0 | 0 | 0 | 0 | 0 | 0 | 0 | 0 | 0 | 0 | 0 | 0 | 0 | 0 | 2.6895 | -1.2454 | -0.02644 | 0 | 0 | 0 | 0 | 0 | 0 | 0 | 0 | 0 | 0 | 0 | 0 | 0 | 0 | 0 | 0 | 0 | 0 | 0 | 0 | 0 | 34.9639 | -16.1904 | -0.34372 | 0 | 0 | 0 | 0 | 0
0.666666666666667183May | Resource 1 | Sublap 1 | 16:00 | 1 | 83 | May | 14000 | 0 | 0 | 0 | 0 | 0 | 0 | 0 | 0 | 0 | 0 | 0 | 0 | 0 | 0 | 0 | 0 | 2.6895 | -1.2454 | -0.02644 | 0 | 0 | 0 | 0 | 0 | 0 | 0 | 0 | 0 | 0 | 0 | 0 | 0 | 0 | 0 | 0 | 0 | 0 | 0 | 0 | 0 | 37.6535 | -17.4359 | -0.37016 | 0 | 0 | 0 | 0 | 0
0.666666666666667183June | Resource 1 | Sublap 1 | 16:00 | 1 | 83 | June | 15000 | 0 | 0 | 0 | 0 | 0 | 0 | 0 | 0 | 0 | 0 | 0 | 0 | 0 | 0 | 0 | 0 | 2.6895 | -1.2454 | -0.02644 | 0 | 0 | 0 | 0 | 0 | 0 | 0 | 0 | 0 | 0 | 0 | 0 | 0 | 0 | 0 | 0 | 0 | 0 | 0 | 0 | 0 | 40.343 | -18.6813 | -0.3966 | 0 | 0 | 0 | 0 | 0
0.666666666666667183July | Resource 1 | Sublap 1 | 16:00 | 1 | 83 | July | 16000 | 0 | 0 | 0 | 0 | 0 | 0 | 0 | 0 | 0 | 0 | 0 | 0 | 0 | 0 | 0 | 0 | 2.6895 | -1.2454 | -0.02644 | 0 | 0 | 0 | 0 | 0 | 0 | 0 | 0 | 0 | 0 | 0 | 0 | 0 | 0 | 0 | 0 | 0 | 0 | 0 | 0 | 0 | 43.0326 | -19.9267 | -0.42304 | 0 | 0 | 0 | 0 | 0
0.666666666666667183August | Resource 1 | Sublap 1 | 16:00 | 1 | 83 | August | 17000 | 0 | 0 | 0 | 0 | 0 | 0 | 0 | 0 | 0 | 0 | 0 | 0 | 0 | 0 | 0 | 0 | 2.6895 | -1.2454 | -0.02644 | 0 | 0 | 0 | 0 | 0 | 0 | 0 | 0 | 0 | 0 | 0 | 0 | 0 | 0 | 0 | 0 | 0 | 0 | 0 | 0 | 0 | 45.7221 | -21.1721 | -0.44948 | 0 | 0 | 0 | 0 | 0
0.666666666666667183September | Resource 1 | Sublap 1 | 16:00 | 1 | 83 | September | 18000 | 0 | 0 | 0 | 0 | 0 | 0 | 0 | 0 | 0 | 0 | 0 | 0 | 0 | 0 | 0 | 0 | 2.6895 | -1.2454 | -0.02644 | 0 | 0 | 0 | 0 | 0 | 0 | 0 | 0 | 0 | 0 | 0 | 0 | 0 | 0 | 0 | 0 | 0 | 0 | 0 | 0 | 0 | 48.4116 | -22.4175 | -0.47592 | 0 | 0 | 0 | 0 | 0
0.666666666666667183October | Resource 1 | Sublap 1 | 16:00 | 1 | 83 | October | 19000 | 0 | 0 | 0 | 0 | 0 | 0 | 0 | 0 | 0 | 0 | 0 | 0 | 0 | 0 | 0 | 0 | 2.6895 | -1.2454 | -0.02644 | 0 | 0 | 0 | 0 | 0 | 0 | 0 | 0 | 0 | 0 | 0 | 0 | 0 | 0 | 0 | 0 | 0 | 0 | 0 | 0 | 0 | 51.1011 | -23.663 | -0.50236 | 0 | 0 | 0 | 0 | 0
0.666666666666667183November | Resource 1 | Sublap 1 | 16:00 | 1 | 83 | November | 20000 | 0 | 0 | 0 | 0 | 0 | 0 | 0 | 0 | 0 | 0 | 0 | 0 | 0 | 0 | 0 | 0 | 2.6895 | -1.2454 | -0.02644 | 0 | 0 | 0 | 0 | 0 | 0 | 0 | 0 | 0 | 0 | 0 | 0 | 0 | 0 | 0 | 0 | 0 | 0 | 0 | 0 | 0 | 53.7907 | -24.9084 | -0.5288 | 0 | 0 | 0 | 0 | 0
0.666666666666667183December | Resource 1 | Sublap 1 | 16:00 | 1 | 83 | December | 21000 | 0 | 0 | 0 | 0 | 0 | 0 | 0 | 0 | 0 | 0 | 0 | 0 | 0 | 0 | 0 | 0 | 2.6895 | -1.2454 | -0.02644 | 0 | 0 | 0 | 0 | 0 | 0 | 0 | 0 | 0 | 0 | 0 | 0 | 0 | 0 | 0 | 0 | 0 | 0 | 0 | 0 | 0 | 56.4802 | -26.1538 | -0.55524 | 0 | 0 | 0 | 0 | 0
0.666666666666667184January | Resource 1 | Sublap 1 | 16:00 | 1 | 84 | January | 10000 | 0 | 0 | 0 | 0 | 0 | 0 | 0 | 0 | 0 | 0 | 0 | 0 | 0 | 0 | 0 | 0 | 2.8552 | -1.3 | -0.027592 | 0 | 0 | 0 | 0 | 0 | 0 | 0 | 0 | 0 | 0 | 0 | 0 | 0 | 0 | 0 | 0 | 0 | 0 | 0 | 0 | 0 | 28.5516 | -13.0001 | -0.27592 | 0 | 0 | 0 | 0 | 0
0.666666666666667184February | Resource 1 | Sublap 1 | 16:00 | 1 | 84 | February | 11000 | 0 | 0 | 0 | 0 | 0 | 0 | 0 | 0 | 0 | 0 | 0 | 0 | 0 | 0 | 0 | 0 | 2.8552 | -1.3 | -0.027592 | 0 | 0 | 0 | 0 | 0 | 0 | 0 | 0 | 0 | 0 | 0 | 0 | 0 | 0 | 0 | 0 | 0 | 0 | 0 | 0 | 0 | 31.4067 | -14.3001 | -0.30351 | 0 | 0 | 0 | 0 | 0
0.666666666666667184March | Resource 1 | Sublap 1 | 16:00 | 1 | 84 | March | 12000 | 0 | 0 | 0 | 0 | 0 | 0 | 0 | 0 | 0 | 0 | 0 | 0 | 0 | 0 | 0 | 0 | 2.8552 | -1.3 | -0.027592 | 0 | 0 | 0 | 0 | 0 | 0 | 0 | 0 | 0 | 0 | 0 | 0 | 0 | 0 | 0 | 0 | 0 | 0 | 0 | 0 | 0 | 34.2619 | -15.6001 | -0.3311 | 0 | 0 | 0 | 0 | 0
0.666666666666667184April | Resource 1 | Sublap 1 | 16:00 | 1 | 84 | April | 13000 | 0 | 0 | 0 | 0 | 0 | 0 | 0 | 0 | 0 | 0 | 0 | 0 | 0 | 0 | 0 | 0 | 2.8552 | -1.3 | -0.027592 | 0 | 0 | 0 | 0 | 0 | 0 | 0 | 0 | 0 | 0 | 0 | 0 | 0 | 0 | 0 | 0 | 0 | 0 | 0 | 0 | 0 | 37.1171 | -16.9001 | -0.3587 | 0 | 0 | 0 | 0 | 0
0.666666666666667184May | Resource 1 | Sublap 1 | 16:00 | 1 | 84 | May | 14000 | 0 | 0 | 0 | 0 | 0 | 0 | 0 | 0 | 0 | 0 | 0 | 0 | 0 | 0 | 0 | 0 | 2.8552 | -1.3 | -0.027592 | 0 | 0 | 0 | 0 | 0 | 0 | 0 | 0 | 0 | 0 | 0 | 0 | 0 | 0 | 0 | 0 | 0 | 0 | 0 | 0 | 0 | 39.9722 | -18.2001 | -0.38629 | 0 | 0 | 0 | 0 | 0
0.666666666666667184June | Resource 1 | Sublap 1 | 16:00 | 1 | 84 | June | 15000 | 0 | 0 | 0 | 0 | 0 | 0 | 0 | 0 | 0 | 0 | 0 | 0 | 0 | 0 | 0 | 0 | 2.8552 | -1.3 | -0.027592 | 0 | 0 | 0 | 0 | 0 | 0 | 0 | 0 | 0 | 0 | 0 | 0 | 0 | 0 | 0 | 0 | 0 | 0 | 0 | 0 | 0 | 42.8274 | -19.5001 | -0.41388 | 0 | 0 | 0 | 0 | 0
0.666666666666667184July | Resource 1 | Sublap 1 | 16:00 | 1 | 84 | July | 16000 | 0 | 0 | 0 | 0 | 0 | 0 | 0 | 0 | 0 | 0 | 0 | 0 | 0 | 0 | 0 | 0 | 2.8552 | -1.3 | -0.027592 | 0 | 0 | 0 | 0 | 0 | 0 | 0 | 0 | 0 | 0 | 0 | 0 | 0 | 0 | 0 | 0 | 0 | 0 | 0 | 0 | 0 | 45.6825 | -20.8001 | -0.44147 | 0 | 0 | 0 | 0 | 0
0.666666666666667184August | Resource 1 | Sublap 1 | 16:00 | 1 | 84 | August | 17000 | 0 | 0 | 0 | 0 | 0 | 0 | 0 | 0 | 0 | 0 | 0 | 0 | 0 | 0 | 0 | 0 | 2.8552 | -1.3 | -0.027592 | 0 | 0 | 0 | 0 | 0 | 0 | 0 | 0 | 0 | 0 | 0 | 0 | 0 | 0 | 0 | 0 | 0 | 0 | 0 | 0 | 0 | 48.5377 | -22.1001 | -0.46906 | 0 | 0 | 0 | 0 | 0
0.666666666666667184September | Resource 1 | Sublap 1 | 16:00 | 1 | 84 | September | 18000 | 0 | 0 | 0 | 0 | 0 | 0 | 0 | 0 | 0 | 0 | 0 | 0 | 0 | 0 | 0 | 0 | 2.8552 | -1.3 | -0.027592 | 0 | 0 | 0 | 0 | 0 | 0 | 0 | 0 | 0 | 0 | 0 | 0 | 0 | 0 | 0 | 0 | 0 | 0 | 0 | 0 | 0 | 51.3929 | -23.4002 | -0.49666 | 0 | 0 | 0 | 0 | 0
0.666666666666667184October | Resource 1 | Sublap 1 | 16:00 | 1 | 84 | October | 19000 | 0 | 0 | 0 | 0 | 0 | 0 | 0 | 0 | 0 | 0 | 0 | 0 | 0 | 0 | 0 | 0 | 2.8552 | -1.3 | -0.027592 | 0 | 0 | 0 | 0 | 0 | 0 | 0 | 0 | 0 | 0 | 0 | 0 | 0 | 0 | 0 | 0 | 0 | 0 | 0 | 0 | 0 | 54.248 | -24.7002 | -0.52425 | 0 | 0 | 0 | 0 | 0
0.666666666666667184November | Resource 1 | Sublap 1 | 16:00 | 1 | 84 | November | 20000 | 0 | 0 | 0 | 0 | 0 | 0 | 0 | 0 | 0 | 0 | 0 | 0 | 0 | 0 | 0 | 0 | 2.8552 | -1.3 | -0.027592 | 0 | 0 | 0 | 0 | 0 | 0 | 0 | 0 | 0 | 0 | 0 | 0 | 0 | 0 | 0 | 0 | 0 | 0 | 0 | 0 | 0 | 57.1032 | -26.0002 | -0.55184 | 0 | 0 | 0 | 0 | 0
0.666666666666667184December | Resource 1 | Sublap 1 | 16:00 | 1 | 84 | December | 21000 | 0 | 0 | 0 | 0 | 0 | 0 | 0 | 0 | 0 | 0 | 0 | 0 | 0 | 0 | 0 | 0 | 2.8552 | -1.3 | -0.027592 | 0 | 0 | 0 | 0 | 0 | 0 | 0 | 0 | 0 | 0 | 0 | 0 | 0 | 0 | 0 | 0 | 0 | 0 | 0 | 0 | 0 | 59.9583 | -27.3002 | -0.57943 | 0 | 0 | 0 | 0 | 0
0.666666666666667185January | Resource 1 | Sublap 1 | 16:00 | 1 | 85 | January | 10000 | 0 | 0 | 0 | 0 | 0 | 0 | 0 | 0 | 0 | 0 | 0 | 0 | 0 | 0 | 0 | 0 | 3.915 | -1.6243 | -0.034435 | 0 | 0 | 0 | 0 | 0 | 0 | 0 | 0 | 0 | 0 | 0 | 0 | 0 | 0 | 0 | 0 | 0 | 0 | 0 | 0 | 0 | 39.1502 | -16.2425 | -0.34435 | 0 | 0 | 0 | 0 | 0
0.666666666666667185February | Resource 1 | Sublap 1 | 16:00 | 1 | 85 | February | 11000 | 0 | 0 | 0 | 0 | 0 | 0 | 0 | 0 | 0 | 0 | 0 | 0 | 0 | 0 | 0 | 0 | 3.915 | -1.6243 | -0.034435 | 0 | 0 | 0 | 0 | 0 | 0 | 0 | 0 | 0 | 0 | 0 | 0 | 0 | 0 | 0 | 0 | 0 | 0 | 0 | 0 | 0 | 43.0653 | -17.8668 | -0.37878 | 0 | 0 | 0 | 0 | 0
0.666666666666667185March | Resource 1 | Sublap 1 | 16:00 | 1 | 85 | March | 12000 | 0 | 0 | 0 | 0 | 0 | 0 | 0 | 0 | 0 | 0 | 0 | 0 | 0 | 0 | 0 | 0 | 3.915 | -1.6243 | -0.034435 | 0 | 0 | 0 | 0 | 0 | 0 | 0 | 0 | 0 | 0 | 0 | 0 | 0 | 0 | 0 | 0 | 0 | 0 | 0 | 0 | 0 | 46.9803 | -19.491 | -0.41322 | 0 | 0 | 0 | 0 | 0
0.666666666666667185April | Resource 1 | Sublap 1 | 16:00 | 1 | 85 | April | 13000 | 0 | 0 | 0 | 0 | 0 | 0 | 0 | 0 | 0 | 0 | 0 | 0 | 0 | 0 | 0 | 0 | 3.915 | -1.6243 | -0.034435 | 0 | 0 | 0 | 0 | 0 | 0 | 0 | 0 | 0 | 0 | 0 | 0 | 0 | 0 | 0 | 0 | 0 | 0 | 0 | 0 | 0 | 50.8953 | -21.1153 | -0.44765 | 0 | 0 | 0 | 0 | 0
0.666666666666667185May | Resource 1 | Sublap 1 | 16:00 | 1 | 85 | May | 14000 | 0 | 0 | 0 | 0 | 0 | 0 | 0 | 0 | 0 | 0 | 0 | 0 | 0 | 0 | 0 | 0 | 3.915 | -1.6243 | -0.034435 | 0 | 0 | 0 | 0 | 0 | 0 | 0 | 0 | 0 | 0 | 0 | 0 | 0 | 0 | 0 | 0 | 0 | 0 | 0 | 0 | 0 | 54.8103 | -22.7395 | -0.48209 | 0 | 0 | 0 | 0 | 0
0.666666666666667185June | Resource 1 | Sublap 1 | 16:00 | 1 | 85 | June | 15000 | 0 | 0 | 0 | 0 | 0 | 0 | 0 | 0 | 0 | 0 | 0 | 0 | 0 | 0 | 0 | 0 | 3.915 | -1.6243 | -0.034435 | 0 | 0 | 0 | 0 | 0 | 0 | 0 | 0 | 0 | 0 | 0 | 0 | 0 | 0 | 0 | 0 | 0 | 0 | 0 | 0 | 0 | 58.7254 | -24.3638 | -0.51652 | 0 | 0 | 0 | 0 | 0
0.666666666666667185July | Resource 1 | Sublap 1 | 16:00 | 1 | 85 | July | 16000 | 0 | 0 | 0 | 0 | 0 | 0 | 0 | 0 | 0 | 0 | 0 | 0 | 0 | 0 | 0 | 0 | 3.915 | -1.6243 | -0.034435 | 0 | 0 | 0 | 0 | 0 | 0 | 0 | 0 | 0 | 0 | 0 | 0 | 0 | 0 | 0 | 0 | 0 | 0 | 0 | 0 | 0 | 62.6404 | -25.988 | -0.55096 | 0 | 0 | 0 | 0 | 0
0.666666666666667185August | Resource 1 | Sublap 1 | 16:00 | 1 | 85 | August | 17000 | 0 | 0 | 0 | 0 | 0 | 0 | 0 | 0 | 0 | 0 | 0 | 0 | 0 | 0 | 0 | 0 | 3.915 | -1.6243 | -0.034435 | 0 | 0 | 0 | 0 | 0 | 0 | 0 | 0 | 0 | 0 | 0 | 0 | 0 | 0 | 0 | 0 | 0 | 0 | 0 | 0 | 0 | 66.5554 | -27.6123 | -0.58539 | 0 | 0 | 0 | 0 | 0
0.666666666666667185September | Resource 1 | Sublap 1 | 16:00 | 1 | 85 | September | 18000 | 0 | 0 | 0 | 0 | 0 | 0 | 0 | 0 | 0 | 0 | 0 | 0 | 0 | 0 | 0 | 0 | 3.915 | -1.6243 | -0.034435 | 0 | 0 | 0 | 0 | 0 | 0 | 0 | 0 | 0 | 0 | 0 | 0 | 0 | 0 | 0 | 0 | 0 | 0 | 0 | 0 | 0 | 70.4704 | -29.2365 | -0.61983 | 0 | 0 | 0 | 0 | 0
0.666666666666667185October | Resource 1 | Sublap 1 | 16:00 | 1 | 85 | October | 19000 | 0 | 0 | 0 | 0 | 0 | 0 | 0 | 0 | 0 | 0 | 0 | 0 | 0 | 0 | 0 | 0 | 3.915 | -1.6243 | -0.034435 | 0 | 0 | 0 | 0 | 0 | 0 | 0 | 0 | 0 | 0 | 0 | 0 | 0 | 0 | 0 | 0 | 0 | 0 | 0 | 0 | 0 | 74.3855 | -30.8608 | -0.65426 | 0 | 0 | 0 | 0 | 0
0.666666666666667185November | Resource 1 | Sublap 1 | 16:00 | 1 | 85 | November | 20000 | 0 | 0 | 0 | 0 | 0 | 0 | 0 | 0 | 0 | 0 | 0 | 0 | 0 | 0 | 0 | 0 | 3.915 | -1.6243 | -0.034435 | 0 | 0 | 0 | 0 | 0 | 0 | 0 | 0 | 0 | 0 | 0 | 0 | 0 | 0 | 0 | 0 | 0 | 0 | 0 | 0 | 0 | 78.3005 | -32.485 | -0.6887 | 0 | 0 | 0 | 0 | 0
0.666666666666667185December | Resource 1 | Sublap 1 | 16:00 | 1 | 85 | December | 21000 | 0 | 0 | 0 | 0 | 0 | 0 | 0 | 0 | 0 | 0 | 0 | 0 | 0 | 0 | 0 | 0 | 3.915 | -1.6243 | -0.034435 | 0 | 0 | 0 | 0 | 0 | 0 | 0 | 0 | 0 | 0 | 0 | 0 | 0 | 0 | 0 | 0 | 0 | 0 | 0 | 0 | 0 | 82.2155 | -34.1093 | -0.72313 | 0 | 0 | 0 | 0 | 0
0.666666666666667186January | Resource 1 | Sublap 1 | 16:00 | 1 | 86 | January | 10000 | 0 | 0 | 0 | 0 | 0 | 0 | 0 | 0 | 0 | 0 | 0 | 0 | 0 | 0 | 0 | 0 | 3.4211 | -1.4689 | -0.031155 | 0 | 0 | 0 | 0 | 0 | 0 | 0 | 0 | 0 | 0 | 0 | 0 | 0 | 0 | 0 | 0 | 0 | 0 | 0 | 0 | 0 | 34.2114 | -14.6886 | -0.31155 | 0 | 0 | 0 | 0 | 0
0.666666666666667186February | Resource 1 | Sublap 1 | 16:00 | 1 | 86 | February | 11000 | 0 | 0 | 0 | 0 | 0 | 0 | 0 | 0 | 0 | 0 | 0 | 0 | 0 | 0 | 0 | 0 | 3.4211 | -1.4689 | -0.031155 | 0 | 0 | 0 | 0 | 0 | 0 | 0 | 0 | 0 | 0 | 0 | 0 | 0 | 0 | 0 | 0 | 0 | 0 | 0 | 0 | 0 | 37.6325 | -16.1574 | -0.34271 | 0 | 0 | 0 | 0 | 0
0.666666666666667186March | Resource 1 | Sublap 1 | 16:00 | 1 | 86 | March | 12000 | 0 | 0 | 0 | 0 | 0 | 0 | 0 | 0 | 0 | 0 | 0 | 0 | 0 | 0 | 0 | 0 | 3.4211 | -1.4689 | -0.031155 | 0 | 0 | 0 | 0 | 0 | 0 | 0 | 0 | 0 | 0 | 0 | 0 | 0 | 0 | 0 | 0 | 0 | 0 | 0 | 0 | 0 | 41.0537 | -17.6263 | -0.37387 | 0 | 0 | 0 | 0 | 0
0.666666666666667186April | Resource 1 | Sublap 1 | 16:00 | 1 | 86 | April | 13000 | 0 | 0 | 0 | 0 | 0 | 0 | 0 | 0 | 0 | 0 | 0 | 0 | 0 | 0 | 0 | 0 | 3.4211 | -1.4689 | -0.031155 | 0 | 0 | 0 | 0 | 0 | 0 | 0 | 0 | 0 | 0 | 0 | 0 | 0 | 0 | 0 | 0 | 0 | 0 | 0 | 0 | 0 | 44.4748 | -19.0952 | -0.40502 | 0 | 0 | 0 | 0 | 0
0.666666666666667186May | Resource 1 | Sublap 1 | 16:00 | 1 | 86 | May | 14000 | 0 | 0 | 0 | 0 | 0 | 0 | 0 | 0 | 0 | 0 | 0 | 0 | 0 | 0 | 0 | 0 | 3.4211 | -1.4689 | -0.031155 | 0 | 0 | 0 | 0 | 0 | 0 | 0 | 0 | 0 | 0 | 0 | 0 | 0 | 0 | 0 | 0 | 0 | 0 | 0 | 0 | 0 | 47.896 | -20.564 | -0.43618 | 0 | 0 | 0 | 0 | 0
0.666666666666667186June | Resource 1 | Sublap 1 | 16:00 | 1 | 86 | June | 15000 | 0 | 0 | 0 | 0 | 0 | 0 | 0 | 0 | 0 | 0 | 0 | 0 | 0 | 0 | 0 | 0 | 3.4211 | -1.4689 | -0.031155 | 0 | 0 | 0 | 0 | 0 | 0 | 0 | 0 | 0 | 0 | 0 | 0 | 0 | 0 | 0 | 0 | 0 | 0 | 0 | 0 | 0 | 51.3171 | -22.0329 | -0.46733 | 0 | 0 | 0 | 0 | 0
0.666666666666667186July | Resource 1 | Sublap 1 | 16:00 | 1 | 86 | July | 16000 | 0 | 0 | 0 | 0 | 0 | 0 | 0 | 0 | 0 | 0 | 0 | 0 | 0 | 0 | 0 | 0 | 3.4211 | -1.4689 | -0.031155 | 0 | 0 | 0 | 0 | 0 | 0 | 0 | 0 | 0 | 0 | 0 | 0 | 0 | 0 | 0 | 0 | 0 | 0 | 0 | 0 | 0 | 54.7382 | -23.5017 | -0.49849 | 0 | 0 | 0 | 0 | 0
0.666666666666667186August | Resource 1 | Sublap 1 | 16:00 | 1 | 86 | August | 17000 | 0 | 0 | 0 | 0 | 0 | 0 | 0 | 0 | 0 | 0 | 0 | 0 | 0 | 0 | 0 | 0 | 3.4211 | -1.4689 | -0.031155 | 0 | 0 | 0 | 0 | 0 | 0 | 0 | 0 | 0 | 0 | 0 | 0 | 0 | 0 | 0 | 0 | 0 | 0 | 0 | 0 | 0 | 58.1594 | -24.9706 | -0.52964 | 0 | 0 | 0 | 0 | 0
0.666666666666667186September | Resource 1 | Sublap 1 | 16:00 | 1 | 86 | September | 18000 | 0 | 0 | 0 | 0 | 0 | 0 | 0 | 0 | 0 | 0 | 0 | 0 | 0 | 0 | 0 | 0 | 3.4211 | -1.4689 | -0.031155 | 0 | 0 | 0 | 0 | 0 | 0 | 0 | 0 | 0 | 0 | 0 | 0 | 0 | 0 | 0 | 0 | 0 | 0 | 0 | 0 | 0 | 61.5805 | -26.4394 | -0.5608 | 0 | 0 | 0 | 0 | 0
0.666666666666667186October | Resource 1 | Sublap 1 | 16:00 | 1 | 86 | October | 19000 | 0 | 0 | 0 | 0 | 0 | 0 | 0 | 0 | 0 | 0 | 0 | 0 | 0 | 0 | 0 | 0 | 3.4211 | -1.4689 | -0.031155 | 0 | 0 | 0 | 0 | 0 | 0 | 0 | 0 | 0 | 0 | 0 | 0 | 0 | 0 | 0 | 0 | 0 | 0 | 0 | 0 | 0 | 65.0017 | -27.9083 | -0.59195 | 0 | 0 | 0 | 0 | 0
0.666666666666667186November | Resource 1 | Sublap 1 | 16:00 | 1 | 86 | November | 20000 | 0 | 0 | 0 | 0 | 0 | 0 | 0 | 0 | 0 | 0 | 0 | 0 | 0 | 0 | 0 | 0 | 3.4211 | -1.4689 | -0.031155 | 0 | 0 | 0 | 0 | 0 | 0 | 0 | 0 | 0 | 0 | 0 | 0 | 0 | 0 | 0 | 0 | 0 | 0 | 0 | 0 | 0 | 68.4228 | -29.3772 | -0.62311 | 0 | 0 | 0 | 0 | 0
0.666666666666667186December | Resource 1 | Sublap 1 | 16:00 | 1 | 86 | December | 21000 | 0 | 0 | 0 | 0 | 0 | 0 | 0 | 0 | 0 | 0 | 0 | 0 | 0 | 0 | 0 | 0 | 3.4211 | -1.4689 | -0.031155 | 0 | 0 | 0 | 0 | 0 | 0 | 0 | 0 | 0 | 0 | 0 | 0 | 0 | 0 | 0 | 0 | 0 | 0 | 0 | 0 | 0 | 71.8439 | -30.846 | -0.65426 | 0 | 0 | 0 | 0 | 0
0.666666666666667187January | Resource 1 | Sublap 1 | 16:00 | 1 | 87 | January | 10000 | 0 | 0 | 0 | 0 | 0 | 0 | 0 | 0 | 0 | 0 | 0 | 0 | 0 | 0 | 0 | 0 | 3.8807 | -1.5399 | -0.032655 | 0 | 0 | 0 | 0 | 0 | 0 | 0 | 0 | 0 | 0 | 0 | 0 | 0 | 0 | 0 | 0 | 0 | 0 | 0 | 0 | 0 | 38.8066 | -15.399 | -0.32655 | 0 | 0 | 0 | 0 | 0
0.666666666666667187February | Resource 1 | Sublap 1 | 16:00 | 1 | 87 | February | 11000 | 0 | 0 | 0 | 0 | 0 | 0 | 0 | 0 | 0 | 0 | 0 | 0 | 0 | 0 | 0 | 0 | 3.8807 | -1.5399 | -0.032655 | 0 | 0 | 0 | 0 | 0 | 0 | 0 | 0 | 0 | 0 | 0 | 0 | 0 | 0 | 0 | 0 | 0 | 0 | 0 | 0 | 0 | 42.6872 | -16.9389 | -0.3592 | 0 | 0 | 0 | 0 | 0
0.666666666666667187March | Resource 1 | Sublap 1 | 16:00 | 1 | 87 | March | 12000 | 0 | 0 | 0 | 0 | 0 | 0 | 0 | 0 | 0 | 0 | 0 | 0 | 0 | 0 | 0 | 0 | 3.8807 | -1.5399 | -0.032655 | 0 | 0 | 0 | 0 | 0 | 0 | 0 | 0 | 0 | 0 | 0 | 0 | 0 | 0 | 0 | 0 | 0 | 0 | 0 | 0 | 0 | 46.5679 | -18.4789 | -0.39186 | 0 | 0 | 0 | 0 | 0
0.666666666666667187April | Resource 1 | Sublap 1 | 16:00 | 1 | 87 | April | 13000 | 0 | 0 | 0 | 0 | 0 | 0 | 0 | 0 | 0 | 0 | 0 | 0 | 0 | 0 | 0 | 0 | 3.8807 | -1.5399 | -0.032655 | 0 | 0 | 0 | 0 | 0 | 0 | 0 | 0 | 0 | 0 | 0 | 0 | 0 | 0 | 0 | 0 | 0 | 0 | 0 | 0 | 0 | 50.4485 | -20.0188 | -0.42451 | 0 | 0 | 0 | 0 | 0
0.666666666666667187May | Resource 1 | Sublap 1 | 16:00 | 1 | 87 | May | 14000 | 0 | 0 | 0 | 0 | 0 | 0 | 0 | 0 | 0 | 0 | 0 | 0 | 0 | 0 | 0 | 0 | 3.8807 | -1.5399 | -0.032655 | 0 | 0 | 0 | 0 | 0 | 0 | 0 | 0 | 0 | 0 | 0 | 0 | 0 | 0 | 0 | 0 | 0 | 0 | 0 | 0 | 0 | 54.3292 | -21.5587 | -0.45717 | 0 | 0 | 0 | 0 | 0
0.666666666666667187June | Resource 1 | Sublap 1 | 16:00 | 1 | 87 | June | 15000 | 0 | 0 | 0 | 0 | 0 | 0 | 0 | 0 | 0 | 0 | 0 | 0 | 0 | 0 | 0 | 0 | 3.8807 | -1.5399 | -0.032655 | 0 | 0 | 0 | 0 | 0 | 0 | 0 | 0 | 0 | 0 | 0 | 0 | 0 | 0 | 0 | 0 | 0 | 0 | 0 | 0 | 0 | 58.2099 | -23.0986 | -0.48982 | 0 | 0 | 0 | 0 | 0
0.666666666666667187July | Resource 1 | Sublap 1 | 16:00 | 1 | 87 | July | 16000 | 0 | 0 | 0 | 0 | 0 | 0 | 0 | 0 | 0 | 0 | 0 | 0 | 0 | 0 | 0 | 0 | 3.8807 | -1.5399 | -0.032655 | 0 | 0 | 0 | 0 | 0 | 0 | 0 | 0 | 0 | 0 | 0 | 0 | 0 | 0 | 0 | 0 | 0 | 0 | 0 | 0 | 0 | 62.0905 | -24.6385 | -0.52248 | 0 | 0 | 0 | 0 | 0
0.666666666666667187August | Resource 1 | Sublap 1 | 16:00 | 1 | 87 | August | 17000 | 0 | 0 | 0 | 0 | 0 | 0 | 0 | 0 | 0 | 0 | 0 | 0 | 0 | 0 | 0 | 0 | 3.8807 | -1.5399 | -0.032655 | 0 | 0 | 0 | 0 | 0 | 0 | 0 | 0 | 0 | 0 | 0 | 0 | 0 | 0 | 0 | 0 | 0 | 0 | 0 | 0 | 0 | 65.9712 | -26.1784 | -0.55513 | 0 | 0 | 0 | 0 | 0
0.666666666666667187September | Resource 1 | Sublap 1 | 16:00 | 1 | 87 | September | 18000 | 0 | 0 | 0 | 0 | 0 | 0 | 0 | 0 | 0 | 0 | 0 | 0 | 0 | 0 | 0 | 0 | 3.8807 | -1.5399 | -0.032655 | 0 | 0 | 0 | 0 | 0 | 0 | 0 | 0 | 0 | 0 | 0 | 0 | 0 | 0 | 0 | 0 | 0 | 0 | 0 | 0 | 0 | 69.8518 | -27.7183 | -0.58779 | 0 | 0 | 0 | 0 | 0
0.666666666666667187October | Resource 1 | Sublap 1 | 16:00 | 1 | 87 | October | 19000 | 0 | 0 | 0 | 0 | 0 | 0 | 0 | 0 | 0 | 0 | 0 | 0 | 0 | 0 | 0 | 0 | 3.8807 | -1.5399 | -0.032655 | 0 | 0 | 0 | 0 | 0 | 0 | 0 | 0 | 0 | 0 | 0 | 0 | 0 | 0 | 0 | 0 | 0 | 0 | 0 | 0 | 0 | 73.7325 | -29.2582 | -0.62044 | 0 | 0 | 0 | 0 | 0
0.666666666666667187November | Resource 1 | Sublap 1 | 16:00 | 1 | 87 | November | 20000 | 0 | 0 | 0 | 0 | 0 | 0 | 0 | 0 | 0 | 0 | 0 | 0 | 0 | 0 | 0 | 0 | 3.8807 | -1.5399 | -0.032655 | 0 | 0 | 0 | 0 | 0 | 0 | 0 | 0 | 0 | 0 | 0 | 0 | 0 | 0 | 0 | 0 | 0 | 0 | 0 | 0 | 0 | 77.6131 | -30.7981 | -0.6531 | 0 | 0 | 0 | 0 | 0
0.666666666666667187December | Resource 1 | Sublap 1 | 16:00 | 1 | 87 | December | 21000 | 0 | 0 | 0 | 0 | 0 | 0 | 0 | 0 | 0 | 0 | 0 | 0 | 0 | 0 | 0 | 0 | 3.8807 | -1.5399 | -0.032655 | 0 | 0 | 0 | 0 | 0 | 0 | 0 | 0 | 0 | 0 | 0 | 0 | 0 | 0 | 0 | 0 | 0 | 0 | 0 | 0 | 0 | 81.4938 | -32.338 | -0.68575 | 0 | 0 | 0 | 0 | 0
0.666666666666667188January | Resource 1 | Sublap 1 | 16:00 | 1 | 88 | January | 10000 | 0 | 0 | 0 | 0 | 0 | 0 | 0 | 0 | 0 | 0 | 0 | 0 | 0 | 0 | 0 | 0 | 4.4407 | -1.6935 | -0.035896 | 0 | 0 | 0 | 0 | 0 | 0 | 0 | 0 | 0 | 0 | 0 | 0 | 0 | 0 | 0 | 0 | 0 | 0 | 0 | 0 | 0 | 44.4075 | -16.9347 | -0.35896 | 0 | 0 | 0 | 0 | 0
0.666666666666667188February | Resource 1 | Sublap 1 | 16:00 | 1 | 88 | February | 11000 | 0 | 0 | 0 | 0 | 0 | 0 | 0 | 0 | 0 | 0 | 0 | 0 | 0 | 0 | 0 | 0 | 4.4407 | -1.6935 | -0.035896 | 0 | 0 | 0 | 0 | 0 | 0 | 0 | 0 | 0 | 0 | 0 | 0 | 0 | 0 | 0 | 0 | 0 | 0 | 0 | 0 | 0 | 48.8482 | -18.6282 | -0.39485 | 0 | 0 | 0 | 0 | 0
0.666666666666667188March | Resource 1 | Sublap 1 | 16:00 | 1 | 88 | March | 12000 | 0 | 0 | 0 | 0 | 0 | 0 | 0 | 0 | 0 | 0 | 0 | 0 | 0 | 0 | 0 | 0 | 4.4407 | -1.6935 | -0.035896 | 0 | 0 | 0 | 0 | 0 | 0 | 0 | 0 | 0 | 0 | 0 | 0 | 0 | 0 | 0 | 0 | 0 | 0 | 0 | 0 | 0 | 53.2889 | -20.3217 | -0.43075 | 0 | 0 | 0 | 0 | 0
0.666666666666667188April | Resource 1 | Sublap 1 | 16:00 | 1 | 88 | April | 13000 | 0 | 0 | 0 | 0 | 0 | 0 | 0 | 0 | 0 | 0 | 0 | 0 | 0 | 0 | 0 | 0 | 4.4407 | -1.6935 | -0.035896 | 0 | 0 | 0 | 0 | 0 | 0 | 0 | 0 | 0 | 0 | 0 | 0 | 0 | 0 | 0 | 0 | 0 | 0 | 0 | 0 | 0 | 57.7297 | -22.0151 | -0.46664 | 0 | 0 | 0 | 0 | 0
0.666666666666667188May | Resource 1 | Sublap 1 | 16:00 | 1 | 88 | May | 14000 | 0 | 0 | 0 | 0 | 0 | 0 | 0 | 0 | 0 | 0 | 0 | 0 | 0 | 0 | 0 | 0 | 4.4407 | -1.6935 | -0.035896 | 0 | 0 | 0 | 0 | 0 | 0 | 0 | 0 | 0 | 0 | 0 | 0 | 0 | 0 | 0 | 0 | 0 | 0 | 0 | 0 | 0 | 62.1704 | -23.7086 | -0.50254 | 0 | 0 | 0 | 0 | 0
0.666666666666667188June | Resource 1 | Sublap 1 | 16:00 | 1 | 88 | June | 15000 | 0 | 0 | 0 | 0 | 0 | 0 | 0 | 0 | 0 | 0 | 0 | 0 | 0 | 0 | 0 | 0 | 4.4407 | -1.6935 | -0.035896 | 0 | 0 | 0 | 0 | 0 | 0 | 0 | 0 | 0 | 0 | 0 | 0 | 0 | 0 | 0 | 0 | 0 | 0 | 0 | 0 | 0 | 66.6112 | -25.4021 | -0.53844 | 0 | 0 | 0 | 0 | 0
0.666666666666667188July | Resource 1 | Sublap 1 | 16:00 | 1 | 88 | July | 16000 | 0 | 0 | 0 | 0 | 0 | 0 | 0 | 0 | 0 | 0 | 0 | 0 | 0 | 0 | 0 | 0 | 4.4407 | -1.6935 | -0.035896 | 0 | 0 | 0 | 0 | 0 | 0 | 0 | 0 | 0 | 0 | 0 | 0 | 0 | 0 | 0 | 0 | 0 | 0 | 0 | 0 | 0 | 71.0519 | -27.0955 | -0.57433 | 0 | 0 | 0 | 0 | 0
0.666666666666667188August | Resource 1 | Sublap 1 | 16:00 | 1 | 88 | August | 17000 | 0 | 0 | 0 | 0 | 0 | 0 | 0 | 0 | 0 | 0 | 0 | 0 | 0 | 0 | 0 | 0 | 4.4407 | -1.6935 | -0.035896 | 0 | 0 | 0 | 0 | 0 | 0 | 0 | 0 | 0 | 0 | 0 | 0 | 0 | 0 | 0 | 0 | 0 | 0 | 0 | 0 | 0 | 75.4927 | -28.789 | -0.61023 | 0 | 0 | 0 | 0 | 0
0.666666666666667188September | Resource 1 | Sublap 1 | 16:00 | 1 | 88 | September | 18000 | 0 | 0 | 0 | 0 | 0 | 0 | 0 | 0 | 0 | 0 | 0 | 0 | 0 | 0 | 0 | 0 | 4.4407 | -1.6935 | -0.035896 | 0 | 0 | 0 | 0 | 0 | 0 | 0 | 0 | 0 | 0 | 0 | 0 | 0 | 0 | 0 | 0 | 0 | 0 | 0 | 0 | 0 | 79.9334 | -30.4825 | -0.64612 | 0 | 0 | 0 | 0 | 0
0.666666666666667188October | Resource 1 | Sublap 1 | 16:00 | 1 | 88 | October | 19000 | 0 | 0 | 0 | 0 | 0 | 0 | 0 | 0 | 0 | 0 | 0 | 0 | 0 | 0 | 0 | 0 | 4.4407 | -1.6935 | -0.035896 | 0 | 0 | 0 | 0 | 0 | 0 | 0 | 0 | 0 | 0 | 0 | 0 | 0 | 0 | 0 | 0 | 0 | 0 | 0 | 0 | 0 | 84.3742 | -32.176 | -0.68202 | 0 | 0 | 0 | 0 | 0
0.666666666666667188November | Resource 1 | Sublap 1 | 16:00 | 1 | 88 | November | 20000 | 0 | 0 | 0 | 0 | 0 | 0 | 0 | 0 | 0 | 0 | 0 | 0 | 0 | 0 | 0 | 0 | 4.4407 | -1.6935 | -0.035896 | 0 | 0 | 0 | 0 | 0 | 0 | 0 | 0 | 0 | 0 | 0 | 0 | 0 | 0 | 0 | 0 | 0 | 0 | 0 | 0 | 0 | 88.8149 | -33.8694 | -0.71791 | 0 | 0 | 0 | 0 | 0
0.666666666666667188December | Resource 1 | Sublap 1 | 16:00 | 1 | 88 | December | 21000 | 0 | 0 | 0 | 0 | 0 | 0 | 0 | 0 | 0 | 0 | 0 | 0 | 0 | 0 | 0 | 0 | 4.4407 | -1.6935 | -0.035896 | 0 | 0 | 0 | 0 | 0 | 0 | 0 | 0 | 0 | 0 | 0 | 0 | 0 | 0 | 0 | 0 | 0 | 0 | 0 | 0 | 0 | 93.2557 | -35.5629 | -0.75381 | 0 | 0 | 0 | 0 | 0
0.666666666666667189January | Resource 1 | Sublap 1 | 16:00 | 1 | 89 | January | 10000 | 0 | 0 | 0 | 0 | 0 | 0 | 0 | 0 | 0 | 0 | 0 | 0 | 0 | 0 | 0 | 0 | 4.4058 | -1.6478 | -0.034932 | 0 | 0 | 0 | 0 | 0 | 0 | 0 | 0 | 0 | 0 | 0 | 0 | 0 | 0 | 0 | 0 | 0 | 0 | 0 | 0 | 0 | 44.058 | -16.4782 | -0.34932 | 0 | 0 | 0 | 0 | 0
0.666666666666667189February | Resource 1 | Sublap 1 | 16:00 | 1 | 89 | February | 11000 | 0 | 0 | 0 | 0 | 0 | 0 | 0 | 0 | 0 | 0 | 0 | 0 | 0 | 0 | 0 | 0 | 4.4058 | -1.6478 | -0.034932 | 0 | 0 | 0 | 0 | 0 | 0 | 0 | 0 | 0 | 0 | 0 | 0 | 0 | 0 | 0 | 0 | 0 | 0 | 0 | 0 | 0 | 48.4638 | -18.126 | -0.38426 | 0 | 0 | 0 | 0 | 0
0.666666666666667189March | Resource 1 | Sublap 1 | 16:00 | 1 | 89 | March | 12000 | 0 | 0 | 0 | 0 | 0 | 0 | 0 | 0 | 0 | 0 | 0 | 0 | 0 | 0 | 0 | 0 | 4.4058 | -1.6478 | -0.034932 | 0 | 0 | 0 | 0 | 0 | 0 | 0 | 0 | 0 | 0 | 0 | 0 | 0 | 0 | 0 | 0 | 0 | 0 | 0 | 0 | 0 | 52.8696 | -19.7738 | -0.41919 | 0 | 0 | 0 | 0 | 0
0.666666666666667189April | Resource 1 | Sublap 1 | 16:00 | 1 | 89 | April | 13000 | 0 | 0 | 0 | 0 | 0 | 0 | 0 | 0 | 0 | 0 | 0 | 0 | 0 | 0 | 0 | 0 | 4.4058 | -1.6478 | -0.034932 | 0 | 0 | 0 | 0 | 0 | 0 | 0 | 0 | 0 | 0 | 0 | 0 | 0 | 0 | 0 | 0 | 0 | 0 | 0 | 0 | 0 | 57.2754 | -21.4217 | -0.45412 | 0 | 0 | 0 | 0 | 0
0.666666666666667189May | Resource 1 | Sublap 1 | 16:00 | 1 | 89 | May | 14000 | 0 | 0 | 0 | 0 | 0 | 0 | 0 | 0 | 0 | 0 | 0 | 0 | 0 | 0 | 0 | 0 | 4.4058 | -1.6478 | -0.034932 | 0 | 0 | 0 | 0 | 0 | 0 | 0 | 0 | 0 | 0 | 0 | 0 | 0 | 0 | 0 | 0 | 0 | 0 | 0 | 0 | 0 | 61.6812 | -23.0695 | -0.48905 | 0 | 0 | 0 | 0 | 0
0.666666666666667189June | Resource 1 | Sublap 1 | 16:00 | 1 | 89 | June | 15000 | 0 | 0 | 0 | 0 | 0 | 0 | 0 | 0 | 0 | 0 | 0 | 0 | 0 | 0 | 0 | 0 | 4.4058 | -1.6478 | -0.034932 | 0 | 0 | 0 | 0 | 0 | 0 | 0 | 0 | 0 | 0 | 0 | 0 | 0 | 0 | 0 | 0 | 0 | 0 | 0 | 0 | 0 | 66.087 | -24.7173 | -0.52398 | 0 | 0 | 0 | 0 | 0
0.666666666666667189July | Resource 1 | Sublap 1 | 16:00 | 1 | 89 | July | 16000 | 0 | 0 | 0 | 0 | 0 | 0 | 0 | 0 | 0 | 0 | 0 | 0 | 0 | 0 | 0 | 0 | 4.4058 | -1.6478 | -0.034932 | 0 | 0 | 0 | 0 | 0 | 0 | 0 | 0 | 0 | 0 | 0 | 0 | 0 | 0 | 0 | 0 | 0 | 0 | 0 | 0 | 0 | 70.4928 | -26.3651 | -0.55892 | 0 | 0 | 0 | 0 | 0
0.666666666666667189August | Resource 1 | Sublap 1 | 16:00 | 1 | 89 | August | 17000 | 0 | 0 | 0 | 0 | 0 | 0 | 0 | 0 | 0 | 0 | 0 | 0 | 0 | 0 | 0 | 0 | 4.4058 | -1.6478 | -0.034932 | 0 | 0 | 0 | 0 | 0 | 0 | 0 | 0 | 0 | 0 | 0 | 0 | 0 | 0 | 0 | 0 | 0 | 0 | 0 | 0 | 0 | 74.8986 | -28.013 | -0.59385 | 0 | 0 | 0 | 0 | 0
0.666666666666667189September | Resource 1 | Sublap 1 | 16:00 | 1 | 89 | September | 18000 | 0 | 0 | 0 | 0 | 0 | 0 | 0 | 0 | 0 | 0 | 0 | 0 | 0 | 0 | 0 | 0 | 4.4058 | -1.6478 | -0.034932 | 0 | 0 | 0 | 0 | 0 | 0 | 0 | 0 | 0 | 0 | 0 | 0 | 0 | 0 | 0 | 0 | 0 | 0 | 0 | 0 | 0 | 79.3044 | -29.6608 | -0.62878 | 0 | 0 | 0 | 0 | 0
0.666666666666667189October | Resource 1 | Sublap 1 | 16:00 | 1 | 89 | October | 19000 | 0 | 0 | 0 | 0 | 0 | 0 | 0 | 0 | 0 | 0 | 0 | 0 | 0 | 0 | 0 | 0 | 4.4058 | -1.6478 | -0.034932 | 0 | 0 | 0 | 0 | 0 | 0 | 0 | 0 | 0 | 0 | 0 | 0 | 0 | 0 | 0 | 0 | 0 | 0 | 0 | 0 | 0 | 83.7102 | -31.3086 | -0.66371 | 0 | 0 | 0 | 0 | 0
0.666666666666667189November | Resource 1 | Sublap 1 | 16:00 | 1 | 89 | November | 20000 | 0 | 0 | 0 | 0 | 0 | 0 | 0 | 0 | 0 | 0 | 0 | 0 | 0 | 0 | 0 | 0 | 4.4058 | -1.6478 | -0.034932 | 0 | 0 | 0 | 0 | 0 | 0 | 0 | 0 | 0 | 0 | 0 | 0 | 0 | 0 | 0 | 0 | 0 | 0 | 0 | 0 | 0 | 88.116 | -32.9564 | -0.69865 | 0 | 0 | 0 | 0 | 0
0.666666666666667189December | Resource 1 | Sublap 1 | 16:00 | 1 | 89 | December | 21000 | 0 | 0 | 0 | 0 | 0 | 0 | 0 | 0 | 0 | 0 | 0 | 0 | 0 | 0 | 0 | 0 | 4.4058 | -1.6478 | -0.034932 | 0 | 0 | 0 | 0 | 0 | 0 | 0 | 0 | 0 | 0 | 0 | 0 | 0 | 0 | 0 | 0 | 0 | 0 | 0 | 0 | 0 | 92.5218 | -34.6042 | -0.73358 | 0 | 0 | 0 | 0 | 0
0.666666666666667190January | Resource 1 | Sublap 1 | 16:00 | 1 | 90 | January | 10000 | 0 | 0 | 0 | 0 | 0 | 0 | 0 | 0 | 0 | 0 | 0 | 0 | 0 | 0 | 0 | 0 | 5.0156 | -1.8638 | -0.039491 | 0 | 0 | 0 | 0 | 0 | 0 | 0 | 0 | 0 | 0 | 0 | 0 | 0 | 0 | 0 | 0 | 0 | 0 | 0 | 0 | 0 | 50.1561 | -18.6382 | -0.39491 | 0 | 0 | 0 | 0 | 0
0.666666666666667190February | Resource 1 | Sublap 1 | 16:00 | 1 | 90 | February | 11000 | 0 | 0 | 0 | 0 | 0 | 0 | 0 | 0 | 0 | 0 | 0 | 0 | 0 | 0 | 0 | 0 | 5.0156 | -1.8638 | -0.039491 | 0 | 0 | 0 | 0 | 0 | 0 | 0 | 0 | 0 | 0 | 0 | 0 | 0 | 0 | 0 | 0 | 0 | 0 | 0 | 0 | 0 | 55.1718 | -20.502 | -0.4344 | 0 | 0 | 0 | 0 | 0
0.666666666666667190March | Resource 1 | Sublap 1 | 16:00 | 1 | 90 | March | 12000 | 0 | 0 | 0 | 0 | 0 | 0 | 0 | 0 | 0 | 0 | 0 | 0 | 0 | 0 | 0 | 0 | 5.0156 | -1.8638 | -0.039491 | 0 | 0 | 0 | 0 | 0 | 0 | 0 | 0 | 0 | 0 | 0 | 0 | 0 | 0 | 0 | 0 | 0 | 0 | 0 | 0 | 0 | 60.1874 | -22.3658 | -0.47389 | 0 | 0 | 0 | 0 | 0
0.666666666666667190April | Resource 1 | Sublap 1 | 16:00 | 1 | 90 | April | 13000 | 0 | 0 | 0 | 0 | 0 | 0 | 0 | 0 | 0 | 0 | 0 | 0 | 0 | 0 | 0 | 0 | 5.0156 | -1.8638 | -0.039491 | 0 | 0 | 0 | 0 | 0 | 0 | 0 | 0 | 0 | 0 | 0 | 0 | 0 | 0 | 0 | 0 | 0 | 0 | 0 | 0 | 0 | 65.203 | -24.2296 | -0.51338 | 0 | 0 | 0 | 0 | 0
0.666666666666667190May | Resource 1 | Sublap 1 | 16:00 | 1 | 90 | May | 14000 | 0 | 0 | 0 | 0 | 0 | 0 | 0 | 0 | 0 | 0 | 0 | 0 | 0 | 0 | 0 | 0 | 5.0156 | -1.8638 | -0.039491 | 0 | 0 | 0 | 0 | 0 | 0 | 0 | 0 | 0 | 0 | 0 | 0 | 0 | 0 | 0 | 0 | 0 | 0 | 0 | 0 | 0 | 70.2186 | -26.0935 | -0.55287 | 0 | 0 | 0 | 0 | 0
0.666666666666667190June | Resource 1 | Sublap 1 | 16:00 | 1 | 90 | June | 15000 | 0 | 0 | 0 | 0 | 0 | 0 | 0 | 0 | 0 | 0 | 0 | 0 | 0 | 0 | 0 | 0 | 5.0156 | -1.8638 | -0.039491 | 0 | 0 | 0 | 0 | 0 | 0 | 0 | 0 | 0 | 0 | 0 | 0 | 0 | 0 | 0 | 0 | 0 | 0 | 0 | 0 | 0 | 75.2342 | -27.9573 | -0.59236 | 0 | 0 | 0 | 0 | 0
0.666666666666667190July | Resource 1 | Sublap 1 | 16:00 | 1 | 90 | July | 16000 | 0 | 0 | 0 | 0 | 0 | 0 | 0 | 0 | 0 | 0 | 0 | 0 | 0 | 0 | 0 | 0 | 5.0156 | -1.8638 | -0.039491 | 0 | 0 | 0 | 0 | 0 | 0 | 0 | 0 | 0 | 0 | 0 | 0 | 0 | 0 | 0 | 0 | 0 | 0 | 0 | 0 | 0 | 80.2498 | -29.8211 | -0.63185 | 0 | 0 | 0 | 0 | 0
0.666666666666667190August | Resource 1 | Sublap 1 | 16:00 | 1 | 90 | August | 17000 | 0 | 0 | 0 | 0 | 0 | 0 | 0 | 0 | 0 | 0 | 0 | 0 | 0 | 0 | 0 | 0 | 5.0156 | -1.8638 | -0.039491 | 0 | 0 | 0 | 0 | 0 | 0 | 0 | 0 | 0 | 0 | 0 | 0 | 0 | 0 | 0 | 0 | 0 | 0 | 0 | 0 | 0 | 85.2654 | -31.6849 | -0.67134 | 0 | 0 | 0 | 0 | 0
0.666666666666667190September | Resource 1 | Sublap 1 | 16:00 | 1 | 90 | September | 18000 | 0 | 0 | 0 | 0 | 0 | 0 | 0 | 0 | 0 | 0 | 0 | 0 | 0 | 0 | 0 | 0 | 5.0156 | -1.8638 | -0.039491 | 0 | 0 | 0 | 0 | 0 | 0 | 0 | 0 | 0 | 0 | 0 | 0 | 0 | 0 | 0 | 0 | 0 | 0 | 0 | 0 | 0 | 90.281 | -33.5487 | -0.71083 | 0 | 0 | 0 | 0 | 0
0.666666666666667190October | Resource 1 | Sublap 1 | 16:00 | 1 | 90 | October | 19000 | 0 | 0 | 0 | 0 | 0 | 0 | 0 | 0 | 0 | 0 | 0 | 0 | 0 | 0 | 0 | 0 | 5.0156 | -1.8638 | -0.039491 | 0 | 0 | 0 | 0 | 0 | 0 | 0 | 0 | 0 | 0 | 0 | 0 | 0 | 0 | 0 | 0 | 0 | 0 | 0 | 0 | 0 | 95.2967 | -35.4126 | -0.75033 | 0 | 0 | 0 | 0 | 0
0.666666666666667190November | Resource 1 | Sublap 1 | 16:00 | 1 | 90 | November | 20000 | 0 | 0 | 0 | 0 | 0 | 0 | 0 | 0 | 0 | 0 | 0 | 0 | 0 | 0 | 0 | 0 | 5.0156 | -1.8638 | -0.039491 | 0 | 0 | 0 | 0 | 0 | 0 | 0 | 0 | 0 | 0 | 0 | 0 | 0 | 0 | 0 | 0 | 0 | 0 | 0 | 0 | 0 | 100.3123 | -37.2764 | -0.78982 | 0 | 0 | 0 | 0 | 0
0.666666666666667190December | Resource 1 | Sublap 1 | 16:00 | 1 | 90 | December | 21000 | 0 | 0 | 0 | 0 | 0 | 0 | 0 | 0 | 0 | 0 | 0 | 0 | 0 | 0 | 0 | 0 | 5.0156 | -1.8638 | -0.039491 | 0 | 0 | 0 | 0 | 0 | 0 | 0 | 0 | 0 | 0 | 0 | 0 | 0 | 0 | 0 | 0 | 0 | 0 | 0 | 0 | 0 | 105.3279 | -39.1402 | -0.82931 | 0 | 0 | 0 | 0 | 0
0.666666666666667191January | Resource 1 | Sublap 1 | 16:00 | 1 | 91 | January | 10000 | 0 | 0 | 0 | 0 | 0 | 0 | 0 | 0 | 0 | 0 | 0 | 0 | 0 | 0 | 0 | 0 | 6.0407 | -2.1004 | -0.044483 | 0 | 0 | 0 | 0 | 0 | 0 | 0 | 0 | 0 | 0 | 0 | 0 | 0 | 0 | 0 | 0 | 0 | 0 | 0 | 0 | 0 | 60.4073 | -21.0037 | -0.44483 | 0 | 0 | 0 | 0 | 0
0.666666666666667191February | Resource 1 | Sublap 1 | 16:00 | 1 | 91 | February | 11000 | 0 | 0 | 0 | 0 | 0 | 0 | 0 | 0 | 0 | 0 | 0 | 0 | 0 | 0 | 0 | 0 | 6.0407 | -2.1004 | -0.044483 | 0 | 0 | 0 | 0 | 0 | 0 | 0 | 0 | 0 | 0 | 0 | 0 | 0 | 0 | 0 | 0 | 0 | 0 | 0 | 0 | 0 | 66.448 | -23.1041 | -0.48931 | 0 | 0 | 0 | 0 | 0
0.666666666666667191March | Resource 1 | Sublap 1 | 16:00 | 1 | 91 | March | 12000 | 0 | 0 | 0 | 0 | 0 | 0 | 0 | 0 | 0 | 0 | 0 | 0 | 0 | 0 | 0 | 0 | 6.0407 | -2.1004 | -0.044483 | 0 | 0 | 0 | 0 | 0 | 0 | 0 | 0 | 0 | 0 | 0 | 0 | 0 | 0 | 0 | 0 | 0 | 0 | 0 | 0 | 0 | 72.4888 | -25.2045 | -0.5338 | 0 | 0 | 0 | 0 | 0
0.666666666666667191April | Resource 1 | Sublap 1 | 16:00 | 1 | 91 | April | 13000 | 0 | 0 | 0 | 0 | 0 | 0 | 0 | 0 | 0 | 0 | 0 | 0 | 0 | 0 | 0 | 0 | 6.0407 | -2.1004 | -0.044483 | 0 | 0 | 0 | 0 | 0 | 0 | 0 | 0 | 0 | 0 | 0 | 0 | 0 | 0 | 0 | 0 | 0 | 0 | 0 | 0 | 0 | 78.5295 | -27.3048 | -0.57828 | 0 | 0 | 0 | 0 | 0
0.666666666666667191May | Resource 1 | Sublap 1 | 16:00 | 1 | 91 | May | 14000 | 0 | 0 | 0 | 0 | 0 | 0 | 0 | 0 | 0 | 0 | 0 | 0 | 0 | 0 | 0 | 0 | 6.0407 | -2.1004 | -0.044483 | 0 | 0 | 0 | 0 | 0 | 0 | 0 | 0 | 0 | 0 | 0 | 0 | 0 | 0 | 0 | 0 | 0 | 0 | 0 | 0 | 0 | 84.5702 | -29.4052 | -0.62276 | 0 | 0 | 0 | 0 | 0
0.666666666666667191June | Resource 1 | Sublap 1 | 16:00 | 1 | 91 | June | 15000 | 0 | 0 | 0 | 0 | 0 | 0 | 0 | 0 | 0 | 0 | 0 | 0 | 0 | 0 | 0 | 0 | 6.0407 | -2.1004 | -0.044483 | 0 | 0 | 0 | 0 | 0 | 0 | 0 | 0 | 0 | 0 | 0 | 0 | 0 | 0 | 0 | 0 | 0 | 0 | 0 | 0 | 0 | 90.611 | -31.5056 | -0.66725 | 0 | 0 | 0 | 0 | 0
0.666666666666667191July | Resource 1 | Sublap 1 | 16:00 | 1 | 91 | July | 16000 | 0 | 0 | 0 | 0 | 0 | 0 | 0 | 0 | 0 | 0 | 0 | 0 | 0 | 0 | 0 | 0 | 6.0407 | -2.1004 | -0.044483 | 0 | 0 | 0 | 0 | 0 | 0 | 0 | 0 | 0 | 0 | 0 | 0 | 0 | 0 | 0 | 0 | 0 | 0 | 0 | 0 | 0 | 96.6517 | -33.606 | -0.71173 | 0 | 0 | 0 | 0 | 0
0.666666666666667191August | Resource 1 | Sublap 1 | 16:00 | 1 | 91 | August | 17000 | 0 | 0 | 0 | 0 | 0 | 0 | 0 | 0 | 0 | 0 | 0 | 0 | 0 | 0 | 0 | 0 | 6.0407 | -2.1004 | -0.044483 | 0 | 0 | 0 | 0 | 0 | 0 | 0 | 0 | 0 | 0 | 0 | 0 | 0 | 0 | 0 | 0 | 0 | 0 | 0 | 0 | 0 | 102.6924 | -35.7063 | -0.75621 | 0 | 0 | 0 | 0 | 0
0.666666666666667191September | Resource 1 | Sublap 1 | 16:00 | 1 | 91 | September | 18000 | 0 | 0 | 0 | 0 | 0 | 0 | 0 | 0 | 0 | 0 | 0 | 0 | 0 | 0 | 0 | 0 | 6.0407 | -2.1004 | -0.044483 | 0 | 0 | 0 | 0 | 0 | 0 | 0 | 0 | 0 | 0 | 0 | 0 | 0 | 0 | 0 | 0 | 0 | 0 | 0 | 0 | 0 | 108.7332 | -37.8067 | -0.8007 | 0 | 0 | 0 | 0 | 0
0.666666666666667191October | Resource 1 | Sublap 1 | 16:00 | 1 | 91 | October | 19000 | 0 | 0 | 0 | 0 | 0 | 0 | 0 | 0 | 0 | 0 | 0 | 0 | 0 | 0 | 0 | 0 | 6.0407 | -2.1004 | -0.044483 | 0 | 0 | 0 | 0 | 0 | 0 | 0 | 0 | 0 | 0 | 0 | 0 | 0 | 0 | 0 | 0 | 0 | 0 | 0 | 0 | 0 | 114.7739 | -39.9071 | -0.84518 | 0 | 0 | 0 | 0 | 0
0.666666666666667191November | Resource 1 | Sublap 1 | 16:00 | 1 | 91 | November | 20000 | 0 | 0 | 0 | 0 | 0 | 0 | 0 | 0 | 0 | 0 | 0 | 0 | 0 | 0 | 0 | 0 | 6.0407 | -2.1004 | -0.044483 | 0 | 0 | 0 | 0 | 0 | 0 | 0 | 0 | 0 | 0 | 0 | 0 | 0 | 0 | 0 | 0 | 0 | 0 | 0 | 0 | 0 | 120.8146 | -42.0075 | -0.88966 | 0 | 0 | 0 | 0 | 0
0.666666666666667191December | Resource 1 | Sublap 1 | 16:00 | 1 | 91 | December | 21000 | 0 | 0 | 0 | 0 | 0 | 0 | 0 | 0 | 0 | 0 | 0 | 0 | 0 | 0 | 0 | 0 | 6.0407 | -2.1004 | -0.044483 | 0 | 0 | 0 | 0 | 0 | 0 | 0 | 0 | 0 | 0 | 0 | 0 | 0 | 0 | 0 | 0 | 0 | 0 | 0 | 0 | 0 | 126.8554 | -44.1078 | -0.93415 | 0 | 0 | 0 | 0 | 0
0.666666666666667192January | Resource 1 | Sublap 1 | 16:00 | 1 | 92 | January | 10000 | 0 | 0 | 0 | 0 | 0 | 0 | 0 | 0 | 0 | 0 | 0 | 0 | 0 | 0 | 0 | 0 | 6.4494 | -2.1593 | -0.045727 | 0 | 0 | 0 | 0 | 0 | 0 | 0 | 0 | 0 | 0 | 0 | 0 | 0 | 0 | 0 | 0 | 0 | 0 | 0 | 0 | 0 | 64.4936 | -21.5933 | -0.45727 | 0 | 0 | 0 | 0 | 0
0.666666666666667192February | Resource 1 | Sublap 1 | 16:00 | 1 | 92 | February | 11000 | 0 | 0 | 0 | 0 | 0 | 0 | 0 | 0 | 0 | 0 | 0 | 0 | 0 | 0 | 0 | 0 | 6.4494 | -2.1593 | -0.045727 | 0 | 0 | 0 | 0 | 0 | 0 | 0 | 0 | 0 | 0 | 0 | 0 | 0 | 0 | 0 | 0 | 0 | 0 | 0 | 0 | 0 | 70.943 | -23.7526 | -0.503 | 0 | 0 | 0 | 0 | 0
0.666666666666667192March | Resource 1 | Sublap 1 | 16:00 | 1 | 92 | March | 12000 | 0 | 0 | 0 | 0 | 0 | 0 | 0 | 0 | 0 | 0 | 0 | 0 | 0 | 0 | 0 | 0 | 6.4494 | -2.1593 | -0.045727 | 0 | 0 | 0 | 0 | 0 | 0 | 0 | 0 | 0 | 0 | 0 | 0 | 0 | 0 | 0 | 0 | 0 | 0 | 0 | 0 | 0 | 77.3923 | -25.912 | -0.54873 | 0 | 0 | 0 | 0 | 0
0.666666666666667192April | Resource 1 | Sublap 1 | 16:00 | 1 | 92 | April | 13000 | 0 | 0 | 0 | 0 | 0 | 0 | 0 | 0 | 0 | 0 | 0 | 0 | 0 | 0 | 0 | 0 | 6.4494 | -2.1593 | -0.045727 | 0 | 0 | 0 | 0 | 0 | 0 | 0 | 0 | 0 | 0 | 0 | 0 | 0 | 0 | 0 | 0 | 0 | 0 | 0 | 0 | 0 | 83.8417 | -28.0713 | -0.59446 | 0 | 0 | 0 | 0 | 0
0.666666666666667192May | Resource 1 | Sublap 1 | 16:00 | 1 | 92 | May | 14000 | 0 | 0 | 0 | 0 | 0 | 0 | 0 | 0 | 0 | 0 | 0 | 0 | 0 | 0 | 0 | 0 | 6.4494 | -2.1593 | -0.045727 | 0 | 0 | 0 | 0 | 0 | 0 | 0 | 0 | 0 | 0 | 0 | 0 | 0 | 0 | 0 | 0 | 0 | 0 | 0 | 0 | 0 | 90.291 | -30.2306 | -0.64018 | 0 | 0 | 0 | 0 | 0
0.666666666666667192June | Resource 1 | Sublap 1 | 16:00 | 1 | 92 | June | 15000 | 0 | 0 | 0 | 0 | 0 | 0 | 0 | 0 | 0 | 0 | 0 | 0 | 0 | 0 | 0 | 0 | 6.4494 | -2.1593 | -0.045727 | 0 | 0 | 0 | 0 | 0 | 0 | 0 | 0 | 0 | 0 | 0 | 0 | 0 | 0 | 0 | 0 | 0 | 0 | 0 | 0 | 0 | 96.7404 | -32.3899 | -0.68591 | 0 | 0 | 0 | 0 | 0
0.666666666666667192July | Resource 1 | Sublap 1 | 16:00 | 1 | 92 | July | 16000 | 0 | 0 | 0 | 0 | 0 | 0 | 0 | 0 | 0 | 0 | 0 | 0 | 0 | 0 | 0 | 0 | 6.4494 | -2.1593 | -0.045727 | 0 | 0 | 0 | 0 | 0 | 0 | 0 | 0 | 0 | 0 | 0 | 0 | 0 | 0 | 0 | 0 | 0 | 0 | 0 | 0 | 0 | 103.1898 | -34.5493 | -0.73164 | 0 | 0 | 0 | 0 | 0
0.666666666666667192August | Resource 1 | Sublap 1 | 16:00 | 1 | 92 | August | 17000 | 0 | 0 | 0 | 0 | 0 | 0 | 0 | 0 | 0 | 0 | 0 | 0 | 0 | 0 | 0 | 0 | 6.4494 | -2.1593 | -0.045727 | 0 | 0 | 0 | 0 | 0 | 0 | 0 | 0 | 0 | 0 | 0 | 0 | 0 | 0 | 0 | 0 | 0 | 0 | 0 | 0 | 0 | 109.6391 | -36.7086 | -0.77736 | 0 | 0 | 0 | 0 | 0
0.666666666666667192September | Resource 1 | Sublap 1 | 16:00 | 1 | 92 | September | 18000 | 0 | 0 | 0 | 0 | 0 | 0 | 0 | 0 | 0 | 0 | 0 | 0 | 0 | 0 | 0 | 0 | 6.4494 | -2.1593 | -0.045727 | 0 | 0 | 0 | 0 | 0 | 0 | 0 | 0 | 0 | 0 | 0 | 0 | 0 | 0 | 0 | 0 | 0 | 0 | 0 | 0 | 0 | 116.0885 | -38.8679 | -0.82309 | 0 | 0 | 0 | 0 | 0
0.666666666666667192October | Resource 1 | Sublap 1 | 16:00 | 1 | 92 | October | 19000 | 0 | 0 | 0 | 0 | 0 | 0 | 0 | 0 | 0 | 0 | 0 | 0 | 0 | 0 | 0 | 0 | 6.4494 | -2.1593 | -0.045727 | 0 | 0 | 0 | 0 | 0 | 0 | 0 | 0 | 0 | 0 | 0 | 0 | 0 | 0 | 0 | 0 | 0 | 0 | 0 | 0 | 0 | 122.5379 | -41.0272 | -0.86882 | 0 | 0 | 0 | 0 | 0
0.666666666666667192November | Resource 1 | Sublap 1 | 16:00 | 1 | 92 | November | 20000 | 0 | 0 | 0 | 0 | 0 | 0 | 0 | 0 | 0 | 0 | 0 | 0 | 0 | 0 | 0 | 0 | 6.4494 | -2.1593 | -0.045727 | 0 | 0 | 0 | 0 | 0 | 0 | 0 | 0 | 0 | 0 | 0 | 0 | 0 | 0 | 0 | 0 | 0 | 0 | 0 | 0 | 0 | 128.9872 | -43.1866 | -0.91455 | 0 | 0 | 0 | 0 | 0
0.666666666666667192December | Resource 1 | Sublap 1 | 16:00 | 1 | 92 | December | 21000 | 0 | 0 | 0 | 0 | 0 | 0 | 0 | 0 | 0 | 0 | 0 | 0 | 0 | 0 | 0 | 0 | 6.4494 | -2.1593 | -0.045727 | 0 | 0 | 0 | 0 | 0 | 0 | 0 | 0 | 0 | 0 | 0 | 0 | 0 | 0 | 0 | 0 | 0 | 0 | 0 | 0 | 0 | 135.4366 | -45.3459 | -0.96027 | 0 | 0 | 0 | 0 | 0
0.666666666666667193January | Resource 1 | Sublap 1 | 16:00 | 1 | 93 | January | 10000 | 0 | 0 | 0 | 0 | 0 | 0 | 0 | 0 | 0 | 0 | 0 | 0 | 0 | 0 | 0 | 0 | 6.8498 | -2.313 | -0.04897 | 0 | 0 | 0 | 0 | 0 | 0 | 0 | 0 | 0 | 0 | 0 | 0 | 0 | 0 | 0 | 0 | 0 | 0 | 0 | 0 | 0 | 68.498 | -23.1298 | -0.4897 | 0 | 0 | 0 | 0 | 0
0.666666666666667193February | Resource 1 | Sublap 1 | 16:00 | 1 | 93 | February | 11000 | 0 | 0 | 0 | 0 | 0 | 0 | 0 | 0 | 0 | 0 | 0 | 0 | 0 | 0 | 0 | 0 | 6.8498 | -2.313 | -0.04897 | 0 | 0 | 0 | 0 | 0 | 0 | 0 | 0 | 0 | 0 | 0 | 0 | 0 | 0 | 0 | 0 | 0 | 0 | 0 | 0 | 0 | 75.3478 | -25.4428 | -0.53867 | 0 | 0 | 0 | 0 | 0
0.666666666666667193March | Resource 1 | Sublap 1 | 16:00 | 1 | 93 | March | 12000 | 0 | 0 | 0 | 0 | 0 | 0 | 0 | 0 | 0 | 0 | 0 | 0 | 0 | 0 | 0 | 0 | 6.8498 | -2.313 | -0.04897 | 0 | 0 | 0 | 0 | 0 | 0 | 0 | 0 | 0 | 0 | 0 | 0 | 0 | 0 | 0 | 0 | 0 | 0 | 0 | 0 | 0 | 82.1976 | -27.7557 | -0.58764 | 0 | 0 | 0 | 0 | 0
0.666666666666667193April | Resource 1 | Sublap 1 | 16:00 | 1 | 93 | April | 13000 | 0 | 0 | 0 | 0 | 0 | 0 | 0 | 0 | 0 | 0 | 0 | 0 | 0 | 0 | 0 | 0 | 6.8498 | -2.313 | -0.04897 | 0 | 0 | 0 | 0 | 0 | 0 | 0 | 0 | 0 | 0 | 0 | 0 | 0 | 0 | 0 | 0 | 0 | 0 | 0 | 0 | 0 | 89.0473 | -30.0687 | -0.63661 | 0 | 0 | 0 | 0 | 0
0.666666666666667193May | Resource 1 | Sublap 1 | 16:00 | 1 | 93 | May | 14000 | 0 | 0 | 0 | 0 | 0 | 0 | 0 | 0 | 0 | 0 | 0 | 0 | 0 | 0 | 0 | 0 | 6.8498 | -2.313 | -0.04897 | 0 | 0 | 0 | 0 | 0 | 0 | 0 | 0 | 0 | 0 | 0 | 0 | 0 | 0 | 0 | 0 | 0 | 0 | 0 | 0 | 0 | 95.8971 | -32.3817 | -0.68558 | 0 | 0 | 0 | 0 | 0
0.666666666666667193June | Resource 1 | Sublap 1 | 16:00 | 1 | 93 | June | 15000 | 0 | 0 | 0 | 0 | 0 | 0 | 0 | 0 | 0 | 0 | 0 | 0 | 0 | 0 | 0 | 0 | 6.8498 | -2.313 | -0.04897 | 0 | 0 | 0 | 0 | 0 | 0 | 0 | 0 | 0 | 0 | 0 | 0 | 0 | 0 | 0 | 0 | 0 | 0 | 0 | 0 | 0 | 102.7469 | -34.6947 | -0.73455 | 0 | 0 | 0 | 0 | 0
0.666666666666667193July | Resource 1 | Sublap 1 | 16:00 | 1 | 93 | July | 16000 | 0 | 0 | 0 | 0 | 0 | 0 | 0 | 0 | 0 | 0 | 0 | 0 | 0 | 0 | 0 | 0 | 6.8498 | -2.313 | -0.04897 | 0 | 0 | 0 | 0 | 0 | 0 | 0 | 0 | 0 | 0 | 0 | 0 | 0 | 0 | 0 | 0 | 0 | 0 | 0 | 0 | 0 | 109.5967 | -37.0077 | -0.78352 | 0 | 0 | 0 | 0 | 0
0.666666666666667193August | Resource 1 | Sublap 1 | 16:00 | 1 | 93 | August | 17000 | 0 | 0 | 0 | 0 | 0 | 0 | 0 | 0 | 0 | 0 | 0 | 0 | 0 | 0 | 0 | 0 | 6.8498 | -2.313 | -0.04897 | 0 | 0 | 0 | 0 | 0 | 0 | 0 | 0 | 0 | 0 | 0 | 0 | 0 | 0 | 0 | 0 | 0 | 0 | 0 | 0 | 0 | 116.4465 | -39.3206 | -0.83249 | 0 | 0 | 0 | 0 | 0
0.666666666666667193September | Resource 1 | Sublap 1 | 16:00 | 1 | 93 | September | 18000 | 0 | 0 | 0 | 0 | 0 | 0 | 0 | 0 | 0 | 0 | 0 | 0 | 0 | 0 | 0 | 0 | 6.8498 | -2.313 | -0.04897 | 0 | 0 | 0 | 0 | 0 | 0 | 0 | 0 | 0 | 0 | 0 | 0 | 0 | 0 | 0 | 0 | 0 | 0 | 0 | 0 | 0 | 123.2963 | -41.6336 | -0.88146 | 0 | 0 | 0 | 0 | 0
0.666666666666667193October | Resource 1 | Sublap 1 | 16:00 | 1 | 93 | October | 19000 | 0 | 0 | 0 | 0 | 0 | 0 | 0 | 0 | 0 | 0 | 0 | 0 | 0 | 0 | 0 | 0 | 6.8498 | -2.313 | -0.04897 | 0 | 0 | 0 | 0 | 0 | 0 | 0 | 0 | 0 | 0 | 0 | 0 | 0 | 0 | 0 | 0 | 0 | 0 | 0 | 0 | 0 | 130.1461 | -43.9466 | -0.93043 | 0 | 0 | 0 | 0 | 0
0.666666666666667193November | Resource 1 | Sublap 1 | 16:00 | 1 | 93 | November | 20000 | 0 | 0 | 0 | 0 | 0 | 0 | 0 | 0 | 0 | 0 | 0 | 0 | 0 | 0 | 0 | 0 | 6.8498 | -2.313 | -0.04897 | 0 | 0 | 0 | 0 | 0 | 0 | 0 | 0 | 0 | 0 | 0 | 0 | 0 | 0 | 0 | 0 | 0 | 0 | 0 | 0 | 0 | 136.9959 | -46.2596 | -0.9794 | 0 | 0 | 0 | 0 | 0
0.666666666666667193December | Resource 1 | Sublap 1 | 16:00 | 1 | 93 | December | 21000 | 0 | 0 | 0 | 0 | 0 | 0 | 0 | 0 | 0 | 0 | 0 | 0 | 0 | 0 | 0 | 0 | 6.8498 | -2.313 | -0.04897 | 0 | 0 | 0 | 0 | 0 | 0 | 0 | 0 | 0 | 0 | 0 | 0 | 0 | 0 | 0 | 0 | 0 | 0 | 0 | 0 | 0 | 143.8457 | -48.5726 | -1.0284 | 0 | 0 | 0 | 0 | 0
0.666666666666667194January | Resource 1 | Sublap 1 | 16:00 | 1 | 94 | January | 10000 | 0 | 0 | 0 | 0 | 0 | 0 | 0 | 0 | 0 | 0 | 0 | 0 | 0 | 0 | 0 | 0 | 6.6415 | -2.3158 | -0.04903 | 0 | 0 | 0 | 0 | 0 | 0 | 0 | 0 | 0 | 0 | 0 | 0 | 0 | 0 | 0 | 0 | 0 | 0 | 0 | 0 | 0 | 66.4146 | -23.1584 | -0.4903 | 0 | 0 | 0 | 0 | 0
0.666666666666667194February | Resource 1 | Sublap 1 | 16:00 | 1 | 94 | February | 11000 | 0 | 0 | 0 | 0 | 0 | 0 | 0 | 0 | 0 | 0 | 0 | 0 | 0 | 0 | 0 | 0 | 6.6415 | -2.3158 | -0.04903 | 0 | 0 | 0 | 0 | 0 | 0 | 0 | 0 | 0 | 0 | 0 | 0 | 0 | 0 | 0 | 0 | 0 | 0 | 0 | 0 | 0 | 73.056 | -25.4743 | -0.53933 | 0 | 0 | 0 | 0 | 0
0.666666666666667194March | Resource 1 | Sublap 1 | 16:00 | 1 | 94 | March | 12000 | 0 | 0 | 0 | 0 | 0 | 0 | 0 | 0 | 0 | 0 | 0 | 0 | 0 | 0 | 0 | 0 | 6.6415 | -2.3158 | -0.04903 | 0 | 0 | 0 | 0 | 0 | 0 | 0 | 0 | 0 | 0 | 0 | 0 | 0 | 0 | 0 | 0 | 0 | 0 | 0 | 0 | 0 | 79.6975 | -27.7901 | -0.58836 | 0 | 0 | 0 | 0 | 0
0.666666666666667194April | Resource 1 | Sublap 1 | 16:00 | 1 | 94 | April | 13000 | 0 | 0 | 0 | 0 | 0 | 0 | 0 | 0 | 0 | 0 | 0 | 0 | 0 | 0 | 0 | 0 | 6.6415 | -2.3158 | -0.04903 | 0 | 0 | 0 | 0 | 0 | 0 | 0 | 0 | 0 | 0 | 0 | 0 | 0 | 0 | 0 | 0 | 0 | 0 | 0 | 0 | 0 | 86.3389 | -30.1059 | -0.6374 | 0 | 0 | 0 | 0 | 0
0.666666666666667194May | Resource 1 | Sublap 1 | 16:00 | 1 | 94 | May | 14000 | 0 | 0 | 0 | 0 | 0 | 0 | 0 | 0 | 0 | 0 | 0 | 0 | 0 | 0 | 0 | 0 | 6.6415 | -2.3158 | -0.04903 | 0 | 0 | 0 | 0 | 0 | 0 | 0 | 0 | 0 | 0 | 0 | 0 | 0 | 0 | 0 | 0 | 0 | 0 | 0 | 0 | 0 | 92.9804 | -32.4218 | -0.68643 | 0 | 0 | 0 | 0 | 0
0.666666666666667194June | Resource 1 | Sublap 1 | 16:00 | 1 | 94 | June | 15000 | 0 | 0 | 0 | 0 | 0 | 0 | 0 | 0 | 0 | 0 | 0 | 0 | 0 | 0 | 0 | 0 | 6.6415 | -2.3158 | -0.04903 | 0 | 0 | 0 | 0 | 0 | 0 | 0 | 0 | 0 | 0 | 0 | 0 | 0 | 0 | 0 | 0 | 0 | 0 | 0 | 0 | 0 | 99.6219 | -34.7376 | -0.73546 | 0 | 0 | 0 | 0 | 0
0.666666666666667194July | Resource 1 | Sublap 1 | 16:00 | 1 | 94 | July | 16000 | 0 | 0 | 0 | 0 | 0 | 0 | 0 | 0 | 0 | 0 | 0 | 0 | 0 | 0 | 0 | 0 | 6.6415 | -2.3158 | -0.04903 | 0 | 0 | 0 | 0 | 0 | 0 | 0 | 0 | 0 | 0 | 0 | 0 | 0 | 0 | 0 | 0 | 0 | 0 | 0 | 0 | 0 | 106.2633 | -37.0535 | -0.78449 | 0 | 0 | 0 | 0 | 0
0.666666666666667194August | Resource 1 | Sublap 1 | 16:00 | 1 | 94 | August | 17000 | 0 | 0 | 0 | 0 | 0 | 0 | 0 | 0 | 0 | 0 | 0 | 0 | 0 | 0 | 0 | 0 | 6.6415 | -2.3158 | -0.04903 | 0 | 0 | 0 | 0 | 0 | 0 | 0 | 0 | 0 | 0 | 0 | 0 | 0 | 0 | 0 | 0 | 0 | 0 | 0 | 0 | 0 | 112.9048 | -39.3693 | -0.83352 | 0 | 0 | 0 | 0 | 0
0.666666666666667194September | Resource 1 | Sublap 1 | 16:00 | 1 | 94 | September | 18000 | 0 | 0 | 0 | 0 | 0 | 0 | 0 | 0 | 0 | 0 | 0 | 0 | 0 | 0 | 0 | 0 | 6.6415 | -2.3158 | -0.04903 | 0 | 0 | 0 | 0 | 0 | 0 | 0 | 0 | 0 | 0 | 0 | 0 | 0 | 0 | 0 | 0 | 0 | 0 | 0 | 0 | 0 | 119.5462 | -41.6852 | -0.88255 | 0 | 0 | 0 | 0 | 0
0.666666666666667194October | Resource 1 | Sublap 1 | 16:00 | 1 | 94 | October | 19000 | 0 | 0 | 0 | 0 | 0 | 0 | 0 | 0 | 0 | 0 | 0 | 0 | 0 | 0 | 0 | 0 | 6.6415 | -2.3158 | -0.04903 | 0 | 0 | 0 | 0 | 0 | 0 | 0 | 0 | 0 | 0 | 0 | 0 | 0 | 0 | 0 | 0 | 0 | 0 | 0 | 0 | 0 | 126.1877 | -44.001 | -0.93158 | 0 | 0 | 0 | 0 | 0
0.666666666666667194November | Resource 1 | Sublap 1 | 16:00 | 1 | 94 | November | 20000 | 0 | 0 | 0 | 0 | 0 | 0 | 0 | 0 | 0 | 0 | 0 | 0 | 0 | 0 | 0 | 0 | 6.6415 | -2.3158 | -0.04903 | 0 | 0 | 0 | 0 | 0 | 0 | 0 | 0 | 0 | 0 | 0 | 0 | 0 | 0 | 0 | 0 | 0 | 0 | 0 | 0 | 0 | 132.8291 | -46.3168 | -0.98061 | 0 | 0 | 0 | 0 | 0
0.666666666666667194December | Resource 1 | Sublap 1 | 16:00 | 1 | 94 | December | 21000 | 0 | 0 | 0 | 0 | 0 | 0 | 0 | 0 | 0 | 0 | 0 | 0 | 0 | 0 | 0 | 0 | 6.6415 | -2.3158 | -0.04903 | 0 | 0 | 0 | 0 | 0 | 0 | 0 | 0 | 0 | 0 | 0 | 0 | 0 | 0 | 0 | 0 | 0 | 0 | 0 | 0 | 0 | 139.4706 | -48.6327 | -1.0296 | 0 | 0 | 0 | 0 | 0
0.666666666666667195January | Resource 1 | Sublap 1 | 16:00 | 1 | 95 | January | 10000 | 0 | 0 | 0 | 0 | 0 | 0 | 0 | 0 | 0 | 0 | 0 | 0 | 0 | 0 | 0 | 0 | 10.2017 | -3.0265 | -0.064028 | 0 | 0 | 0 | 0 | 0 | 0 | 0 | 0 | 0 | 0 | 0 | 0 | 0 | 0 | 0 | 0 | 0 | 0 | 0 | 0 | 0 | 102.0169 | -30.2647 | -0.64028 | 0 | 0 | 0 | 0 | 0
0.666666666666667195February | Resource 1 | Sublap 1 | 16:00 | 1 | 95 | February | 11000 | 0 | 0 | 0 | 0 | 0 | 0 | 0 | 0 | 0 | 0 | 0 | 0 | 0 | 0 | 0 | 0 | 10.2017 | -3.0265 | -0.064028 | 0 | 0 | 0 | 0 | 0 | 0 | 0 | 0 | 0 | 0 | 0 | 0 | 0 | 0 | 0 | 0 | 0 | 0 | 0 | 0 | 0 | 112.2186 | -33.2911 | -0.7043 | 0 | 0 | 0 | 0 | 0
0.666666666666667195March | Resource 1 | Sublap 1 | 16:00 | 1 | 95 | March | 12000 | 0 | 0 | 0 | 0 | 0 | 0 | 0 | 0 | 0 | 0 | 0 | 0 | 0 | 0 | 0 | 0 | 10.2017 | -3.0265 | -0.064028 | 0 | 0 | 0 | 0 | 0 | 0 | 0 | 0 | 0 | 0 | 0 | 0 | 0 | 0 | 0 | 0 | 0 | 0 | 0 | 0 | 0 | 122.4203 | -36.3176 | -0.76833 | 0 | 0 | 0 | 0 | 0
0.666666666666667195April | Resource 1 | Sublap 1 | 16:00 | 1 | 95 | April | 13000 | 0 | 0 | 0 | 0 | 0 | 0 | 0 | 0 | 0 | 0 | 0 | 0 | 0 | 0 | 0 | 0 | 10.2017 | -3.0265 | -0.064028 | 0 | 0 | 0 | 0 | 0 | 0 | 0 | 0 | 0 | 0 | 0 | 0 | 0 | 0 | 0 | 0 | 0 | 0 | 0 | 0 | 0 | 132.622 | -39.3441 | -0.83236 | 0 | 0 | 0 | 0 | 0
0.666666666666667195May | Resource 1 | Sublap 1 | 16:00 | 1 | 95 | May | 14000 | 0 | 0 | 0 | 0 | 0 | 0 | 0 | 0 | 0 | 0 | 0 | 0 | 0 | 0 | 0 | 0 | 10.2017 | -3.0265 | -0.064028 | 0 | 0 | 0 | 0 | 0 | 0 | 0 | 0 | 0 | 0 | 0 | 0 | 0 | 0 | 0 | 0 | 0 | 0 | 0 | 0 | 0 | 142.8237 | -42.3705 | -0.89639 | 0 | 0 | 0 | 0 | 0
0.666666666666667195June | Resource 1 | Sublap 1 | 16:00 | 1 | 95 | June | 15000 | 0 | 0 | 0 | 0 | 0 | 0 | 0 | 0 | 0 | 0 | 0 | 0 | 0 | 0 | 0 | 0 | 10.2017 | -3.0265 | -0.064028 | 0 | 0 | 0 | 0 | 0 | 0 | 0 | 0 | 0 | 0 | 0 | 0 | 0 | 0 | 0 | 0 | 0 | 0 | 0 | 0 | 0 | 153.0254 | -45.397 | -0.96041 | 0 | 0 | 0 | 0 | 0
0.666666666666667195July | Resource 1 | Sublap 1 | 16:00 | 1 | 95 | July | 16000 | 0 | 0 | 0 | 0 | 0 | 0 | 0 | 0 | 0 | 0 | 0 | 0 | 0 | 0 | 0 | 0 | 10.2017 | -3.0265 | -0.064028 | 0 | 0 | 0 | 0 | 0 | 0 | 0 | 0 | 0 | 0 | 0 | 0 | 0 | 0 | 0 | 0 | 0 | 0 | 0 | 0 | 0 | 163.2271 | -48.4235 | -1.0244 | 0 | 0 | 0 | 0 | 0
0.666666666666667195August | Resource 1 | Sublap 1 | 16:00 | 1 | 95 | August | 17000 | 0 | 0 | 0 | 0 | 0 | 0 | 0 | 0 | 0 | 0 | 0 | 0 | 0 | 0 | 0 | 0 | 10.2017 | -3.0265 | -0.064028 | 0 | 0 | 0 | 0 | 0 | 0 | 0 | 0 | 0 | 0 | 0 | 0 | 0 | 0 | 0 | 0 | 0 | 0 | 0 | 0 | 0 | 173.4288 | -51.4499 | -1.0885 | 0 | 0 | 0 | 0 | 0
0.666666666666667195September | Resource 1 | Sublap 1 | 16:00 | 1 | 95 | September | 18000 | 0 | 0 | 0 | 0 | 0 | 0 | 0 | 0 | 0 | 0 | 0 | 0 | 0 | 0 | 0 | 0 | 10.2017 | -3.0265 | -0.064028 | 0 | 0 | 0 | 0 | 0 | 0 | 0 | 0 | 0 | 0 | 0 | 0 | 0 | 0 | 0 | 0 | 0 | 0 | 0 | 0 | 0 | 183.6304 | -54.4764 | -1.1525 | 0 | 0 | 0 | 0 | 0
0.666666666666667195October | Resource 1 | Sublap 1 | 16:00 | 1 | 95 | October | 19000 | 0 | 0 | 0 | 0 | 0 | 0 | 0 | 0 | 0 | 0 | 0 | 0 | 0 | 0 | 0 | 0 | 10.2017 | -3.0265 | -0.064028 | 0 | 0 | 0 | 0 | 0 | 0 | 0 | 0 | 0 | 0 | 0 | 0 | 0 | 0 | 0 | 0 | 0 | 0 | 0 | 0 | 0 | 193.8321 | -57.5029 | -1.2165 | 0 | 0 | 0 | 0 | 0
0.666666666666667195November | Resource 1 | Sublap 1 | 16:00 | 1 | 95 | November | 20000 | 0 | 0 | 0 | 0 | 0 | 0 | 0 | 0 | 0 | 0 | 0 | 0 | 0 | 0 | 0 | 0 | 10.2017 | -3.0265 | -0.064028 | 0 | 0 | 0 | 0 | 0 | 0 | 0 | 0 | 0 | 0 | 0 | 0 | 0 | 0 | 0 | 0 | 0 | 0 | 0 | 0 | 0 | 204.0338 | -60.5293 | -1.2806 | 0 | 0 | 0 | 0 | 0
0.666666666666667195December | Resource 1 | Sublap 1 | 16:00 | 1 | 95 | December | 21000 | 0 | 0 | 0 | 0 | 0 | 0 | 0 | 0 | 0 | 0 | 0 | 0 | 0 | 0 | 0 | 0 | 10.2017 | -3.0265 | -0.064028 | 0 | 0 | 0 | 0 | 0 | 0 | 0 | 0 | 0 | 0 | 0 | 0 | 0 | 0 | 0 | 0 | 0 | 0 | 0 | 0 | 0 | 214.2355 | -63.5558 | -1.3446 | 0 | 0 | 0 | 0 | 0
0.666666666666667196January | Resource 1 | Sublap 1 | 16:00 | 1 | 96 | January | 10000 | 0 | 0 | 0 | 0 | 0 | 0 | 0 | 0 | 0 | 0 | 0 | 0 | 0 | 0 | 0 | 0 | 9.0582 | -2.6941 | -0.057013 | 0 | 0 | 0 | 0 | 0 | 0 | 0 | 0 | 0 | 0 | 0 | 0 | 0 | 0 | 0 | 0 | 0 | 0 | 0 | 0 | 0 | 90.5815 | -26.9407 | -0.57013 | 0 | 0 | 0 | 0 | 0
0.666666666666667196February | Resource 1 | Sublap 1 | 16:00 | 1 | 96 | February | 11000 | 0 | 0 | 0 | 0 | 0 | 0 | 0 | 0 | 0 | 0 | 0 | 0 | 0 | 0 | 0 | 0 | 9.0582 | -2.6941 | -0.057013 | 0 | 0 | 0 | 0 | 0 | 0 | 0 | 0 | 0 | 0 | 0 | 0 | 0 | 0 | 0 | 0 | 0 | 0 | 0 | 0 | 0 | 99.6397 | -29.6348 | -0.62714 | 0 | 0 | 0 | 0 | 0
0.666666666666667196March | Resource 1 | Sublap 1 | 16:00 | 1 | 96 | March | 12000 | 0 | 0 | 0 | 0 | 0 | 0 | 0 | 0 | 0 | 0 | 0 | 0 | 0 | 0 | 0 | 0 | 9.0582 | -2.6941 | -0.057013 | 0 | 0 | 0 | 0 | 0 | 0 | 0 | 0 | 0 | 0 | 0 | 0 | 0 | 0 | 0 | 0 | 0 | 0 | 0 | 0 | 0 | 108.6978 | -32.3289 | -0.68415 | 0 | 0 | 0 | 0 | 0
0.666666666666667196April | Resource 1 | Sublap 1 | 16:00 | 1 | 96 | April | 13000 | 0 | 0 | 0 | 0 | 0 | 0 | 0 | 0 | 0 | 0 | 0 | 0 | 0 | 0 | 0 | 0 | 9.0582 | -2.6941 | -0.057013 | 0 | 0 | 0 | 0 | 0 | 0 | 0 | 0 | 0 | 0 | 0 | 0 | 0 | 0 | 0 | 0 | 0 | 0 | 0 | 0 | 0 | 117.756 | -35.023 | -0.74117 | 0 | 0 | 0 | 0 | 0
0.666666666666667196May | Resource 1 | Sublap 1 | 16:00 | 1 | 96 | May | 14000 | 0 | 0 | 0 | 0 | 0 | 0 | 0 | 0 | 0 | 0 | 0 | 0 | 0 | 0 | 0 | 0 | 9.0582 | -2.6941 | -0.057013 | 0 | 0 | 0 | 0 | 0 | 0 | 0 | 0 | 0 | 0 | 0 | 0 | 0 | 0 | 0 | 0 | 0 | 0 | 0 | 0 | 0 | 126.8141 | -37.717 | -0.79818 | 0 | 0 | 0 | 0 | 0
0.666666666666667196June | Resource 1 | Sublap 1 | 16:00 | 1 | 96 | June | 15000 | 0 | 0 | 0 | 0 | 0 | 0 | 0 | 0 | 0 | 0 | 0 | 0 | 0 | 0 | 0 | 0 | 9.0582 | -2.6941 | -0.057013 | 0 | 0 | 0 | 0 | 0 | 0 | 0 | 0 | 0 | 0 | 0 | 0 | 0 | 0 | 0 | 0 | 0 | 0 | 0 | 0 | 0 | 135.8723 | -40.4111 | -0.85519 | 0 | 0 | 0 | 0 | 0
0.666666666666667196July | Resource 1 | Sublap 1 | 16:00 | 1 | 96 | July | 16000 | 0 | 0 | 0 | 0 | 0 | 0 | 0 | 0 | 0 | 0 | 0 | 0 | 0 | 0 | 0 | 0 | 9.0582 | -2.6941 | -0.057013 | 0 | 0 | 0 | 0 | 0 | 0 | 0 | 0 | 0 | 0 | 0 | 0 | 0 | 0 | 0 | 0 | 0 | 0 | 0 | 0 | 0 | 144.9304 | -43.1052 | -0.9122 | 0 | 0 | 0 | 0 | 0
0.666666666666667196August | Resource 1 | Sublap 1 | 16:00 | 1 | 96 | August | 17000 | 0 | 0 | 0 | 0 | 0 | 0 | 0 | 0 | 0 | 0 | 0 | 0 | 0 | 0 | 0 | 0 | 9.0582 | -2.6941 | -0.057013 | 0 | 0 | 0 | 0 | 0 | 0 | 0 | 0 | 0 | 0 | 0 | 0 | 0 | 0 | 0 | 0 | 0 | 0 | 0 | 0 | 0 | 153.9886 | -45.7993 | -0.96922 | 0 | 0 | 0 | 0 | 0
0.666666666666667196September | Resource 1 | Sublap 1 | 16:00 | 1 | 96 | September | 18000 | 0 | 0 | 0 | 0 | 0 | 0 | 0 | 0 | 0 | 0 | 0 | 0 | 0 | 0 | 0 | 0 | 9.0582 | -2.6941 | -0.057013 | 0 | 0 | 0 | 0 | 0 | 0 | 0 | 0 | 0 | 0 | 0 | 0 | 0 | 0 | 0 | 0 | 0 | 0 | 0 | 0 | 0 | 163.0467 | -48.4933 | -1.0262 | 0 | 0 | 0 | 0 | 0
0.666666666666667196October | Resource 1 | Sublap 1 | 16:00 | 1 | 96 | October | 19000 | 0 | 0 | 0 | 0 | 0 | 0 | 0 | 0 | 0 | 0 | 0 | 0 | 0 | 0 | 0 | 0 | 9.0582 | -2.6941 | -0.057013 | 0 | 0 | 0 | 0 | 0 | 0 | 0 | 0 | 0 | 0 | 0 | 0 | 0 | 0 | 0 | 0 | 0 | 0 | 0 | 0 | 0 | 172.1049 | -51.1874 | -1.0832 | 0 | 0 | 0 | 0 | 0
0.666666666666667196November | Resource 1 | Sublap 1 | 16:00 | 1 | 96 | November | 20000 | 0 | 0 | 0 | 0 | 0 | 0 | 0 | 0 | 0 | 0 | 0 | 0 | 0 | 0 | 0 | 0 | 9.0582 | -2.6941 | -0.057013 | 0 | 0 | 0 | 0 | 0 | 0 | 0 | 0 | 0 | 0 | 0 | 0 | 0 | 0 | 0 | 0 | 0 | 0 | 0 | 0 | 0 | 181.163 | -53.8815 | -1.1403 | 0 | 0 | 0 | 0 | 0
0.666666666666667196December | Resource 1 | Sublap 1 | 16:00 | 1 | 96 | December | 21000 | 0 | 0 | 0 | 0 | 0 | 0 | 0 | 0 | 0 | 0 | 0 | 0 | 0 | 0 | 0 | 0 | 9.0582 | -2.6941 | -0.057013 | 0 | 0 | 0 | 0 | 0 | 0 | 0 | 0 | 0 | 0 | 0 | 0 | 0 | 0 | 0 | 0 | 0 | 0 | 0 | 0 | 0 | 190.2212 | -56.5756 | -1.1973 | 0 | 0 | 0 | 0 | 0
0.666666666666667197January | Resource 1 | Sublap 1 | 16:00 | 1 | 97 | January | 10000 | 0 | 0 | 0 | 0 | 0 | 0 | 0 | 0 | 0 | 0 | 0 | 0 | 0 | 0 | 0 | 0 | 8.1248 | -2.5016 | -0.05295 | 0 | 0 | 0 | 0 | 0 | 0 | 0 | 0 | 0 | 0 | 0 | 0 | 0 | 0 | 0 | 0 | 0 | 0 | 0 | 0 | 0 | 81.2481 | -25.0158 | -0.5295 | 0 | 0 | 0 | 0 | 0
0.666666666666667197February | Resource 1 | Sublap 1 | 16:00 | 1 | 97 | February | 11000 | 0 | 0 | 0 | 0 | 0 | 0 | 0 | 0 | 0 | 0 | 0 | 0 | 0 | 0 | 0 | 0 | 8.1248 | -2.5016 | -0.05295 | 0 | 0 | 0 | 0 | 0 | 0 | 0 | 0 | 0 | 0 | 0 | 0 | 0 | 0 | 0 | 0 | 0 | 0 | 0 | 0 | 0 | 89.3729 | -27.5174 | -0.58245 | 0 | 0 | 0 | 0 | 0
0.666666666666667197March | Resource 1 | Sublap 1 | 16:00 | 1 | 97 | March | 12000 | 0 | 0 | 0 | 0 | 0 | 0 | 0 | 0 | 0 | 0 | 0 | 0 | 0 | 0 | 0 | 0 | 8.1248 | -2.5016 | -0.05295 | 0 | 0 | 0 | 0 | 0 | 0 | 0 | 0 | 0 | 0 | 0 | 0 | 0 | 0 | 0 | 0 | 0 | 0 | 0 | 0 | 0 | 97.4977 | -30.019 | -0.6354 | 0 | 0 | 0 | 0 | 0
0.666666666666667197April | Resource 1 | Sublap 1 | 16:00 | 1 | 97 | April | 13000 | 0 | 0 | 0 | 0 | 0 | 0 | 0 | 0 | 0 | 0 | 0 | 0 | 0 | 0 | 0 | 0 | 8.1248 | -2.5016 | -0.05295 | 0 | 0 | 0 | 0 | 0 | 0 | 0 | 0 | 0 | 0 | 0 | 0 | 0 | 0 | 0 | 0 | 0 | 0 | 0 | 0 | 0 | 105.6225 | -32.5206 | -0.68835 | 0 | 0 | 0 | 0 | 0
0.666666666666667197May | Resource 1 | Sublap 1 | 16:00 | 1 | 97 | May | 14000 | 0 | 0 | 0 | 0 | 0 | 0 | 0 | 0 | 0 | 0 | 0 | 0 | 0 | 0 | 0 | 0 | 8.1248 | -2.5016 | -0.05295 | 0 | 0 | 0 | 0 | 0 | 0 | 0 | 0 | 0 | 0 | 0 | 0 | 0 | 0 | 0 | 0 | 0 | 0 | 0 | 0 | 0 | 113.7473 | -35.0221 | -0.7413 | 0 | 0 | 0 | 0 | 0
0.666666666666667197June | Resource 1 | Sublap 1 | 16:00 | 1 | 97 | June | 15000 | 0 | 0 | 0 | 0 | 0 | 0 | 0 | 0 | 0 | 0 | 0 | 0 | 0 | 0 | 0 | 0 | 8.1248 | -2.5016 | -0.05295 | 0 | 0 | 0 | 0 | 0 | 0 | 0 | 0 | 0 | 0 | 0 | 0 | 0 | 0 | 0 | 0 | 0 | 0 | 0 | 0 | 0 | 121.8721 | -37.5237 | -0.79425 | 0 | 0 | 0 | 0 | 0
0.666666666666667197July | Resource 1 | Sublap 1 | 16:00 | 1 | 97 | July | 16000 | 0 | 0 | 0 | 0 | 0 | 0 | 0 | 0 | 0 | 0 | 0 | 0 | 0 | 0 | 0 | 0 | 8.1248 | -2.5016 | -0.05295 | 0 | 0 | 0 | 0 | 0 | 0 | 0 | 0 | 0 | 0 | 0 | 0 | 0 | 0 | 0 | 0 | 0 | 0 | 0 | 0 | 0 | 129.9969 | -40.0253 | -0.8472 | 0 | 0 | 0 | 0 | 0
0.666666666666667197August | Resource 1 | Sublap 1 | 16:00 | 1 | 97 | August | 17000 | 0 | 0 | 0 | 0 | 0 | 0 | 0 | 0 | 0 | 0 | 0 | 0 | 0 | 0 | 0 | 0 | 8.1248 | -2.5016 | -0.05295 | 0 | 0 | 0 | 0 | 0 | 0 | 0 | 0 | 0 | 0 | 0 | 0 | 0 | 0 | 0 | 0 | 0 | 0 | 0 | 0 | 0 | 138.1217 | -42.5269 | -0.90015 | 0 | 0 | 0 | 0 | 0
0.666666666666667197September | Resource 1 | Sublap 1 | 16:00 | 1 | 97 | September | 18000 | 0 | 0 | 0 | 0 | 0 | 0 | 0 | 0 | 0 | 0 | 0 | 0 | 0 | 0 | 0 | 0 | 8.1248 | -2.5016 | -0.05295 | 0 | 0 | 0 | 0 | 0 | 0 | 0 | 0 | 0 | 0 | 0 | 0 | 0 | 0 | 0 | 0 | 0 | 0 | 0 | 0 | 0 | 146.2465 | -45.0284 | -0.9531 | 0 | 0 | 0 | 0 | 0
0.666666666666667197October | Resource 1 | Sublap 1 | 16:00 | 1 | 97 | October | 19000 | 0 | 0 | 0 | 0 | 0 | 0 | 0 | 0 | 0 | 0 | 0 | 0 | 0 | 0 | 0 | 0 | 8.1248 | -2.5016 | -0.05295 | 0 | 0 | 0 | 0 | 0 | 0 | 0 | 0 | 0 | 0 | 0 | 0 | 0 | 0 | 0 | 0 | 0 | 0 | 0 | 0 | 0 | 154.3713 | -47.53 | -1.0061 | 0 | 0 | 0 | 0 | 0
0.666666666666667197November | Resource 1 | Sublap 1 | 16:00 | 1 | 97 | November | 20000 | 0 | 0 | 0 | 0 | 0 | 0 | 0 | 0 | 0 | 0 | 0 | 0 | 0 | 0 | 0 | 0 | 8.1248 | -2.5016 | -0.05295 | 0 | 0 | 0 | 0 | 0 | 0 | 0 | 0 | 0 | 0 | 0 | 0 | 0 | 0 | 0 | 0 | 0 | 0 | 0 | 0 | 0 | 162.4961 | -50.0316 | -1.059 | 0 | 0 | 0 | 0 | 0
0.666666666666667197December | Resource 1 | Sublap 1 | 16:00 | 1 | 97 | December | 21000 | 0 | 0 | 0 | 0 | 0 | 0 | 0 | 0 | 0 | 0 | 0 | 0 | 0 | 0 | 0 | 0 | 8.1248 | -2.5016 | -0.05295 | 0 | 0 | 0 | 0 | 0 | 0 | 0 | 0 | 0 | 0 | 0 | 0 | 0 | 0 | 0 | 0 | 0 | 0 | 0 | 0 | 0 | 170.6209 | -52.5332 | -1.112 | 0 | 0 | 0 | 0 | 0
0.666666666666667198January | Resource 1 | Sublap 1 | 16:00 | 1 | 98 | January | 10000 | 0 | 0 | 0 | 0 | 0 | 0 | 0 | 0 | 0 | 0 | 0 | 0 | 0 | 0 | 0 | 0 | 9.842 | -2.8602 | -0.060519 | 0 | 0 | 0 | 0 | 0 | 0 | 0 | 0 | 0 | 0 | 0 | 0 | 0 | 0 | 0 | 0 | 0 | 0 | 0 | 0 | 0 | 98.4198 | -28.6022 | -0.60519 | 0 | 0 | 0 | 0 | 0
0.666666666666667198February | Resource 1 | Sublap 1 | 16:00 | 1 | 98 | February | 11000 | 0 | 0 | 0 | 0 | 0 | 0 | 0 | 0 | 0 | 0 | 0 | 0 | 0 | 0 | 0 | 0 | 9.842 | -2.8602 | -0.060519 | 0 | 0 | 0 | 0 | 0 | 0 | 0 | 0 | 0 | 0 | 0 | 0 | 0 | 0 | 0 | 0 | 0 | 0 | 0 | 0 | 0 | 108.2618 | -31.4625 | -0.66571 | 0 | 0 | 0 | 0 | 0
0.666666666666667198March | Resource 1 | Sublap 1 | 16:00 | 1 | 98 | March | 12000 | 0 | 0 | 0 | 0 | 0 | 0 | 0 | 0 | 0 | 0 | 0 | 0 | 0 | 0 | 0 | 0 | 9.842 | -2.8602 | -0.060519 | 0 | 0 | 0 | 0 | 0 | 0 | 0 | 0 | 0 | 0 | 0 | 0 | 0 | 0 | 0 | 0 | 0 | 0 | 0 | 0 | 0 | 118.1038 | -34.3227 | -0.72623 | 0 | 0 | 0 | 0 | 0
0.666666666666667198April | Resource 1 | Sublap 1 | 16:00 | 1 | 98 | April | 13000 | 0 | 0 | 0 | 0 | 0 | 0 | 0 | 0 | 0 | 0 | 0 | 0 | 0 | 0 | 0 | 0 | 9.842 | -2.8602 | -0.060519 | 0 | 0 | 0 | 0 | 0 | 0 | 0 | 0 | 0 | 0 | 0 | 0 | 0 | 0 | 0 | 0 | 0 | 0 | 0 | 0 | 0 | 127.9457 | -37.1829 | -0.78675 | 0 | 0 | 0 | 0 | 0
0.666666666666667198May | Resource 1 | Sublap 1 | 16:00 | 1 | 98 | May | 14000 | 0 | 0 | 0 | 0 | 0 | 0 | 0 | 0 | 0 | 0 | 0 | 0 | 0 | 0 | 0 | 0 | 9.842 | -2.8602 | -0.060519 | 0 | 0 | 0 | 0 | 0 | 0 | 0 | 0 | 0 | 0 | 0 | 0 | 0 | 0 | 0 | 0 | 0 | 0 | 0 | 0 | 0 | 137.7877 | -40.0431 | -0.84727 | 0 | 0 | 0 | 0 | 0
0.666666666666667198June | Resource 1 | Sublap 1 | 16:00 | 1 | 98 | June | 15000 | 0 | 0 | 0 | 0 | 0 | 0 | 0 | 0 | 0 | 0 | 0 | 0 | 0 | 0 | 0 | 0 | 9.842 | -2.8602 | -0.060519 | 0 | 0 | 0 | 0 | 0 | 0 | 0 | 0 | 0 | 0 | 0 | 0 | 0 | 0 | 0 | 0 | 0 | 0 | 0 | 0 | 0 | 147.6297 | -42.9034 | -0.90779 | 0 | 0 | 0 | 0 | 0
0.666666666666667198July | Resource 1 | Sublap 1 | 16:00 | 1 | 98 | July | 16000 | 0 | 0 | 0 | 0 | 0 | 0 | 0 | 0 | 0 | 0 | 0 | 0 | 0 | 0 | 0 | 0 | 9.842 | -2.8602 | -0.060519 | 0 | 0 | 0 | 0 | 0 | 0 | 0 | 0 | 0 | 0 | 0 | 0 | 0 | 0 | 0 | 0 | 0 | 0 | 0 | 0 | 0 | 157.4717 | -45.7636 | -0.96831 | 0 | 0 | 0 | 0 | 0
0.666666666666667198August | Resource 1 | Sublap 1 | 16:00 | 1 | 98 | August | 17000 | 0 | 0 | 0 | 0 | 0 | 0 | 0 | 0 | 0 | 0 | 0 | 0 | 0 | 0 | 0 | 0 | 9.842 | -2.8602 | -0.060519 | 0 | 0 | 0 | 0 | 0 | 0 | 0 | 0 | 0 | 0 | 0 | 0 | 0 | 0 | 0 | 0 | 0 | 0 | 0 | 0 | 0 | 167.3137 | -48.6238 | -1.0288 | 0 | 0 | 0 | 0 | 0
0.666666666666667198September | Resource 1 | Sublap 1 | 16:00 | 1 | 98 | September | 18000 | 0 | 0 | 0 | 0 | 0 | 0 | 0 | 0 | 0 | 0 | 0 | 0 | 0 | 0 | 0 | 0 | 9.842 | -2.8602 | -0.060519 | 0 | 0 | 0 | 0 | 0 | 0 | 0 | 0 | 0 | 0 | 0 | 0 | 0 | 0 | 0 | 0 | 0 | 0 | 0 | 0 | 0 | 177.1557 | -51.484 | -1.0893 | 0 | 0 | 0 | 0 | 0
0.666666666666667198October | Resource 1 | Sublap 1 | 16:00 | 1 | 98 | October | 19000 | 0 | 0 | 0 | 0 | 0 | 0 | 0 | 0 | 0 | 0 | 0 | 0 | 0 | 0 | 0 | 0 | 9.842 | -2.8602 | -0.060519 | 0 | 0 | 0 | 0 | 0 | 0 | 0 | 0 | 0 | 0 | 0 | 0 | 0 | 0 | 0 | 0 | 0 | 0 | 0 | 0 | 0 | 186.9976 | -54.3443 | -1.1499 | 0 | 0 | 0 | 0 | 0
0.666666666666667198November | Resource 1 | Sublap 1 | 16:00 | 1 | 98 | November | 20000 | 0 | 0 | 0 | 0 | 0 | 0 | 0 | 0 | 0 | 0 | 0 | 0 | 0 | 0 | 0 | 0 | 9.842 | -2.8602 | -0.060519 | 0 | 0 | 0 | 0 | 0 | 0 | 0 | 0 | 0 | 0 | 0 | 0 | 0 | 0 | 0 | 0 | 0 | 0 | 0 | 0 | 0 | 196.8396 | -57.2045 | -1.2104 | 0 | 0 | 0 | 0 | 0
0.666666666666667198December | Resource 1 | Sublap 1 | 16:00 | 1 | 98 | December | 21000 | 0 | 0 | 0 | 0 | 0 | 0 | 0 | 0 | 0 | 0 | 0 | 0 | 0 | 0 | 0 | 0 | 9.842 | -2.8602 | -0.060519 | 0 | 0 | 0 | 0 | 0 | 0 | 0 | 0 | 0 | 0 | 0 | 0 | 0 | 0 | 0 | 0 | 0 | 0 | 0 | 0 | 0 | 206.6816 | -60.0647 | -1.2709 | 0 | 0 | 0 | 0 | 0
0.666666666666667199January | Resource 1 | Sublap 1 | 16:00 | 1 | 99 | January | 10000 | 0 | 0 | 0 | 0 | 0 | 0 | 0 | 0 | 0 | 0 | 0 | 0 | 0 | 0 | 0 | 0 | 9.6732 | -2.8289 | -0.059859 | 0 | 0 | 0 | 0 | 0 | 0 | 0 | 0 | 0 | 0 | 0 | 0 | 0 | 0 | 0 | 0 | 0 | 0 | 0 | 0 | 0 | 96.7325 | -28.2894 | -0.59859 | 0 | 0 | 0 | 0 | 0
0.666666666666667199February | Resource 1 | Sublap 1 | 16:00 | 1 | 99 | February | 11000 | 0 | 0 | 0 | 0 | 0 | 0 | 0 | 0 | 0 | 0 | 0 | 0 | 0 | 0 | 0 | 0 | 9.6732 | -2.8289 | -0.059859 | 0 | 0 | 0 | 0 | 0 | 0 | 0 | 0 | 0 | 0 | 0 | 0 | 0 | 0 | 0 | 0 | 0 | 0 | 0 | 0 | 0 | 106.4057 | -31.1183 | -0.65845 | 0 | 0 | 0 | 0 | 0
0.666666666666667199March | Resource 1 | Sublap 1 | 16:00 | 1 | 99 | March | 12000 | 0 | 0 | 0 | 0 | 0 | 0 | 0 | 0 | 0 | 0 | 0 | 0 | 0 | 0 | 0 | 0 | 9.6732 | -2.8289 | -0.059859 | 0 | 0 | 0 | 0 | 0 | 0 | 0 | 0 | 0 | 0 | 0 | 0 | 0 | 0 | 0 | 0 | 0 | 0 | 0 | 0 | 0 | 116.0789 | -33.9473 | -0.71831 | 0 | 0 | 0 | 0 | 0
0.666666666666667199April | Resource 1 | Sublap 1 | 16:00 | 1 | 99 | April | 13000 | 0 | 0 | 0 | 0 | 0 | 0 | 0 | 0 | 0 | 0 | 0 | 0 | 0 | 0 | 0 | 0 | 9.6732 | -2.8289 | -0.059859 | 0 | 0 | 0 | 0 | 0 | 0 | 0 | 0 | 0 | 0 | 0 | 0 | 0 | 0 | 0 | 0 | 0 | 0 | 0 | 0 | 0 | 125.7522 | -36.7762 | -0.77817 | 0 | 0 | 0 | 0 | 0
0.666666666666667199May | Resource 1 | Sublap 1 | 16:00 | 1 | 99 | May | 14000 | 0 | 0 | 0 | 0 | 0 | 0 | 0 | 0 | 0 | 0 | 0 | 0 | 0 | 0 | 0 | 0 | 9.6732 | -2.8289 | -0.059859 | 0 | 0 | 0 | 0 | 0 | 0 | 0 | 0 | 0 | 0 | 0 | 0 | 0 | 0 | 0 | 0 | 0 | 0 | 0 | 0 | 0 | 135.4254 | -39.6052 | -0.83803 | 0 | 0 | 0 | 0 | 0
0.666666666666667199June | Resource 1 | Sublap 1 | 16:00 | 1 | 99 | June | 15000 | 0 | 0 | 0 | 0 | 0 | 0 | 0 | 0 | 0 | 0 | 0 | 0 | 0 | 0 | 0 | 0 | 9.6732 | -2.8289 | -0.059859 | 0 | 0 | 0 | 0 | 0 | 0 | 0 | 0 | 0 | 0 | 0 | 0 | 0 | 0 | 0 | 0 | 0 | 0 | 0 | 0 | 0 | 145.0987 | -42.4341 | -0.89788 | 0 | 0 | 0 | 0 | 0
0.666666666666667199July | Resource 1 | Sublap 1 | 16:00 | 1 | 99 | July | 16000 | 0 | 0 | 0 | 0 | 0 | 0 | 0 | 0 | 0 | 0 | 0 | 0 | 0 | 0 | 0 | 0 | 9.6732 | -2.8289 | -0.059859 | 0 | 0 | 0 | 0 | 0 | 0 | 0 | 0 | 0 | 0 | 0 | 0 | 0 | 0 | 0 | 0 | 0 | 0 | 0 | 0 | 0 | 154.7719 | -45.263 | -0.95774 | 0 | 0 | 0 | 0 | 0
0.666666666666667199August | Resource 1 | Sublap 1 | 16:00 | 1 | 99 | August | 17000 | 0 | 0 | 0 | 0 | 0 | 0 | 0 | 0 | 0 | 0 | 0 | 0 | 0 | 0 | 0 | 0 | 9.6732 | -2.8289 | -0.059859 | 0 | 0 | 0 | 0 | 0 | 0 | 0 | 0 | 0 | 0 | 0 | 0 | 0 | 0 | 0 | 0 | 0 | 0 | 0 | 0 | 0 | 164.4452 | -48.092 | -1.0176 | 0 | 0 | 0 | 0 | 0
0.666666666666667199September | Resource 1 | Sublap 1 | 16:00 | 1 | 99 | September | 18000 | 0 | 0 | 0 | 0 | 0 | 0 | 0 | 0 | 0 | 0 | 0 | 0 | 0 | 0 | 0 | 0 | 9.6732 | -2.8289 | -0.059859 | 0 | 0 | 0 | 0 | 0 | 0 | 0 | 0 | 0 | 0 | 0 | 0 | 0 | 0 | 0 | 0 | 0 | 0 | 0 | 0 | 0 | 174.1184 | -50.9209 | -1.0775 | 0 | 0 | 0 | 0 | 0
0.666666666666667199October | Resource 1 | Sublap 1 | 16:00 | 1 | 99 | October | 19000 | 0 | 0 | 0 | 0 | 0 | 0 | 0 | 0 | 0 | 0 | 0 | 0 | 0 | 0 | 0 | 0 | 9.6732 | -2.8289 | -0.059859 | 0 | 0 | 0 | 0 | 0 | 0 | 0 | 0 | 0 | 0 | 0 | 0 | 0 | 0 | 0 | 0 | 0 | 0 | 0 | 0 | 0 | 183.7917 | -53.7499 | -1.1373 | 0 | 0 | 0 | 0 | 0
0.666666666666667199November | Resource 1 | Sublap 1 | 16:00 | 1 | 99 | November | 20000 | 0 | 0 | 0 | 0 | 0 | 0 | 0 | 0 | 0 | 0 | 0 | 0 | 0 | 0 | 0 | 0 | 9.6732 | -2.8289 | -0.059859 | 0 | 0 | 0 | 0 | 0 | 0 | 0 | 0 | 0 | 0 | 0 | 0 | 0 | 0 | 0 | 0 | 0 | 0 | 0 | 0 | 0 | 193.4649 | -56.5788 | -1.1972 | 0 | 0 | 0 | 0 | 0
0.666666666666667199December | Resource 1 | Sublap 1 | 16:00 | 1 | 99 | December | 21000 | 0 | 0 | 0 | 0 | 0 | 0 | 0 | 0 | 0 | 0 | 0 | 0 | 0 | 0 | 0 | 0 | 9.6732 | -2.8289 | -0.059859 | 0 | 0 | 0 | 0 | 0 | 0 | 0 | 0 | 0 | 0 | 0 | 0 | 0 | 0 | 0 | 0 | 0 | 0 | 0 | 0 | 0 | 203.1382 | -59.4077 | -1.257 | 0 | 0 | 0 | 0 | 0
0.6666666666666671100January | Resource 1 | Sublap 1 | 16:00 | 1 | 100 | January | 10000 | 0 | 0 | 0 | 0 | 0 | 0 | 0 | 0 | 0 | 0 | 0 | 0 | 0 | 0 | 0 | 0 | 11.3904 | -3.2748 | -0.069269 | 0 | 0 | 0 | 0 | 0 | 0 | 0 | 0 | 0 | 0 | 0 | 0 | 0 | 0 | 0 | 0 | 0 | 0 | 0 | 0 | 0 | 113.9038 | -32.7485 | -0.69269 | 0 | 0 | 0 | 0 | 0
0.6666666666666671100February | Resource 1 | Sublap 1 | 16:00 | 1 | 100 | February | 11000 | 0 | 0 | 0 | 0 | 0 | 0 | 0 | 0 | 0 | 0 | 0 | 0 | 0 | 0 | 0 | 0 | 11.3904 | -3.2748 | -0.069269 | 0 | 0 | 0 | 0 | 0 | 0 | 0 | 0 | 0 | 0 | 0 | 0 | 0 | 0 | 0 | 0 | 0 | 0 | 0 | 0 | 0 | 125.2942 | -36.0233 | -0.76196 | 0 | 0 | 0 | 0 | 0
0.6666666666666671100March | Resource 1 | Sublap 1 | 16:00 | 1 | 100 | March | 12000 | 0 | 0 | 0 | 0 | 0 | 0 | 0 | 0 | 0 | 0 | 0 | 0 | 0 | 0 | 0 | 0 | 11.3904 | -3.2748 | -0.069269 | 0 | 0 | 0 | 0 | 0 | 0 | 0 | 0 | 0 | 0 | 0 | 0 | 0 | 0 | 0 | 0 | 0 | 0 | 0 | 0 | 0 | 136.6846 | -39.2982 | -0.83123 | 0 | 0 | 0 | 0 | 0
0.6666666666666671100April | Resource 1 | Sublap 1 | 16:00 | 1 | 100 | April | 13000 | 0 | 0 | 0 | 0 | 0 | 0 | 0 | 0 | 0 | 0 | 0 | 0 | 0 | 0 | 0 | 0 | 11.3904 | -3.2748 | -0.069269 | 0 | 0 | 0 | 0 | 0 | 0 | 0 | 0 | 0 | 0 | 0 | 0 | 0 | 0 | 0 | 0 | 0 | 0 | 0 | 0 | 0 | 148.075 | -42.573 | -0.9005 | 0 | 0 | 0 | 0 | 0
0.6666666666666671100May | Resource 1 | Sublap 1 | 16:00 | 1 | 100 | May | 14000 | 0 | 0 | 0 | 0 | 0 | 0 | 0 | 0 | 0 | 0 | 0 | 0 | 0 | 0 | 0 | 0 | 11.3904 | -3.2748 | -0.069269 | 0 | 0 | 0 | 0 | 0 | 0 | 0 | 0 | 0 | 0 | 0 | 0 | 0 | 0 | 0 | 0 | 0 | 0 | 0 | 0 | 0 | 159.4654 | -45.8479 | -0.96977 | 0 | 0 | 0 | 0 | 0
0.6666666666666671100June | Resource 1 | Sublap 1 | 16:00 | 1 | 100 | June | 15000 | 0 | 0 | 0 | 0 | 0 | 0 | 0 | 0 | 0 | 0 | 0 | 0 | 0 | 0 | 0 | 0 | 11.3904 | -3.2748 | -0.069269 | 0 | 0 | 0 | 0 | 0 | 0 | 0 | 0 | 0 | 0 | 0 | 0 | 0 | 0 | 0 | 0 | 0 | 0 | 0 | 0 | 0 | 170.8558 | -49.1227 | -1.039 | 0 | 0 | 0 | 0 | 0
0.6666666666666671100July | Resource 1 | Sublap 1 | 16:00 | 1 | 100 | July | 16000 | 0 | 0 | 0 | 0 | 0 | 0 | 0 | 0 | 0 | 0 | 0 | 0 | 0 | 0 | 0 | 0 | 11.3904 | -3.2748 | -0.069269 | 0 | 0 | 0 | 0 | 0 | 0 | 0 | 0 | 0 | 0 | 0 | 0 | 0 | 0 | 0 | 0 | 0 | 0 | 0 | 0 | 0 | 182.2461 | -52.3976 | -1.1083 | 0 | 0 | 0 | 0 | 0
0.6666666666666671100August | Resource 1 | Sublap 1 | 16:00 | 1 | 100 | August | 17000 | 0 | 0 | 0 | 0 | 0 | 0 | 0 | 0 | 0 | 0 | 0 | 0 | 0 | 0 | 0 | 0 | 11.3904 | -3.2748 | -0.069269 | 0 | 0 | 0 | 0 | 0 | 0 | 0 | 0 | 0 | 0 | 0 | 0 | 0 | 0 | 0 | 0 | 0 | 0 | 0 | 0 | 0 | 193.6365 | -55.6724 | -1.1776 | 0 | 0 | 0 | 0 | 0
0.6666666666666671100September | Resource 1 | Sublap 1 | 16:00 | 1 | 100 | September | 18000 | 0 | 0 | 0 | 0 | 0 | 0 | 0 | 0 | 0 | 0 | 0 | 0 | 0 | 0 | 0 | 0 | 11.3904 | -3.2748 | -0.069269 | 0 | 0 | 0 | 0 | 0 | 0 | 0 | 0 | 0 | 0 | 0 | 0 | 0 | 0 | 0 | 0 | 0 | 0 | 0 | 0 | 0 | 205.0269 | -58.9473 | -1.2469 | 0 | 0 | 0 | 0 | 0
0.6666666666666671100October | Resource 1 | Sublap 1 | 16:00 | 1 | 100 | October | 19000 | 0 | 0 | 0 | 0 | 0 | 0 | 0 | 0 | 0 | 0 | 0 | 0 | 0 | 0 | 0 | 0 | 11.3904 | -3.2748 | -0.069269 | 0 | 0 | 0 | 0 | 0 | 0 | 0 | 0 | 0 | 0 | 0 | 0 | 0 | 0 | 0 | 0 | 0 | 0 | 0 | 0 | 0 | 216.4173 | -62.2221 | -1.3161 | 0 | 0 | 0 | 0 | 0
0.6666666666666671100November | Resource 1 | Sublap 1 | 16:00 | 1 | 100 | November | 20000 | 0 | 0 | 0 | 0 | 0 | 0 | 0 | 0 | 0 | 0 | 0 | 0 | 0 | 0 | 0 | 0 | 11.3904 | -3.2748 | -0.069269 | 0 | 0 | 0 | 0 | 0 | 0 | 0 | 0 | 0 | 0 | 0 | 0 | 0 | 0 | 0 | 0 | 0 | 0 | 0 | 0 | 0 | 227.8077 | -65.497 | -1.3854 | 0 | 0 | 0 | 0 | 0
0.6666666666666671100December | Resource 1 | Sublap 1 | 16:00 | 1 | 100 | December | 21000 | 0 | 0 | 0 | 0 | 0 | 0 | 0 | 0 | 0 | 0 | 0 | 0 | 0 | 0 | 0 | 0 | 11.3904 | -3.2748 | -0.069269 | 0 | 0 | 0 | 0 | 0 | 0 | 0 | 0 | 0 | 0 | 0 | 0 | 0 | 0 | 0 | 0 | 0 | 0 | 0 | 0 | 0 | 239.1981 | -68.7718 | -1.4547 | 0 | 0 | 0 | 0 | 0
0.6666666666666671101January | Resource 1 | Sublap 1 | 16:00 | 1 | 101 | January | 10000 | 0 | 0 | 0 | 0 | 0 | 0 | 0 | 0 | 0 | 0 | 0 | 0 | 0 | 0 | 0 | 0 | 9.7297 | -2.8067 | -0.05939 | 0 | 0 | 0 | 0 | 0 | 0 | 0 | 0 | 0 | 0 | 0 | 0 | 0 | 0 | 0 | 0 | 0 | 0 | 0 | 0 | 0 | 97.2972 | -28.0671 | -0.5939 | 0 | 0 | 0 | 0 | 0
0.6666666666666671101February | Resource 1 | Sublap 1 | 16:00 | 1 | 101 | February | 11000 | 0 | 0 | 0 | 0 | 0 | 0 | 0 | 0 | 0 | 0 | 0 | 0 | 0 | 0 | 0 | 0 | 9.7297 | -2.8067 | -0.05939 | 0 | 0 | 0 | 0 | 0 | 0 | 0 | 0 | 0 | 0 | 0 | 0 | 0 | 0 | 0 | 0 | 0 | 0 | 0 | 0 | 0 | 107.027 | -30.8738 | -0.65329 | 0 | 0 | 0 | 0 | 0
0.6666666666666671101March | Resource 1 | Sublap 1 | 16:00 | 1 | 101 | March | 12000 | 0 | 0 | 0 | 0 | 0 | 0 | 0 | 0 | 0 | 0 | 0 | 0 | 0 | 0 | 0 | 0 | 9.7297 | -2.8067 | -0.05939 | 0 | 0 | 0 | 0 | 0 | 0 | 0 | 0 | 0 | 0 | 0 | 0 | 0 | 0 | 0 | 0 | 0 | 0 | 0 | 0 | 0 | 116.7567 | -33.6805 | -0.71268 | 0 | 0 | 0 | 0 | 0
0.6666666666666671101April | Resource 1 | Sublap 1 | 16:00 | 1 | 101 | April | 13000 | 0 | 0 | 0 | 0 | 0 | 0 | 0 | 0 | 0 | 0 | 0 | 0 | 0 | 0 | 0 | 0 | 9.7297 | -2.8067 | -0.05939 | 0 | 0 | 0 | 0 | 0 | 0 | 0 | 0 | 0 | 0 | 0 | 0 | 0 | 0 | 0 | 0 | 0 | 0 | 0 | 0 | 0 | 126.4864 | -36.4873 | -0.77207 | 0 | 0 | 0 | 0 | 0
0.6666666666666671101May | Resource 1 | Sublap 1 | 16:00 | 1 | 101 | May | 14000 | 0 | 0 | 0 | 0 | 0 | 0 | 0 | 0 | 0 | 0 | 0 | 0 | 0 | 0 | 0 | 0 | 9.7297 | -2.8067 | -0.05939 | 0 | 0 | 0 | 0 | 0 | 0 | 0 | 0 | 0 | 0 | 0 | 0 | 0 | 0 | 0 | 0 | 0 | 0 | 0 | 0 | 0 | 136.2161 | -39.294 | -0.83146 | 0 | 0 | 0 | 0 | 0
0.6666666666666671101June | Resource 1 | Sublap 1 | 16:00 | 1 | 101 | June | 15000 | 0 | 0 | 0 | 0 | 0 | 0 | 0 | 0 | 0 | 0 | 0 | 0 | 0 | 0 | 0 | 0 | 9.7297 | -2.8067 | -0.05939 | 0 | 0 | 0 | 0 | 0 | 0 | 0 | 0 | 0 | 0 | 0 | 0 | 0 | 0 | 0 | 0 | 0 | 0 | 0 | 0 | 0 | 145.9458 | -42.1007 | -0.89085 | 0 | 0 | 0 | 0 | 0
0.6666666666666671101July | Resource 1 | Sublap 1 | 16:00 | 1 | 101 | July | 16000 | 0 | 0 | 0 | 0 | 0 | 0 | 0 | 0 | 0 | 0 | 0 | 0 | 0 | 0 | 0 | 0 | 9.7297 | -2.8067 | -0.05939 | 0 | 0 | 0 | 0 | 0 | 0 | 0 | 0 | 0 | 0 | 0 | 0 | 0 | 0 | 0 | 0 | 0 | 0 | 0 | 0 | 0 | 155.6756 | -44.9074 | -0.95024 | 0 | 0 | 0 | 0 | 0
0.6666666666666671101August | Resource 1 | Sublap 1 | 16:00 | 1 | 101 | August | 17000 | 0 | 0 | 0 | 0 | 0 | 0 | 0 | 0 | 0 | 0 | 0 | 0 | 0 | 0 | 0 | 0 | 9.7297 | -2.8067 | -0.05939 | 0 | 0 | 0 | 0 | 0 | 0 | 0 | 0 | 0 | 0 | 0 | 0 | 0 | 0 | 0 | 0 | 0 | 0 | 0 | 0 | 0 | 165.4053 | -47.7141 | -1.0096 | 0 | 0 | 0 | 0 | 0
0.6666666666666671101September | Resource 1 | Sublap 1 | 16:00 | 1 | 101 | September | 18000 | 0 | 0 | 0 | 0 | 0 | 0 | 0 | 0 | 0 | 0 | 0 | 0 | 0 | 0 | 0 | 0 | 9.7297 | -2.8067 | -0.05939 | 0 | 0 | 0 | 0 | 0 | 0 | 0 | 0 | 0 | 0 | 0 | 0 | 0 | 0 | 0 | 0 | 0 | 0 | 0 | 0 | 0 | 175.135 | -50.5208 | -1.069 | 0 | 0 | 0 | 0 | 0
0.6666666666666671101October | Resource 1 | Sublap 1 | 16:00 | 1 | 101 | October | 19000 | 0 | 0 | 0 | 0 | 0 | 0 | 0 | 0 | 0 | 0 | 0 | 0 | 0 | 0 | 0 | 0 | 9.7297 | -2.8067 | -0.05939 | 0 | 0 | 0 | 0 | 0 | 0 | 0 | 0 | 0 | 0 | 0 | 0 | 0 | 0 | 0 | 0 | 0 | 0 | 0 | 0 | 0 | 184.8647 | -53.3275 | -1.1284 | 0 | 0 | 0 | 0 | 0
0.6666666666666671101November | Resource 1 | Sublap 1 | 16:00 | 1 | 101 | November | 20000 | 0 | 0 | 0 | 0 | 0 | 0 | 0 | 0 | 0 | 0 | 0 | 0 | 0 | 0 | 0 | 0 | 9.7297 | -2.8067 | -0.05939 | 0 | 0 | 0 | 0 | 0 | 0 | 0 | 0 | 0 | 0 | 0 | 0 | 0 | 0 | 0 | 0 | 0 | 0 | 0 | 0 | 0 | 194.5945 | -56.1342 | -1.1878 | 0 | 0 | 0 | 0 | 0
0.6666666666666671101December | Resource 1 | Sublap 1 | 16:00 | 1 | 101 | December | 21000 | 0 | 0 | 0 | 0 | 0 | 0 | 0 | 0 | 0 | 0 | 0 | 0 | 0 | 0 | 0 | 0 | 9.7297 | -2.8067 | -0.05939 | 0 | 0 | 0 | 0 | 0 | 0 | 0 | 0 | 0 | 0 | 0 | 0 | 0 | 0 | 0 | 0 | 0 | 0 | 0 | 0 | 0 | 204.3242 | -58.941 | -1.2472 | 0 | 0 | 0 | 0 | 0
0.6666666666666671102January | Resource 1 | Sublap 1 | 16:00 | 1 | 102 | January | 10000 | 0 | 0 | 0 | 0 | 0 | 0 | 0 | 0 | 0 | 0 | 0 | 0 | 0 | 0 | 0 | 0 | 12.6165 | -3.578 | -0.075666 | 0 | 0 | 0 | 0 | 0 | 0 | 0 | 0 | 0 | 0 | 0 | 0 | 0 | 0 | 0 | 0 | 0 | 0 | 0 | 0 | 0 | 126.1651 | -35.7796 | -0.75666 | 0 | 0 | 0 | 0 | 0
0.6666666666666671102February | Resource 1 | Sublap 1 | 16:00 | 1 | 102 | February | 11000 | 0 | 0 | 0 | 0 | 0 | 0 | 0 | 0 | 0 | 0 | 0 | 0 | 0 | 0 | 0 | 0 | 12.6165 | -3.578 | -0.075666 | 0 | 0 | 0 | 0 | 0 | 0 | 0 | 0 | 0 | 0 | 0 | 0 | 0 | 0 | 0 | 0 | 0 | 0 | 0 | 0 | 0 | 138.7816 | -39.3575 | -0.83233 | 0 | 0 | 0 | 0 | 0
0.6666666666666671102March | Resource 1 | Sublap 1 | 16:00 | 1 | 102 | March | 12000 | 0 | 0 | 0 | 0 | 0 | 0 | 0 | 0 | 0 | 0 | 0 | 0 | 0 | 0 | 0 | 0 | 12.6165 | -3.578 | -0.075666 | 0 | 0 | 0 | 0 | 0 | 0 | 0 | 0 | 0 | 0 | 0 | 0 | 0 | 0 | 0 | 0 | 0 | 0 | 0 | 0 | 0 | 151.3981 | -42.9355 | -0.908 | 0 | 0 | 0 | 0 | 0
0.6666666666666671102April | Resource 1 | Sublap 1 | 16:00 | 1 | 102 | April | 13000 | 0 | 0 | 0 | 0 | 0 | 0 | 0 | 0 | 0 | 0 | 0 | 0 | 0 | 0 | 0 | 0 | 12.6165 | -3.578 | -0.075666 | 0 | 0 | 0 | 0 | 0 | 0 | 0 | 0 | 0 | 0 | 0 | 0 | 0 | 0 | 0 | 0 | 0 | 0 | 0 | 0 | 0 | 164.0146 | -46.5135 | -0.98366 | 0 | 0 | 0 | 0 | 0
0.6666666666666671102May | Resource 1 | Sublap 1 | 16:00 | 1 | 102 | May | 14000 | 0 | 0 | 0 | 0 | 0 | 0 | 0 | 0 | 0 | 0 | 0 | 0 | 0 | 0 | 0 | 0 | 12.6165 | -3.578 | -0.075666 | 0 | 0 | 0 | 0 | 0 | 0 | 0 | 0 | 0 | 0 | 0 | 0 | 0 | 0 | 0 | 0 | 0 | 0 | 0 | 0 | 0 | 176.6311 | -50.0914 | -1.0593 | 0 | 0 | 0 | 0 | 0
0.6666666666666671102June | Resource 1 | Sublap 1 | 16:00 | 1 | 102 | June | 15000 | 0 | 0 | 0 | 0 | 0 | 0 | 0 | 0 | 0 | 0 | 0 | 0 | 0 | 0 | 0 | 0 | 12.6165 | -3.578 | -0.075666 | 0 | 0 | 0 | 0 | 0 | 0 | 0 | 0 | 0 | 0 | 0 | 0 | 0 | 0 | 0 | 0 | 0 | 0 | 0 | 0 | 0 | 189.2476 | -53.6694 | -1.135 | 0 | 0 | 0 | 0 | 0
0.6666666666666671102July | Resource 1 | Sublap 1 | 16:00 | 1 | 102 | July | 16000 | 0 | 0 | 0 | 0 | 0 | 0 | 0 | 0 | 0 | 0 | 0 | 0 | 0 | 0 | 0 | 0 | 12.6165 | -3.578 | -0.075666 | 0 | 0 | 0 | 0 | 0 | 0 | 0 | 0 | 0 | 0 | 0 | 0 | 0 | 0 | 0 | 0 | 0 | 0 | 0 | 0 | 0 | 201.8641 | -57.2473 | -1.2107 | 0 | 0 | 0 | 0 | 0
0.6666666666666671102August | Resource 1 | Sublap 1 | 16:00 | 1 | 102 | August | 17000 | 0 | 0 | 0 | 0 | 0 | 0 | 0 | 0 | 0 | 0 | 0 | 0 | 0 | 0 | 0 | 0 | 12.6165 | -3.578 | -0.075666 | 0 | 0 | 0 | 0 | 0 | 0 | 0 | 0 | 0 | 0 | 0 | 0 | 0 | 0 | 0 | 0 | 0 | 0 | 0 | 0 | 0 | 214.4806 | -60.8253 | -1.2863 | 0 | 0 | 0 | 0 | 0
0.6666666666666671102September | Resource 1 | Sublap 1 | 16:00 | 1 | 102 | September | 18000 | 0 | 0 | 0 | 0 | 0 | 0 | 0 | 0 | 0 | 0 | 0 | 0 | 0 | 0 | 0 | 0 | 12.6165 | -3.578 | -0.075666 | 0 | 0 | 0 | 0 | 0 | 0 | 0 | 0 | 0 | 0 | 0 | 0 | 0 | 0 | 0 | 0 | 0 | 0 | 0 | 0 | 0 | 227.0971 | -64.4032 | -1.362 | 0 | 0 | 0 | 0 | 0
0.6666666666666671102October | Resource 1 | Sublap 1 | 16:00 | 1 | 102 | October | 19000 | 0 | 0 | 0 | 0 | 0 | 0 | 0 | 0 | 0 | 0 | 0 | 0 | 0 | 0 | 0 | 0 | 12.6165 | -3.578 | -0.075666 | 0 | 0 | 0 | 0 | 0 | 0 | 0 | 0 | 0 | 0 | 0 | 0 | 0 | 0 | 0 | 0 | 0 | 0 | 0 | 0 | 0 | 239.7137 | -67.9812 | -1.4377 | 0 | 0 | 0 | 0 | 0
0.6666666666666671102November | Resource 1 | Sublap 1 | 16:00 | 1 | 102 | November | 20000 | 0 | 0 | 0 | 0 | 0 | 0 | 0 | 0 | 0 | 0 | 0 | 0 | 0 | 0 | 0 | 0 | 12.6165 | -3.578 | -0.075666 | 0 | 0 | 0 | 0 | 0 | 0 | 0 | 0 | 0 | 0 | 0 | 0 | 0 | 0 | 0 | 0 | 0 | 0 | 0 | 0 | 0 | 252.3302 | -71.5592 | -1.5133 | 0 | 0 | 0 | 0 | 0
0.6666666666666671102December | Resource 1 | Sublap 1 | 16:00 | 1 | 102 | December | 21000 | 0 | 0 | 0 | 0 | 0 | 0 | 0 | 0 | 0 | 0 | 0 | 0 | 0 | 0 | 0 | 0 | 12.6165 | -3.578 | -0.075666 | 0 | 0 | 0 | 0 | 0 | 0 | 0 | 0 | 0 | 0 | 0 | 0 | 0 | 0 | 0 | 0 | 0 | 0 | 0 | 0 | 0 | 264.9467 | -75.1371 | -1.589 | 0 | 0 | 0 | 0 | 0
0.6666666666666671103January | Resource 1 | Sublap 1 | 16:00 | 1 | 103 | January | 10000 | 0 | 0 | 0 | 0 | 0 | 0 | 0 | 0 | 0 | 0 | 0 | 0 | 0 | 0 | 0 | 0 | 13.2335 | -3.7531 | -0.079362 | 0 | 0 | 0 | 0 | 0 | 0 | 0 | 0 | 0 | 0 | 0 | 0 | 0 | 0 | 0 | 0 | 0 | 0 | 0 | 0 | 0 | 132.3347 | -37.5309 | -0.79362 | 0 | 0 | 0 | 0 | 0
0.6666666666666671103February | Resource 1 | Sublap 1 | 16:00 | 1 | 103 | February | 11000 | 0 | 0 | 0 | 0 | 0 | 0 | 0 | 0 | 0 | 0 | 0 | 0 | 0 | 0 | 0 | 0 | 13.2335 | -3.7531 | -0.079362 | 0 | 0 | 0 | 0 | 0 | 0 | 0 | 0 | 0 | 0 | 0 | 0 | 0 | 0 | 0 | 0 | 0 | 0 | 0 | 0 | 0 | 145.5682 | -41.284 | -0.87299 | 0 | 0 | 0 | 0 | 0
0.6666666666666671103March | Resource 1 | Sublap 1 | 16:00 | 1 | 103 | March | 12000 | 0 | 0 | 0 | 0 | 0 | 0 | 0 | 0 | 0 | 0 | 0 | 0 | 0 | 0 | 0 | 0 | 13.2335 | -3.7531 | -0.079362 | 0 | 0 | 0 | 0 | 0 | 0 | 0 | 0 | 0 | 0 | 0 | 0 | 0 | 0 | 0 | 0 | 0 | 0 | 0 | 0 | 0 | 158.8016 | -45.0371 | -0.95235 | 0 | 0 | 0 | 0 | 0
0.6666666666666671103April | Resource 1 | Sublap 1 | 16:00 | 1 | 103 | April | 13000 | 0 | 0 | 0 | 0 | 0 | 0 | 0 | 0 | 0 | 0 | 0 | 0 | 0 | 0 | 0 | 0 | 13.2335 | -3.7531 | -0.079362 | 0 | 0 | 0 | 0 | 0 | 0 | 0 | 0 | 0 | 0 | 0 | 0 | 0 | 0 | 0 | 0 | 0 | 0 | 0 | 0 | 0 | 172.0351 | -48.7902 | -1.0317 | 0 | 0 | 0 | 0 | 0
0.6666666666666671103May | Resource 1 | Sublap 1 | 16:00 | 1 | 103 | May | 14000 | 0 | 0 | 0 | 0 | 0 | 0 | 0 | 0 | 0 | 0 | 0 | 0 | 0 | 0 | 0 | 0 | 13.2335 | -3.7531 | -0.079362 | 0 | 0 | 0 | 0 | 0 | 0 | 0 | 0 | 0 | 0 | 0 | 0 | 0 | 0 | 0 | 0 | 0 | 0 | 0 | 0 | 0 | 185.2686 | -52.5433 | -1.1111 | 0 | 0 | 0 | 0 | 0
0.6666666666666671103June | Resource 1 | Sublap 1 | 16:00 | 1 | 103 | June | 15000 | 0 | 0 | 0 | 0 | 0 | 0 | 0 | 0 | 0 | 0 | 0 | 0 | 0 | 0 | 0 | 0 | 13.2335 | -3.7531 | -0.079362 | 0 | 0 | 0 | 0 | 0 | 0 | 0 | 0 | 0 | 0 | 0 | 0 | 0 | 0 | 0 | 0 | 0 | 0 | 0 | 0 | 0 | 198.502 | -56.2963 | -1.1904 | 0 | 0 | 0 | 0 | 0
0.6666666666666671103July | Resource 1 | Sublap 1 | 16:00 | 1 | 103 | July | 16000 | 0 | 0 | 0 | 0 | 0 | 0 | 0 | 0 | 0 | 0 | 0 | 0 | 0 | 0 | 0 | 0 | 13.2335 | -3.7531 | -0.079362 | 0 | 0 | 0 | 0 | 0 | 0 | 0 | 0 | 0 | 0 | 0 | 0 | 0 | 0 | 0 | 0 | 0 | 0 | 0 | 0 | 0 | 211.7355 | -60.0494 | -1.2698 | 0 | 0 | 0 | 0 | 0
0.6666666666666671103August | Resource 1 | Sublap 1 | 16:00 | 1 | 103 | August | 17000 | 0 | 0 | 0 | 0 | 0 | 0 | 0 | 0 | 0 | 0 | 0 | 0 | 0 | 0 | 0 | 0 | 13.2335 | -3.7531 | -0.079362 | 0 | 0 | 0 | 0 | 0 | 0 | 0 | 0 | 0 | 0 | 0 | 0 | 0 | 0 | 0 | 0 | 0 | 0 | 0 | 0 | 0 | 224.969 | -63.8025 | -1.3492 | 0 | 0 | 0 | 0 | 0
0.6666666666666671103September | Resource 1 | Sublap 1 | 16:00 | 1 | 103 | September | 18000 | 0 | 0 | 0 | 0 | 0 | 0 | 0 | 0 | 0 | 0 | 0 | 0 | 0 | 0 | 0 | 0 | 13.2335 | -3.7531 | -0.079362 | 0 | 0 | 0 | 0 | 0 | 0 | 0 | 0 | 0 | 0 | 0 | 0 | 0 | 0 | 0 | 0 | 0 | 0 | 0 | 0 | 0 | 238.2024 | -67.5556 | -1.4285 | 0 | 0 | 0 | 0 | 0
0.6666666666666671103October | Resource 1 | Sublap 1 | 16:00 | 1 | 103 | October | 19000 | 0 | 0 | 0 | 0 | 0 | 0 | 0 | 0 | 0 | 0 | 0 | 0 | 0 | 0 | 0 | 0 | 13.2335 | -3.7531 | -0.079362 | 0 | 0 | 0 | 0 | 0 | 0 | 0 | 0 | 0 | 0 | 0 | 0 | 0 | 0 | 0 | 0 | 0 | 0 | 0 | 0 | 0 | 251.4359 | -71.3087 | -1.5079 | 0 | 0 | 0 | 0 | 0
0.6666666666666671103November | Resource 1 | Sublap 1 | 16:00 | 1 | 103 | November | 20000 | 0 | 0 | 0 | 0 | 0 | 0 | 0 | 0 | 0 | 0 | 0 | 0 | 0 | 0 | 0 | 0 | 13.2335 | -3.7531 | -0.079362 | 0 | 0 | 0 | 0 | 0 | 0 | 0 | 0 | 0 | 0 | 0 | 0 | 0 | 0 | 0 | 0 | 0 | 0 | 0 | 0 | 0 | 264.6694 | -75.0618 | -1.5872 | 0 | 0 | 0 | 0 | 0
0.6666666666666671103December | Resource 1 | Sublap 1 | 16:00 | 1 | 103 | December | 21000 | 0 | 0 | 0 | 0 | 0 | 0 | 0 | 0 | 0 | 0 | 0 | 0 | 0 | 0 | 0 | 0 | 13.2335 | -3.7531 | -0.079362 | 0 | 0 | 0 | 0 | 0 | 0 | 0 | 0 | 0 | 0 | 0 | 0 | 0 | 0 | 0 | 0 | 0 | 0 | 0 | 0 | 0 | 277.9028 | -78.8149 | -1.6666 | 0 | 0 | 0 | 0 | 0
0.6666666666666671104January | Resource 1 | Sublap 1 | 16:00 | 1 | 104 | January | 10000 | 0 | 0 | 0 | 0 | 0 | 0 | 0 | 0 | 0 | 0 | 0 | 0 | 0 | 0 | 0 | 0 | 14.2413 | -4.0461 | -0.085546 | 0 | 0 | 0 | 0 | 0 | 0 | 0 | 0 | 0 | 0 | 0 | 0 | 0 | 0 | 0 | 0 | 0 | 0 | 0 | 0 | 0 | 142.4127 | -40.461 | -0.85546 | 0 | 0 | 0 | 0 | 0
0.6666666666666671104February | Resource 1 | Sublap 1 | 16:00 | 1 | 104 | February | 11000 | 0 | 0 | 0 | 0 | 0 | 0 | 0 | 0 | 0 | 0 | 0 | 0 | 0 | 0 | 0 | 0 | 14.2413 | -4.0461 | -0.085546 | 0 | 0 | 0 | 0 | 0 | 0 | 0 | 0 | 0 | 0 | 0 | 0 | 0 | 0 | 0 | 0 | 0 | 0 | 0 | 0 | 0 | 156.654 | -44.507 | -0.94101 | 0 | 0 | 0 | 0 | 0
0.6666666666666671104March | Resource 1 | Sublap 1 | 16:00 | 1 | 104 | March | 12000 | 0 | 0 | 0 | 0 | 0 | 0 | 0 | 0 | 0 | 0 | 0 | 0 | 0 | 0 | 0 | 0 | 14.2413 | -4.0461 | -0.085546 | 0 | 0 | 0 | 0 | 0 | 0 | 0 | 0 | 0 | 0 | 0 | 0 | 0 | 0 | 0 | 0 | 0 | 0 | 0 | 0 | 0 | 170.8953 | -48.5532 | -1.0266 | 0 | 0 | 0 | 0 | 0
0.6666666666666671104April | Resource 1 | Sublap 1 | 16:00 | 1 | 104 | April | 13000 | 0 | 0 | 0 | 0 | 0 | 0 | 0 | 0 | 0 | 0 | 0 | 0 | 0 | 0 | 0 | 0 | 14.2413 | -4.0461 | -0.085546 | 0 | 0 | 0 | 0 | 0 | 0 | 0 | 0 | 0 | 0 | 0 | 0 | 0 | 0 | 0 | 0 | 0 | 0 | 0 | 0 | 0 | 185.1366 | -52.5992 | -1.1121 | 0 | 0 | 0 | 0 | 0
0.6666666666666671104May | Resource 1 | Sublap 1 | 16:00 | 1 | 104 | May | 14000 | 0 | 0 | 0 | 0 | 0 | 0 | 0 | 0 | 0 | 0 | 0 | 0 | 0 | 0 | 0 | 0 | 14.2413 | -4.0461 | -0.085546 | 0 | 0 | 0 | 0 | 0 | 0 | 0 | 0 | 0 | 0 | 0 | 0 | 0 | 0 | 0 | 0 | 0 | 0 | 0 | 0 | 0 | 199.3778 | -56.6453 | -1.1976 | 0 | 0 | 0 | 0 | 0
0.6666666666666671104June | Resource 1 | Sublap 1 | 16:00 | 1 | 104 | June | 15000 | 0 | 0 | 0 | 0 | 0 | 0 | 0 | 0 | 0 | 0 | 0 | 0 | 0 | 0 | 0 | 0 | 14.2413 | -4.0461 | -0.085546 | 0 | 0 | 0 | 0 | 0 | 0 | 0 | 0 | 0 | 0 | 0 | 0 | 0 | 0 | 0 | 0 | 0 | 0 | 0 | 0 | 0 | 213.6191 | -60.6914 | -1.2832 | 0 | 0 | 0 | 0 | 0
0.6666666666666671104July | Resource 1 | Sublap 1 | 16:00 | 1 | 104 | July | 16000 | 0 | 0 | 0 | 0 | 0 | 0 | 0 | 0 | 0 | 0 | 0 | 0 | 0 | 0 | 0 | 0 | 14.2413 | -4.0461 | -0.085546 | 0 | 0 | 0 | 0 | 0 | 0 | 0 | 0 | 0 | 0 | 0 | 0 | 0 | 0 | 0 | 0 | 0 | 0 | 0 | 0 | 0 | 227.8604 | -64.7375 | -1.3687 | 0 | 0 | 0 | 0 | 0
0.6666666666666671104August | Resource 1 | Sublap 1 | 16:00 | 1 | 104 | August | 17000 | 0 | 0 | 0 | 0 | 0 | 0 | 0 | 0 | 0 | 0 | 0 | 0 | 0 | 0 | 0 | 0 | 14.2413 | -4.0461 | -0.085546 | 0 | 0 | 0 | 0 | 0 | 0 | 0 | 0 | 0 | 0 | 0 | 0 | 0 | 0 | 0 | 0 | 0 | 0 | 0 | 0 | 0 | 242.1017 | -68.7836 | -1.4543 | 0 | 0 | 0 | 0 | 0
0.6666666666666671104September | Resource 1 | Sublap 1 | 16:00 | 1 | 104 | September | 18000 | 0 | 0 | 0 | 0 | 0 | 0 | 0 | 0 | 0 | 0 | 0 | 0 | 0 | 0 | 0 | 0 | 14.2413 | -4.0461 | -0.085546 | 0 | 0 | 0 | 0 | 0 | 0 | 0 | 0 | 0 | 0 | 0 | 0 | 0 | 0 | 0 | 0 | 0 | 0 | 0 | 0 | 0 | 256.3429 | -72.8297 | -1.5398 | 0 | 0 | 0 | 0 | 0
0.6666666666666671104October | Resource 1 | Sublap 1 | 16:00 | 1 | 104 | October | 19000 | 0 | 0 | 0 | 0 | 0 | 0 | 0 | 0 | 0 | 0 | 0 | 0 | 0 | 0 | 0 | 0 | 14.2413 | -4.0461 | -0.085546 | 0 | 0 | 0 | 0 | 0 | 0 | 0 | 0 | 0 | 0 | 0 | 0 | 0 | 0 | 0 | 0 | 0 | 0 | 0 | 0 | 0 | 270.5842 | -76.8758 | -1.6254 | 0 | 0 | 0 | 0 | 0
0.6666666666666671104November | Resource 1 | Sublap 1 | 16:00 | 1 | 104 | November | 20000 | 0 | 0 | 0 | 0 | 0 | 0 | 0 | 0 | 0 | 0 | 0 | 0 | 0 | 0 | 0 | 0 | 14.2413 | -4.0461 | -0.085546 | 0 | 0 | 0 | 0 | 0 | 0 | 0 | 0 | 0 | 0 | 0 | 0 | 0 | 0 | 0 | 0 | 0 | 0 | 0 | 0 | 0 | 284.8255 | -80.9219 | -1.7109 | 0 | 0 | 0 | 0 | 0
0.6666666666666671104December | Resource 1 | Sublap 1 | 16:00 | 1 | 104 | December | 21000 | 0 | 0 | 0 | 0 | 0 | 0 | 0 | 0 | 0 | 0 | 0 | 0 | 0 | 0 | 0 | 0 | 14.2413 | -4.0461 | -0.085546 | 0 | 0 | 0 | 0 | 0 | 0 | 0 | 0 | 0 | 0 | 0 | 0 | 0 | 0 | 0 | 0 | 0 | 0 | 0 | 0 | 0 | 299.0667 | -84.968 | -1.7965 | 0 | 0 | 0 | 0 | 0
0.6666666666666671105January | Resource 1 | Sublap 1 | 16:00 | 1 | 105 | January | 10000 | 0 | 0 | 0 | 0 | 0 | 0 | 0 | 0 | 0 | 0 | 0 | 0 | 0 | 0 | 0 | 0 | 12.0767 | -3.4365 | -0.072681 | 0 | 0 | 0 | 0 | 0 | 0 | 0 | 0 | 0 | 0 | 0 | 0 | 0 | 0 | 0 | 0 | 0 | 0 | 0 | 0 | 0 | 120.7668 | -34.3651 | -0.72681 | 0 | 0 | 0 | 0 | 0
0.6666666666666671105February | Resource 1 | Sublap 1 | 16:00 | 1 | 105 | February | 11000 | 0 | 0 | 0 | 0 | 0 | 0 | 0 | 0 | 0 | 0 | 0 | 0 | 0 | 0 | 0 | 0 | 12.0767 | -3.4365 | -0.072681 | 0 | 0 | 0 | 0 | 0 | 0 | 0 | 0 | 0 | 0 | 0 | 0 | 0 | 0 | 0 | 0 | 0 | 0 | 0 | 0 | 0 | 132.8434 | -37.8016 | -0.79949 | 0 | 0 | 0 | 0 | 0
0.6666666666666671105March | Resource 1 | Sublap 1 | 16:00 | 1 | 105 | March | 12000 | 0 | 0 | 0 | 0 | 0 | 0 | 0 | 0 | 0 | 0 | 0 | 0 | 0 | 0 | 0 | 0 | 12.0767 | -3.4365 | -0.072681 | 0 | 0 | 0 | 0 | 0 | 0 | 0 | 0 | 0 | 0 | 0 | 0 | 0 | 0 | 0 | 0 | 0 | 0 | 0 | 0 | 0 | 144.9201 | -41.2381 | -0.87217 | 0 | 0 | 0 | 0 | 0
0.6666666666666671105April | Resource 1 | Sublap 1 | 16:00 | 1 | 105 | April | 13000 | 0 | 0 | 0 | 0 | 0 | 0 | 0 | 0 | 0 | 0 | 0 | 0 | 0 | 0 | 0 | 0 | 12.0767 | -3.4365 | -0.072681 | 0 | 0 | 0 | 0 | 0 | 0 | 0 | 0 | 0 | 0 | 0 | 0 | 0 | 0 | 0 | 0 | 0 | 0 | 0 | 0 | 0 | 156.9968 | -44.6746 | -0.94486 | 0 | 0 | 0 | 0 | 0
0.6666666666666671105May | Resource 1 | Sublap 1 | 16:00 | 1 | 105 | May | 14000 | 0 | 0 | 0 | 0 | 0 | 0 | 0 | 0 | 0 | 0 | 0 | 0 | 0 | 0 | 0 | 0 | 12.0767 | -3.4365 | -0.072681 | 0 | 0 | 0 | 0 | 0 | 0 | 0 | 0 | 0 | 0 | 0 | 0 | 0 | 0 | 0 | 0 | 0 | 0 | 0 | 0 | 0 | 169.0735 | -48.1111 | -1.0175 | 0 | 0 | 0 | 0 | 0
0.6666666666666671105June | Resource 1 | Sublap 1 | 16:00 | 1 | 105 | June | 15000 | 0 | 0 | 0 | 0 | 0 | 0 | 0 | 0 | 0 | 0 | 0 | 0 | 0 | 0 | 0 | 0 | 12.0767 | -3.4365 | -0.072681 | 0 | 0 | 0 | 0 | 0 | 0 | 0 | 0 | 0 | 0 | 0 | 0 | 0 | 0 | 0 | 0 | 0 | 0 | 0 | 0 | 0 | 181.1501 | -51.5476 | -1.0902 | 0 | 0 | 0 | 0 | 0
0.6666666666666671105July | Resource 1 | Sublap 1 | 16:00 | 1 | 105 | July | 16000 | 0 | 0 | 0 | 0 | 0 | 0 | 0 | 0 | 0 | 0 | 0 | 0 | 0 | 0 | 0 | 0 | 12.0767 | -3.4365 | -0.072681 | 0 | 0 | 0 | 0 | 0 | 0 | 0 | 0 | 0 | 0 | 0 | 0 | 0 | 0 | 0 | 0 | 0 | 0 | 0 | 0 | 0 | 193.2268 | -54.9841 | -1.1629 | 0 | 0 | 0 | 0 | 0
0.6666666666666671105August | Resource 1 | Sublap 1 | 16:00 | 1 | 105 | August | 17000 | 0 | 0 | 0 | 0 | 0 | 0 | 0 | 0 | 0 | 0 | 0 | 0 | 0 | 0 | 0 | 0 | 12.0767 | -3.4365 | -0.072681 | 0 | 0 | 0 | 0 | 0 | 0 | 0 | 0 | 0 | 0 | 0 | 0 | 0 | 0 | 0 | 0 | 0 | 0 | 0 | 0 | 0 | 205.3035 | -58.4206 | -1.2356 | 0 | 0 | 0 | 0 | 0
0.6666666666666671105September | Resource 1 | Sublap 1 | 16:00 | 1 | 105 | September | 18000 | 0 | 0 | 0 | 0 | 0 | 0 | 0 | 0 | 0 | 0 | 0 | 0 | 0 | 0 | 0 | 0 | 12.0767 | -3.4365 | -0.072681 | 0 | 0 | 0 | 0 | 0 | 0 | 0 | 0 | 0 | 0 | 0 | 0 | 0 | 0 | 0 | 0 | 0 | 0 | 0 | 0 | 0 | 217.3802 | -61.8571 | -1.3083 | 0 | 0 | 0 | 0 | 0
0.6666666666666671105October | Resource 1 | Sublap 1 | 16:00 | 1 | 105 | October | 19000 | 0 | 0 | 0 | 0 | 0 | 0 | 0 | 0 | 0 | 0 | 0 | 0 | 0 | 0 | 0 | 0 | 12.0767 | -3.4365 | -0.072681 | 0 | 0 | 0 | 0 | 0 | 0 | 0 | 0 | 0 | 0 | 0 | 0 | 0 | 0 | 0 | 0 | 0 | 0 | 0 | 0 | 0 | 229.4569 | -65.2936 | -1.3809 | 0 | 0 | 0 | 0 | 0
0.6666666666666671105November | Resource 1 | Sublap 1 | 16:00 | 1 | 105 | November | 20000 | 0 | 0 | 0 | 0 | 0 | 0 | 0 | 0 | 0 | 0 | 0 | 0 | 0 | 0 | 0 | 0 | 12.0767 | -3.4365 | -0.072681 | 0 | 0 | 0 | 0 | 0 | 0 | 0 | 0 | 0 | 0 | 0 | 0 | 0 | 0 | 0 | 0 | 0 | 0 | 0 | 0 | 0 | 241.5335 | -68.7301 | -1.4536 | 0 | 0 | 0 | 0 | 0
0.6666666666666671105December | Resource 1 | Sublap 1 | 16:00 | 1 | 105 | December | 21000 | 0 | 0 | 0 | 0 | 0 | 0 | 0 | 0 | 0 | 0 | 0 | 0 | 0 | 0 | 0 | 0 | 12.0767 | -3.4365 | -0.072681 | 0 | 0 | 0 | 0 | 0 | 0 | 0 | 0 | 0 | 0 | 0 | 0 | 0 | 0 | 0 | 0 | 0 | 0 | 0 | 0 | 0 | 253.6102 | -72.1667 | -1.5263 | 0 | 0 | 0 | 0 | 0
0.6666666666666671106January | Resource 1 | Sublap 1 | 16:00 | 1 | 106 | January | 10000 | 0 | 0 | 0 | 0 | 0 | 0 | 0 | 0 | 0 | 0 | 0 | 0 | 0 | 0 | 0 | 0 | 11.7873 | -3.3085 | -0.06998 | 0 | 0 | 0 | 0 | 0 | 0 | 0 | 0 | 0 | 0 | 0 | 0 | 0 | 0 | 0 | 0 | 0 | 0 | 0 | 0 | 0 | 117.8728 | -33.0853 | -0.6998 | 0 | 0 | 0 | 0 | 0
0.6666666666666671106February | Resource 1 | Sublap 1 | 16:00 | 1 | 106 | February | 11000 | 0 | 0 | 0 | 0 | 0 | 0 | 0 | 0 | 0 | 0 | 0 | 0 | 0 | 0 | 0 | 0 | 11.7873 | -3.3085 | -0.06998 | 0 | 0 | 0 | 0 | 0 | 0 | 0 | 0 | 0 | 0 | 0 | 0 | 0 | 0 | 0 | 0 | 0 | 0 | 0 | 0 | 0 | 129.6601 | -36.3938 | -0.76978 | 0 | 0 | 0 | 0 | 0
0.6666666666666671106March | Resource 1 | Sublap 1 | 16:00 | 1 | 106 | March | 12000 | 0 | 0 | 0 | 0 | 0 | 0 | 0 | 0 | 0 | 0 | 0 | 0 | 0 | 0 | 0 | 0 | 11.7873 | -3.3085 | -0.06998 | 0 | 0 | 0 | 0 | 0 | 0 | 0 | 0 | 0 | 0 | 0 | 0 | 0 | 0 | 0 | 0 | 0 | 0 | 0 | 0 | 0 | 141.4474 | -39.7023 | -0.83976 | 0 | 0 | 0 | 0 | 0
0.6666666666666671106April | Resource 1 | Sublap 1 | 16:00 | 1 | 106 | April | 13000 | 0 | 0 | 0 | 0 | 0 | 0 | 0 | 0 | 0 | 0 | 0 | 0 | 0 | 0 | 0 | 0 | 11.7873 | -3.3085 | -0.06998 | 0 | 0 | 0 | 0 | 0 | 0 | 0 | 0 | 0 | 0 | 0 | 0 | 0 | 0 | 0 | 0 | 0 | 0 | 0 | 0 | 0 | 153.2347 | -43.0109 | -0.90974 | 0 | 0 | 0 | 0 | 0
0.6666666666666671106May | Resource 1 | Sublap 1 | 16:00 | 1 | 106 | May | 14000 | 0 | 0 | 0 | 0 | 0 | 0 | 0 | 0 | 0 | 0 | 0 | 0 | 0 | 0 | 0 | 0 | 11.7873 | -3.3085 | -0.06998 | 0 | 0 | 0 | 0 | 0 | 0 | 0 | 0 | 0 | 0 | 0 | 0 | 0 | 0 | 0 | 0 | 0 | 0 | 0 | 0 | 0 | 165.022 | -46.3194 | -0.97972 | 0 | 0 | 0 | 0 | 0
0.6666666666666671106June | Resource 1 | Sublap 1 | 16:00 | 1 | 106 | June | 15000 | 0 | 0 | 0 | 0 | 0 | 0 | 0 | 0 | 0 | 0 | 0 | 0 | 0 | 0 | 0 | 0 | 11.7873 | -3.3085 | -0.06998 | 0 | 0 | 0 | 0 | 0 | 0 | 0 | 0 | 0 | 0 | 0 | 0 | 0 | 0 | 0 | 0 | 0 | 0 | 0 | 0 | 0 | 176.8092 | -49.6279 | -1.0497 | 0 | 0 | 0 | 0 | 0
0.6666666666666671106July | Resource 1 | Sublap 1 | 16:00 | 1 | 106 | July | 16000 | 0 | 0 | 0 | 0 | 0 | 0 | 0 | 0 | 0 | 0 | 0 | 0 | 0 | 0 | 0 | 0 | 11.7873 | -3.3085 | -0.06998 | 0 | 0 | 0 | 0 | 0 | 0 | 0 | 0 | 0 | 0 | 0 | 0 | 0 | 0 | 0 | 0 | 0 | 0 | 0 | 0 | 0 | 188.5965 | -52.9364 | -1.1197 | 0 | 0 | 0 | 0 | 0
0.6666666666666671106August | Resource 1 | Sublap 1 | 16:00 | 1 | 106 | August | 17000 | 0 | 0 | 0 | 0 | 0 | 0 | 0 | 0 | 0 | 0 | 0 | 0 | 0 | 0 | 0 | 0 | 11.7873 | -3.3085 | -0.06998 | 0 | 0 | 0 | 0 | 0 | 0 | 0 | 0 | 0 | 0 | 0 | 0 | 0 | 0 | 0 | 0 | 0 | 0 | 0 | 0 | 0 | 200.3838 | -56.245 | -1.1897 | 0 | 0 | 0 | 0 | 0
0.6666666666666671106September | Resource 1 | Sublap 1 | 16:00 | 1 | 106 | September | 18000 | 0 | 0 | 0 | 0 | 0 | 0 | 0 | 0 | 0 | 0 | 0 | 0 | 0 | 0 | 0 | 0 | 11.7873 | -3.3085 | -0.06998 | 0 | 0 | 0 | 0 | 0 | 0 | 0 | 0 | 0 | 0 | 0 | 0 | 0 | 0 | 0 | 0 | 0 | 0 | 0 | 0 | 0 | 212.1711 | -59.5535 | -1.2596 | 0 | 0 | 0 | 0 | 0
0.6666666666666671106October | Resource 1 | Sublap 1 | 16:00 | 1 | 106 | October | 19000 | 0 | 0 | 0 | 0 | 0 | 0 | 0 | 0 | 0 | 0 | 0 | 0 | 0 | 0 | 0 | 0 | 11.7873 | -3.3085 | -0.06998 | 0 | 0 | 0 | 0 | 0 | 0 | 0 | 0 | 0 | 0 | 0 | 0 | 0 | 0 | 0 | 0 | 0 | 0 | 0 | 0 | 0 | 223.9584 | -62.862 | -1.3296 | 0 | 0 | 0 | 0 | 0
0.6666666666666671106November | Resource 1 | Sublap 1 | 16:00 | 1 | 106 | November | 20000 | 0 | 0 | 0 | 0 | 0 | 0 | 0 | 0 | 0 | 0 | 0 | 0 | 0 | 0 | 0 | 0 | 11.7873 | -3.3085 | -0.06998 | 0 | 0 | 0 | 0 | 0 | 0 | 0 | 0 | 0 | 0 | 0 | 0 | 0 | 0 | 0 | 0 | 0 | 0 | 0 | 0 | 0 | 235.7457 | -66.1706 | -1.3996 | 0 | 0 | 0 | 0 | 0
0.6666666666666671106December | Resource 1 | Sublap 1 | 16:00 | 1 | 106 | December | 21000 | 0 | 0 | 0 | 0 | 0 | 0 | 0 | 0 | 0 | 0 | 0 | 0 | 0 | 0 | 0 | 0 | 11.7873 | -3.3085 | -0.06998 | 0 | 0 | 0 | 0 | 0 | 0 | 0 | 0 | 0 | 0 | 0 | 0 | 0 | 0 | 0 | 0 | 0 | 0 | 0 | 0 | 0 | 247.533 | -69.4791 | -1.4696 | 0 | 0 | 0 | 0 | 0
0.6666666666666671107January | Resource 1 | Sublap 1 | 16:00 | 1 | 107 | January | 10000 | 0 | 0 | 0 | 0 | 0 | 0 | 0 | 0 | 0 | 0 | 0 | 0 | 0 | 0 | 0 | 0 | 13.8477 | -3.8743 | -0.081921 | 0 | 0 | 0 | 0 | 0 | 0 | 0 | 0 | 0 | 0 | 0 | 0 | 0 | 0 | 0 | 0 | 0 | 0 | 0 | 0 | 0 | 138.4768 | -38.7433 | -0.81921 | 0 | 0 | 0 | 0 | 0
0.6666666666666671107February | Resource 1 | Sublap 1 | 16:00 | 1 | 107 | February | 11000 | 0 | 0 | 0 | 0 | 0 | 0 | 0 | 0 | 0 | 0 | 0 | 0 | 0 | 0 | 0 | 0 | 13.8477 | -3.8743 | -0.081921 | 0 | 0 | 0 | 0 | 0 | 0 | 0 | 0 | 0 | 0 | 0 | 0 | 0 | 0 | 0 | 0 | 0 | 0 | 0 | 0 | 0 | 152.3245 | -42.6177 | -0.90113 | 0 | 0 | 0 | 0 | 0
0.6666666666666671107March | Resource 1 | Sublap 1 | 16:00 | 1 | 107 | March | 12000 | 0 | 0 | 0 | 0 | 0 | 0 | 0 | 0 | 0 | 0 | 0 | 0 | 0 | 0 | 0 | 0 | 13.8477 | -3.8743 | -0.081921 | 0 | 0 | 0 | 0 | 0 | 0 | 0 | 0 | 0 | 0 | 0 | 0 | 0 | 0 | 0 | 0 | 0 | 0 | 0 | 0 | 0 | 166.1722 | -46.492 | -0.98305 | 0 | 0 | 0 | 0 | 0
0.6666666666666671107April | Resource 1 | Sublap 1 | 16:00 | 1 | 107 | April | 13000 | 0 | 0 | 0 | 0 | 0 | 0 | 0 | 0 | 0 | 0 | 0 | 0 | 0 | 0 | 0 | 0 | 13.8477 | -3.8743 | -0.081921 | 0 | 0 | 0 | 0 | 0 | 0 | 0 | 0 | 0 | 0 | 0 | 0 | 0 | 0 | 0 | 0 | 0 | 0 | 0 | 0 | 0 | 180.0199 | -50.3663 | -1.065 | 0 | 0 | 0 | 0 | 0
0.6666666666666671107May | Resource 1 | Sublap 1 | 16:00 | 1 | 107 | May | 14000 | 0 | 0 | 0 | 0 | 0 | 0 | 0 | 0 | 0 | 0 | 0 | 0 | 0 | 0 | 0 | 0 | 13.8477 | -3.8743 | -0.081921 | 0 | 0 | 0 | 0 | 0 | 0 | 0 | 0 | 0 | 0 | 0 | 0 | 0 | 0 | 0 | 0 | 0 | 0 | 0 | 0 | 0 | 193.8676 | -54.2407 | -1.1469 | 0 | 0 | 0 | 0 | 0
0.6666666666666671107June | Resource 1 | Sublap 1 | 16:00 | 1 | 107 | June | 15000 | 0 | 0 | 0 | 0 | 0 | 0 | 0 | 0 | 0 | 0 | 0 | 0 | 0 | 0 | 0 | 0 | 13.8477 | -3.8743 | -0.081921 | 0 | 0 | 0 | 0 | 0 | 0 | 0 | 0 | 0 | 0 | 0 | 0 | 0 | 0 | 0 | 0 | 0 | 0 | 0 | 0 | 0 | 207.7153 | -58.115 | -1.2288 | 0 | 0 | 0 | 0 | 0
0.6666666666666671107July | Resource 1 | Sublap 1 | 16:00 | 1 | 107 | July | 16000 | 0 | 0 | 0 | 0 | 0 | 0 | 0 | 0 | 0 | 0 | 0 | 0 | 0 | 0 | 0 | 0 | 13.8477 | -3.8743 | -0.081921 | 0 | 0 | 0 | 0 | 0 | 0 | 0 | 0 | 0 | 0 | 0 | 0 | 0 | 0 | 0 | 0 | 0 | 0 | 0 | 0 | 0 | 221.5629 | -61.9893 | -1.3107 | 0 | 0 | 0 | 0 | 0
0.6666666666666671107August | Resource 1 | Sublap 1 | 16:00 | 1 | 107 | August | 17000 | 0 | 0 | 0 | 0 | 0 | 0 | 0 | 0 | 0 | 0 | 0 | 0 | 0 | 0 | 0 | 0 | 13.8477 | -3.8743 | -0.081921 | 0 | 0 | 0 | 0 | 0 | 0 | 0 | 0 | 0 | 0 | 0 | 0 | 0 | 0 | 0 | 0 | 0 | 0 | 0 | 0 | 0 | 235.4106 | -65.8637 | -1.3927 | 0 | 0 | 0 | 0 | 0
0.6666666666666671107September | Resource 1 | Sublap 1 | 16:00 | 1 | 107 | September | 18000 | 0 | 0 | 0 | 0 | 0 | 0 | 0 | 0 | 0 | 0 | 0 | 0 | 0 | 0 | 0 | 0 | 13.8477 | -3.8743 | -0.081921 | 0 | 0 | 0 | 0 | 0 | 0 | 0 | 0 | 0 | 0 | 0 | 0 | 0 | 0 | 0 | 0 | 0 | 0 | 0 | 0 | 0 | 249.2583 | -69.738 | -1.4746 | 0 | 0 | 0 | 0 | 0
0.6666666666666671107October | Resource 1 | Sublap 1 | 16:00 | 1 | 107 | October | 19000 | 0 | 0 | 0 | 0 | 0 | 0 | 0 | 0 | 0 | 0 | 0 | 0 | 0 | 0 | 0 | 0 | 13.8477 | -3.8743 | -0.081921 | 0 | 0 | 0 | 0 | 0 | 0 | 0 | 0 | 0 | 0 | 0 | 0 | 0 | 0 | 0 | 0 | 0 | 0 | 0 | 0 | 0 | 263.106 | -73.6123 | -1.5565 | 0 | 0 | 0 | 0 | 0
0.6666666666666671107November | Resource 1 | Sublap 1 | 16:00 | 1 | 107 | November | 20000 | 0 | 0 | 0 | 0 | 0 | 0 | 0 | 0 | 0 | 0 | 0 | 0 | 0 | 0 | 0 | 0 | 13.8477 | -3.8743 | -0.081921 | 0 | 0 | 0 | 0 | 0 | 0 | 0 | 0 | 0 | 0 | 0 | 0 | 0 | 0 | 0 | 0 | 0 | 0 | 0 | 0 | 0 | 276.9537 | -77.4867 | -1.6384 | 0 | 0 | 0 | 0 | 0
0.6666666666666671107December | Resource 1 | Sublap 1 | 16:00 | 1 | 107 | December | 21000 | 0 | 0 | 0 | 0 | 0 | 0 | 0 | 0 | 0 | 0 | 0 | 0 | 0 | 0 | 0 | 0 | 13.8477 | -3.8743 | -0.081921 | 0 | 0 | 0 | 0 | 0 | 0 | 0 | 0 | 0 | 0 | 0 | 0 | 0 | 0 | 0 | 0 | 0 | 0 | 0 | 0 | 0 | 290.8014 | -81.361 | -1.7203 | 0 | 0 | 0 | 0 | 0
0.666666666666667271January | Resource 1 | Sublap 1 | 16:00 | 2 | 71 | January | 10000 | 0 | 0 | 0 | 0 | 0 | 0 | 0 | 0 | 0 | 0 | 0 | 0 | 0 | 0 | 0 | 0 | 0 | 0 | 0 | 0 | 0 | 0 | 0 | 0 | 0 | 0 | 0 | 0 | 0 | 0 | 0 | 0 | 0 | 0 | 0 | 0 | 0 | 0 | 0 | 0 | 0 | 0 | 0 | 0 | 0 | 0 | 0 | 0
0.666666666666667271February | Resource 1 | Sublap 1 | 16:00 | 2 | 71 | February | 11000 | 0 | 0 | 0 | 0 | 0 | 0 | 0 | 0 | 0 | 0 | 0 | 0 | 0 | 0 | 0 | 0 | 0 | 0 | 0 | 0 | 0 | 0 | 0 | 0 | 0 | 0 | 0 | 0 | 0 | 0 | 0 | 0 | 0 | 0 | 0 | 0 | 0 | 0 | 0 | 0 | 0 | 0 | 0 | 0 | 0 | 0 | 0 | 0
0.666666666666667271March | Resource 1 | Sublap 1 | 16:00 | 2 | 71 | March | 12000 | 0 | 0 | 0 | 0 | 0 | 0 | 0 | 0 | 0 | 0 | 0 | 0 | 0 | 0 | 0 | 0 | 0 | 0 | 0 | 0 | 0 | 0 | 0 | 0 | 0 | 0 | 0 | 0 | 0 | 0 | 0 | 0 | 0 | 0 | 0 | 0 | 0 | 0 | 0 | 0 | 0 | 0 | 0 | 0 | 0 | 0 | 0 | 0
0.666666666666667271April | Resource 1 | Sublap 1 | 16:00 | 2 | 71 | April | 13000 | 0 | 0 | 0 | 0 | 0 | 0 | 0 | 0 | 0 | 0 | 0 | 0 | 0 | 0 | 0 | 0 | 0 | 0 | 0 | 0 | 0 | 0 | 0 | 0 | 0 | 0 | 0 | 0 | 0 | 0 | 0 | 0 | 0 | 0 | 0 | 0 | 0 | 0 | 0 | 0 | 0 | 0 | 0 | 0 | 0 | 0 | 0 | 0
0.666666666666667271May | Resource 1 | Sublap 1 | 16:00 | 2 | 71 | May | 14000 | 0 | 0 | 0 | 0 | 0 | 0 | 0 | 0 | 0 | 0 | 0 | 0 | 0 | 0 | 0 | 0 | 0 | 0 | 0 | 0 | 0 | 0 | 0 | 0 | 0 | 0 | 0 | 0 | 0 | 0 | 0 | 0 | 0 | 0 | 0 | 0 | 0 | 0 | 0 | 0 | 0 | 0 | 0 | 0 | 0 | 0 | 0 | 0
0.666666666666667271June | Resource 1 | Sublap 1 | 16:00 | 2 | 71 | June | 15000 | 0 | 0 | 0 | 0 | 0 | 0 | 0 | 0 | 0 | 0 | 0 | 0 | 0 | 0 | 0 | 0 | 0 | 0 | 0 | 0 | 0 | 0 | 0 | 0 | 0 | 0 | 0 | 0 | 0 | 0 | 0 | 0 | 0 | 0 | 0 | 0 | 0 | 0 | 0 | 0 | 0 | 0 | 0 | 0 | 0 | 0 | 0 | 0
0.666666666666667271July | Resource 1 | Sublap 1 | 16:00 | 2 | 71 | July | 16000 | 0 | 0 | 0 | 0 | 0 | 0 | 0 | 0 | 0 | 0 | 0 | 0 | 0 | 0 | 0 | 0 | 0 | 0 | 0 | 0 | 0 | 0 | 0 | 0 | 0 | 0 | 0 | 0 | 0 | 0 | 0 | 0 | 0 | 0 | 0 | 0 | 0 | 0 | 0 | 0 | 0 | 0 | 0 | 0 | 0 | 0 | 0 | 0
0.666666666666667271August | Resource 1 | Sublap 1 | 16:00 | 2 | 71 | August | 17000 | 0 | 0 | 0 | 0 | 0 | 0 | 0 | 0 | 0 | 0 | 0 | 0 | 0 | 0 | 0 | 0 | 0 | 0 | 0 | 0 | 0 | 0 | 0 | 0 | 0 | 0 | 0 | 0 | 0 | 0 | 0 | 0 | 0 | 0 | 0 | 0 | 0 | 0 | 0 | 0 | 0 | 0 | 0 | 0 | 0 | 0 | 0 | 0
0.666666666666667271September | Resource 1 | Sublap 1 | 16:00 | 2 | 71 | September | 18000 | 0 | 0 | 0 | 0 | 0 | 0 | 0 | 0 | 0 | 0 | 0 | 0 | 0 | 0 | 0 | 0 | 0 | 0 | 0 | 0 | 0 | 0 | 0 | 0 | 0 | 0 | 0 | 0 | 0 | 0 | 0 | 0 | 0 | 0 | 0 | 0 | 0 | 0 | 0 | 0 | 0 | 0 | 0 | 0 | 0 | 0 | 0 | 0
0.666666666666667271October | Resource 1 | Sublap 1 | 16:00 | 2 | 71 | October | 19000 | 0 | 0 | 0 | 0 | 0 | 0 | 0 | 0 | 0 | 0 | 0 | 0 | 0 | 0 | 0 | 0 | 0 | 0 | 0 | 0 | 0 | 0 | 0 | 0 | 0 | 0 | 0 | 0 | 0 | 0 | 0 | 0 | 0 | 0 | 0 | 0 | 0 | 0 | 0 | 0 | 0 | 0 | 0 | 0 | 0 | 0 | 0 | 0
0.666666666666667271November | Resource 1 | Sublap 1 | 16:00 | 2 | 71 | November | 20000 | 0 | 0 | 0 | 0 | 0 | 0 | 0 | 0 | 0 | 0 | 0 | 0 | 0 | 0 | 0 | 0 | 0 | 0 | 0 | 0 | 0 | 0 | 0 | 0 | 0 | 0 | 0 | 0 | 0 | 0 | 0 | 0 | 0 | 0 | 0 | 0 | 0 | 0 | 0 | 0 | 0 | 0 | 0 | 0 | 0 | 0 | 0 | 0
0.666666666666667271December | Resource 1 | Sublap 1 | 16:00 | 2 | 71 | December | 21000 | 0 | 0 | 0 | 0 | 0 | 0 | 0 | 0 | 0 | 0 | 0 | 0 | 0 | 0 | 0 | 0 | 0 | 0 | 0 | 0 | 0 | 0 | 0 | 0 | 0 | 0 | 0 | 0 | 0 | 0 | 0 | 0 | 0 | 0 | 0 | 0 | 0 | 0 | 0 | 0 | 0 | 0 | 0 | 0 | 0 | 0 | 0 | 0
0.666666666666667272January | Resource 1 | Sublap 1 | 16:00 | 2 | 72 | January | 10000 | 0 | 0 | 0 | 0 | 0 | 0 | 0 | 0 | 0 | 0 | 0 | 0 | 0 | 0 | 0 | 0 | 0 | 0 | 0 | 0 | 0 | 0 | 0 | 0 | 0 | 0 | 0 | 0 | 0 | 0 | 0 | 0 | 0 | 0 | 0 | 0 | 0 | 0 | 0 | 0 | 0 | 0 | 0 | 0 | 0 | 0 | 0 | 0
0.666666666666667272February | Resource 1 | Sublap 1 | 16:00 | 2 | 72 | February | 11000 | 0 | 0 | 0 | 0 | 0 | 0 | 0 | 0 | 0 | 0 | 0 | 0 | 0 | 0 | 0 | 0 | 0 | 0 | 0 | 0 | 0 | 0 | 0 | 0 | 0 | 0 | 0 | 0 | 0 | 0 | 0 | 0 | 0 | 0 | 0 | 0 | 0 | 0 | 0 | 0 | 0 | 0 | 0 | 0 | 0 | 0 | 0 | 0
0.666666666666667272March | Resource 1 | Sublap 1 | 16:00 | 2 | 72 | March | 12000 | 0 | 0 | 0 | 0 | 0 | 0 | 0 | 0 | 0 | 0 | 0 | 0 | 0 | 0 | 0 | 0 | 0 | 0 | 0 | 0 | 0 | 0 | 0 | 0 | 0 | 0 | 0 | 0 | 0 | 0 | 0 | 0 | 0 | 0 | 0 | 0 | 0 | 0 | 0 | 0 | 0 | 0 | 0 | 0 | 0 | 0 | 0 | 0
0.666666666666667272April | Resource 1 | Sublap 1 | 16:00 | 2 | 72 | April | 13000 | 0 | 0 | 0 | 0 | 0 | 0 | 0 | 0 | 0 | 0 | 0 | 0 | 0 | 0 | 0 | 0 | 0 | 0 | 0 | 0 | 0 | 0 | 0 | 0 | 0 | 0 | 0 | 0 | 0 | 0 | 0 | 0 | 0 | 0 | 0 | 0 | 0 | 0 | 0 | 0 | 0 | 0 | 0 | 0 | 0 | 0 | 0 | 0
0.666666666666667272May | Resource 1 | Sublap 1 | 16:00 | 2 | 72 | May | 14000 | 0 | 0 | 0 | 0 | 0 | 0 | 0 | 0 | 0 | 0 | 0 | 0 | 0 | 0 | 0 | 0 | 0 | 0 | 0 | 0 | 0 | 0 | 0 | 0 | 0 | 0 | 0 | 0 | 0 | 0 | 0 | 0 | 0 | 0 | 0 | 0 | 0 | 0 | 0 | 0 | 0 | 0 | 0 | 0 | 0 | 0 | 0 | 0
0.666666666666667272June | Resource 1 | Sublap 1 | 16:00 | 2 | 72 | June | 15000 | 0 | 0 | 0 | 0 | 0 | 0 | 0 | 0 | 0 | 0 | 0 | 0 | 0 | 0 | 0 | 0 | 0 | 0 | 0 | 0 | 0 | 0 | 0 | 0 | 0 | 0 | 0 | 0 | 0 | 0 | 0 | 0 | 0 | 0 | 0 | 0 | 0 | 0 | 0 | 0 | 0 | 0 | 0 | 0 | 0 | 0 | 0 | 0
0.666666666666667272July | Resource 1 | Sublap 1 | 16:00 | 2 | 72 | July | 16000 | 0 | 0 | 0 | 0 | 0 | 0 | 0 | 0 | 0 | 0 | 0 | 0 | 0 | 0 | 0 | 0 | 0 | 0 | 0 | 0 | 0 | 0 | 0 | 0 | 0 | 0 | 0 | 0 | 0 | 0 | 0 | 0 | 0 | 0 | 0 | 0 | 0 | 0 | 0 | 0 | 0 | 0 | 0 | 0 | 0 | 0 | 0 | 0
0.666666666666667272August | Resource 1 | Sublap 1 | 16:00 | 2 | 72 | August | 17000 | 0 | 0 | 0 | 0 | 0 | 0 | 0 | 0 | 0 | 0 | 0 | 0 | 0 | 0 | 0 | 0 | 0 | 0 | 0 | 0 | 0 | 0 | 0 | 0 | 0 | 0 | 0 | 0 | 0 | 0 | 0 | 0 | 0 | 0 | 0 | 0 | 0 | 0 | 0 | 0 | 0 | 0 | 0 | 0 | 0 | 0 | 0 | 0
0.666666666666667272September | Resource 1 | Sublap 1 | 16:00 | 2 | 72 | September | 18000 | 0 | 0 | 0 | 0 | 0 | 0 | 0 | 0 | 0 | 0 | 0 | 0 | 0 | 0 | 0 | 0 | 0 | 0 | 0 | 0 | 0 | 0 | 0 | 0 | 0 | 0 | 0 | 0 | 0 | 0 | 0 | 0 | 0 | 0 | 0 | 0 | 0 | 0 | 0 | 0 | 0 | 0 | 0 | 0 | 0 | 0 | 0 | 0
0.666666666666667272October | Resource 1 | Sublap 1 | 16:00 | 2 | 72 | October | 19000 | 0 | 0 | 0 | 0 | 0 | 0 | 0 | 0 | 0 | 0 | 0 | 0 | 0 | 0 | 0 | 0 | 0 | 0 | 0 | 0 | 0 | 0 | 0 | 0 | 0 | 0 | 0 | 0 | 0 | 0 | 0 | 0 | 0 | 0 | 0 | 0 | 0 | 0 | 0 | 0 | 0 | 0 | 0 | 0 | 0 | 0 | 0 | 0
0.666666666666667272November | Resource 1 | Sublap 1 | 16:00 | 2 | 72 | November | 20000 | 0 | 0 | 0 | 0 | 0 | 0 | 0 | 0 | 0 | 0 | 0 | 0 | 0 | 0 | 0 | 0 | 0 | 0 | 0 | 0 | 0 | 0 | 0 | 0 | 0 | 0 | 0 | 0 | 0 | 0 | 0 | 0 | 0 | 0 | 0 | 0 | 0 | 0 | 0 | 0 | 0 | 0 | 0 | 0 | 0 | 0 | 0 | 0
0.666666666666667272December | Resource 1 | Sublap 1 | 16:00 | 2 | 72 | December | 21000 | 0 | 0 | 0 | 0 | 0 | 0 | 0 | 0 | 0 | 0 | 0 | 0 | 0 | 0 | 0 | 0 | 0 | 0 | 0 | 0 | 0 | 0 | 0 | 0 | 0 | 0 | 0 | 0 | 0 | 0 | 0 | 0 | 0 | 0 | 0 | 0 | 0 | 0 | 0 | 0 | 0 | 0 | 0 | 0 | 0 | 0 | 0 | 0
0.666666666666667273January | Resource 1 | Sublap 1 | 16:00 | 2 | 73 | January | 10000 | 0 | 0 | 0 | 0 | 0 | 0 | 0 | 0 | 0 | 0 | 0 | 0 | 0 | 0 | 0 | 0 | 0 | 0 | 0 | 0 | 0 | 0 | 0 | 0 | 0 | 0 | 0 | 0 | 0 | 0 | 0 | 0 | 0 | 0 | 0 | 0 | 0 | 0 | 0 | 0 | 0 | 0 | 0 | 0 | 0 | 0 | 0 | 0
0.666666666666667273February | Resource 1 | Sublap 1 | 16:00 | 2 | 73 | February | 11000 | 0 | 0 | 0 | 0 | 0 | 0 | 0 | 0 | 0 | 0 | 0 | 0 | 0 | 0 | 0 | 0 | 0 | 0 | 0 | 0 | 0 | 0 | 0 | 0 | 0 | 0 | 0 | 0 | 0 | 0 | 0 | 0 | 0 | 0 | 0 | 0 | 0 | 0 | 0 | 0 | 0 | 0 | 0 | 0 | 0 | 0 | 0 | 0
0.666666666666667273March | Resource 1 | Sublap 1 | 16:00 | 2 | 73 | March | 12000 | 0 | 0 | 0 | 0 | 0 | 0 | 0 | 0 | 0 | 0 | 0 | 0 | 0 | 0 | 0 | 0 | 0 | 0 | 0 | 0 | 0 | 0 | 0 | 0 | 0 | 0 | 0 | 0 | 0 | 0 | 0 | 0 | 0 | 0 | 0 | 0 | 0 | 0 | 0 | 0 | 0 | 0 | 0 | 0 | 0 | 0 | 0 | 0
0.666666666666667273April | Resource 1 | Sublap 1 | 16:00 | 2 | 73 | April | 13000 | 0 | 0 | 0 | 0 | 0 | 0 | 0 | 0 | 0 | 0 | 0 | 0 | 0 | 0 | 0 | 0 | 0 | 0 | 0 | 0 | 0 | 0 | 0 | 0 | 0 | 0 | 0 | 0 | 0 | 0 | 0 | 0 | 0 | 0 | 0 | 0 | 0 | 0 | 0 | 0 | 0 | 0 | 0 | 0 | 0 | 0 | 0 | 0
0.666666666666667273May | Resource 1 | Sublap 1 | 16:00 | 2 | 73 | May | 14000 | 0 | 0 | 0 | 0 | 0 | 0 | 0 | 0 | 0 | 0 | 0 | 0 | 0 | 0 | 0 | 0 | 0 | 0 | 0 | 0 | 0 | 0 | 0 | 0 | 0 | 0 | 0 | 0 | 0 | 0 | 0 | 0 | 0 | 0 | 0 | 0 | 0 | 0 | 0 | 0 | 0 | 0 | 0 | 0 | 0 | 0 | 0 | 0
0.666666666666667273June | Resource 1 | Sublap 1 | 16:00 | 2 | 73 | June | 15000 | 0 | 0 | 0 | 0 | 0 | 0 | 0 | 0 | 0 | 0 | 0 | 0 | 0 | 0 | 0 | 0 | 0 | 0 | 0 | 0 | 0 | 0 | 0 | 0 | 0 | 0 | 0 | 0 | 0 | 0 | 0 | 0 | 0 | 0 | 0 | 0 | 0 | 0 | 0 | 0 | 0 | 0 | 0 | 0 | 0 | 0 | 0 | 0
0.666666666666667273July | Resource 1 | Sublap 1 | 16:00 | 2 | 73 | July | 16000 | 0 | 0 | 0 | 0 | 0 | 0 | 0 | 0 | 0 | 0 | 0 | 0 | 0 | 0 | 0 | 0 | 0 | 0 | 0 | 0 | 0 | 0 | 0 | 0 | 0 | 0 | 0 | 0 | 0 | 0 | 0 | 0 | 0 | 0 | 0 | 0 | 0 | 0 | 0 | 0 | 0 | 0 | 0 | 0 | 0 | 0 | 0 | 0
0.666666666666667273August | Resource 1 | Sublap 1 | 16:00 | 2 | 73 | August | 17000 | 0 | 0 | 0 | 0 | 0 | 0 | 0 | 0 | 0 | 0 | 0 | 0 | 0 | 0 | 0 | 0 | 0 | 0 | 0 | 0 | 0 | 0 | 0 | 0 | 0 | 0 | 0 | 0 | 0 | 0 | 0 | 0 | 0 | 0 | 0 | 0 | 0 | 0 | 0 | 0 | 0 | 0 | 0 | 0 | 0 | 0 | 0 | 0
0.666666666666667273September | Resource 1 | Sublap 1 | 16:00 | 2 | 73 | September | 18000 | 0 | 0 | 0 | 0 | 0 | 0 | 0 | 0 | 0 | 0 | 0 | 0 | 0 | 0 | 0 | 0 | 0 | 0 | 0 | 0 | 0 | 0 | 0 | 0 | 0 | 0 | 0 | 0 | 0 | 0 | 0 | 0 | 0 | 0 | 0 | 0 | 0 | 0 | 0 | 0 | 0 | 0 | 0 | 0 | 0 | 0 | 0 | 0
0.666666666666667273October | Resource 1 | Sublap 1 | 16:00 | 2 | 73 | October | 19000 | 0 | 0 | 0 | 0 | 0 | 0 | 0 | 0 | 0 | 0 | 0 | 0 | 0 | 0 | 0 | 0 | 0 | 0 | 0 | 0 | 0 | 0 | 0 | 0 | 0 | 0 | 0 | 0 | 0 | 0 | 0 | 0 | 0 | 0 | 0 | 0 | 0 | 0 | 0 | 0 | 0 | 0 | 0 | 0 | 0 | 0 | 0 | 0
0.666666666666667273November | Resource 1 | Sublap 1 | 16:00 | 2 | 73 | November | 20000 | 0 | 0 | 0 | 0 | 0 | 0 | 0 | 0 | 0 | 0 | 0 | 0 | 0 | 0 | 0 | 0 | 0 | 0 | 0 | 0 | 0 | 0 | 0 | 0 | 0 | 0 | 0 | 0 | 0 | 0 | 0 | 0 | 0 | 0 | 0 | 0 | 0 | 0 | 0 | 0 | 0 | 0 | 0 | 0 | 0 | 0 | 0 | 0
0.666666666666667273December | Resource 1 | Sublap 1 | 16:00 | 2 | 73 | December | 21000 | 0 | 0 | 0 | 0 | 0 | 0 | 0 | 0 | 0 | 0 | 0 | 0 | 0 | 0 | 0 | 0 | 0 | 0 | 0 | 0 | 0 | 0 | 0 | 0 | 0 | 0 | 0 | 0 | 0 | 0 | 0 | 0 | 0 | 0 | 0 | 0 | 0 | 0 | 0 | 0 | 0 | 0 | 0 | 0 | 0 | 0 | 0 | 0
0.666666666666667274January | Resource 1 | Sublap 1 | 16:00 | 2 | 74 | January | 10000 | 0 | 0 | 0 | 0 | 0 | 0 | 0 | 0 | 0 | 0 | 0 | 0 | 0 | 0 | 0 | 0 | 0.30557 | 0.2555 | -0.18403 | -0.003524 | 0 | 0 | 0 | 0 | 0 | 0 | 0 | 0 | 0 | 0 | 0 | 0 | 0 | 0 | 0 | 0 | 0 | 0 | 0 | 0 | 3.0557 | 2.555 | -1.8403 | -0.03524 | 0 | 0 | 0 | 0
0.666666666666667274February | Resource 1 | Sublap 1 | 16:00 | 2 | 74 | February | 11000 | 0 | 0 | 0 | 0 | 0 | 0 | 0 | 0 | 0 | 0 | 0 | 0 | 0 | 0 | 0 | 0 | 0.30557 | 0.2555 | -0.18403 | -0.003524 | 0 | 0 | 0 | 0 | 0 | 0 | 0 | 0 | 0 | 0 | 0 | 0 | 0 | 0 | 0 | 0 | 0 | 0 | 0 | 0 | 3.3613 | 2.8105 | -2.0244 | -0.038764 | 0 | 0 | 0 | 0
0.666666666666667274March | Resource 1 | Sublap 1 | 16:00 | 2 | 74 | March | 12000 | 0 | 0 | 0 | 0 | 0 | 0 | 0 | 0 | 0 | 0 | 0 | 0 | 0 | 0 | 0 | 0 | 0.30557 | 0.2555 | -0.18403 | -0.003524 | 0 | 0 | 0 | 0 | 0 | 0 | 0 | 0 | 0 | 0 | 0 | 0 | 0 | 0 | 0 | 0 | 0 | 0 | 0 | 0 | 3.6669 | 3.066 | -2.2084 | -0.042288 | 0 | 0 | 0 | 0
0.666666666666667274April | Resource 1 | Sublap 1 | 16:00 | 2 | 74 | April | 13000 | 0 | 0 | 0 | 0 | 0 | 0 | 0 | 0 | 0 | 0 | 0 | 0 | 0 | 0 | 0 | 0 | 0.30557 | 0.2555 | -0.18403 | -0.003524 | 0 | 0 | 0 | 0 | 0 | 0 | 0 | 0 | 0 | 0 | 0 | 0 | 0 | 0 | 0 | 0 | 0 | 0 | 0 | 0 | 3.9724 | 3.3215 | -2.3924 | -0.045812 | 0 | 0 | 0 | 0
0.666666666666667274May | Resource 1 | Sublap 1 | 16:00 | 2 | 74 | May | 14000 | 0 | 0 | 0 | 0 | 0 | 0 | 0 | 0 | 0 | 0 | 0 | 0 | 0 | 0 | 0 | 0 | 0.30557 | 0.2555 | -0.18403 | -0.003524 | 0 | 0 | 0 | 0 | 0 | 0 | 0 | 0 | 0 | 0 | 0 | 0 | 0 | 0 | 0 | 0 | 0 | 0 | 0 | 0 | 4.278 | 3.577 | -2.5764 | -0.049336 | 0 | 0 | 0 | 0
0.666666666666667274June | Resource 1 | Sublap 1 | 16:00 | 2 | 74 | June | 15000 | 0 | 0 | 0 | 0 | 0 | 0 | 0 | 0 | 0 | 0 | 0 | 0 | 0 | 0 | 0 | 0 | 0.30557 | 0.2555 | -0.18403 | -0.003524 | 0 | 0 | 0 | 0 | 0 | 0 | 0 | 0 | 0 | 0 | 0 | 0 | 0 | 0 | 0 | 0 | 0 | 0 | 0 | 0 | 4.5836 | 3.8326 | -2.7605 | -0.05286 | 0 | 0 | 0 | 0
0.666666666666667274July | Resource 1 | Sublap 1 | 16:00 | 2 | 74 | July | 16000 | 0 | 0 | 0 | 0 | 0 | 0 | 0 | 0 | 0 | 0 | 0 | 0 | 0 | 0 | 0 | 0 | 0.30557 | 0.2555 | -0.18403 | -0.003524 | 0 | 0 | 0 | 0 | 0 | 0 | 0 | 0 | 0 | 0 | 0 | 0 | 0 | 0 | 0 | 0 | 0 | 0 | 0 | 0 | 4.8892 | 4.0881 | -2.9445 | -0.056384 | 0 | 0 | 0 | 0
0.666666666666667274August | Resource 1 | Sublap 1 | 16:00 | 2 | 74 | August | 17000 | 0 | 0 | 0 | 0 | 0 | 0 | 0 | 0 | 0 | 0 | 0 | 0 | 0 | 0 | 0 | 0 | 0.30557 | 0.2555 | -0.18403 | -0.003524 | 0 | 0 | 0 | 0 | 0 | 0 | 0 | 0 | 0 | 0 | 0 | 0 | 0 | 0 | 0 | 0 | 0 | 0 | 0 | 0 | 5.1947 | 4.3436 | -3.1285 | -0.059908 | 0 | 0 | 0 | 0
0.666666666666667274September | Resource 1 | Sublap 1 | 16:00 | 2 | 74 | September | 18000 | 0 | 0 | 0 | 0 | 0 | 0 | 0 | 0 | 0 | 0 | 0 | 0 | 0 | 0 | 0 | 0 | 0.30557 | 0.2555 | -0.18403 | -0.003524 | 0 | 0 | 0 | 0 | 0 | 0 | 0 | 0 | 0 | 0 | 0 | 0 | 0 | 0 | 0 | 0 | 0 | 0 | 0 | 0 | 5.5003 | 4.5991 | -3.3126 | -0.063432 | 0 | 0 | 0 | 0
0.666666666666667274October | Resource 1 | Sublap 1 | 16:00 | 2 | 74 | October | 19000 | 0 | 0 | 0 | 0 | 0 | 0 | 0 | 0 | 0 | 0 | 0 | 0 | 0 | 0 | 0 | 0 | 0.30557 | 0.2555 | -0.18403 | -0.003524 | 0 | 0 | 0 | 0 | 0 | 0 | 0 | 0 | 0 | 0 | 0 | 0 | 0 | 0 | 0 | 0 | 0 | 0 | 0 | 0 | 5.8059 | 4.8546 | -3.4966 | -0.066956 | 0 | 0 | 0 | 0
0.666666666666667274November | Resource 1 | Sublap 1 | 16:00 | 2 | 74 | November | 20000 | 0 | 0 | 0 | 0 | 0 | 0 | 0 | 0 | 0 | 0 | 0 | 0 | 0 | 0 | 0 | 0 | 0.30557 | 0.2555 | -0.18403 | -0.003524 | 0 | 0 | 0 | 0 | 0 | 0 | 0 | 0 | 0 | 0 | 0 | 0 | 0 | 0 | 0 | 0 | 0 | 0 | 0 | 0 | 6.1115 | 5.1101 | -3.6806 | -0.07048 | 0 | 0 | 0 | 0
0.666666666666667274December | Resource 1 | Sublap 1 | 16:00 | 2 | 74 | December | 21000 | 0 | 0 | 0 | 0 | 0 | 0 | 0 | 0 | 0 | 0 | 0 | 0 | 0 | 0 | 0 | 0 | 0.30557 | 0.2555 | -0.18403 | -0.003524 | 0 | 0 | 0 | 0 | 0 | 0 | 0 | 0 | 0 | 0 | 0 | 0 | 0 | 0 | 0 | 0 | 0 | 0 | 0 | 0 | 6.417 | 5.3656 | -3.8647 | -0.074004 | 0 | 0 | 0 | 0
0.666666666666667275January | Resource 1 | Sublap 1 | 16:00 | 2 | 75 | January | 10000 | 0 | 0 | 0 | 0 | 0 | 0 | 0 | 0 | 0 | 0 | 0 | 0 | 0 | 0 | 0 | 0 | 0.17239 | 0.14415 | -0.10383 | -0.0019881 | 0 | 0 | 0 | 0 | 0 | 0 | 0 | 0 | 0 | 0 | 0 | 0 | 0 | 0 | 0 | 0 | 0 | 0 | 0 | 0 | 1.7239 | 1.4415 | -1.0382 | -0.019881 | 0 | 0 | 0 | 0
0.666666666666667275February | Resource 1 | Sublap 1 | 16:00 | 2 | 75 | February | 11000 | 0 | 0 | 0 | 0 | 0 | 0 | 0 | 0 | 0 | 0 | 0 | 0 | 0 | 0 | 0 | 0 | 0.17239 | 0.14415 | -0.10383 | -0.0019881 | 0 | 0 | 0 | 0 | 0 | 0 | 0 | 0 | 0 | 0 | 0 | 0 | 0 | 0 | 0 | 0 | 0 | 0 | 0 | 0 | 1.8963 | 1.5856 | -1.1421 | -0.021869 | 0 | 0 | 0 | 0
0.666666666666667275March | Resource 1 | Sublap 1 | 16:00 | 2 | 75 | March | 12000 | 0 | 0 | 0 | 0 | 0 | 0 | 0 | 0 | 0 | 0 | 0 | 0 | 0 | 0 | 0 | 0 | 0.17239 | 0.14415 | -0.10383 | -0.0019881 | 0 | 0 | 0 | 0 | 0 | 0 | 0 | 0 | 0 | 0 | 0 | 0 | 0 | 0 | 0 | 0 | 0 | 0 | 0 | 0 | 2.0687 | 1.7298 | -1.2459 | -0.023858 | 0 | 0 | 0 | 0
0.666666666666667275April | Resource 1 | Sublap 1 | 16:00 | 2 | 75 | April | 13000 | 0 | 0 | 0 | 0 | 0 | 0 | 0 | 0 | 0 | 0 | 0 | 0 | 0 | 0 | 0 | 0 | 0.17239 | 0.14415 | -0.10383 | -0.0019881 | 0 | 0 | 0 | 0 | 0 | 0 | 0 | 0 | 0 | 0 | 0 | 0 | 0 | 0 | 0 | 0 | 0 | 0 | 0 | 0 | 2.2411 | 1.8739 | -1.3497 | -0.025846 | 0 | 0 | 0 | 0
0.666666666666667275May | Resource 1 | Sublap 1 | 16:00 | 2 | 75 | May | 14000 | 0 | 0 | 0 | 0 | 0 | 0 | 0 | 0 | 0 | 0 | 0 | 0 | 0 | 0 | 0 | 0 | 0.17239 | 0.14415 | -0.10383 | -0.0019881 | 0 | 0 | 0 | 0 | 0 | 0 | 0 | 0 | 0 | 0 | 0 | 0 | 0 | 0 | 0 | 0 | 0 | 0 | 0 | 0 | 2.4135 | 2.0181 | -1.4535 | -0.027834 | 0 | 0 | 0 | 0
0.666666666666667275June | Resource 1 | Sublap 1 | 16:00 | 2 | 75 | June | 15000 | 0 | 0 | 0 | 0 | 0 | 0 | 0 | 0 | 0 | 0 | 0 | 0 | 0 | 0 | 0 | 0 | 0.17239 | 0.14415 | -0.10383 | -0.0019881 | 0 | 0 | 0 | 0 | 0 | 0 | 0 | 0 | 0 | 0 | 0 | 0 | 0 | 0 | 0 | 0 | 0 | 0 | 0 | 0 | 2.5859 | 2.1622 | -1.5574 | -0.029822 | 0 | 0 | 0 | 0
0.666666666666667275July | Resource 1 | Sublap 1 | 16:00 | 2 | 75 | July | 16000 | 0 | 0 | 0 | 0 | 0 | 0 | 0 | 0 | 0 | 0 | 0 | 0 | 0 | 0 | 0 | 0 | 0.17239 | 0.14415 | -0.10383 | -0.0019881 | 0 | 0 | 0 | 0 | 0 | 0 | 0 | 0 | 0 | 0 | 0 | 0 | 0 | 0 | 0 | 0 | 0 | 0 | 0 | 0 | 2.7583 | 2.3064 | -1.6612 | -0.03181 | 0 | 0 | 0 | 0
0.666666666666667275August | Resource 1 | Sublap 1 | 16:00 | 2 | 75 | August | 17000 | 0 | 0 | 0 | 0 | 0 | 0 | 0 | 0 | 0 | 0 | 0 | 0 | 0 | 0 | 0 | 0 | 0.17239 | 0.14415 | -0.10383 | -0.0019881 | 0 | 0 | 0 | 0 | 0 | 0 | 0 | 0 | 0 | 0 | 0 | 0 | 0 | 0 | 0 | 0 | 0 | 0 | 0 | 0 | 2.9307 | 2.4505 | -1.765 | -0.033798 | 0 | 0 | 0 | 0
0.666666666666667275September | Resource 1 | Sublap 1 | 16:00 | 2 | 75 | September | 18000 | 0 | 0 | 0 | 0 | 0 | 0 | 0 | 0 | 0 | 0 | 0 | 0 | 0 | 0 | 0 | 0 | 0.17239 | 0.14415 | -0.10383 | -0.0019881 | 0 | 0 | 0 | 0 | 0 | 0 | 0 | 0 | 0 | 0 | 0 | 0 | 0 | 0 | 0 | 0 | 0 | 0 | 0 | 0 | 3.1031 | 2.5946 | -1.8688 | -0.035786 | 0 | 0 | 0 | 0
0.666666666666667275October | Resource 1 | Sublap 1 | 16:00 | 2 | 75 | October | 19000 | 0 | 0 | 0 | 0 | 0 | 0 | 0 | 0 | 0 | 0 | 0 | 0 | 0 | 0 | 0 | 0 | 0.17239 | 0.14415 | -0.10383 | -0.0019881 | 0 | 0 | 0 | 0 | 0 | 0 | 0 | 0 | 0 | 0 | 0 | 0 | 0 | 0 | 0 | 0 | 0 | 0 | 0 | 0 | 3.2755 | 2.7388 | -1.9727 | -0.037774 | 0 | 0 | 0 | 0
0.666666666666667275November | Resource 1 | Sublap 1 | 16:00 | 2 | 75 | November | 20000 | 0 | 0 | 0 | 0 | 0 | 0 | 0 | 0 | 0 | 0 | 0 | 0 | 0 | 0 | 0 | 0 | 0.17239 | 0.14415 | -0.10383 | -0.0019881 | 0 | 0 | 0 | 0 | 0 | 0 | 0 | 0 | 0 | 0 | 0 | 0 | 0 | 0 | 0 | 0 | 0 | 0 | 0 | 0 | 3.4479 | 2.8829 | -2.0765 | -0.039763 | 0 | 0 | 0 | 0
0.666666666666667275December | Resource 1 | Sublap 1 | 16:00 | 2 | 75 | December | 21000 | 0 | 0 | 0 | 0 | 0 | 0 | 0 | 0 | 0 | 0 | 0 | 0 | 0 | 0 | 0 | 0 | 0.17239 | 0.14415 | -0.10383 | -0.0019881 | 0 | 0 | 0 | 0 | 0 | 0 | 0 | 0 | 0 | 0 | 0 | 0 | 0 | 0 | 0 | 0 | 0 | 0 | 0 | 0 | 3.6203 | 3.0271 | -2.1803 | -0.041751 | 0 | 0 | 0 | 0
0.666666666666667276January | Resource 1 | Sublap 1 | 16:00 | 2 | 76 | January | 10000 | 0 | 0 | 0 | 0 | 0 | 0 | 0 | 0 | 0 | 0 | 0 | 0 | 0 | 0 | 0 | 0 | 0.57137 | 0.47775 | -0.34411 | -0.0065892 | 0 | 0 | 0 | 0 | 0 | 0 | 0 | 0 | 0 | 0 | 0 | 0 | 0 | 0 | 0 | 0 | 0 | 0 | 0 | 0 | 5.7137 | 4.7775 | -3.4411 | -0.065893 | 0 | 0 | 0 | 0
0.666666666666667276February | Resource 1 | Sublap 1 | 16:00 | 2 | 76 | February | 11000 | 0 | 0 | 0 | 0 | 0 | 0 | 0 | 0 | 0 | 0 | 0 | 0 | 0 | 0 | 0 | 0 | 0.57137 | 0.47775 | -0.34411 | -0.0065892 | 0 | 0 | 0 | 0 | 0 | 0 | 0 | 0 | 0 | 0 | 0 | 0 | 0 | 0 | 0 | 0 | 0 | 0 | 0 | 0 | 6.285 | 5.2552 | -3.7852 | -0.072482 | 0 | 0 | 0 | 0
0.666666666666667276March | Resource 1 | Sublap 1 | 16:00 | 2 | 76 | March | 12000 | 0 | 0 | 0 | 0 | 0 | 0 | 0 | 0 | 0 | 0 | 0 | 0 | 0 | 0 | 0 | 0 | 0.57137 | 0.47775 | -0.34411 | -0.0065892 | 0 | 0 | 0 | 0 | 0 | 0 | 0 | 0 | 0 | 0 | 0 | 0 | 0 | 0 | 0 | 0 | 0 | 0 | 0 | 0 | 6.8564 | 5.733 | -4.1293 | -0.079071 | 0 | 0 | 0 | 0
0.666666666666667276April | Resource 1 | Sublap 1 | 16:00 | 2 | 76 | April | 13000 | 0 | 0 | 0 | 0 | 0 | 0 | 0 | 0 | 0 | 0 | 0 | 0 | 0 | 0 | 0 | 0 | 0.57137 | 0.47775 | -0.34411 | -0.0065892 | 0 | 0 | 0 | 0 | 0 | 0 | 0 | 0 | 0 | 0 | 0 | 0 | 0 | 0 | 0 | 0 | 0 | 0 | 0 | 0 | 7.4278 | 6.2107 | -4.4734 | -0.08566 | 0 | 0 | 0 | 0
0.666666666666667276May | Resource 1 | Sublap 1 | 16:00 | 2 | 76 | May | 14000 | 0 | 0 | 0 | 0 | 0 | 0 | 0 | 0 | 0 | 0 | 0 | 0 | 0 | 0 | 0 | 0 | 0.57137 | 0.47775 | -0.34411 | -0.0065892 | 0 | 0 | 0 | 0 | 0 | 0 | 0 | 0 | 0 | 0 | 0 | 0 | 0 | 0 | 0 | 0 | 0 | 0 | 0 | 0 | 7.9991 | 6.6884 | -4.8175 | -0.092249 | 0 | 0 | 0 | 0
0.666666666666667276June | Resource 1 | Sublap 1 | 16:00 | 2 | 76 | June | 15000 | 0 | 0 | 0 | 0 | 0 | 0 | 0 | 0 | 0 | 0 | 0 | 0 | 0 | 0 | 0 | 0 | 0.57137 | 0.47775 | -0.34411 | -0.0065892 | 0 | 0 | 0 | 0 | 0 | 0 | 0 | 0 | 0 | 0 | 0 | 0 | 0 | 0 | 0 | 0 | 0 | 0 | 0 | 0 | 8.5705 | 7.1662 | -5.1616 | -0.098839 | 0 | 0 | 0 | 0
0.666666666666667276July | Resource 1 | Sublap 1 | 16:00 | 2 | 76 | July | 16000 | 0 | 0 | 0 | 0 | 0 | 0 | 0 | 0 | 0 | 0 | 0 | 0 | 0 | 0 | 0 | 0 | 0.57137 | 0.47775 | -0.34411 | -0.0065892 | 0 | 0 | 0 | 0 | 0 | 0 | 0 | 0 | 0 | 0 | 0 | 0 | 0 | 0 | 0 | 0 | 0 | 0 | 0 | 0 | 9.1419 | 7.6439 | -5.5057 | -0.10543 | 0 | 0 | 0 | 0
0.666666666666667276August | Resource 1 | Sublap 1 | 16:00 | 2 | 76 | August | 17000 | 0 | 0 | 0 | 0 | 0 | 0 | 0 | 0 | 0 | 0 | 0 | 0 | 0 | 0 | 0 | 0 | 0.57137 | 0.47775 | -0.34411 | -0.0065892 | 0 | 0 | 0 | 0 | 0 | 0 | 0 | 0 | 0 | 0 | 0 | 0 | 0 | 0 | 0 | 0 | 0 | 0 | 0 | 0 | 9.7132 | 8.1217 | -5.8498 | -0.11202 | 0 | 0 | 0 | 0
0.666666666666667276September | Resource 1 | Sublap 1 | 16:00 | 2 | 76 | September | 18000 | 0 | 0 | 0 | 0 | 0 | 0 | 0 | 0 | 0 | 0 | 0 | 0 | 0 | 0 | 0 | 0 | 0.57137 | 0.47775 | -0.34411 | -0.0065892 | 0 | 0 | 0 | 0 | 0 | 0 | 0 | 0 | 0 | 0 | 0 | 0 | 0 | 0 | 0 | 0 | 0 | 0 | 0 | 0 | 10.2846 | 8.5994 | -6.1939 | -0.11861 | 0 | 0 | 0 | 0
0.666666666666667276October | Resource 1 | Sublap 1 | 16:00 | 2 | 76 | October | 19000 | 0 | 0 | 0 | 0 | 0 | 0 | 0 | 0 | 0 | 0 | 0 | 0 | 0 | 0 | 0 | 0 | 0.57137 | 0.47775 | -0.34411 | -0.0065892 | 0 | 0 | 0 | 0 | 0 | 0 | 0 | 0 | 0 | 0 | 0 | 0 | 0 | 0 | 0 | 0 | 0 | 0 | 0 | 0 | 10.856 | 9.0772 | -6.538 | -0.1252 | 0 | 0 | 0 | 0
0.666666666666667276November | Resource 1 | Sublap 1 | 16:00 | 2 | 76 | November | 20000 | 0 | 0 | 0 | 0 | 0 | 0 | 0 | 0 | 0 | 0 | 0 | 0 | 0 | 0 | 0 | 0 | 0.57137 | 0.47775 | -0.34411 | -0.0065892 | 0 | 0 | 0 | 0 | 0 | 0 | 0 | 0 | 0 | 0 | 0 | 0 | 0 | 0 | 0 | 0 | 0 | 0 | 0 | 0 | 11.4273 | 9.5549 | -6.8821 | -0.13179 | 0 | 0 | 0 | 0
0.666666666666667276December | Resource 1 | Sublap 1 | 16:00 | 2 | 76 | December | 21000 | 0 | 0 | 0 | 0 | 0 | 0 | 0 | 0 | 0 | 0 | 0 | 0 | 0 | 0 | 0 | 0 | 0.57137 | 0.47775 | -0.34411 | -0.0065892 | 0 | 0 | 0 | 0 | 0 | 0 | 0 | 0 | 0 | 0 | 0 | 0 | 0 | 0 | 0 | 0 | 0 | 0 | 0 | 0 | 11.9987 | 10.0327 | -7.2262 | -0.13837 | 0 | 0 | 0 | 0
0.666666666666667277January | Resource 1 | Sublap 1 | 16:00 | 2 | 77 | January | 10000 | 0 | 0 | 0 | 0 | 0 | 0 | 0 | 0 | 0 | 0 | 0 | 0 | 0 | 0 | 0 | 0 | 0.94575 | 0.74052 | -0.53346 | -0.010174 | 0 | 0 | 0 | 0 | 0 | 0 | 0 | 0 | 0 | 0 | 0 | 0 | 0 | 0 | 0 | 0 | 0 | 0 | 0 | 0 | 9.4575 | 7.4052 | -5.3346 | -0.10174 | 0 | 0 | 0 | 0
0.666666666666667277February | Resource 1 | Sublap 1 | 16:00 | 2 | 77 | February | 11000 | 0 | 0 | 0 | 0 | 0 | 0 | 0 | 0 | 0 | 0 | 0 | 0 | 0 | 0 | 0 | 0 | 0.94575 | 0.74052 | -0.53346 | -0.010174 | 0 | 0 | 0 | 0 | 0 | 0 | 0 | 0 | 0 | 0 | 0 | 0 | 0 | 0 | 0 | 0 | 0 | 0 | 0 | 0 | 10.4033 | 8.1457 | -5.868 | -0.11191 | 0 | 0 | 0 | 0
0.666666666666667277March | Resource 1 | Sublap 1 | 16:00 | 2 | 77 | March | 12000 | 0 | 0 | 0 | 0 | 0 | 0 | 0 | 0 | 0 | 0 | 0 | 0 | 0 | 0 | 0 | 0 | 0.94575 | 0.74052 | -0.53346 | -0.010174 | 0 | 0 | 0 | 0 | 0 | 0 | 0 | 0 | 0 | 0 | 0 | 0 | 0 | 0 | 0 | 0 | 0 | 0 | 0 | 0 | 11.3491 | 8.8862 | -6.4015 | -0.12208 | 0 | 0 | 0 | 0
0.666666666666667277April | Resource 1 | Sublap 1 | 16:00 | 2 | 77 | April | 13000 | 0 | 0 | 0 | 0 | 0 | 0 | 0 | 0 | 0 | 0 | 0 | 0 | 0 | 0 | 0 | 0 | 0.94575 | 0.74052 | -0.53346 | -0.010174 | 0 | 0 | 0 | 0 | 0 | 0 | 0 | 0 | 0 | 0 | 0 | 0 | 0 | 0 | 0 | 0 | 0 | 0 | 0 | 0 | 12.2948 | 9.6267 | -6.9349 | -0.13226 | 0 | 0 | 0 | 0
0.666666666666667277May | Resource 1 | Sublap 1 | 16:00 | 2 | 77 | May | 14000 | 0 | 0 | 0 | 0 | 0 | 0 | 0 | 0 | 0 | 0 | 0 | 0 | 0 | 0 | 0 | 0 | 0.94575 | 0.74052 | -0.53346 | -0.010174 | 0 | 0 | 0 | 0 | 0 | 0 | 0 | 0 | 0 | 0 | 0 | 0 | 0 | 0 | 0 | 0 | 0 | 0 | 0 | 0 | 13.2406 | 10.3672 | -7.4684 | -0.14243 | 0 | 0 | 0 | 0
0.666666666666667277June | Resource 1 | Sublap 1 | 16:00 | 2 | 77 | June | 15000 | 0 | 0 | 0 | 0 | 0 | 0 | 0 | 0 | 0 | 0 | 0 | 0 | 0 | 0 | 0 | 0 | 0.94575 | 0.74052 | -0.53346 | -0.010174 | 0 | 0 | 0 | 0 | 0 | 0 | 0 | 0 | 0 | 0 | 0 | 0 | 0 | 0 | 0 | 0 | 0 | 0 | 0 | 0 | 14.1863 | 11.1077 | -8.0019 | -0.15261 | 0 | 0 | 0 | 0
0.666666666666667277July | Resource 1 | Sublap 1 | 16:00 | 2 | 77 | July | 16000 | 0 | 0 | 0 | 0 | 0 | 0 | 0 | 0 | 0 | 0 | 0 | 0 | 0 | 0 | 0 | 0 | 0.94575 | 0.74052 | -0.53346 | -0.010174 | 0 | 0 | 0 | 0 | 0 | 0 | 0 | 0 | 0 | 0 | 0 | 0 | 0 | 0 | 0 | 0 | 0 | 0 | 0 | 0 | 15.1321 | 11.8483 | -8.5353 | -0.16278 | 0 | 0 | 0 | 0
0.666666666666667277August | Resource 1 | Sublap 1 | 16:00 | 2 | 77 | August | 17000 | 0 | 0 | 0 | 0 | 0 | 0 | 0 | 0 | 0 | 0 | 0 | 0 | 0 | 0 | 0 | 0 | 0.94575 | 0.74052 | -0.53346 | -0.010174 | 0 | 0 | 0 | 0 | 0 | 0 | 0 | 0 | 0 | 0 | 0 | 0 | 0 | 0 | 0 | 0 | 0 | 0 | 0 | 0 | 16.0778 | 12.5888 | -9.0688 | -0.17295 | 0 | 0 | 0 | 0
0.666666666666667277September | Resource 1 | Sublap 1 | 16:00 | 2 | 77 | September | 18000 | 0 | 0 | 0 | 0 | 0 | 0 | 0 | 0 | 0 | 0 | 0 | 0 | 0 | 0 | 0 | 0 | 0.94575 | 0.74052 | -0.53346 | -0.010174 | 0 | 0 | 0 | 0 | 0 | 0 | 0 | 0 | 0 | 0 | 0 | 0 | 0 | 0 | 0 | 0 | 0 | 0 | 0 | 0 | 17.0236 | 13.3293 | -9.6022 | -0.18313 | 0 | 0 | 0 | 0
0.666666666666667277October | Resource 1 | Sublap 1 | 16:00 | 2 | 77 | October | 19000 | 0 | 0 | 0 | 0 | 0 | 0 | 0 | 0 | 0 | 0 | 0 | 0 | 0 | 0 | 0 | 0 | 0.94575 | 0.74052 | -0.53346 | -0.010174 | 0 | 0 | 0 | 0 | 0 | 0 | 0 | 0 | 0 | 0 | 0 | 0 | 0 | 0 | 0 | 0 | 0 | 0 | 0 | 0 | 17.9693 | 14.0698 | -10.1357 | -0.1933 | 0 | 0 | 0 | 0
0.666666666666667277November | Resource 1 | Sublap 1 | 16:00 | 2 | 77 | November | 20000 | 0 | 0 | 0 | 0 | 0 | 0 | 0 | 0 | 0 | 0 | 0 | 0 | 0 | 0 | 0 | 0 | 0.94575 | 0.74052 | -0.53346 | -0.010174 | 0 | 0 | 0 | 0 | 0 | 0 | 0 | 0 | 0 | 0 | 0 | 0 | 0 | 0 | 0 | 0 | 0 | 0 | 0 | 0 | 18.9151 | 14.8103 | -10.6691 | -0.20347 | 0 | 0 | 0 | 0
0.666666666666667277December | Resource 1 | Sublap 1 | 16:00 | 2 | 77 | December | 21000 | 0 | 0 | 0 | 0 | 0 | 0 | 0 | 0 | 0 | 0 | 0 | 0 | 0 | 0 | 0 | 0 | 0.94575 | 0.74052 | -0.53346 | -0.010174 | 0 | 0 | 0 | 0 | 0 | 0 | 0 | 0 | 0 | 0 | 0 | 0 | 0 | 0 | 0 | 0 | 0 | 0 | 0 | 0 | 19.8608 | 15.5509 | -11.2026 | -0.21365 | 0 | 0 | 0 | 0
0.666666666666667278January | Resource 1 | Sublap 1 | 16:00 | 2 | 78 | January | 10000 | 0 | 0 | 0 | 0 | 0 | 0 | 0 | 0 | 0 | 0 | 0 | 0 | 0 | 0 | 0 | 0 | 0.99741 | 0.76127 | -0.54842 | -0.010455 | 0 | 0 | 0 | 0 | 0 | 0 | 0 | 0 | 0 | 0 | 0 | 0 | 0 | 0 | 0 | 0 | 0 | 0 | 0 | 0 | 9.9741 | 7.6127 | -5.4842 | -0.10455 | 0 | 0 | 0 | 0
0.666666666666667278February | Resource 1 | Sublap 1 | 16:00 | 2 | 78 | February | 11000 | 0 | 0 | 0 | 0 | 0 | 0 | 0 | 0 | 0 | 0 | 0 | 0 | 0 | 0 | 0 | 0 | 0.99741 | 0.76127 | -0.54842 | -0.010455 | 0 | 0 | 0 | 0 | 0 | 0 | 0 | 0 | 0 | 0 | 0 | 0 | 0 | 0 | 0 | 0 | 0 | 0 | 0 | 0 | 10.9716 | 8.374 | -6.0326 | -0.115 | 0 | 0 | 0 | 0
0.666666666666667278March | Resource 1 | Sublap 1 | 16:00 | 2 | 78 | March | 12000 | 0 | 0 | 0 | 0 | 0 | 0 | 0 | 0 | 0 | 0 | 0 | 0 | 0 | 0 | 0 | 0 | 0.99741 | 0.76127 | -0.54842 | -0.010455 | 0 | 0 | 0 | 0 | 0 | 0 | 0 | 0 | 0 | 0 | 0 | 0 | 0 | 0 | 0 | 0 | 0 | 0 | 0 | 0 | 11.969 | 9.1353 | -6.581 | -0.12546 | 0 | 0 | 0 | 0
0.666666666666667278April | Resource 1 | Sublap 1 | 16:00 | 2 | 78 | April | 13000 | 0 | 0 | 0 | 0 | 0 | 0 | 0 | 0 | 0 | 0 | 0 | 0 | 0 | 0 | 0 | 0 | 0.99741 | 0.76127 | -0.54842 | -0.010455 | 0 | 0 | 0 | 0 | 0 | 0 | 0 | 0 | 0 | 0 | 0 | 0 | 0 | 0 | 0 | 0 | 0 | 0 | 0 | 0 | 12.9664 | 9.8965 | -7.1294 | -0.13591 | 0 | 0 | 0 | 0
0.666666666666667278May | Resource 1 | Sublap 1 | 16:00 | 2 | 78 | May | 14000 | 0 | 0 | 0 | 0 | 0 | 0 | 0 | 0 | 0 | 0 | 0 | 0 | 0 | 0 | 0 | 0 | 0.99741 | 0.76127 | -0.54842 | -0.010455 | 0 | 0 | 0 | 0 | 0 | 0 | 0 | 0 | 0 | 0 | 0 | 0 | 0 | 0 | 0 | 0 | 0 | 0 | 0 | 0 | 13.9638 | 10.6578 | -7.6779 | -0.14637 | 0 | 0 | 0 | 0
0.666666666666667278June | Resource 1 | Sublap 1 | 16:00 | 2 | 78 | June | 15000 | 0 | 0 | 0 | 0 | 0 | 0 | 0 | 0 | 0 | 0 | 0 | 0 | 0 | 0 | 0 | 0 | 0.99741 | 0.76127 | -0.54842 | -0.010455 | 0 | 0 | 0 | 0 | 0 | 0 | 0 | 0 | 0 | 0 | 0 | 0 | 0 | 0 | 0 | 0 | 0 | 0 | 0 | 0 | 14.9612 | 11.4191 | -8.2263 | -0.15682 | 0 | 0 | 0 | 0
0.666666666666667278July | Resource 1 | Sublap 1 | 16:00 | 2 | 78 | July | 16000 | 0 | 0 | 0 | 0 | 0 | 0 | 0 | 0 | 0 | 0 | 0 | 0 | 0 | 0 | 0 | 0 | 0.99741 | 0.76127 | -0.54842 | -0.010455 | 0 | 0 | 0 | 0 | 0 | 0 | 0 | 0 | 0 | 0 | 0 | 0 | 0 | 0 | 0 | 0 | 0 | 0 | 0 | 0 | 15.9586 | 12.1804 | -8.7747 | -0.16728 | 0 | 0 | 0 | 0
0.666666666666667278August | Resource 1 | Sublap 1 | 16:00 | 2 | 78 | August | 17000 | 0 | 0 | 0 | 0 | 0 | 0 | 0 | 0 | 0 | 0 | 0 | 0 | 0 | 0 | 0 | 0 | 0.99741 | 0.76127 | -0.54842 | -0.010455 | 0 | 0 | 0 | 0 | 0 | 0 | 0 | 0 | 0 | 0 | 0 | 0 | 0 | 0 | 0 | 0 | 0 | 0 | 0 | 0 | 16.956 | 12.9416 | -9.3231 | -0.17773 | 0 | 0 | 0 | 0
0.666666666666667278September | Resource 1 | Sublap 1 | 16:00 | 2 | 78 | September | 18000 | 0 | 0 | 0 | 0 | 0 | 0 | 0 | 0 | 0 | 0 | 0 | 0 | 0 | 0 | 0 | 0 | 0.99741 | 0.76127 | -0.54842 | -0.010455 | 0 | 0 | 0 | 0 | 0 | 0 | 0 | 0 | 0 | 0 | 0 | 0 | 0 | 0 | 0 | 0 | 0 | 0 | 0 | 0 | 17.9535 | 13.7029 | -9.8715 | -0.18819 | 0 | 0 | 0 | 0
0.666666666666667278October | Resource 1 | Sublap 1 | 16:00 | 2 | 78 | October | 19000 | 0 | 0 | 0 | 0 | 0 | 0 | 0 | 0 | 0 | 0 | 0 | 0 | 0 | 0 | 0 | 0 | 0.99741 | 0.76127 | -0.54842 | -0.010455 | 0 | 0 | 0 | 0 | 0 | 0 | 0 | 0 | 0 | 0 | 0 | 0 | 0 | 0 | 0 | 0 | 0 | 0 | 0 | 0 | 18.9509 | 14.4642 | -10.4199 | -0.19864 | 0 | 0 | 0 | 0
0.666666666666667278November | Resource 1 | Sublap 1 | 16:00 | 2 | 78 | November | 20000 | 0 | 0 | 0 | 0 | 0 | 0 | 0 | 0 | 0 | 0 | 0 | 0 | 0 | 0 | 0 | 0 | 0.99741 | 0.76127 | -0.54842 | -0.010455 | 0 | 0 | 0 | 0 | 0 | 0 | 0 | 0 | 0 | 0 | 0 | 0 | 0 | 0 | 0 | 0 | 0 | 0 | 0 | 0 | 19.9483 | 15.2255 | -10.9684 | -0.20909 | 0 | 0 | 0 | 0
0.666666666666667278December | Resource 1 | Sublap 1 | 16:00 | 2 | 78 | December | 21000 | 0 | 0 | 0 | 0 | 0 | 0 | 0 | 0 | 0 | 0 | 0 | 0 | 0 | 0 | 0 | 0 | 0.99741 | 0.76127 | -0.54842 | -0.010455 | 0 | 0 | 0 | 0 | 0 | 0 | 0 | 0 | 0 | 0 | 0 | 0 | 0 | 0 | 0 | 0 | 0 | 0 | 0 | 0 | 20.9457 | 15.9867 | -11.5168 | -0.21955 | 0 | 0 | 0 | 0
0.666666666666667279January | Resource 1 | Sublap 1 | 16:00 | 2 | 79 | January | 10000 | 0 | 0 | 0 | 0 | 0 | 0 | 0 | 0 | 0 | 0 | 0 | 0 | 0 | 0 | 0 | 0 | 1.1812 | 0.84571 | -0.60928 | -0.011598 | 0 | 0 | 0 | 0 | 0 | 0 | 0 | 0 | 0 | 0 | 0 | 0 | 0 | 0 | 0 | 0 | 0 | 0 | 0 | 0 | 11.8122 | 8.4571 | -6.0928 | -0.11598 | 0 | 0 | 0 | 0
0.666666666666667279February | Resource 1 | Sublap 1 | 16:00 | 2 | 79 | February | 11000 | 0 | 0 | 0 | 0 | 0 | 0 | 0 | 0 | 0 | 0 | 0 | 0 | 0 | 0 | 0 | 0 | 1.1812 | 0.84571 | -0.60928 | -0.011598 | 0 | 0 | 0 | 0 | 0 | 0 | 0 | 0 | 0 | 0 | 0 | 0 | 0 | 0 | 0 | 0 | 0 | 0 | 0 | 0 | 12.9934 | 9.3028 | -6.7021 | -0.12758 | 0 | 0 | 0 | 0
0.666666666666667279March | Resource 1 | Sublap 1 | 16:00 | 2 | 79 | March | 12000 | 0 | 0 | 0 | 0 | 0 | 0 | 0 | 0 | 0 | 0 | 0 | 0 | 0 | 0 | 0 | 0 | 1.1812 | 0.84571 | -0.60928 | -0.011598 | 0 | 0 | 0 | 0 | 0 | 0 | 0 | 0 | 0 | 0 | 0 | 0 | 0 | 0 | 0 | 0 | 0 | 0 | 0 | 0 | 14.1746 | 10.1485 | -7.3114 | -0.13918 | 0 | 0 | 0 | 0
0.666666666666667279April | Resource 1 | Sublap 1 | 16:00 | 2 | 79 | April | 13000 | 0 | 0 | 0 | 0 | 0 | 0 | 0 | 0 | 0 | 0 | 0 | 0 | 0 | 0 | 0 | 0 | 1.1812 | 0.84571 | -0.60928 | -0.011598 | 0 | 0 | 0 | 0 | 0 | 0 | 0 | 0 | 0 | 0 | 0 | 0 | 0 | 0 | 0 | 0 | 0 | 0 | 0 | 0 | 15.3558 | 10.9942 | -7.9207 | -0.15077 | 0 | 0 | 0 | 0
0.666666666666667279May | Resource 1 | Sublap 1 | 16:00 | 2 | 79 | May | 14000 | 0 | 0 | 0 | 0 | 0 | 0 | 0 | 0 | 0 | 0 | 0 | 0 | 0 | 0 | 0 | 0 | 1.1812 | 0.84571 | -0.60928 | -0.011598 | 0 | 0 | 0 | 0 | 0 | 0 | 0 | 0 | 0 | 0 | 0 | 0 | 0 | 0 | 0 | 0 | 0 | 0 | 0 | 0 | 16.537 | 11.84 | -8.53 | -0.16237 | 0 | 0 | 0 | 0
0.666666666666667279June | Resource 1 | Sublap 1 | 16:00 | 2 | 79 | June | 15000 | 0 | 0 | 0 | 0 | 0 | 0 | 0 | 0 | 0 | 0 | 0 | 0 | 0 | 0 | 0 | 0 | 1.1812 | 0.84571 | -0.60928 | -0.011598 | 0 | 0 | 0 | 0 | 0 | 0 | 0 | 0 | 0 | 0 | 0 | 0 | 0 | 0 | 0 | 0 | 0 | 0 | 0 | 0 | 17.7183 | 12.6857 | -9.1392 | -0.17397 | 0 | 0 | 0 | 0
0.666666666666667279July | Resource 1 | Sublap 1 | 16:00 | 2 | 79 | July | 16000 | 0 | 0 | 0 | 0 | 0 | 0 | 0 | 0 | 0 | 0 | 0 | 0 | 0 | 0 | 0 | 0 | 1.1812 | 0.84571 | -0.60928 | -0.011598 | 0 | 0 | 0 | 0 | 0 | 0 | 0 | 0 | 0 | 0 | 0 | 0 | 0 | 0 | 0 | 0 | 0 | 0 | 0 | 0 | 18.8995 | 13.5314 | -9.7485 | -0.18557 | 0 | 0 | 0 | 0
0.666666666666667279August | Resource 1 | Sublap 1 | 16:00 | 2 | 79 | August | 17000 | 0 | 0 | 0 | 0 | 0 | 0 | 0 | 0 | 0 | 0 | 0 | 0 | 0 | 0 | 0 | 0 | 1.1812 | 0.84571 | -0.60928 | -0.011598 | 0 | 0 | 0 | 0 | 0 | 0 | 0 | 0 | 0 | 0 | 0 | 0 | 0 | 0 | 0 | 0 | 0 | 0 | 0 | 0 | 20.0807 | 14.3771 | -10.3578 | -0.19717 | 0 | 0 | 0 | 0
0.666666666666667279September | Resource 1 | Sublap 1 | 16:00 | 2 | 79 | September | 18000 | 0 | 0 | 0 | 0 | 0 | 0 | 0 | 0 | 0 | 0 | 0 | 0 | 0 | 0 | 0 | 0 | 1.1812 | 0.84571 | -0.60928 | -0.011598 | 0 | 0 | 0 | 0 | 0 | 0 | 0 | 0 | 0 | 0 | 0 | 0 | 0 | 0 | 0 | 0 | 0 | 0 | 0 | 0 | 21.2619 | 15.2228 | -10.9671 | -0.20876 | 0 | 0 | 0 | 0
0.666666666666667279October | Resource 1 | Sublap 1 | 16:00 | 2 | 79 | October | 19000 | 0 | 0 | 0 | 0 | 0 | 0 | 0 | 0 | 0 | 0 | 0 | 0 | 0 | 0 | 0 | 0 | 1.1812 | 0.84571 | -0.60928 | -0.011598 | 0 | 0 | 0 | 0 | 0 | 0 | 0 | 0 | 0 | 0 | 0 | 0 | 0 | 0 | 0 | 0 | 0 | 0 | 0 | 0 | 22.4431 | 16.0685 | -11.5764 | -0.22036 | 0 | 0 | 0 | 0
0.666666666666667279November | Resource 1 | Sublap 1 | 16:00 | 2 | 79 | November | 20000 | 0 | 0 | 0 | 0 | 0 | 0 | 0 | 0 | 0 | 0 | 0 | 0 | 0 | 0 | 0 | 0 | 1.1812 | 0.84571 | -0.60928 | -0.011598 | 0 | 0 | 0 | 0 | 0 | 0 | 0 | 0 | 0 | 0 | 0 | 0 | 0 | 0 | 0 | 0 | 0 | 0 | 0 | 0 | 23.6243 | 16.9142 | -12.1856 | -0.23196 | 0 | 0 | 0 | 0
0.666666666666667279December | Resource 1 | Sublap 1 | 16:00 | 2 | 79 | December | 21000 | 0 | 0 | 0 | 0 | 0 | 0 | 0 | 0 | 0 | 0 | 0 | 0 | 0 | 0 | 0 | 0 | 1.1812 | 0.84571 | -0.60928 | -0.011598 | 0 | 0 | 0 | 0 | 0 | 0 | 0 | 0 | 0 | 0 | 0 | 0 | 0 | 0 | 0 | 0 | 0 | 0 | 0 | 0 | 24.8056 | 17.7599 | -12.7949 | -0.24356 | 0 | 0 | 0 | 0
0.666666666666667280January | Resource 1 | Sublap 1 | 16:00 | 2 | 80 | January | 10000 | 0 | 0 | 0 | 0 | 0 | 0 | 0 | 0 | 0 | 0 | 0 | 0 | 0 | 0 | 0 | 0 | 1.5142 | 1.0405 | -0.74967 | -0.014235 | 0 | 0 | 0 | 0 | 0 | 0 | 0 | 0 | 0 | 0 | 0 | 0 | 0 | 0 | 0 | 0 | 0 | 0 | 0 | 0 | 15.1425 | 10.4048 | -7.4967 | -0.14235 | 0 | 0 | 0 | 0
0.666666666666667280February | Resource 1 | Sublap 1 | 16:00 | 2 | 80 | February | 11000 | 0 | 0 | 0 | 0 | 0 | 0 | 0 | 0 | 0 | 0 | 0 | 0 | 0 | 0 | 0 | 0 | 1.5142 | 1.0405 | -0.74967 | -0.014235 | 0 | 0 | 0 | 0 | 0 | 0 | 0 | 0 | 0 | 0 | 0 | 0 | 0 | 0 | 0 | 0 | 0 | 0 | 0 | 0 | 16.6567 | 11.4452 | -8.2464 | -0.15658 | 0 | 0 | 0 | 0
0.666666666666667280March | Resource 1 | Sublap 1 | 16:00 | 2 | 80 | March | 12000 | 0 | 0 | 0 | 0 | 0 | 0 | 0 | 0 | 0 | 0 | 0 | 0 | 0 | 0 | 0 | 0 | 1.5142 | 1.0405 | -0.74967 | -0.014235 | 0 | 0 | 0 | 0 | 0 | 0 | 0 | 0 | 0 | 0 | 0 | 0 | 0 | 0 | 0 | 0 | 0 | 0 | 0 | 0 | 18.171 | 12.4857 | -8.996 | -0.17082 | 0 | 0 | 0 | 0
0.666666666666667280April | Resource 1 | Sublap 1 | 16:00 | 2 | 80 | April | 13000 | 0 | 0 | 0 | 0 | 0 | 0 | 0 | 0 | 0 | 0 | 0 | 0 | 0 | 0 | 0 | 0 | 1.5142 | 1.0405 | -0.74967 | -0.014235 | 0 | 0 | 0 | 0 | 0 | 0 | 0 | 0 | 0 | 0 | 0 | 0 | 0 | 0 | 0 | 0 | 0 | 0 | 0 | 0 | 19.6852 | 13.5262 | -9.7457 | -0.18505 | 0 | 0 | 0 | 0
0.666666666666667280May | Resource 1 | Sublap 1 | 16:00 | 2 | 80 | May | 14000 | 0 | 0 | 0 | 0 | 0 | 0 | 0 | 0 | 0 | 0 | 0 | 0 | 0 | 0 | 0 | 0 | 1.5142 | 1.0405 | -0.74967 | -0.014235 | 0 | 0 | 0 | 0 | 0 | 0 | 0 | 0 | 0 | 0 | 0 | 0 | 0 | 0 | 0 | 0 | 0 | 0 | 0 | 0 | 21.1994 | 14.5667 | -10.4954 | -0.19929 | 0 | 0 | 0 | 0
0.666666666666667280June | Resource 1 | Sublap 1 | 16:00 | 2 | 80 | June | 15000 | 0 | 0 | 0 | 0 | 0 | 0 | 0 | 0 | 0 | 0 | 0 | 0 | 0 | 0 | 0 | 0 | 1.5142 | 1.0405 | -0.74967 | -0.014235 | 0 | 0 | 0 | 0 | 0 | 0 | 0 | 0 | 0 | 0 | 0 | 0 | 0 | 0 | 0 | 0 | 0 | 0 | 0 | 0 | 22.7137 | 15.6071 | -11.245 | -0.21352 | 0 | 0 | 0 | 0
0.666666666666667280July | Resource 1 | Sublap 1 | 16:00 | 2 | 80 | July | 16000 | 0 | 0 | 0 | 0 | 0 | 0 | 0 | 0 | 0 | 0 | 0 | 0 | 0 | 0 | 0 | 0 | 1.5142 | 1.0405 | -0.74967 | -0.014235 | 0 | 0 | 0 | 0 | 0 | 0 | 0 | 0 | 0 | 0 | 0 | 0 | 0 | 0 | 0 | 0 | 0 | 0 | 0 | 0 | 24.2279 | 16.6476 | -11.9947 | -0.22776 | 0 | 0 | 0 | 0
0.666666666666667280August | Resource 1 | Sublap 1 | 16:00 | 2 | 80 | August | 17000 | 0 | 0 | 0 | 0 | 0 | 0 | 0 | 0 | 0 | 0 | 0 | 0 | 0 | 0 | 0 | 0 | 1.5142 | 1.0405 | -0.74967 | -0.014235 | 0 | 0 | 0 | 0 | 0 | 0 | 0 | 0 | 0 | 0 | 0 | 0 | 0 | 0 | 0 | 0 | 0 | 0 | 0 | 0 | 25.7422 | 17.6881 | -12.7444 | -0.24199 | 0 | 0 | 0 | 0
0.666666666666667280September | Resource 1 | Sublap 1 | 16:00 | 2 | 80 | September | 18000 | 0 | 0 | 0 | 0 | 0 | 0 | 0 | 0 | 0 | 0 | 0 | 0 | 0 | 0 | 0 | 0 | 1.5142 | 1.0405 | -0.74967 | -0.014235 | 0 | 0 | 0 | 0 | 0 | 0 | 0 | 0 | 0 | 0 | 0 | 0 | 0 | 0 | 0 | 0 | 0 | 0 | 0 | 0 | 27.2564 | 18.7286 | -13.494 | -0.25623 | 0 | 0 | 0 | 0
0.666666666666667280October | Resource 1 | Sublap 1 | 16:00 | 2 | 80 | October | 19000 | 0 | 0 | 0 | 0 | 0 | 0 | 0 | 0 | 0 | 0 | 0 | 0 | 0 | 0 | 0 | 0 | 1.5142 | 1.0405 | -0.74967 | -0.014235 | 0 | 0 | 0 | 0 | 0 | 0 | 0 | 0 | 0 | 0 | 0 | 0 | 0 | 0 | 0 | 0 | 0 | 0 | 0 | 0 | 28.7707 | 19.7691 | -14.2437 | -0.27046 | 0 | 0 | 0 | 0
0.666666666666667280November | Resource 1 | Sublap 1 | 16:00 | 2 | 80 | November | 20000 | 0 | 0 | 0 | 0 | 0 | 0 | 0 | 0 | 0 | 0 | 0 | 0 | 0 | 0 | 0 | 0 | 1.5142 | 1.0405 | -0.74967 | -0.014235 | 0 | 0 | 0 | 0 | 0 | 0 | 0 | 0 | 0 | 0 | 0 | 0 | 0 | 0 | 0 | 0 | 0 | 0 | 0 | 0 | 30.2849 | 20.8095 | -14.9934 | -0.2847 | 0 | 0 | 0 | 0
0.666666666666667280December | Resource 1 | Sublap 1 | 16:00 | 2 | 80 | December | 21000 | 0 | 0 | 0 | 0 | 0 | 0 | 0 | 0 | 0 | 0 | 0 | 0 | 0 | 0 | 0 | 0 | 1.5142 | 1.0405 | -0.74967 | -0.014235 | 0 | 0 | 0 | 0 | 0 | 0 | 0 | 0 | 0 | 0 | 0 | 0 | 0 | 0 | 0 | 0 | 0 | 0 | 0 | 0 | 31.7992 | 21.85 | -15.7431 | -0.29893 | 0 | 0 | 0 | 0
0.666666666666667281January | Resource 1 | Sublap 1 | 16:00 | 2 | 81 | January | 10000 | 0 | 0 | 0 | 0 | 0 | 0 | 0 | 0 | 0 | 0 | 0 | 0 | 0 | 0 | 0 | 0 | 2.0434 | 1.4213 | -0.92842 | -0.017592 | 0 | 0 | 0 | 0 | 0 | 0 | 0 | 0 | 0 | 0 | 0 | 0 | 0 | 0 | 0 | 0 | 0 | 0 | 0 | 0 | 20.4344 | 14.2127 | -9.2842 | -0.17592 | 0 | 0 | 0 | 0
0.666666666666667281February | Resource 1 | Sublap 1 | 16:00 | 2 | 81 | February | 11000 | 0 | 0 | 0 | 0 | 0 | 0 | 0 | 0 | 0 | 0 | 0 | 0 | 0 | 0 | 0 | 0 | 2.0434 | 1.4213 | -0.92842 | -0.017592 | 0 | 0 | 0 | 0 | 0 | 0 | 0 | 0 | 0 | 0 | 0 | 0 | 0 | 0 | 0 | 0 | 0 | 0 | 0 | 0 | 22.4778 | 15.634 | -10.2126 | -0.19352 | 0 | 0 | 0 | 0
0.666666666666667281March | Resource 1 | Sublap 1 | 16:00 | 2 | 81 | March | 12000 | 0 | 0 | 0 | 0 | 0 | 0 | 0 | 0 | 0 | 0 | 0 | 0 | 0 | 0 | 0 | 0 | 2.0434 | 1.4213 | -0.92842 | -0.017592 | 0 | 0 | 0 | 0 | 0 | 0 | 0 | 0 | 0 | 0 | 0 | 0 | 0 | 0 | 0 | 0 | 0 | 0 | 0 | 0 | 24.5212 | 17.0552 | -11.141 | -0.21111 | 0 | 0 | 0 | 0
0.666666666666667281April | Resource 1 | Sublap 1 | 16:00 | 2 | 81 | April | 13000 | 0 | 0 | 0 | 0 | 0 | 0 | 0 | 0 | 0 | 0 | 0 | 0 | 0 | 0 | 0 | 0 | 2.0434 | 1.4213 | -0.92842 | -0.017592 | 0 | 0 | 0 | 0 | 0 | 0 | 0 | 0 | 0 | 0 | 0 | 0 | 0 | 0 | 0 | 0 | 0 | 0 | 0 | 0 | 26.5647 | 18.4765 | -12.0695 | -0.2287 | 0 | 0 | 0 | 0
0.666666666666667281May | Resource 1 | Sublap 1 | 16:00 | 2 | 81 | May | 14000 | 0 | 0 | 0 | 0 | 0 | 0 | 0 | 0 | 0 | 0 | 0 | 0 | 0 | 0 | 0 | 0 | 2.0434 | 1.4213 | -0.92842 | -0.017592 | 0 | 0 | 0 | 0 | 0 | 0 | 0 | 0 | 0 | 0 | 0 | 0 | 0 | 0 | 0 | 0 | 0 | 0 | 0 | 0 | 28.6081 | 19.8977 | -12.9979 | -0.24629 | 0 | 0 | 0 | 0
0.666666666666667281June | Resource 1 | Sublap 1 | 16:00 | 2 | 81 | June | 15000 | 0 | 0 | 0 | 0 | 0 | 0 | 0 | 0 | 0 | 0 | 0 | 0 | 0 | 0 | 0 | 0 | 2.0434 | 1.4213 | -0.92842 | -0.017592 | 0 | 0 | 0 | 0 | 0 | 0 | 0 | 0 | 0 | 0 | 0 | 0 | 0 | 0 | 0 | 0 | 0 | 0 | 0 | 0 | 30.6515 | 21.319 | -13.9263 | -0.26388 | 0 | 0 | 0 | 0
0.666666666666667281July | Resource 1 | Sublap 1 | 16:00 | 2 | 81 | July | 16000 | 0 | 0 | 0 | 0 | 0 | 0 | 0 | 0 | 0 | 0 | 0 | 0 | 0 | 0 | 0 | 0 | 2.0434 | 1.4213 | -0.92842 | -0.017592 | 0 | 0 | 0 | 0 | 0 | 0 | 0 | 0 | 0 | 0 | 0 | 0 | 0 | 0 | 0 | 0 | 0 | 0 | 0 | 0 | 32.695 | 22.7403 | -14.8547 | -0.28148 | 0 | 0 | 0 | 0
0.666666666666667281August | Resource 1 | Sublap 1 | 16:00 | 2 | 81 | August | 17000 | 0 | 0 | 0 | 0 | 0 | 0 | 0 | 0 | 0 | 0 | 0 | 0 | 0 | 0 | 0 | 0 | 2.0434 | 1.4213 | -0.92842 | -0.017592 | 0 | 0 | 0 | 0 | 0 | 0 | 0 | 0 | 0 | 0 | 0 | 0 | 0 | 0 | 0 | 0 | 0 | 0 | 0 | 0 | 34.7384 | 24.1615 | -15.7831 | -0.29907 | 0 | 0 | 0 | 0
0.666666666666667281September | Resource 1 | Sublap 1 | 16:00 | 2 | 81 | September | 18000 | 0 | 0 | 0 | 0 | 0 | 0 | 0 | 0 | 0 | 0 | 0 | 0 | 0 | 0 | 0 | 0 | 2.0434 | 1.4213 | -0.92842 | -0.017592 | 0 | 0 | 0 | 0 | 0 | 0 | 0 | 0 | 0 | 0 | 0 | 0 | 0 | 0 | 0 | 0 | 0 | 0 | 0 | 0 | 36.7818 | 25.5828 | -16.7116 | -0.31666 | 0 | 0 | 0 | 0
0.666666666666667281October | Resource 1 | Sublap 1 | 16:00 | 2 | 81 | October | 19000 | 0 | 0 | 0 | 0 | 0 | 0 | 0 | 0 | 0 | 0 | 0 | 0 | 0 | 0 | 0 | 0 | 2.0434 | 1.4213 | -0.92842 | -0.017592 | 0 | 0 | 0 | 0 | 0 | 0 | 0 | 0 | 0 | 0 | 0 | 0 | 0 | 0 | 0 | 0 | 0 | 0 | 0 | 0 | 38.8253 | 27.0041 | -17.64 | -0.33425 | 0 | 0 | 0 | 0
0.666666666666667281November | Resource 1 | Sublap 1 | 16:00 | 2 | 81 | November | 20000 | 0 | 0 | 0 | 0 | 0 | 0 | 0 | 0 | 0 | 0 | 0 | 0 | 0 | 0 | 0 | 0 | 2.0434 | 1.4213 | -0.92842 | -0.017592 | 0 | 0 | 0 | 0 | 0 | 0 | 0 | 0 | 0 | 0 | 0 | 0 | 0 | 0 | 0 | 0 | 0 | 0 | 0 | 0 | 40.8687 | 28.4254 | -18.5684 | -0.35185 | 0 | 0 | 0 | 0
0.666666666666667281December | Resource 1 | Sublap 1 | 16:00 | 2 | 81 | December | 21000 | 0 | 0 | 0 | 0 | 0 | 0 | 0 | 0 | 0 | 0 | 0 | 0 | 0 | 0 | 0 | 0 | 2.0434 | 1.4213 | -0.92842 | -0.017592 | 0 | 0 | 0 | 0 | 0 | 0 | 0 | 0 | 0 | 0 | 0 | 0 | 0 | 0 | 0 | 0 | 0 | 0 | 0 | 0 | 42.9121 | 29.8466 | -19.4968 | -0.36944 | 0 | 0 | 0 | 0
0.666666666666667282January | Resource 1 | Sublap 1 | 16:00 | 2 | 82 | January | 10000 | 0 | 0 | 0 | 0 | 0 | 0 | 0 | 0 | 0 | 0 | 0 | 0 | 0 | 0 | 0 | 0 | 2.2381 | 1.5556 | -0.96718 | -0.01832 | 0 | 0 | 0 | 0 | 0 | 0 | 0 | 0 | 0 | 0 | 0 | 0 | 0 | 0 | 0 | 0 | 0 | 0 | 0 | 0 | 22.3809 | 15.5557 | -9.6718 | -0.1832 | 0 | 0 | 0 | 0
0.666666666666667282February | Resource 1 | Sublap 1 | 16:00 | 2 | 82 | February | 11000 | 0 | 0 | 0 | 0 | 0 | 0 | 0 | 0 | 0 | 0 | 0 | 0 | 0 | 0 | 0 | 0 | 2.2381 | 1.5556 | -0.96718 | -0.01832 | 0 | 0 | 0 | 0 | 0 | 0 | 0 | 0 | 0 | 0 | 0 | 0 | 0 | 0 | 0 | 0 | 0 | 0 | 0 | 0 | 24.619 | 17.1113 | -10.6389 | -0.20152 | 0 | 0 | 0 | 0
0.666666666666667282March | Resource 1 | Sublap 1 | 16:00 | 2 | 82 | March | 12000 | 0 | 0 | 0 | 0 | 0 | 0 | 0 | 0 | 0 | 0 | 0 | 0 | 0 | 0 | 0 | 0 | 2.2381 | 1.5556 | -0.96718 | -0.01832 | 0 | 0 | 0 | 0 | 0 | 0 | 0 | 0 | 0 | 0 | 0 | 0 | 0 | 0 | 0 | 0 | 0 | 0 | 0 | 0 | 26.8571 | 18.6668 | -11.6061 | -0.21984 | 0 | 0 | 0 | 0
0.666666666666667282April | Resource 1 | Sublap 1 | 16:00 | 2 | 82 | April | 13000 | 0 | 0 | 0 | 0 | 0 | 0 | 0 | 0 | 0 | 0 | 0 | 0 | 0 | 0 | 0 | 0 | 2.2381 | 1.5556 | -0.96718 | -0.01832 | 0 | 0 | 0 | 0 | 0 | 0 | 0 | 0 | 0 | 0 | 0 | 0 | 0 | 0 | 0 | 0 | 0 | 0 | 0 | 0 | 29.0952 | 20.2224 | -12.5733 | -0.23816 | 0 | 0 | 0 | 0
0.666666666666667282May | Resource 1 | Sublap 1 | 16:00 | 2 | 82 | May | 14000 | 0 | 0 | 0 | 0 | 0 | 0 | 0 | 0 | 0 | 0 | 0 | 0 | 0 | 0 | 0 | 0 | 2.2381 | 1.5556 | -0.96718 | -0.01832 | 0 | 0 | 0 | 0 | 0 | 0 | 0 | 0 | 0 | 0 | 0 | 0 | 0 | 0 | 0 | 0 | 0 | 0 | 0 | 0 | 31.3333 | 21.778 | -13.5405 | -0.25648 | 0 | 0 | 0 | 0
0.666666666666667282June | Resource 1 | Sublap 1 | 16:00 | 2 | 82 | June | 15000 | 0 | 0 | 0 | 0 | 0 | 0 | 0 | 0 | 0 | 0 | 0 | 0 | 0 | 0 | 0 | 0 | 2.2381 | 1.5556 | -0.96718 | -0.01832 | 0 | 0 | 0 | 0 | 0 | 0 | 0 | 0 | 0 | 0 | 0 | 0 | 0 | 0 | 0 | 0 | 0 | 0 | 0 | 0 | 33.5714 | 23.3335 | -14.5076 | -0.2748 | 0 | 0 | 0 | 0
0.666666666666667282July | Resource 1 | Sublap 1 | 16:00 | 2 | 82 | July | 16000 | 0 | 0 | 0 | 0 | 0 | 0 | 0 | 0 | 0 | 0 | 0 | 0 | 0 | 0 | 0 | 0 | 2.2381 | 1.5556 | -0.96718 | -0.01832 | 0 | 0 | 0 | 0 | 0 | 0 | 0 | 0 | 0 | 0 | 0 | 0 | 0 | 0 | 0 | 0 | 0 | 0 | 0 | 0 | 35.8095 | 24.8891 | -15.4748 | -0.29312 | 0 | 0 | 0 | 0
0.666666666666667282August | Resource 1 | Sublap 1 | 16:00 | 2 | 82 | August | 17000 | 0 | 0 | 0 | 0 | 0 | 0 | 0 | 0 | 0 | 0 | 0 | 0 | 0 | 0 | 0 | 0 | 2.2381 | 1.5556 | -0.96718 | -0.01832 | 0 | 0 | 0 | 0 | 0 | 0 | 0 | 0 | 0 | 0 | 0 | 0 | 0 | 0 | 0 | 0 | 0 | 0 | 0 | 0 | 38.0476 | 26.4447 | -16.442 | -0.31144 | 0 | 0 | 0 | 0
0.666666666666667282September | Resource 1 | Sublap 1 | 16:00 | 2 | 82 | September | 18000 | 0 | 0 | 0 | 0 | 0 | 0 | 0 | 0 | 0 | 0 | 0 | 0 | 0 | 0 | 0 | 0 | 2.2381 | 1.5556 | -0.96718 | -0.01832 | 0 | 0 | 0 | 0 | 0 | 0 | 0 | 0 | 0 | 0 | 0 | 0 | 0 | 0 | 0 | 0 | 0 | 0 | 0 | 0 | 40.2857 | 28.0002 | -17.4092 | -0.32976 | 0 | 0 | 0 | 0
0.666666666666667282October | Resource 1 | Sublap 1 | 16:00 | 2 | 82 | October | 19000 | 0 | 0 | 0 | 0 | 0 | 0 | 0 | 0 | 0 | 0 | 0 | 0 | 0 | 0 | 0 | 0 | 2.2381 | 1.5556 | -0.96718 | -0.01832 | 0 | 0 | 0 | 0 | 0 | 0 | 0 | 0 | 0 | 0 | 0 | 0 | 0 | 0 | 0 | 0 | 0 | 0 | 0 | 0 | 42.5238 | 29.5558 | -18.3763 | -0.34808 | 0 | 0 | 0 | 0
0.666666666666667282November | Resource 1 | Sublap 1 | 16:00 | 2 | 82 | November | 20000 | 0 | 0 | 0 | 0 | 0 | 0 | 0 | 0 | 0 | 0 | 0 | 0 | 0 | 0 | 0 | 0 | 2.2381 | 1.5556 | -0.96718 | -0.01832 | 0 | 0 | 0 | 0 | 0 | 0 | 0 | 0 | 0 | 0 | 0 | 0 | 0 | 0 | 0 | 0 | 0 | 0 | 0 | 0 | 44.7619 | 31.1114 | -19.3435 | -0.36641 | 0 | 0 | 0 | 0
0.666666666666667282December | Resource 1 | Sublap 1 | 16:00 | 2 | 82 | December | 21000 | 0 | 0 | 0 | 0 | 0 | 0 | 0 | 0 | 0 | 0 | 0 | 0 | 0 | 0 | 0 | 0 | 2.2381 | 1.5556 | -0.96718 | -0.01832 | 0 | 0 | 0 | 0 | 0 | 0 | 0 | 0 | 0 | 0 | 0 | 0 | 0 | 0 | 0 | 0 | 0 | 0 | 0 | 0 | 46.9999 | 32.6669 | -20.3107 | -0.38473 | 0 | 0 | 0 | 0
0.666666666666667283January | Resource 1 | Sublap 1 | 16:00 | 2 | 83 | January | 10000 | 0 | 0 | 0 | 0 | 0 | 0 | 0 | 0 | 0 | 0 | 0 | 0 | 0 | 0 | 0 | 0 | 2.6895 | 1.9544 | -1.0942 | -0.020706 | 0 | 0 | 0 | 0 | 0 | 0 | 0 | 0 | 0 | 0 | 0 | 0 | 0 | 0 | 0 | 0 | 0 | 0 | 0 | 0 | 26.8953 | 19.5438 | -10.9417 | -0.20706 | 0 | 0 | 0 | 0
0.666666666666667283February | Resource 1 | Sublap 1 | 16:00 | 2 | 83 | February | 11000 | 0 | 0 | 0 | 0 | 0 | 0 | 0 | 0 | 0 | 0 | 0 | 0 | 0 | 0 | 0 | 0 | 2.6895 | 1.9544 | -1.0942 | -0.020706 | 0 | 0 | 0 | 0 | 0 | 0 | 0 | 0 | 0 | 0 | 0 | 0 | 0 | 0 | 0 | 0 | 0 | 0 | 0 | 0 | 29.5849 | 21.4982 | -12.0358 | -0.22776 | 0 | 0 | 0 | 0
0.666666666666667283March | Resource 1 | Sublap 1 | 16:00 | 2 | 83 | March | 12000 | 0 | 0 | 0 | 0 | 0 | 0 | 0 | 0 | 0 | 0 | 0 | 0 | 0 | 0 | 0 | 0 | 2.6895 | 1.9544 | -1.0942 | -0.020706 | 0 | 0 | 0 | 0 | 0 | 0 | 0 | 0 | 0 | 0 | 0 | 0 | 0 | 0 | 0 | 0 | 0 | 0 | 0 | 0 | 32.2744 | 23.4526 | -13.13 | -0.24847 | 0 | 0 | 0 | 0
0.666666666666667283April | Resource 1 | Sublap 1 | 16:00 | 2 | 83 | April | 13000 | 0 | 0 | 0 | 0 | 0 | 0 | 0 | 0 | 0 | 0 | 0 | 0 | 0 | 0 | 0 | 0 | 2.6895 | 1.9544 | -1.0942 | -0.020706 | 0 | 0 | 0 | 0 | 0 | 0 | 0 | 0 | 0 | 0 | 0 | 0 | 0 | 0 | 0 | 0 | 0 | 0 | 0 | 0 | 34.9639 | 25.407 | -14.2242 | -0.26917 | 0 | 0 | 0 | 0
0.666666666666667283May | Resource 1 | Sublap 1 | 16:00 | 2 | 83 | May | 14000 | 0 | 0 | 0 | 0 | 0 | 0 | 0 | 0 | 0 | 0 | 0 | 0 | 0 | 0 | 0 | 0 | 2.6895 | 1.9544 | -1.0942 | -0.020706 | 0 | 0 | 0 | 0 | 0 | 0 | 0 | 0 | 0 | 0 | 0 | 0 | 0 | 0 | 0 | 0 | 0 | 0 | 0 | 0 | 37.6535 | 27.3614 | -15.3183 | -0.28988 | 0 | 0 | 0 | 0
0.666666666666667283June | Resource 1 | Sublap 1 | 16:00 | 2 | 83 | June | 15000 | 0 | 0 | 0 | 0 | 0 | 0 | 0 | 0 | 0 | 0 | 0 | 0 | 0 | 0 | 0 | 0 | 2.6895 | 1.9544 | -1.0942 | -0.020706 | 0 | 0 | 0 | 0 | 0 | 0 | 0 | 0 | 0 | 0 | 0 | 0 | 0 | 0 | 0 | 0 | 0 | 0 | 0 | 0 | 40.343 | 29.3158 | -16.4125 | -0.31058 | 0 | 0 | 0 | 0
0.666666666666667283July | Resource 1 | Sublap 1 | 16:00 | 2 | 83 | July | 16000 | 0 | 0 | 0 | 0 | 0 | 0 | 0 | 0 | 0 | 0 | 0 | 0 | 0 | 0 | 0 | 0 | 2.6895 | 1.9544 | -1.0942 | -0.020706 | 0 | 0 | 0 | 0 | 0 | 0 | 0 | 0 | 0 | 0 | 0 | 0 | 0 | 0 | 0 | 0 | 0 | 0 | 0 | 0 | 43.0326 | 31.2701 | -17.5067 | -0.33129 | 0 | 0 | 0 | 0
0.666666666666667283August | Resource 1 | Sublap 1 | 16:00 | 2 | 83 | August | 17000 | 0 | 0 | 0 | 0 | 0 | 0 | 0 | 0 | 0 | 0 | 0 | 0 | 0 | 0 | 0 | 0 | 2.6895 | 1.9544 | -1.0942 | -0.020706 | 0 | 0 | 0 | 0 | 0 | 0 | 0 | 0 | 0 | 0 | 0 | 0 | 0 | 0 | 0 | 0 | 0 | 0 | 0 | 0 | 45.7221 | 33.2245 | -18.6008 | -0.35199 | 0 | 0 | 0 | 0
0.666666666666667283September | Resource 1 | Sublap 1 | 16:00 | 2 | 83 | September | 18000 | 0 | 0 | 0 | 0 | 0 | 0 | 0 | 0 | 0 | 0 | 0 | 0 | 0 | 0 | 0 | 0 | 2.6895 | 1.9544 | -1.0942 | -0.020706 | 0 | 0 | 0 | 0 | 0 | 0 | 0 | 0 | 0 | 0 | 0 | 0 | 0 | 0 | 0 | 0 | 0 | 0 | 0 | 0 | 48.4116 | 35.1789 | -19.695 | -0.3727 | 0 | 0 | 0 | 0
0.666666666666667283October | Resource 1 | Sublap 1 | 16:00 | 2 | 83 | October | 19000 | 0 | 0 | 0 | 0 | 0 | 0 | 0 | 0 | 0 | 0 | 0 | 0 | 0 | 0 | 0 | 0 | 2.6895 | 1.9544 | -1.0942 | -0.020706 | 0 | 0 | 0 | 0 | 0 | 0 | 0 | 0 | 0 | 0 | 0 | 0 | 0 | 0 | 0 | 0 | 0 | 0 | 0 | 0 | 51.1011 | 37.1333 | -20.7892 | -0.39341 | 0 | 0 | 0 | 0
0.666666666666667283November | Resource 1 | Sublap 1 | 16:00 | 2 | 83 | November | 20000 | 0 | 0 | 0 | 0 | 0 | 0 | 0 | 0 | 0 | 0 | 0 | 0 | 0 | 0 | 0 | 0 | 2.6895 | 1.9544 | -1.0942 | -0.020706 | 0 | 0 | 0 | 0 | 0 | 0 | 0 | 0 | 0 | 0 | 0 | 0 | 0 | 0 | 0 | 0 | 0 | 0 | 0 | 0 | 53.7907 | 39.0877 | -21.8834 | -0.41411 | 0 | 0 | 0 | 0
0.666666666666667283December | Resource 1 | Sublap 1 | 16:00 | 2 | 83 | December | 21000 | 0 | 0 | 0 | 0 | 0 | 0 | 0 | 0 | 0 | 0 | 0 | 0 | 0 | 0 | 0 | 0 | 2.6895 | 1.9544 | -1.0942 | -0.020706 | 0 | 0 | 0 | 0 | 0 | 0 | 0 | 0 | 0 | 0 | 0 | 0 | 0 | 0 | 0 | 0 | 0 | 0 | 0 | 0 | 56.4802 | 41.0421 | -22.9775 | -0.43482 | 0 | 0 | 0 | 0
0.666666666666667284January | Resource 1 | Sublap 1 | 16:00 | 2 | 84 | January | 10000 | 0 | 0 | 0 | 0 | 0 | 0 | 0 | 0 | 0 | 0 | 0 | 0 | 0 | 0 | 0 | 0 | 2.8552 | 1.9704 | -1.1422 | -0.021608 | 0 | 0 | 0 | 0 | 0 | 0 | 0 | 0 | 0 | 0 | 0 | 0 | 0 | 0 | 0 | 0 | 0 | 0 | 0 | 0 | 28.5516 | 19.7039 | -11.4219 | -0.21608 | 0 | 0 | 0 | 0
0.666666666666667284February | Resource 1 | Sublap 1 | 16:00 | 2 | 84 | February | 11000 | 0 | 0 | 0 | 0 | 0 | 0 | 0 | 0 | 0 | 0 | 0 | 0 | 0 | 0 | 0 | 0 | 2.8552 | 1.9704 | -1.1422 | -0.021608 | 0 | 0 | 0 | 0 | 0 | 0 | 0 | 0 | 0 | 0 | 0 | 0 | 0 | 0 | 0 | 0 | 0 | 0 | 0 | 0 | 31.4067 | 21.6744 | -12.5641 | -0.23768 | 0 | 0 | 0 | 0
0.666666666666667284March | Resource 1 | Sublap 1 | 16:00 | 2 | 84 | March | 12000 | 0 | 0 | 0 | 0 | 0 | 0 | 0 | 0 | 0 | 0 | 0 | 0 | 0 | 0 | 0 | 0 | 2.8552 | 1.9704 | -1.1422 | -0.021608 | 0 | 0 | 0 | 0 | 0 | 0 | 0 | 0 | 0 | 0 | 0 | 0 | 0 | 0 | 0 | 0 | 0 | 0 | 0 | 0 | 34.2619 | 23.6447 | -13.7063 | -0.25929 | 0 | 0 | 0 | 0
0.666666666666667284April | Resource 1 | Sublap 1 | 16:00 | 2 | 84 | April | 13000 | 0 | 0 | 0 | 0 | 0 | 0 | 0 | 0 | 0 | 0 | 0 | 0 | 0 | 0 | 0 | 0 | 2.8552 | 1.9704 | -1.1422 | -0.021608 | 0 | 0 | 0 | 0 | 0 | 0 | 0 | 0 | 0 | 0 | 0 | 0 | 0 | 0 | 0 | 0 | 0 | 0 | 0 | 0 | 37.1171 | 25.6151 | -14.8485 | -0.2809 | 0 | 0 | 0 | 0
0.666666666666667284May | Resource 1 | Sublap 1 | 16:00 | 2 | 84 | May | 14000 | 0 | 0 | 0 | 0 | 0 | 0 | 0 | 0 | 0 | 0 | 0 | 0 | 0 | 0 | 0 | 0 | 2.8552 | 1.9704 | -1.1422 | -0.021608 | 0 | 0 | 0 | 0 | 0 | 0 | 0 | 0 | 0 | 0 | 0 | 0 | 0 | 0 | 0 | 0 | 0 | 0 | 0 | 0 | 39.9722 | 27.5855 | -15.9907 | -0.30251 | 0 | 0 | 0 | 0
0.666666666666667284June | Resource 1 | Sublap 1 | 16:00 | 2 | 84 | June | 15000 | 0 | 0 | 0 | 0 | 0 | 0 | 0 | 0 | 0 | 0 | 0 | 0 | 0 | 0 | 0 | 0 | 2.8552 | 1.9704 | -1.1422 | -0.021608 | 0 | 0 | 0 | 0 | 0 | 0 | 0 | 0 | 0 | 0 | 0 | 0 | 0 | 0 | 0 | 0 | 0 | 0 | 0 | 0 | 42.8274 | 29.5559 | -17.1329 | -0.32411 | 0 | 0 | 0 | 0
0.666666666666667284July | Resource 1 | Sublap 1 | 16:00 | 2 | 84 | July | 16000 | 0 | 0 | 0 | 0 | 0 | 0 | 0 | 0 | 0 | 0 | 0 | 0 | 0 | 0 | 0 | 0 | 2.8552 | 1.9704 | -1.1422 | -0.021608 | 0 | 0 | 0 | 0 | 0 | 0 | 0 | 0 | 0 | 0 | 0 | 0 | 0 | 0 | 0 | 0 | 0 | 0 | 0 | 0 | 45.6825 | 31.5263 | -18.2751 | -0.34572 | 0 | 0 | 0 | 0
0.666666666666667284August | Resource 1 | Sublap 1 | 16:00 | 2 | 84 | August | 17000 | 0 | 0 | 0 | 0 | 0 | 0 | 0 | 0 | 0 | 0 | 0 | 0 | 0 | 0 | 0 | 0 | 2.8552 | 1.9704 | -1.1422 | -0.021608 | 0 | 0 | 0 | 0 | 0 | 0 | 0 | 0 | 0 | 0 | 0 | 0 | 0 | 0 | 0 | 0 | 0 | 0 | 0 | 0 | 48.5377 | 33.4967 | -19.4172 | -0.36733 | 0 | 0 | 0 | 0
0.666666666666667284September | Resource 1 | Sublap 1 | 16:00 | 2 | 84 | September | 18000 | 0 | 0 | 0 | 0 | 0 | 0 | 0 | 0 | 0 | 0 | 0 | 0 | 0 | 0 | 0 | 0 | 2.8552 | 1.9704 | -1.1422 | -0.021608 | 0 | 0 | 0 | 0 | 0 | 0 | 0 | 0 | 0 | 0 | 0 | 0 | 0 | 0 | 0 | 0 | 0 | 0 | 0 | 0 | 51.3929 | 35.4671 | -20.5594 | -0.38894 | 0 | 0 | 0 | 0
0.666666666666667284October | Resource 1 | Sublap 1 | 16:00 | 2 | 84 | October | 19000 | 0 | 0 | 0 | 0 | 0 | 0 | 0 | 0 | 0 | 0 | 0 | 0 | 0 | 0 | 0 | 0 | 2.8552 | 1.9704 | -1.1422 | -0.021608 | 0 | 0 | 0 | 0 | 0 | 0 | 0 | 0 | 0 | 0 | 0 | 0 | 0 | 0 | 0 | 0 | 0 | 0 | 0 | 0 | 54.248 | 37.4375 | -21.7016 | -0.41054 | 0 | 0 | 0 | 0
0.666666666666667284November | Resource 1 | Sublap 1 | 16:00 | 2 | 84 | November | 20000 | 0 | 0 | 0 | 0 | 0 | 0 | 0 | 0 | 0 | 0 | 0 | 0 | 0 | 0 | 0 | 0 | 2.8552 | 1.9704 | -1.1422 | -0.021608 | 0 | 0 | 0 | 0 | 0 | 0 | 0 | 0 | 0 | 0 | 0 | 0 | 0 | 0 | 0 | 0 | 0 | 0 | 0 | 0 | 57.1032 | 39.4079 | -22.8438 | -0.43215 | 0 | 0 | 0 | 0
0.666666666666667284December | Resource 1 | Sublap 1 | 16:00 | 2 | 84 | December | 21000 | 0 | 0 | 0 | 0 | 0 | 0 | 0 | 0 | 0 | 0 | 0 | 0 | 0 | 0 | 0 | 0 | 2.8552 | 1.9704 | -1.1422 | -0.021608 | 0 | 0 | 0 | 0 | 0 | 0 | 0 | 0 | 0 | 0 | 0 | 0 | 0 | 0 | 0 | 0 | 0 | 0 | 0 | 0 | 59.9583 | 41.3783 | -23.986 | -0.45376 | 0 | 0 | 0 | 0
0.666666666666667285January | Resource 1 | Sublap 1 | 16:00 | 2 | 85 | January | 10000 | 0 | 0 | 0 | 0 | 0 | 0 | 0 | 0 | 0 | 0 | 0 | 0 | 0 | 0 | 0 | 0 | 3.915 | 2.9111 | -1.4274 | -0.026965 | 0 | 0 | 0 | 0 | 0 | 0 | 0 | 0 | 0 | 0 | 0 | 0 | 0 | 0 | 0 | 0 | 0 | 0 | 0 | 0 | 39.1502 | 29.1108 | -14.2743 | -0.26965 | 0 | 0 | 0 | 0
0.666666666666667285February | Resource 1 | Sublap 1 | 16:00 | 2 | 85 | February | 11000 | 0 | 0 | 0 | 0 | 0 | 0 | 0 | 0 | 0 | 0 | 0 | 0 | 0 | 0 | 0 | 0 | 3.915 | 2.9111 | -1.4274 | -0.026965 | 0 | 0 | 0 | 0 | 0 | 0 | 0 | 0 | 0 | 0 | 0 | 0 | 0 | 0 | 0 | 0 | 0 | 0 | 0 | 0 | 43.0653 | 32.0219 | -15.7017 | -0.29662 | 0 | 0 | 0 | 0
0.666666666666667285March | Resource 1 | Sublap 1 | 16:00 | 2 | 85 | March | 12000 | 0 | 0 | 0 | 0 | 0 | 0 | 0 | 0 | 0 | 0 | 0 | 0 | 0 | 0 | 0 | 0 | 3.915 | 2.9111 | -1.4274 | -0.026965 | 0 | 0 | 0 | 0 | 0 | 0 | 0 | 0 | 0 | 0 | 0 | 0 | 0 | 0 | 0 | 0 | 0 | 0 | 0 | 0 | 46.9803 | 34.933 | -17.1292 | -0.32358 | 0 | 0 | 0 | 0
0.666666666666667285April | Resource 1 | Sublap 1 | 16:00 | 2 | 85 | April | 13000 | 0 | 0 | 0 | 0 | 0 | 0 | 0 | 0 | 0 | 0 | 0 | 0 | 0 | 0 | 0 | 0 | 3.915 | 2.9111 | -1.4274 | -0.026965 | 0 | 0 | 0 | 0 | 0 | 0 | 0 | 0 | 0 | 0 | 0 | 0 | 0 | 0 | 0 | 0 | 0 | 0 | 0 | 0 | 50.8953 | 37.8441 | -18.5566 | -0.35055 | 0 | 0 | 0 | 0
0.666666666666667285May | Resource 1 | Sublap 1 | 16:00 | 2 | 85 | May | 14000 | 0 | 0 | 0 | 0 | 0 | 0 | 0 | 0 | 0 | 0 | 0 | 0 | 0 | 0 | 0 | 0 | 3.915 | 2.9111 | -1.4274 | -0.026965 | 0 | 0 | 0 | 0 | 0 | 0 | 0 | 0 | 0 | 0 | 0 | 0 | 0 | 0 | 0 | 0 | 0 | 0 | 0 | 0 | 54.8103 | 40.7552 | -19.984 | -0.37751 | 0 | 0 | 0 | 0
0.666666666666667285June | Resource 1 | Sublap 1 | 16:00 | 2 | 85 | June | 15000 | 0 | 0 | 0 | 0 | 0 | 0 | 0 | 0 | 0 | 0 | 0 | 0 | 0 | 0 | 0 | 0 | 3.915 | 2.9111 | -1.4274 | -0.026965 | 0 | 0 | 0 | 0 | 0 | 0 | 0 | 0 | 0 | 0 | 0 | 0 | 0 | 0 | 0 | 0 | 0 | 0 | 0 | 0 | 58.7254 | 43.6662 | -21.4115 | -0.40448 | 0 | 0 | 0 | 0
0.666666666666667285July | Resource 1 | Sublap 1 | 16:00 | 2 | 85 | July | 16000 | 0 | 0 | 0 | 0 | 0 | 0 | 0 | 0 | 0 | 0 | 0 | 0 | 0 | 0 | 0 | 0 | 3.915 | 2.9111 | -1.4274 | -0.026965 | 0 | 0 | 0 | 0 | 0 | 0 | 0 | 0 | 0 | 0 | 0 | 0 | 0 | 0 | 0 | 0 | 0 | 0 | 0 | 0 | 62.6404 | 46.5773 | -22.8389 | -0.43144 | 0 | 0 | 0 | 0
0.666666666666667285August | Resource 1 | Sublap 1 | 16:00 | 2 | 85 | August | 17000 | 0 | 0 | 0 | 0 | 0 | 0 | 0 | 0 | 0 | 0 | 0 | 0 | 0 | 0 | 0 | 0 | 3.915 | 2.9111 | -1.4274 | -0.026965 | 0 | 0 | 0 | 0 | 0 | 0 | 0 | 0 | 0 | 0 | 0 | 0 | 0 | 0 | 0 | 0 | 0 | 0 | 0 | 0 | 66.5554 | 49.4884 | -24.2663 | -0.45841 | 0 | 0 | 0 | 0
0.666666666666667285September | Resource 1 | Sublap 1 | 16:00 | 2 | 85 | September | 18000 | 0 | 0 | 0 | 0 | 0 | 0 | 0 | 0 | 0 | 0 | 0 | 0 | 0 | 0 | 0 | 0 | 3.915 | 2.9111 | -1.4274 | -0.026965 | 0 | 0 | 0 | 0 | 0 | 0 | 0 | 0 | 0 | 0 | 0 | 0 | 0 | 0 | 0 | 0 | 0 | 0 | 0 | 0 | 70.4704 | 52.3995 | -25.6938 | -0.48537 | 0 | 0 | 0 | 0
0.666666666666667285October | Resource 1 | Sublap 1 | 16:00 | 2 | 85 | October | 19000 | 0 | 0 | 0 | 0 | 0 | 0 | 0 | 0 | 0 | 0 | 0 | 0 | 0 | 0 | 0 | 0 | 3.915 | 2.9111 | -1.4274 | -0.026965 | 0 | 0 | 0 | 0 | 0 | 0 | 0 | 0 | 0 | 0 | 0 | 0 | 0 | 0 | 0 | 0 | 0 | 0 | 0 | 0 | 74.3855 | 55.3106 | -27.1212 | -0.51234 | 0 | 0 | 0 | 0
0.666666666666667285November | Resource 1 | Sublap 1 | 16:00 | 2 | 85 | November | 20000 | 0 | 0 | 0 | 0 | 0 | 0 | 0 | 0 | 0 | 0 | 0 | 0 | 0 | 0 | 0 | 0 | 3.915 | 2.9111 | -1.4274 | -0.026965 | 0 | 0 | 0 | 0 | 0 | 0 | 0 | 0 | 0 | 0 | 0 | 0 | 0 | 0 | 0 | 0 | 0 | 0 | 0 | 0 | 78.3005 | 58.2217 | -28.5486 | -0.53931 | 0 | 0 | 0 | 0
0.666666666666667285December | Resource 1 | Sublap 1 | 16:00 | 2 | 85 | December | 21000 | 0 | 0 | 0 | 0 | 0 | 0 | 0 | 0 | 0 | 0 | 0 | 0 | 0 | 0 | 0 | 0 | 3.915 | 2.9111 | -1.4274 | -0.026965 | 0 | 0 | 0 | 0 | 0 | 0 | 0 | 0 | 0 | 0 | 0 | 0 | 0 | 0 | 0 | 0 | 0 | 0 | 0 | 0 | 82.2155 | 61.1328 | -29.9761 | -0.56627 | 0 | 0 | 0 | 0
0.666666666666667286January | Resource 1 | Sublap 1 | 16:00 | 2 | 86 | January | 10000 | 0 | 0 | 0 | 0 | 0 | 0 | 0 | 0 | 0 | 0 | 0 | 0 | 0 | 0 | 0 | 0 | 3.4211 | 2.453 | -1.2907 | -0.024398 | 0 | 0 | 0 | 0 | 0 | 0 | 0 | 0 | 0 | 0 | 0 | 0 | 0 | 0 | 0 | 0 | 0 | 0 | 0 | 0 | 34.2114 | 24.5299 | -12.9073 | -0.24398 | 0 | 0 | 0 | 0
0.666666666666667286February | Resource 1 | Sublap 1 | 16:00 | 2 | 86 | February | 11000 | 0 | 0 | 0 | 0 | 0 | 0 | 0 | 0 | 0 | 0 | 0 | 0 | 0 | 0 | 0 | 0 | 3.4211 | 2.453 | -1.2907 | -0.024398 | 0 | 0 | 0 | 0 | 0 | 0 | 0 | 0 | 0 | 0 | 0 | 0 | 0 | 0 | 0 | 0 | 0 | 0 | 0 | 0 | 37.6325 | 26.9829 | -14.198 | -0.26837 | 0 | 0 | 0 | 0
0.666666666666667286March | Resource 1 | Sublap 1 | 16:00 | 2 | 86 | March | 12000 | 0 | 0 | 0 | 0 | 0 | 0 | 0 | 0 | 0 | 0 | 0 | 0 | 0 | 0 | 0 | 0 | 3.4211 | 2.453 | -1.2907 | -0.024398 | 0 | 0 | 0 | 0 | 0 | 0 | 0 | 0 | 0 | 0 | 0 | 0 | 0 | 0 | 0 | 0 | 0 | 0 | 0 | 0 | 41.0537 | 29.4359 | -15.4888 | -0.29277 | 0 | 0 | 0 | 0
0.666666666666667286April | Resource 1 | Sublap 1 | 16:00 | 2 | 86 | April | 13000 | 0 | 0 | 0 | 0 | 0 | 0 | 0 | 0 | 0 | 0 | 0 | 0 | 0 | 0 | 0 | 0 | 3.4211 | 2.453 | -1.2907 | -0.024398 | 0 | 0 | 0 | 0 | 0 | 0 | 0 | 0 | 0 | 0 | 0 | 0 | 0 | 0 | 0 | 0 | 0 | 0 | 0 | 0 | 44.4748 | 31.8889 | -16.7795 | -0.31717 | 0 | 0 | 0 | 0
0.666666666666667286May | Resource 1 | Sublap 1 | 16:00 | 2 | 86 | May | 14000 | 0 | 0 | 0 | 0 | 0 | 0 | 0 | 0 | 0 | 0 | 0 | 0 | 0 | 0 | 0 | 0 | 3.4211 | 2.453 | -1.2907 | -0.024398 | 0 | 0 | 0 | 0 | 0 | 0 | 0 | 0 | 0 | 0 | 0 | 0 | 0 | 0 | 0 | 0 | 0 | 0 | 0 | 0 | 47.896 | 34.3419 | -18.0702 | -0.34157 | 0 | 0 | 0 | 0
0.666666666666667286June | Resource 1 | Sublap 1 | 16:00 | 2 | 86 | June | 15000 | 0 | 0 | 0 | 0 | 0 | 0 | 0 | 0 | 0 | 0 | 0 | 0 | 0 | 0 | 0 | 0 | 3.4211 | 2.453 | -1.2907 | -0.024398 | 0 | 0 | 0 | 0 | 0 | 0 | 0 | 0 | 0 | 0 | 0 | 0 | 0 | 0 | 0 | 0 | 0 | 0 | 0 | 0 | 51.3171 | 36.7949 | -19.3609 | -0.36596 | 0 | 0 | 0 | 0
0.666666666666667286July | Resource 1 | Sublap 1 | 16:00 | 2 | 86 | July | 16000 | 0 | 0 | 0 | 0 | 0 | 0 | 0 | 0 | 0 | 0 | 0 | 0 | 0 | 0 | 0 | 0 | 3.4211 | 2.453 | -1.2907 | -0.024398 | 0 | 0 | 0 | 0 | 0 | 0 | 0 | 0 | 0 | 0 | 0 | 0 | 0 | 0 | 0 | 0 | 0 | 0 | 0 | 0 | 54.7382 | 39.2479 | -20.6517 | -0.39036 | 0 | 0 | 0 | 0
0.666666666666667286August | Resource 1 | Sublap 1 | 16:00 | 2 | 86 | August | 17000 | 0 | 0 | 0 | 0 | 0 | 0 | 0 | 0 | 0 | 0 | 0 | 0 | 0 | 0 | 0 | 0 | 3.4211 | 2.453 | -1.2907 | -0.024398 | 0 | 0 | 0 | 0 | 0 | 0 | 0 | 0 | 0 | 0 | 0 | 0 | 0 | 0 | 0 | 0 | 0 | 0 | 0 | 0 | 58.1594 | 41.7009 | -21.9424 | -0.41476 | 0 | 0 | 0 | 0
0.666666666666667286September | Resource 1 | Sublap 1 | 16:00 | 2 | 86 | September | 18000 | 0 | 0 | 0 | 0 | 0 | 0 | 0 | 0 | 0 | 0 | 0 | 0 | 0 | 0 | 0 | 0 | 3.4211 | 2.453 | -1.2907 | -0.024398 | 0 | 0 | 0 | 0 | 0 | 0 | 0 | 0 | 0 | 0 | 0 | 0 | 0 | 0 | 0 | 0 | 0 | 0 | 0 | 0 | 61.5805 | 44.1539 | -23.2331 | -0.43916 | 0 | 0 | 0 | 0
0.666666666666667286October | Resource 1 | Sublap 1 | 16:00 | 2 | 86 | October | 19000 | 0 | 0 | 0 | 0 | 0 | 0 | 0 | 0 | 0 | 0 | 0 | 0 | 0 | 0 | 0 | 0 | 3.4211 | 2.453 | -1.2907 | -0.024398 | 0 | 0 | 0 | 0 | 0 | 0 | 0 | 0 | 0 | 0 | 0 | 0 | 0 | 0 | 0 | 0 | 0 | 0 | 0 | 0 | 65.0017 | 46.6069 | -24.5239 | -0.46355 | 0 | 0 | 0 | 0
0.666666666666667286November | Resource 1 | Sublap 1 | 16:00 | 2 | 86 | November | 20000 | 0 | 0 | 0 | 0 | 0 | 0 | 0 | 0 | 0 | 0 | 0 | 0 | 0 | 0 | 0 | 0 | 3.4211 | 2.453 | -1.2907 | -0.024398 | 0 | 0 | 0 | 0 | 0 | 0 | 0 | 0 | 0 | 0 | 0 | 0 | 0 | 0 | 0 | 0 | 0 | 0 | 0 | 0 | 68.4228 | 49.0599 | -25.8146 | -0.48795 | 0 | 0 | 0 | 0
0.666666666666667286December | Resource 1 | Sublap 1 | 16:00 | 2 | 86 | December | 21000 | 0 | 0 | 0 | 0 | 0 | 0 | 0 | 0 | 0 | 0 | 0 | 0 | 0 | 0 | 0 | 0 | 3.4211 | 2.453 | -1.2907 | -0.024398 | 0 | 0 | 0 | 0 | 0 | 0 | 0 | 0 | 0 | 0 | 0 | 0 | 0 | 0 | 0 | 0 | 0 | 0 | 0 | 0 | 71.8439 | 51.5129 | -27.1053 | -0.51235 | 0 | 0 | 0 | 0
0.666666666666667287January | Resource 1 | Sublap 1 | 16:00 | 2 | 87 | January | 10000 | 0 | 0 | 0 | 0 | 0 | 0 | 0 | 0 | 0 | 0 | 0 | 0 | 0 | 0 | 0 | 0 | 3.8807 | 2.8218 | -1.3532 | -0.025572 | 0 | 0 | 0 | 0 | 0 | 0 | 0 | 0 | 0 | 0 | 0 | 0 | 0 | 0 | 0 | 0 | 0 | 0 | 0 | 0 | 38.8066 | 28.2176 | -13.5323 | -0.25572 | 0 | 0 | 0 | 0
0.666666666666667287February | Resource 1 | Sublap 1 | 16:00 | 2 | 87 | February | 11000 | 0 | 0 | 0 | 0 | 0 | 0 | 0 | 0 | 0 | 0 | 0 | 0 | 0 | 0 | 0 | 0 | 3.8807 | 2.8218 | -1.3532 | -0.025572 | 0 | 0 | 0 | 0 | 0 | 0 | 0 | 0 | 0 | 0 | 0 | 0 | 0 | 0 | 0 | 0 | 0 | 0 | 0 | 0 | 42.6872 | 31.0394 | -14.8855 | -0.28129 | 0 | 0 | 0 | 0
0.666666666666667287March | Resource 1 | Sublap 1 | 16:00 | 2 | 87 | March | 12000 | 0 | 0 | 0 | 0 | 0 | 0 | 0 | 0 | 0 | 0 | 0 | 0 | 0 | 0 | 0 | 0 | 3.8807 | 2.8218 | -1.3532 | -0.025572 | 0 | 0 | 0 | 0 | 0 | 0 | 0 | 0 | 0 | 0 | 0 | 0 | 0 | 0 | 0 | 0 | 0 | 0 | 0 | 0 | 46.5679 | 33.8611 | -16.2388 | -0.30686 | 0 | 0 | 0 | 0
0.666666666666667287April | Resource 1 | Sublap 1 | 16:00 | 2 | 87 | April | 13000 | 0 | 0 | 0 | 0 | 0 | 0 | 0 | 0 | 0 | 0 | 0 | 0 | 0 | 0 | 0 | 0 | 3.8807 | 2.8218 | -1.3532 | -0.025572 | 0 | 0 | 0 | 0 | 0 | 0 | 0 | 0 | 0 | 0 | 0 | 0 | 0 | 0 | 0 | 0 | 0 | 0 | 0 | 0 | 50.4485 | 36.6829 | -17.592 | -0.33243 | 0 | 0 | 0 | 0
0.666666666666667287May | Resource 1 | Sublap 1 | 16:00 | 2 | 87 | May | 14000 | 0 | 0 | 0 | 0 | 0 | 0 | 0 | 0 | 0 | 0 | 0 | 0 | 0 | 0 | 0 | 0 | 3.8807 | 2.8218 | -1.3532 | -0.025572 | 0 | 0 | 0 | 0 | 0 | 0 | 0 | 0 | 0 | 0 | 0 | 0 | 0 | 0 | 0 | 0 | 0 | 0 | 0 | 0 | 54.3292 | 39.5046 | -18.9452 | -0.358 | 0 | 0 | 0 | 0
0.666666666666667287June | Resource 1 | Sublap 1 | 16:00 | 2 | 87 | June | 15000 | 0 | 0 | 0 | 0 | 0 | 0 | 0 | 0 | 0 | 0 | 0 | 0 | 0 | 0 | 0 | 0 | 3.8807 | 2.8218 | -1.3532 | -0.025572 | 0 | 0 | 0 | 0 | 0 | 0 | 0 | 0 | 0 | 0 | 0 | 0 | 0 | 0 | 0 | 0 | 0 | 0 | 0 | 0 | 58.2099 | 42.3264 | -20.2984 | -0.38357 | 0 | 0 | 0 | 0
0.666666666666667287July | Resource 1 | Sublap 1 | 16:00 | 2 | 87 | July | 16000 | 0 | 0 | 0 | 0 | 0 | 0 | 0 | 0 | 0 | 0 | 0 | 0 | 0 | 0 | 0 | 0 | 3.8807 | 2.8218 | -1.3532 | -0.025572 | 0 | 0 | 0 | 0 | 0 | 0 | 0 | 0 | 0 | 0 | 0 | 0 | 0 | 0 | 0 | 0 | 0 | 0 | 0 | 0 | 62.0905 | 45.1482 | -21.6517 | -0.40914 | 0 | 0 | 0 | 0
0.666666666666667287August | Resource 1 | Sublap 1 | 16:00 | 2 | 87 | August | 17000 | 0 | 0 | 0 | 0 | 0 | 0 | 0 | 0 | 0 | 0 | 0 | 0 | 0 | 0 | 0 | 0 | 3.8807 | 2.8218 | -1.3532 | -0.025572 | 0 | 0 | 0 | 0 | 0 | 0 | 0 | 0 | 0 | 0 | 0 | 0 | 0 | 0 | 0 | 0 | 0 | 0 | 0 | 0 | 65.9712 | 47.9699 | -23.0049 | -0.43472 | 0 | 0 | 0 | 0
0.666666666666667287September | Resource 1 | Sublap 1 | 16:00 | 2 | 87 | September | 18000 | 0 | 0 | 0 | 0 | 0 | 0 | 0 | 0 | 0 | 0 | 0 | 0 | 0 | 0 | 0 | 0 | 3.8807 | 2.8218 | -1.3532 | -0.025572 | 0 | 0 | 0 | 0 | 0 | 0 | 0 | 0 | 0 | 0 | 0 | 0 | 0 | 0 | 0 | 0 | 0 | 0 | 0 | 0 | 69.8518 | 50.7917 | -24.3581 | -0.46029 | 0 | 0 | 0 | 0
0.666666666666667287October | Resource 1 | Sublap 1 | 16:00 | 2 | 87 | October | 19000 | 0 | 0 | 0 | 0 | 0 | 0 | 0 | 0 | 0 | 0 | 0 | 0 | 0 | 0 | 0 | 0 | 3.8807 | 2.8218 | -1.3532 | -0.025572 | 0 | 0 | 0 | 0 | 0 | 0 | 0 | 0 | 0 | 0 | 0 | 0 | 0 | 0 | 0 | 0 | 0 | 0 | 0 | 0 | 73.7325 | 53.6135 | -25.7114 | -0.48586 | 0 | 0 | 0 | 0
0.666666666666667287November | Resource 1 | Sublap 1 | 16:00 | 2 | 87 | November | 20000 | 0 | 0 | 0 | 0 | 0 | 0 | 0 | 0 | 0 | 0 | 0 | 0 | 0 | 0 | 0 | 0 | 3.8807 | 2.8218 | -1.3532 | -0.025572 | 0 | 0 | 0 | 0 | 0 | 0 | 0 | 0 | 0 | 0 | 0 | 0 | 0 | 0 | 0 | 0 | 0 | 0 | 0 | 0 | 77.6131 | 56.4352 | -27.0646 | -0.51143 | 0 | 0 | 0 | 0
0.666666666666667287December | Resource 1 | Sublap 1 | 16:00 | 2 | 87 | December | 21000 | 0 | 0 | 0 | 0 | 0 | 0 | 0 | 0 | 0 | 0 | 0 | 0 | 0 | 0 | 0 | 0 | 3.8807 | 2.8218 | -1.3532 | -0.025572 | 0 | 0 | 0 | 0 | 0 | 0 | 0 | 0 | 0 | 0 | 0 | 0 | 0 | 0 | 0 | 0 | 0 | 0 | 0 | 0 | 81.4938 | 59.257 | -28.4178 | -0.537 | 0 | 0 | 0 | 0
0.666666666666667288January | Resource 1 | Sublap 1 | 16:00 | 2 | 88 | January | 10000 | 0 | 0 | 0 | 0 | 0 | 0 | 0 | 0 | 0 | 0 | 0 | 0 | 0 | 0 | 0 | 0 | 4.4407 | 3.2347 | -1.4883 | -0.028109 | 0 | 0 | 0 | 0 | 0 | 0 | 0 | 0 | 0 | 0 | 0 | 0 | 0 | 0 | 0 | 0 | 0 | 0 | 0 | 0 | 44.4075 | 32.347 | -14.8833 | -0.28109 | 0 | 0 | 0 | 0
0.666666666666667288February | Resource 1 | Sublap 1 | 16:00 | 2 | 88 | February | 11000 | 0 | 0 | 0 | 0 | 0 | 0 | 0 | 0 | 0 | 0 | 0 | 0 | 0 | 0 | 0 | 0 | 4.4407 | 3.2347 | -1.4883 | -0.028109 | 0 | 0 | 0 | 0 | 0 | 0 | 0 | 0 | 0 | 0 | 0 | 0 | 0 | 0 | 0 | 0 | 0 | 0 | 0 | 0 | 48.8482 | 35.5817 | -16.3716 | -0.3092 | 0 | 0 | 0 | 0
0.666666666666667288March | Resource 1 | Sublap 1 | 16:00 | 2 | 88 | March | 12000 | 0 | 0 | 0 | 0 | 0 | 0 | 0 | 0 | 0 | 0 | 0 | 0 | 0 | 0 | 0 | 0 | 4.4407 | 3.2347 | -1.4883 | -0.028109 | 0 | 0 | 0 | 0 | 0 | 0 | 0 | 0 | 0 | 0 | 0 | 0 | 0 | 0 | 0 | 0 | 0 | 0 | 0 | 0 | 53.2889 | 38.8164 | -17.8599 | -0.33731 | 0 | 0 | 0 | 0
0.666666666666667288April | Resource 1 | Sublap 1 | 16:00 | 2 | 88 | April | 13000 | 0 | 0 | 0 | 0 | 0 | 0 | 0 | 0 | 0 | 0 | 0 | 0 | 0 | 0 | 0 | 0 | 4.4407 | 3.2347 | -1.4883 | -0.028109 | 0 | 0 | 0 | 0 | 0 | 0 | 0 | 0 | 0 | 0 | 0 | 0 | 0 | 0 | 0 | 0 | 0 | 0 | 0 | 0 | 57.7297 | 42.0511 | -19.3482 | -0.36542 | 0 | 0 | 0 | 0
0.666666666666667288May | Resource 1 | Sublap 1 | 16:00 | 2 | 88 | May | 14000 | 0 | 0 | 0 | 0 | 0 | 0 | 0 | 0 | 0 | 0 | 0 | 0 | 0 | 0 | 0 | 0 | 4.4407 | 3.2347 | -1.4883 | -0.028109 | 0 | 0 | 0 | 0 | 0 | 0 | 0 | 0 | 0 | 0 | 0 | 0 | 0 | 0 | 0 | 0 | 0 | 0 | 0 | 0 | 62.1704 | 45.2858 | -20.8365 | -0.39353 | 0 | 0 | 0 | 0
0.666666666666667288June | Resource 1 | Sublap 1 | 16:00 | 2 | 88 | June | 15000 | 0 | 0 | 0 | 0 | 0 | 0 | 0 | 0 | 0 | 0 | 0 | 0 | 0 | 0 | 0 | 0 | 4.4407 | 3.2347 | -1.4883 | -0.028109 | 0 | 0 | 0 | 0 | 0 | 0 | 0 | 0 | 0 | 0 | 0 | 0 | 0 | 0 | 0 | 0 | 0 | 0 | 0 | 0 | 66.6112 | 48.5205 | -22.3249 | -0.42164 | 0 | 0 | 0 | 0
0.666666666666667288July | Resource 1 | Sublap 1 | 16:00 | 2 | 88 | July | 16000 | 0 | 0 | 0 | 0 | 0 | 0 | 0 | 0 | 0 | 0 | 0 | 0 | 0 | 0 | 0 | 0 | 4.4407 | 3.2347 | -1.4883 | -0.028109 | 0 | 0 | 0 | 0 | 0 | 0 | 0 | 0 | 0 | 0 | 0 | 0 | 0 | 0 | 0 | 0 | 0 | 0 | 0 | 0 | 71.0519 | 51.7552 | -23.8132 | -0.44974 | 0 | 0 | 0 | 0
0.666666666666667288August | Resource 1 | Sublap 1 | 16:00 | 2 | 88 | August | 17000 | 0 | 0 | 0 | 0 | 0 | 0 | 0 | 0 | 0 | 0 | 0 | 0 | 0 | 0 | 0 | 0 | 4.4407 | 3.2347 | -1.4883 | -0.028109 | 0 | 0 | 0 | 0 | 0 | 0 | 0 | 0 | 0 | 0 | 0 | 0 | 0 | 0 | 0 | 0 | 0 | 0 | 0 | 0 | 75.4927 | 54.9899 | -25.3015 | -0.47785 | 0 | 0 | 0 | 0
0.666666666666667288September | Resource 1 | Sublap 1 | 16:00 | 2 | 88 | September | 18000 | 0 | 0 | 0 | 0 | 0 | 0 | 0 | 0 | 0 | 0 | 0 | 0 | 0 | 0 | 0 | 0 | 4.4407 | 3.2347 | -1.4883 | -0.028109 | 0 | 0 | 0 | 0 | 0 | 0 | 0 | 0 | 0 | 0 | 0 | 0 | 0 | 0 | 0 | 0 | 0 | 0 | 0 | 0 | 79.9334 | 58.2246 | -26.7898 | -0.50596 | 0 | 0 | 0 | 0
0.666666666666667288October | Resource 1 | Sublap 1 | 16:00 | 2 | 88 | October | 19000 | 0 | 0 | 0 | 0 | 0 | 0 | 0 | 0 | 0 | 0 | 0 | 0 | 0 | 0 | 0 | 0 | 4.4407 | 3.2347 | -1.4883 | -0.028109 | 0 | 0 | 0 | 0 | 0 | 0 | 0 | 0 | 0 | 0 | 0 | 0 | 0 | 0 | 0 | 0 | 0 | 0 | 0 | 0 | 84.3742 | 61.4593 | -28.2782 | -0.53407 | 0 | 0 | 0 | 0
0.666666666666667288November | Resource 1 | Sublap 1 | 16:00 | 2 | 88 | November | 20000 | 0 | 0 | 0 | 0 | 0 | 0 | 0 | 0 | 0 | 0 | 0 | 0 | 0 | 0 | 0 | 0 | 4.4407 | 3.2347 | -1.4883 | -0.028109 | 0 | 0 | 0 | 0 | 0 | 0 | 0 | 0 | 0 | 0 | 0 | 0 | 0 | 0 | 0 | 0 | 0 | 0 | 0 | 0 | 88.8149 | 64.694 | -29.7665 | -0.56218 | 0 | 0 | 0 | 0
0.666666666666667288December | Resource 1 | Sublap 1 | 16:00 | 2 | 88 | December | 21000 | 0 | 0 | 0 | 0 | 0 | 0 | 0 | 0 | 0 | 0 | 0 | 0 | 0 | 0 | 0 | 0 | 4.4407 | 3.2347 | -1.4883 | -0.028109 | 0 | 0 | 0 | 0 | 0 | 0 | 0 | 0 | 0 | 0 | 0 | 0 | 0 | 0 | 0 | 0 | 0 | 0 | 0 | 0 | 93.2557 | 67.9287 | -31.2548 | -0.59029 | 0 | 0 | 0 | 0
0.666666666666667289January | Resource 1 | Sublap 1 | 16:00 | 2 | 89 | January | 10000 | 0 | 0 | 0 | 0 | 0 | 0 | 0 | 0 | 0 | 0 | 0 | 0 | 0 | 0 | 0 | 0 | 4.4058 | 3.2359 | -1.4482 | -0.027355 | 0 | 0 | 0 | 0 | 0 | 0 | 0 | 0 | 0 | 0 | 0 | 0 | 0 | 0 | 0 | 0 | 0 | 0 | 0 | 0 | 44.058 | 32.3586 | -14.4817 | -0.27355 | 0 | 0 | 0 | 0
0.666666666666667289February | Resource 1 | Sublap 1 | 16:00 | 2 | 89 | February | 11000 | 0 | 0 | 0 | 0 | 0 | 0 | 0 | 0 | 0 | 0 | 0 | 0 | 0 | 0 | 0 | 0 | 4.4058 | 3.2359 | -1.4482 | -0.027355 | 0 | 0 | 0 | 0 | 0 | 0 | 0 | 0 | 0 | 0 | 0 | 0 | 0 | 0 | 0 | 0 | 0 | 0 | 0 | 0 | 48.4638 | 35.5944 | -15.9298 | -0.3009 | 0 | 0 | 0 | 0
0.666666666666667289March | Resource 1 | Sublap 1 | 16:00 | 2 | 89 | March | 12000 | 0 | 0 | 0 | 0 | 0 | 0 | 0 | 0 | 0 | 0 | 0 | 0 | 0 | 0 | 0 | 0 | 4.4058 | 3.2359 | -1.4482 | -0.027355 | 0 | 0 | 0 | 0 | 0 | 0 | 0 | 0 | 0 | 0 | 0 | 0 | 0 | 0 | 0 | 0 | 0 | 0 | 0 | 0 | 52.8696 | 38.8303 | -17.378 | -0.32826 | 0 | 0 | 0 | 0
0.666666666666667289April | Resource 1 | Sublap 1 | 16:00 | 2 | 89 | April | 13000 | 0 | 0 | 0 | 0 | 0 | 0 | 0 | 0 | 0 | 0 | 0 | 0 | 0 | 0 | 0 | 0 | 4.4058 | 3.2359 | -1.4482 | -0.027355 | 0 | 0 | 0 | 0 | 0 | 0 | 0 | 0 | 0 | 0 | 0 | 0 | 0 | 0 | 0 | 0 | 0 | 0 | 0 | 0 | 57.2754 | 42.0661 | -18.8261 | -0.35561 | 0 | 0 | 0 | 0
0.666666666666667289May | Resource 1 | Sublap 1 | 16:00 | 2 | 89 | May | 14000 | 0 | 0 | 0 | 0 | 0 | 0 | 0 | 0 | 0 | 0 | 0 | 0 | 0 | 0 | 0 | 0 | 4.4058 | 3.2359 | -1.4482 | -0.027355 | 0 | 0 | 0 | 0 | 0 | 0 | 0 | 0 | 0 | 0 | 0 | 0 | 0 | 0 | 0 | 0 | 0 | 0 | 0 | 0 | 61.6812 | 45.302 | -20.2743 | -0.38297 | 0 | 0 | 0 | 0
0.666666666666667289June | Resource 1 | Sublap 1 | 16:00 | 2 | 89 | June | 15000 | 0 | 0 | 0 | 0 | 0 | 0 | 0 | 0 | 0 | 0 | 0 | 0 | 0 | 0 | 0 | 0 | 4.4058 | 3.2359 | -1.4482 | -0.027355 | 0 | 0 | 0 | 0 | 0 | 0 | 0 | 0 | 0 | 0 | 0 | 0 | 0 | 0 | 0 | 0 | 0 | 0 | 0 | 0 | 66.087 | 48.5379 | -21.7225 | -0.41032 | 0 | 0 | 0 | 0
0.666666666666667289July | Resource 1 | Sublap 1 | 16:00 | 2 | 89 | July | 16000 | 0 | 0 | 0 | 0 | 0 | 0 | 0 | 0 | 0 | 0 | 0 | 0 | 0 | 0 | 0 | 0 | 4.4058 | 3.2359 | -1.4482 | -0.027355 | 0 | 0 | 0 | 0 | 0 | 0 | 0 | 0 | 0 | 0 | 0 | 0 | 0 | 0 | 0 | 0 | 0 | 0 | 0 | 0 | 70.4928 | 51.7737 | -23.1706 | -0.43768 | 0 | 0 | 0 | 0
0.666666666666667289August | Resource 1 | Sublap 1 | 16:00 | 2 | 89 | August | 17000 | 0 | 0 | 0 | 0 | 0 | 0 | 0 | 0 | 0 | 0 | 0 | 0 | 0 | 0 | 0 | 0 | 4.4058 | 3.2359 | -1.4482 | -0.027355 | 0 | 0 | 0 | 0 | 0 | 0 | 0 | 0 | 0 | 0 | 0 | 0 | 0 | 0 | 0 | 0 | 0 | 0 | 0 | 0 | 74.8986 | 55.0096 | -24.6188 | -0.46503 | 0 | 0 | 0 | 0
0.666666666666667289September | Resource 1 | Sublap 1 | 16:00 | 2 | 89 | September | 18000 | 0 | 0 | 0 | 0 | 0 | 0 | 0 | 0 | 0 | 0 | 0 | 0 | 0 | 0 | 0 | 0 | 4.4058 | 3.2359 | -1.4482 | -0.027355 | 0 | 0 | 0 | 0 | 0 | 0 | 0 | 0 | 0 | 0 | 0 | 0 | 0 | 0 | 0 | 0 | 0 | 0 | 0 | 0 | 79.3044 | 58.2454 | -26.067 | -0.49238 | 0 | 0 | 0 | 0
0.666666666666667289October | Resource 1 | Sublap 1 | 16:00 | 2 | 89 | October | 19000 | 0 | 0 | 0 | 0 | 0 | 0 | 0 | 0 | 0 | 0 | 0 | 0 | 0 | 0 | 0 | 0 | 4.4058 | 3.2359 | -1.4482 | -0.027355 | 0 | 0 | 0 | 0 | 0 | 0 | 0 | 0 | 0 | 0 | 0 | 0 | 0 | 0 | 0 | 0 | 0 | 0 | 0 | 0 | 83.7102 | 61.4813 | -27.5151 | -0.51974 | 0 | 0 | 0 | 0
0.666666666666667289November | Resource 1 | Sublap 1 | 16:00 | 2 | 89 | November | 20000 | 0 | 0 | 0 | 0 | 0 | 0 | 0 | 0 | 0 | 0 | 0 | 0 | 0 | 0 | 0 | 0 | 4.4058 | 3.2359 | -1.4482 | -0.027355 | 0 | 0 | 0 | 0 | 0 | 0 | 0 | 0 | 0 | 0 | 0 | 0 | 0 | 0 | 0 | 0 | 0 | 0 | 0 | 0 | 88.116 | 64.7171 | -28.9633 | -0.54709 | 0 | 0 | 0 | 0
0.666666666666667289December | Resource 1 | Sublap 1 | 16:00 | 2 | 89 | December | 21000 | 0 | 0 | 0 | 0 | 0 | 0 | 0 | 0 | 0 | 0 | 0 | 0 | 0 | 0 | 0 | 0 | 4.4058 | 3.2359 | -1.4482 | -0.027355 | 0 | 0 | 0 | 0 | 0 | 0 | 0 | 0 | 0 | 0 | 0 | 0 | 0 | 0 | 0 | 0 | 0 | 0 | 0 | 0 | 92.5218 | 67.953 | -30.4115 | -0.57445 | 0 | 0 | 0 | 0
0.666666666666667290January | Resource 1 | Sublap 1 | 16:00 | 2 | 90 | January | 10000 | 0 | 0 | 0 | 0 | 0 | 0 | 0 | 0 | 0 | 0 | 0 | 0 | 0 | 0 | 0 | 0 | 5.0156 | 3.7339 | -1.6382 | -0.030924 | 0 | 0 | 0 | 0 | 0 | 0 | 0 | 0 | 0 | 0 | 0 | 0 | 0 | 0 | 0 | 0 | 0 | 0 | 0 | 0 | 50.1561 | 37.3387 | -16.3818 | -0.30924 | 0 | 0 | 0 | 0
0.666666666666667290February | Resource 1 | Sublap 1 | 16:00 | 2 | 90 | February | 11000 | 0 | 0 | 0 | 0 | 0 | 0 | 0 | 0 | 0 | 0 | 0 | 0 | 0 | 0 | 0 | 0 | 5.0156 | 3.7339 | -1.6382 | -0.030924 | 0 | 0 | 0 | 0 | 0 | 0 | 0 | 0 | 0 | 0 | 0 | 0 | 0 | 0 | 0 | 0 | 0 | 0 | 0 | 0 | 55.1718 | 41.0725 | -18.02 | -0.34016 | 0 | 0 | 0 | 0
0.666666666666667290March | Resource 1 | Sublap 1 | 16:00 | 2 | 90 | March | 12000 | 0 | 0 | 0 | 0 | 0 | 0 | 0 | 0 | 0 | 0 | 0 | 0 | 0 | 0 | 0 | 0 | 5.0156 | 3.7339 | -1.6382 | -0.030924 | 0 | 0 | 0 | 0 | 0 | 0 | 0 | 0 | 0 | 0 | 0 | 0 | 0 | 0 | 0 | 0 | 0 | 0 | 0 | 0 | 60.1874 | 44.8064 | -19.6582 | -0.37109 | 0 | 0 | 0 | 0
0.666666666666667290April | Resource 1 | Sublap 1 | 16:00 | 2 | 90 | April | 13000 | 0 | 0 | 0 | 0 | 0 | 0 | 0 | 0 | 0 | 0 | 0 | 0 | 0 | 0 | 0 | 0 | 5.0156 | 3.7339 | -1.6382 | -0.030924 | 0 | 0 | 0 | 0 | 0 | 0 | 0 | 0 | 0 | 0 | 0 | 0 | 0 | 0 | 0 | 0 | 0 | 0 | 0 | 0 | 65.203 | 48.5403 | -21.2964 | -0.40201 | 0 | 0 | 0 | 0
0.666666666666667290May | Resource 1 | Sublap 1 | 16:00 | 2 | 90 | May | 14000 | 0 | 0 | 0 | 0 | 0 | 0 | 0 | 0 | 0 | 0 | 0 | 0 | 0 | 0 | 0 | 0 | 5.0156 | 3.7339 | -1.6382 | -0.030924 | 0 | 0 | 0 | 0 | 0 | 0 | 0 | 0 | 0 | 0 | 0 | 0 | 0 | 0 | 0 | 0 | 0 | 0 | 0 | 0 | 70.2186 | 52.2741 | -22.9346 | -0.43293 | 0 | 0 | 0 | 0
0.666666666666667290June | Resource 1 | Sublap 1 | 16:00 | 2 | 90 | June | 15000 | 0 | 0 | 0 | 0 | 0 | 0 | 0 | 0 | 0 | 0 | 0 | 0 | 0 | 0 | 0 | 0 | 5.0156 | 3.7339 | -1.6382 | -0.030924 | 0 | 0 | 0 | 0 | 0 | 0 | 0 | 0 | 0 | 0 | 0 | 0 | 0 | 0 | 0 | 0 | 0 | 0 | 0 | 0 | 75.2342 | 56.008 | -24.5727 | -0.46386 | 0 | 0 | 0 | 0
0.666666666666667290July | Resource 1 | Sublap 1 | 16:00 | 2 | 90 | July | 16000 | 0 | 0 | 0 | 0 | 0 | 0 | 0 | 0 | 0 | 0 | 0 | 0 | 0 | 0 | 0 | 0 | 5.0156 | 3.7339 | -1.6382 | -0.030924 | 0 | 0 | 0 | 0 | 0 | 0 | 0 | 0 | 0 | 0 | 0 | 0 | 0 | 0 | 0 | 0 | 0 | 0 | 0 | 0 | 80.2498 | 59.7419 | -26.2109 | -0.49478 | 0 | 0 | 0 | 0
0.666666666666667290August | Resource 1 | Sublap 1 | 16:00 | 2 | 90 | August | 17000 | 0 | 0 | 0 | 0 | 0 | 0 | 0 | 0 | 0 | 0 | 0 | 0 | 0 | 0 | 0 | 0 | 5.0156 | 3.7339 | -1.6382 | -0.030924 | 0 | 0 | 0 | 0 | 0 | 0 | 0 | 0 | 0 | 0 | 0 | 0 | 0 | 0 | 0 | 0 | 0 | 0 | 0 | 0 | 85.2654 | 63.4757 | -27.8491 | -0.5257 | 0 | 0 | 0 | 0
0.666666666666667290September | Resource 1 | Sublap 1 | 16:00 | 2 | 90 | September | 18000 | 0 | 0 | 0 | 0 | 0 | 0 | 0 | 0 | 0 | 0 | 0 | 0 | 0 | 0 | 0 | 0 | 5.0156 | 3.7339 | -1.6382 | -0.030924 | 0 | 0 | 0 | 0 | 0 | 0 | 0 | 0 | 0 | 0 | 0 | 0 | 0 | 0 | 0 | 0 | 0 | 0 | 0 | 0 | 90.281 | 67.2096 | -29.4873 | -0.55663 | 0 | 0 | 0 | 0
0.666666666666667290October | Resource 1 | Sublap 1 | 16:00 | 2 | 90 | October | 19000 | 0 | 0 | 0 | 0 | 0 | 0 | 0 | 0 | 0 | 0 | 0 | 0 | 0 | 0 | 0 | 0 | 5.0156 | 3.7339 | -1.6382 | -0.030924 | 0 | 0 | 0 | 0 | 0 | 0 | 0 | 0 | 0 | 0 | 0 | 0 | 0 | 0 | 0 | 0 | 0 | 0 | 0 | 0 | 95.2967 | 70.9435 | -31.1255 | -0.58755 | 0 | 0 | 0 | 0
0.666666666666667290November | Resource 1 | Sublap 1 | 16:00 | 2 | 90 | November | 20000 | 0 | 0 | 0 | 0 | 0 | 0 | 0 | 0 | 0 | 0 | 0 | 0 | 0 | 0 | 0 | 0 | 5.0156 | 3.7339 | -1.6382 | -0.030924 | 0 | 0 | 0 | 0 | 0 | 0 | 0 | 0 | 0 | 0 | 0 | 0 | 0 | 0 | 0 | 0 | 0 | 0 | 0 | 0 | 100.3123 | 74.6774 | -32.7636 | -0.61848 | 0 | 0 | 0 | 0
0.666666666666667290December | Resource 1 | Sublap 1 | 16:00 | 2 | 90 | December | 21000 | 0 | 0 | 0 | 0 | 0 | 0 | 0 | 0 | 0 | 0 | 0 | 0 | 0 | 0 | 0 | 0 | 5.0156 | 3.7339 | -1.6382 | -0.030924 | 0 | 0 | 0 | 0 | 0 | 0 | 0 | 0 | 0 | 0 | 0 | 0 | 0 | 0 | 0 | 0 | 0 | 0 | 0 | 0 | 105.3279 | 78.4112 | -34.4018 | -0.6494 | 0 | 0 | 0 | 0
0.666666666666667291January | Resource 1 | Sublap 1 | 16:00 | 2 | 91 | January | 10000 | 0 | 0 | 0 | 0 | 0 | 0 | 0 | 0 | 0 | 0 | 0 | 0 | 0 | 0 | 0 | 0 | 6.0407 | 4.5829 | -1.8463 | -0.034833 | 0 | 0 | 0 | 0 | 0 | 0 | 0 | 0 | 0 | 0 | 0 | 0 | 0 | 0 | 0 | 0 | 0 | 0 | 0 | 0 | 60.4073 | 45.8288 | -18.4628 | -0.34833 | 0 | 0 | 0 | 0
0.666666666666667291February | Resource 1 | Sublap 1 | 16:00 | 2 | 91 | February | 11000 | 0 | 0 | 0 | 0 | 0 | 0 | 0 | 0 | 0 | 0 | 0 | 0 | 0 | 0 | 0 | 0 | 6.0407 | 4.5829 | -1.8463 | -0.034833 | 0 | 0 | 0 | 0 | 0 | 0 | 0 | 0 | 0 | 0 | 0 | 0 | 0 | 0 | 0 | 0 | 0 | 0 | 0 | 0 | 66.448 | 50.4117 | -20.3091 | -0.38316 | 0 | 0 | 0 | 0
0.666666666666667291March | Resource 1 | Sublap 1 | 16:00 | 2 | 91 | March | 12000 | 0 | 0 | 0 | 0 | 0 | 0 | 0 | 0 | 0 | 0 | 0 | 0 | 0 | 0 | 0 | 0 | 6.0407 | 4.5829 | -1.8463 | -0.034833 | 0 | 0 | 0 | 0 | 0 | 0 | 0 | 0 | 0 | 0 | 0 | 0 | 0 | 0 | 0 | 0 | 0 | 0 | 0 | 0 | 72.4888 | 54.9946 | -22.1554 | -0.41799 | 0 | 0 | 0 | 0
0.666666666666667291April | Resource 1 | Sublap 1 | 16:00 | 2 | 91 | April | 13000 | 0 | 0 | 0 | 0 | 0 | 0 | 0 | 0 | 0 | 0 | 0 | 0 | 0 | 0 | 0 | 0 | 6.0407 | 4.5829 | -1.8463 | -0.034833 | 0 | 0 | 0 | 0 | 0 | 0 | 0 | 0 | 0 | 0 | 0 | 0 | 0 | 0 | 0 | 0 | 0 | 0 | 0 | 0 | 78.5295 | 59.5775 | -24.0017 | -0.45282 | 0 | 0 | 0 | 0
0.666666666666667291May | Resource 1 | Sublap 1 | 16:00 | 2 | 91 | May | 14000 | 0 | 0 | 0 | 0 | 0 | 0 | 0 | 0 | 0 | 0 | 0 | 0 | 0 | 0 | 0 | 0 | 6.0407 | 4.5829 | -1.8463 | -0.034833 | 0 | 0 | 0 | 0 | 0 | 0 | 0 | 0 | 0 | 0 | 0 | 0 | 0 | 0 | 0 | 0 | 0 | 0 | 0 | 0 | 84.5702 | 64.1604 | -25.848 | -0.48766 | 0 | 0 | 0 | 0
0.666666666666667291June | Resource 1 | Sublap 1 | 16:00 | 2 | 91 | June | 15000 | 0 | 0 | 0 | 0 | 0 | 0 | 0 | 0 | 0 | 0 | 0 | 0 | 0 | 0 | 0 | 0 | 6.0407 | 4.5829 | -1.8463 | -0.034833 | 0 | 0 | 0 | 0 | 0 | 0 | 0 | 0 | 0 | 0 | 0 | 0 | 0 | 0 | 0 | 0 | 0 | 0 | 0 | 0 | 90.611 | 68.7433 | -27.6942 | -0.52249 | 0 | 0 | 0 | 0
0.666666666666667291July | Resource 1 | Sublap 1 | 16:00 | 2 | 91 | July | 16000 | 0 | 0 | 0 | 0 | 0 | 0 | 0 | 0 | 0 | 0 | 0 | 0 | 0 | 0 | 0 | 0 | 6.0407 | 4.5829 | -1.8463 | -0.034833 | 0 | 0 | 0 | 0 | 0 | 0 | 0 | 0 | 0 | 0 | 0 | 0 | 0 | 0 | 0 | 0 | 0 | 0 | 0 | 0 | 96.6517 | 73.3261 | -29.5405 | -0.55732 | 0 | 0 | 0 | 0
0.666666666666667291August | Resource 1 | Sublap 1 | 16:00 | 2 | 91 | August | 17000 | 0 | 0 | 0 | 0 | 0 | 0 | 0 | 0 | 0 | 0 | 0 | 0 | 0 | 0 | 0 | 0 | 6.0407 | 4.5829 | -1.8463 | -0.034833 | 0 | 0 | 0 | 0 | 0 | 0 | 0 | 0 | 0 | 0 | 0 | 0 | 0 | 0 | 0 | 0 | 0 | 0 | 0 | 0 | 102.6924 | 77.909 | -31.3868 | -0.59215 | 0 | 0 | 0 | 0
0.666666666666667291September | Resource 1 | Sublap 1 | 16:00 | 2 | 91 | September | 18000 | 0 | 0 | 0 | 0 | 0 | 0 | 0 | 0 | 0 | 0 | 0 | 0 | 0 | 0 | 0 | 0 | 6.0407 | 4.5829 | -1.8463 | -0.034833 | 0 | 0 | 0 | 0 | 0 | 0 | 0 | 0 | 0 | 0 | 0 | 0 | 0 | 0 | 0 | 0 | 0 | 0 | 0 | 0 | 108.7332 | 82.4919 | -33.2331 | -0.62699 | 0 | 0 | 0 | 0
0.666666666666667291October | Resource 1 | Sublap 1 | 16:00 | 2 | 91 | October | 19000 | 0 | 0 | 0 | 0 | 0 | 0 | 0 | 0 | 0 | 0 | 0 | 0 | 0 | 0 | 0 | 0 | 6.0407 | 4.5829 | -1.8463 | -0.034833 | 0 | 0 | 0 | 0 | 0 | 0 | 0 | 0 | 0 | 0 | 0 | 0 | 0 | 0 | 0 | 0 | 0 | 0 | 0 | 0 | 114.7739 | 87.0748 | -35.0794 | -0.66182 | 0 | 0 | 0 | 0
0.666666666666667291November | Resource 1 | Sublap 1 | 16:00 | 2 | 91 | November | 20000 | 0 | 0 | 0 | 0 | 0 | 0 | 0 | 0 | 0 | 0 | 0 | 0 | 0 | 0 | 0 | 0 | 6.0407 | 4.5829 | -1.8463 | -0.034833 | 0 | 0 | 0 | 0 | 0 | 0 | 0 | 0 | 0 | 0 | 0 | 0 | 0 | 0 | 0 | 0 | 0 | 0 | 0 | 0 | 120.8146 | 91.6577 | -36.9256 | -0.69665 | 0 | 0 | 0 | 0
0.666666666666667291December | Resource 1 | Sublap 1 | 16:00 | 2 | 91 | December | 21000 | 0 | 0 | 0 | 0 | 0 | 0 | 0 | 0 | 0 | 0 | 0 | 0 | 0 | 0 | 0 | 0 | 6.0407 | 4.5829 | -1.8463 | -0.034833 | 0 | 0 | 0 | 0 | 0 | 0 | 0 | 0 | 0 | 0 | 0 | 0 | 0 | 0 | 0 | 0 | 0 | 0 | 0 | 0 | 126.8554 | 96.2406 | -38.7719 | -0.73148 | 0 | 0 | 0 | 0
0.666666666666667292January | Resource 1 | Sublap 1 | 16:00 | 2 | 92 | January | 10000 | 0 | 0 | 0 | 0 | 0 | 0 | 0 | 0 | 0 | 0 | 0 | 0 | 0 | 0 | 0 | 0 | 6.4494 | 4.9005 | -1.8981 | -0.035807 | 0 | 0 | 0 | 0 | 0 | 0 | 0 | 0 | 0 | 0 | 0 | 0 | 0 | 0 | 0 | 0 | 0 | 0 | 0 | 0 | 64.4936 | 49.0054 | -18.9815 | -0.35807 | 0 | 0 | 0 | 0
0.666666666666667292February | Resource 1 | Sublap 1 | 16:00 | 2 | 92 | February | 11000 | 0 | 0 | 0 | 0 | 0 | 0 | 0 | 0 | 0 | 0 | 0 | 0 | 0 | 0 | 0 | 0 | 6.4494 | 4.9005 | -1.8981 | -0.035807 | 0 | 0 | 0 | 0 | 0 | 0 | 0 | 0 | 0 | 0 | 0 | 0 | 0 | 0 | 0 | 0 | 0 | 0 | 0 | 0 | 70.943 | 53.906 | -20.8796 | -0.39387 | 0 | 0 | 0 | 0
0.666666666666667292March | Resource 1 | Sublap 1 | 16:00 | 2 | 92 | March | 12000 | 0 | 0 | 0 | 0 | 0 | 0 | 0 | 0 | 0 | 0 | 0 | 0 | 0 | 0 | 0 | 0 | 6.4494 | 4.9005 | -1.8981 | -0.035807 | 0 | 0 | 0 | 0 | 0 | 0 | 0 | 0 | 0 | 0 | 0 | 0 | 0 | 0 | 0 | 0 | 0 | 0 | 0 | 0 | 77.3923 | 58.8065 | -22.7778 | -0.42968 | 0 | 0 | 0 | 0
0.666666666666667292April | Resource 1 | Sublap 1 | 16:00 | 2 | 92 | April | 13000 | 0 | 0 | 0 | 0 | 0 | 0 | 0 | 0 | 0 | 0 | 0 | 0 | 0 | 0 | 0 | 0 | 6.4494 | 4.9005 | -1.8981 | -0.035807 | 0 | 0 | 0 | 0 | 0 | 0 | 0 | 0 | 0 | 0 | 0 | 0 | 0 | 0 | 0 | 0 | 0 | 0 | 0 | 0 | 83.8417 | 63.7071 | -24.6759 | -0.46549 | 0 | 0 | 0 | 0
0.666666666666667292May | Resource 1 | Sublap 1 | 16:00 | 2 | 92 | May | 14000 | 0 | 0 | 0 | 0 | 0 | 0 | 0 | 0 | 0 | 0 | 0 | 0 | 0 | 0 | 0 | 0 | 6.4494 | 4.9005 | -1.8981 | -0.035807 | 0 | 0 | 0 | 0 | 0 | 0 | 0 | 0 | 0 | 0 | 0 | 0 | 0 | 0 | 0 | 0 | 0 | 0 | 0 | 0 | 90.291 | 68.6076 | -26.574 | -0.50129 | 0 | 0 | 0 | 0
0.666666666666667292June | Resource 1 | Sublap 1 | 16:00 | 2 | 92 | June | 15000 | 0 | 0 | 0 | 0 | 0 | 0 | 0 | 0 | 0 | 0 | 0 | 0 | 0 | 0 | 0 | 0 | 6.4494 | 4.9005 | -1.8981 | -0.035807 | 0 | 0 | 0 | 0 | 0 | 0 | 0 | 0 | 0 | 0 | 0 | 0 | 0 | 0 | 0 | 0 | 0 | 0 | 0 | 0 | 96.7404 | 73.5081 | -28.4722 | -0.5371 | 0 | 0 | 0 | 0
0.666666666666667292July | Resource 1 | Sublap 1 | 16:00 | 2 | 92 | July | 16000 | 0 | 0 | 0 | 0 | 0 | 0 | 0 | 0 | 0 | 0 | 0 | 0 | 0 | 0 | 0 | 0 | 6.4494 | 4.9005 | -1.8981 | -0.035807 | 0 | 0 | 0 | 0 | 0 | 0 | 0 | 0 | 0 | 0 | 0 | 0 | 0 | 0 | 0 | 0 | 0 | 0 | 0 | 0 | 103.1898 | 78.4087 | -30.3703 | -0.57291 | 0 | 0 | 0 | 0
0.666666666666667292August | Resource 1 | Sublap 1 | 16:00 | 2 | 92 | August | 17000 | 0 | 0 | 0 | 0 | 0 | 0 | 0 | 0 | 0 | 0 | 0 | 0 | 0 | 0 | 0 | 0 | 6.4494 | 4.9005 | -1.8981 | -0.035807 | 0 | 0 | 0 | 0 | 0 | 0 | 0 | 0 | 0 | 0 | 0 | 0 | 0 | 0 | 0 | 0 | 0 | 0 | 0 | 0 | 109.6391 | 83.3092 | -32.2685 | -0.60871 | 0 | 0 | 0 | 0
0.666666666666667292September | Resource 1 | Sublap 1 | 16:00 | 2 | 92 | September | 18000 | 0 | 0 | 0 | 0 | 0 | 0 | 0 | 0 | 0 | 0 | 0 | 0 | 0 | 0 | 0 | 0 | 6.4494 | 4.9005 | -1.8981 | -0.035807 | 0 | 0 | 0 | 0 | 0 | 0 | 0 | 0 | 0 | 0 | 0 | 0 | 0 | 0 | 0 | 0 | 0 | 0 | 0 | 0 | 116.0885 | 88.2097 | -34.1666 | -0.64452 | 0 | 0 | 0 | 0
0.666666666666667292October | Resource 1 | Sublap 1 | 16:00 | 2 | 92 | October | 19000 | 0 | 0 | 0 | 0 | 0 | 0 | 0 | 0 | 0 | 0 | 0 | 0 | 0 | 0 | 0 | 0 | 6.4494 | 4.9005 | -1.8981 | -0.035807 | 0 | 0 | 0 | 0 | 0 | 0 | 0 | 0 | 0 | 0 | 0 | 0 | 0 | 0 | 0 | 0 | 0 | 0 | 0 | 0 | 122.5379 | 93.1103 | -36.0648 | -0.68033 | 0 | 0 | 0 | 0
0.666666666666667292November | Resource 1 | Sublap 1 | 16:00 | 2 | 92 | November | 20000 | 0 | 0 | 0 | 0 | 0 | 0 | 0 | 0 | 0 | 0 | 0 | 0 | 0 | 0 | 0 | 0 | 6.4494 | 4.9005 | -1.8981 | -0.035807 | 0 | 0 | 0 | 0 | 0 | 0 | 0 | 0 | 0 | 0 | 0 | 0 | 0 | 0 | 0 | 0 | 0 | 0 | 0 | 0 | 128.9872 | 98.0108 | -37.9629 | -0.71613 | 0 | 0 | 0 | 0
0.666666666666667292December | Resource 1 | Sublap 1 | 16:00 | 2 | 92 | December | 21000 | 0 | 0 | 0 | 0 | 0 | 0 | 0 | 0 | 0 | 0 | 0 | 0 | 0 | 0 | 0 | 0 | 6.4494 | 4.9005 | -1.8981 | -0.035807 | 0 | 0 | 0 | 0 | 0 | 0 | 0 | 0 | 0 | 0 | 0 | 0 | 0 | 0 | 0 | 0 | 0 | 0 | 0 | 0 | 135.4366 | 102.9114 | -39.8611 | -0.75194 | 0 | 0 | 0 | 0
0.666666666666667293January | Resource 1 | Sublap 1 | 16:00 | 2 | 93 | January | 10000 | 0 | 0 | 0 | 0 | 0 | 0 | 0 | 0 | 0 | 0 | 0 | 0 | 0 | 0 | 0 | 0 | 6.8498 | 5.2408 | -2.0333 | -0.038346 | 0 | 0 | 0 | 0 | 0 | 0 | 0 | 0 | 0 | 0 | 0 | 0 | 0 | 0 | 0 | 0 | 0 | 0 | 0 | 0 | 68.498 | 52.4085 | -20.3331 | -0.38346 | 0 | 0 | 0 | 0
0.666666666666667293February | Resource 1 | Sublap 1 | 16:00 | 2 | 93 | February | 11000 | 0 | 0 | 0 | 0 | 0 | 0 | 0 | 0 | 0 | 0 | 0 | 0 | 0 | 0 | 0 | 0 | 6.8498 | 5.2408 | -2.0333 | -0.038346 | 0 | 0 | 0 | 0 | 0 | 0 | 0 | 0 | 0 | 0 | 0 | 0 | 0 | 0 | 0 | 0 | 0 | 0 | 0 | 0 | 75.3478 | 57.6493 | -22.3665 | -0.4218 | 0 | 0 | 0 | 0
0.666666666666667293March | Resource 1 | Sublap 1 | 16:00 | 2 | 93 | March | 12000 | 0 | 0 | 0 | 0 | 0 | 0 | 0 | 0 | 0 | 0 | 0 | 0 | 0 | 0 | 0 | 0 | 6.8498 | 5.2408 | -2.0333 | -0.038346 | 0 | 0 | 0 | 0 | 0 | 0 | 0 | 0 | 0 | 0 | 0 | 0 | 0 | 0 | 0 | 0 | 0 | 0 | 0 | 0 | 82.1976 | 62.8902 | -24.3998 | -0.46015 | 0 | 0 | 0 | 0
0.666666666666667293April | Resource 1 | Sublap 1 | 16:00 | 2 | 93 | April | 13000 | 0 | 0 | 0 | 0 | 0 | 0 | 0 | 0 | 0 | 0 | 0 | 0 | 0 | 0 | 0 | 0 | 6.8498 | 5.2408 | -2.0333 | -0.038346 | 0 | 0 | 0 | 0 | 0 | 0 | 0 | 0 | 0 | 0 | 0 | 0 | 0 | 0 | 0 | 0 | 0 | 0 | 0 | 0 | 89.0473 | 68.131 | -26.4331 | -0.49849 | 0 | 0 | 0 | 0
0.666666666666667293May | Resource 1 | Sublap 1 | 16:00 | 2 | 93 | May | 14000 | 0 | 0 | 0 | 0 | 0 | 0 | 0 | 0 | 0 | 0 | 0 | 0 | 0 | 0 | 0 | 0 | 6.8498 | 5.2408 | -2.0333 | -0.038346 | 0 | 0 | 0 | 0 | 0 | 0 | 0 | 0 | 0 | 0 | 0 | 0 | 0 | 0 | 0 | 0 | 0 | 0 | 0 | 0 | 95.8971 | 73.3719 | -28.4664 | -0.53684 | 0 | 0 | 0 | 0
0.666666666666667293June | Resource 1 | Sublap 1 | 16:00 | 2 | 93 | June | 15000 | 0 | 0 | 0 | 0 | 0 | 0 | 0 | 0 | 0 | 0 | 0 | 0 | 0 | 0 | 0 | 0 | 6.8498 | 5.2408 | -2.0333 | -0.038346 | 0 | 0 | 0 | 0 | 0 | 0 | 0 | 0 | 0 | 0 | 0 | 0 | 0 | 0 | 0 | 0 | 0 | 0 | 0 | 0 | 102.7469 | 78.6127 | -30.4997 | -0.57518 | 0 | 0 | 0 | 0
0.666666666666667293July | Resource 1 | Sublap 1 | 16:00 | 2 | 93 | July | 16000 | 0 | 0 | 0 | 0 | 0 | 0 | 0 | 0 | 0 | 0 | 0 | 0 | 0 | 0 | 0 | 0 | 6.8498 | 5.2408 | -2.0333 | -0.038346 | 0 | 0 | 0 | 0 | 0 | 0 | 0 | 0 | 0 | 0 | 0 | 0 | 0 | 0 | 0 | 0 | 0 | 0 | 0 | 0 | 109.5967 | 83.8536 | -32.533 | -0.61353 | 0 | 0 | 0 | 0
0.666666666666667293August | Resource 1 | Sublap 1 | 16:00 | 2 | 93 | August | 17000 | 0 | 0 | 0 | 0 | 0 | 0 | 0 | 0 | 0 | 0 | 0 | 0 | 0 | 0 | 0 | 0 | 6.8498 | 5.2408 | -2.0333 | -0.038346 | 0 | 0 | 0 | 0 | 0 | 0 | 0 | 0 | 0 | 0 | 0 | 0 | 0 | 0 | 0 | 0 | 0 | 0 | 0 | 0 | 116.4465 | 89.0944 | -34.5663 | -0.65187 | 0 | 0 | 0 | 0
0.666666666666667293September | Resource 1 | Sublap 1 | 16:00 | 2 | 93 | September | 18000 | 0 | 0 | 0 | 0 | 0 | 0 | 0 | 0 | 0 | 0 | 0 | 0 | 0 | 0 | 0 | 0 | 6.8498 | 5.2408 | -2.0333 | -0.038346 | 0 | 0 | 0 | 0 | 0 | 0 | 0 | 0 | 0 | 0 | 0 | 0 | 0 | 0 | 0 | 0 | 0 | 0 | 0 | 0 | 123.2963 | 94.3353 | -36.5997 | -0.69022 | 0 | 0 | 0 | 0
0.666666666666667293October | Resource 1 | Sublap 1 | 16:00 | 2 | 93 | October | 19000 | 0 | 0 | 0 | 0 | 0 | 0 | 0 | 0 | 0 | 0 | 0 | 0 | 0 | 0 | 0 | 0 | 6.8498 | 5.2408 | -2.0333 | -0.038346 | 0 | 0 | 0 | 0 | 0 | 0 | 0 | 0 | 0 | 0 | 0 | 0 | 0 | 0 | 0 | 0 | 0 | 0 | 0 | 0 | 130.1461 | 99.5761 | -38.633 | -0.72857 | 0 | 0 | 0 | 0
0.666666666666667293November | Resource 1 | Sublap 1 | 16:00 | 2 | 93 | November | 20000 | 0 | 0 | 0 | 0 | 0 | 0 | 0 | 0 | 0 | 0 | 0 | 0 | 0 | 0 | 0 | 0 | 6.8498 | 5.2408 | -2.0333 | -0.038346 | 0 | 0 | 0 | 0 | 0 | 0 | 0 | 0 | 0 | 0 | 0 | 0 | 0 | 0 | 0 | 0 | 0 | 0 | 0 | 0 | 136.9959 | 104.817 | -40.6663 | -0.76691 | 0 | 0 | 0 | 0
0.666666666666667293December | Resource 1 | Sublap 1 | 16:00 | 2 | 93 | December | 21000 | 0 | 0 | 0 | 0 | 0 | 0 | 0 | 0 | 0 | 0 | 0 | 0 | 0 | 0 | 0 | 0 | 6.8498 | 5.2408 | -2.0333 | -0.038346 | 0 | 0 | 0 | 0 | 0 | 0 | 0 | 0 | 0 | 0 | 0 | 0 | 0 | 0 | 0 | 0 | 0 | 0 | 0 | 0 | 143.8457 | 110.0578 | -42.6996 | -0.80526 | 0 | 0 | 0 | 0
0.666666666666667294January | Resource 1 | Sublap 1 | 16:00 | 2 | 94 | January | 10000 | 0 | 0 | 0 | 0 | 0 | 0 | 0 | 0 | 0 | 0 | 0 | 0 | 0 | 0 | 0 | 0 | 6.6415 | 4.9913 | -2.0358 | -0.038393 | 0 | 0 | 0 | 0 | 0 | 0 | 0 | 0 | 0 | 0 | 0 | 0 | 0 | 0 | 0 | 0 | 0 | 0 | 0 | 0 | 66.4146 | 49.9133 | -20.3583 | -0.38393 | 0 | 0 | 0 | 0
0.666666666666667294February | Resource 1 | Sublap 1 | 16:00 | 2 | 94 | February | 11000 | 0 | 0 | 0 | 0 | 0 | 0 | 0 | 0 | 0 | 0 | 0 | 0 | 0 | 0 | 0 | 0 | 6.6415 | 4.9913 | -2.0358 | -0.038393 | 0 | 0 | 0 | 0 | 0 | 0 | 0 | 0 | 0 | 0 | 0 | 0 | 0 | 0 | 0 | 0 | 0 | 0 | 0 | 0 | 73.056 | 54.9046 | -22.3942 | -0.42232 | 0 | 0 | 0 | 0
0.666666666666667294March | Resource 1 | Sublap 1 | 16:00 | 2 | 94 | March | 12000 | 0 | 0 | 0 | 0 | 0 | 0 | 0 | 0 | 0 | 0 | 0 | 0 | 0 | 0 | 0 | 0 | 6.6415 | 4.9913 | -2.0358 | -0.038393 | 0 | 0 | 0 | 0 | 0 | 0 | 0 | 0 | 0 | 0 | 0 | 0 | 0 | 0 | 0 | 0 | 0 | 0 | 0 | 0 | 79.6975 | 59.896 | -24.43 | -0.46071 | 0 | 0 | 0 | 0
0.666666666666667294April | Resource 1 | Sublap 1 | 16:00 | 2 | 94 | April | 13000 | 0 | 0 | 0 | 0 | 0 | 0 | 0 | 0 | 0 | 0 | 0 | 0 | 0 | 0 | 0 | 0 | 6.6415 | 4.9913 | -2.0358 | -0.038393 | 0 | 0 | 0 | 0 | 0 | 0 | 0 | 0 | 0 | 0 | 0 | 0 | 0 | 0 | 0 | 0 | 0 | 0 | 0 | 0 | 86.3389 | 64.8873 | -26.4658 | -0.49911 | 0 | 0 | 0 | 0
0.666666666666667294May | Resource 1 | Sublap 1 | 16:00 | 2 | 94 | May | 14000 | 0 | 0 | 0 | 0 | 0 | 0 | 0 | 0 | 0 | 0 | 0 | 0 | 0 | 0 | 0 | 0 | 6.6415 | 4.9913 | -2.0358 | -0.038393 | 0 | 0 | 0 | 0 | 0 | 0 | 0 | 0 | 0 | 0 | 0 | 0 | 0 | 0 | 0 | 0 | 0 | 0 | 0 | 0 | 92.9804 | 69.8786 | -28.5017 | -0.5375 | 0 | 0 | 0 | 0
0.666666666666667294June | Resource 1 | Sublap 1 | 16:00 | 2 | 94 | June | 15000 | 0 | 0 | 0 | 0 | 0 | 0 | 0 | 0 | 0 | 0 | 0 | 0 | 0 | 0 | 0 | 0 | 6.6415 | 4.9913 | -2.0358 | -0.038393 | 0 | 0 | 0 | 0 | 0 | 0 | 0 | 0 | 0 | 0 | 0 | 0 | 0 | 0 | 0 | 0 | 0 | 0 | 0 | 0 | 99.6219 | 74.87 | -30.5375 | -0.57589 | 0 | 0 | 0 | 0
0.666666666666667294July | Resource 1 | Sublap 1 | 16:00 | 2 | 94 | July | 16000 | 0 | 0 | 0 | 0 | 0 | 0 | 0 | 0 | 0 | 0 | 0 | 0 | 0 | 0 | 0 | 0 | 6.6415 | 4.9913 | -2.0358 | -0.038393 | 0 | 0 | 0 | 0 | 0 | 0 | 0 | 0 | 0 | 0 | 0 | 0 | 0 | 0 | 0 | 0 | 0 | 0 | 0 | 0 | 106.2633 | 79.8613 | -32.5733 | -0.61429 | 0 | 0 | 0 | 0
0.666666666666667294August | Resource 1 | Sublap 1 | 16:00 | 2 | 94 | August | 17000 | 0 | 0 | 0 | 0 | 0 | 0 | 0 | 0 | 0 | 0 | 0 | 0 | 0 | 0 | 0 | 0 | 6.6415 | 4.9913 | -2.0358 | -0.038393 | 0 | 0 | 0 | 0 | 0 | 0 | 0 | 0 | 0 | 0 | 0 | 0 | 0 | 0 | 0 | 0 | 0 | 0 | 0 | 0 | 112.9048 | 84.8526 | -34.6092 | -0.65268 | 0 | 0 | 0 | 0
0.666666666666667294September | Resource 1 | Sublap 1 | 16:00 | 2 | 94 | September | 18000 | 0 | 0 | 0 | 0 | 0 | 0 | 0 | 0 | 0 | 0 | 0 | 0 | 0 | 0 | 0 | 0 | 6.6415 | 4.9913 | -2.0358 | -0.038393 | 0 | 0 | 0 | 0 | 0 | 0 | 0 | 0 | 0 | 0 | 0 | 0 | 0 | 0 | 0 | 0 | 0 | 0 | 0 | 0 | 119.5462 | 89.844 | -36.645 | -0.69107 | 0 | 0 | 0 | 0
0.666666666666667294October | Resource 1 | Sublap 1 | 16:00 | 2 | 94 | October | 19000 | 0 | 0 | 0 | 0 | 0 | 0 | 0 | 0 | 0 | 0 | 0 | 0 | 0 | 0 | 0 | 0 | 6.6415 | 4.9913 | -2.0358 | -0.038393 | 0 | 0 | 0 | 0 | 0 | 0 | 0 | 0 | 0 | 0 | 0 | 0 | 0 | 0 | 0 | 0 | 0 | 0 | 0 | 0 | 126.1877 | 94.8353 | -38.6808 | -0.72946 | 0 | 0 | 0 | 0
0.666666666666667294November | Resource 1 | Sublap 1 | 16:00 | 2 | 94 | November | 20000 | 0 | 0 | 0 | 0 | 0 | 0 | 0 | 0 | 0 | 0 | 0 | 0 | 0 | 0 | 0 | 0 | 6.6415 | 4.9913 | -2.0358 | -0.038393 | 0 | 0 | 0 | 0 | 0 | 0 | 0 | 0 | 0 | 0 | 0 | 0 | 0 | 0 | 0 | 0 | 0 | 0 | 0 | 0 | 132.8291 | 99.8266 | -40.7167 | -0.76786 | 0 | 0 | 0 | 0
0.666666666666667294December | Resource 1 | Sublap 1 | 16:00 | 2 | 94 | December | 21000 | 0 | 0 | 0 | 0 | 0 | 0 | 0 | 0 | 0 | 0 | 0 | 0 | 0 | 0 | 0 | 0 | 6.6415 | 4.9913 | -2.0358 | -0.038393 | 0 | 0 | 0 | 0 | 0 | 0 | 0 | 0 | 0 | 0 | 0 | 0 | 0 | 0 | 0 | 0 | 0 | 0 | 0 | 0 | 139.4706 | 104.818 | -42.7525 | -0.80625 | 0 | 0 | 0 | 0
0.666666666666667295January | Resource 1 | Sublap 1 | 16:00 | 2 | 95 | January | 10000 | 0 | 0 | 0 | 0 | 0 | 0 | 0 | 0 | 0 | 0 | 0 | 0 | 0 | 0 | 0 | 0 | 10.2017 | 8.0627 | -2.661 | -0.050135 | 0 | 0 | 0 | 0 | 0 | 0 | 0 | 0 | 0 | 0 | 0 | 0 | 0 | 0 | 0 | 0 | 0 | 0 | 0 | 0 | 102.0169 | 80.6273 | -26.6098 | -0.50135 | 0 | 0 | 0 | 0
0.666666666666667295February | Resource 1 | Sublap 1 | 16:00 | 2 | 95 | February | 11000 | 0 | 0 | 0 | 0 | 0 | 0 | 0 | 0 | 0 | 0 | 0 | 0 | 0 | 0 | 0 | 0 | 10.2017 | 8.0627 | -2.661 | -0.050135 | 0 | 0 | 0 | 0 | 0 | 0 | 0 | 0 | 0 | 0 | 0 | 0 | 0 | 0 | 0 | 0 | 0 | 0 | 0 | 0 | 112.2186 | 88.69 | -29.2708 | -0.55149 | 0 | 0 | 0 | 0
0.666666666666667295March | Resource 1 | Sublap 1 | 16:00 | 2 | 95 | March | 12000 | 0 | 0 | 0 | 0 | 0 | 0 | 0 | 0 | 0 | 0 | 0 | 0 | 0 | 0 | 0 | 0 | 10.2017 | 8.0627 | -2.661 | -0.050135 | 0 | 0 | 0 | 0 | 0 | 0 | 0 | 0 | 0 | 0 | 0 | 0 | 0 | 0 | 0 | 0 | 0 | 0 | 0 | 0 | 122.4203 | 96.7527 | -31.9318 | -0.60162 | 0 | 0 | 0 | 0
0.666666666666667295April | Resource 1 | Sublap 1 | 16:00 | 2 | 95 | April | 13000 | 0 | 0 | 0 | 0 | 0 | 0 | 0 | 0 | 0 | 0 | 0 | 0 | 0 | 0 | 0 | 0 | 10.2017 | 8.0627 | -2.661 | -0.050135 | 0 | 0 | 0 | 0 | 0 | 0 | 0 | 0 | 0 | 0 | 0 | 0 | 0 | 0 | 0 | 0 | 0 | 0 | 0 | 0 | 132.622 | 104.8155 | -34.5927 | -0.65176 | 0 | 0 | 0 | 0
0.666666666666667295May | Resource 1 | Sublap 1 | 16:00 | 2 | 95 | May | 14000 | 0 | 0 | 0 | 0 | 0 | 0 | 0 | 0 | 0 | 0 | 0 | 0 | 0 | 0 | 0 | 0 | 10.2017 | 8.0627 | -2.661 | -0.050135 | 0 | 0 | 0 | 0 | 0 | 0 | 0 | 0 | 0 | 0 | 0 | 0 | 0 | 0 | 0 | 0 | 0 | 0 | 0 | 0 | 142.8237 | 112.8782 | -37.2537 | -0.70189 | 0 | 0 | 0 | 0
0.666666666666667295June | Resource 1 | Sublap 1 | 16:00 | 2 | 95 | June | 15000 | 0 | 0 | 0 | 0 | 0 | 0 | 0 | 0 | 0 | 0 | 0 | 0 | 0 | 0 | 0 | 0 | 10.2017 | 8.0627 | -2.661 | -0.050135 | 0 | 0 | 0 | 0 | 0 | 0 | 0 | 0 | 0 | 0 | 0 | 0 | 0 | 0 | 0 | 0 | 0 | 0 | 0 | 0 | 153.0254 | 120.9409 | -39.9147 | -0.75203 | 0 | 0 | 0 | 0
0.666666666666667295July | Resource 1 | Sublap 1 | 16:00 | 2 | 95 | July | 16000 | 0 | 0 | 0 | 0 | 0 | 0 | 0 | 0 | 0 | 0 | 0 | 0 | 0 | 0 | 0 | 0 | 10.2017 | 8.0627 | -2.661 | -0.050135 | 0 | 0 | 0 | 0 | 0 | 0 | 0 | 0 | 0 | 0 | 0 | 0 | 0 | 0 | 0 | 0 | 0 | 0 | 0 | 0 | 163.2271 | 129.0036 | -42.5757 | -0.80216 | 0 | 0 | 0 | 0
0.666666666666667295August | Resource 1 | Sublap 1 | 16:00 | 2 | 95 | August | 17000 | 0 | 0 | 0 | 0 | 0 | 0 | 0 | 0 | 0 | 0 | 0 | 0 | 0 | 0 | 0 | 0 | 10.2017 | 8.0627 | -2.661 | -0.050135 | 0 | 0 | 0 | 0 | 0 | 0 | 0 | 0 | 0 | 0 | 0 | 0 | 0 | 0 | 0 | 0 | 0 | 0 | 0 | 0 | 173.4288 | 137.0664 | -45.2366 | -0.8523 | 0 | 0 | 0 | 0
0.666666666666667295September | Resource 1 | Sublap 1 | 16:00 | 2 | 95 | September | 18000 | 0 | 0 | 0 | 0 | 0 | 0 | 0 | 0 | 0 | 0 | 0 | 0 | 0 | 0 | 0 | 0 | 10.2017 | 8.0627 | -2.661 | -0.050135 | 0 | 0 | 0 | 0 | 0 | 0 | 0 | 0 | 0 | 0 | 0 | 0 | 0 | 0 | 0 | 0 | 0 | 0 | 0 | 0 | 183.6304 | 145.1291 | -47.8976 | -0.90243 | 0 | 0 | 0 | 0
0.666666666666667295October | Resource 1 | Sublap 1 | 16:00 | 2 | 95 | October | 19000 | 0 | 0 | 0 | 0 | 0 | 0 | 0 | 0 | 0 | 0 | 0 | 0 | 0 | 0 | 0 | 0 | 10.2017 | 8.0627 | -2.661 | -0.050135 | 0 | 0 | 0 | 0 | 0 | 0 | 0 | 0 | 0 | 0 | 0 | 0 | 0 | 0 | 0 | 0 | 0 | 0 | 0 | 0 | 193.8321 | 153.1918 | -50.5586 | -0.95257 | 0 | 0 | 0 | 0
0.666666666666667295November | Resource 1 | Sublap 1 | 16:00 | 2 | 95 | November | 20000 | 0 | 0 | 0 | 0 | 0 | 0 | 0 | 0 | 0 | 0 | 0 | 0 | 0 | 0 | 0 | 0 | 10.2017 | 8.0627 | -2.661 | -0.050135 | 0 | 0 | 0 | 0 | 0 | 0 | 0 | 0 | 0 | 0 | 0 | 0 | 0 | 0 | 0 | 0 | 0 | 0 | 0 | 0 | 204.0338 | 161.2545 | -53.2196 | -1.0027 | 0 | 0 | 0 | 0
0.666666666666667295December | Resource 1 | Sublap 1 | 16:00 | 2 | 95 | December | 21000 | 0 | 0 | 0 | 0 | 0 | 0 | 0 | 0 | 0 | 0 | 0 | 0 | 0 | 0 | 0 | 0 | 10.2017 | 8.0627 | -2.661 | -0.050135 | 0 | 0 | 0 | 0 | 0 | 0 | 0 | 0 | 0 | 0 | 0 | 0 | 0 | 0 | 0 | 0 | 0 | 0 | 0 | 0 | 214.2355 | 169.3173 | -55.8806 | -1.0528 | 0 | 0 | 0 | 0
0.666666666666667296January | Resource 1 | Sublap 1 | 16:00 | 2 | 96 | January | 10000 | 0 | 0 | 0 | 0 | 0 | 0 | 0 | 0 | 0 | 0 | 0 | 0 | 0 | 0 | 0 | 0 | 9.0582 | 7.4253 | -2.3686 | -0.044643 | 0 | 0 | 0 | 0 | 0 | 0 | 0 | 0 | 0 | 0 | 0 | 0 | 0 | 0 | 0 | 0 | 0 | 0 | 0 | 0 | 90.5815 | 74.2531 | -23.6857 | -0.44643 | 0 | 0 | 0 | 0
0.666666666666667296February | Resource 1 | Sublap 1 | 16:00 | 2 | 96 | February | 11000 | 0 | 0 | 0 | 0 | 0 | 0 | 0 | 0 | 0 | 0 | 0 | 0 | 0 | 0 | 0 | 0 | 9.0582 | 7.4253 | -2.3686 | -0.044643 | 0 | 0 | 0 | 0 | 0 | 0 | 0 | 0 | 0 | 0 | 0 | 0 | 0 | 0 | 0 | 0 | 0 | 0 | 0 | 0 | 99.6397 | 81.6784 | -26.0543 | -0.49107 | 0 | 0 | 0 | 0
0.666666666666667296March | Resource 1 | Sublap 1 | 16:00 | 2 | 96 | March | 12000 | 0 | 0 | 0 | 0 | 0 | 0 | 0 | 0 | 0 | 0 | 0 | 0 | 0 | 0 | 0 | 0 | 9.0582 | 7.4253 | -2.3686 | -0.044643 | 0 | 0 | 0 | 0 | 0 | 0 | 0 | 0 | 0 | 0 | 0 | 0 | 0 | 0 | 0 | 0 | 0 | 0 | 0 | 0 | 108.6978 | 89.1037 | -28.4228 | -0.53571 | 0 | 0 | 0 | 0
0.666666666666667296April | Resource 1 | Sublap 1 | 16:00 | 2 | 96 | April | 13000 | 0 | 0 | 0 | 0 | 0 | 0 | 0 | 0 | 0 | 0 | 0 | 0 | 0 | 0 | 0 | 0 | 9.0582 | 7.4253 | -2.3686 | -0.044643 | 0 | 0 | 0 | 0 | 0 | 0 | 0 | 0 | 0 | 0 | 0 | 0 | 0 | 0 | 0 | 0 | 0 | 0 | 0 | 0 | 117.756 | 96.529 | -30.7914 | -0.58035 | 0 | 0 | 0 | 0
0.666666666666667296May | Resource 1 | Sublap 1 | 16:00 | 2 | 96 | May | 14000 | 0 | 0 | 0 | 0 | 0 | 0 | 0 | 0 | 0 | 0 | 0 | 0 | 0 | 0 | 0 | 0 | 9.0582 | 7.4253 | -2.3686 | -0.044643 | 0 | 0 | 0 | 0 | 0 | 0 | 0 | 0 | 0 | 0 | 0 | 0 | 0 | 0 | 0 | 0 | 0 | 0 | 0 | 0 | 126.8141 | 103.9543 | -33.16 | -0.625 | 0 | 0 | 0 | 0
0.666666666666667296June | Resource 1 | Sublap 1 | 16:00 | 2 | 96 | June | 15000 | 0 | 0 | 0 | 0 | 0 | 0 | 0 | 0 | 0 | 0 | 0 | 0 | 0 | 0 | 0 | 0 | 9.0582 | 7.4253 | -2.3686 | -0.044643 | 0 | 0 | 0 | 0 | 0 | 0 | 0 | 0 | 0 | 0 | 0 | 0 | 0 | 0 | 0 | 0 | 0 | 0 | 0 | 0 | 135.8723 | 111.3796 | -35.5285 | -0.66964 | 0 | 0 | 0 | 0
0.666666666666667296July | Resource 1 | Sublap 1 | 16:00 | 2 | 96 | July | 16000 | 0 | 0 | 0 | 0 | 0 | 0 | 0 | 0 | 0 | 0 | 0 | 0 | 0 | 0 | 0 | 0 | 9.0582 | 7.4253 | -2.3686 | -0.044643 | 0 | 0 | 0 | 0 | 0 | 0 | 0 | 0 | 0 | 0 | 0 | 0 | 0 | 0 | 0 | 0 | 0 | 0 | 0 | 0 | 144.9304 | 118.8049 | -37.8971 | -0.71428 | 0 | 0 | 0 | 0
0.666666666666667296August | Resource 1 | Sublap 1 | 16:00 | 2 | 96 | August | 17000 | 0 | 0 | 0 | 0 | 0 | 0 | 0 | 0 | 0 | 0 | 0 | 0 | 0 | 0 | 0 | 0 | 9.0582 | 7.4253 | -2.3686 | -0.044643 | 0 | 0 | 0 | 0 | 0 | 0 | 0 | 0 | 0 | 0 | 0 | 0 | 0 | 0 | 0 | 0 | 0 | 0 | 0 | 0 | 153.9886 | 126.2302 | -40.2657 | -0.75893 | 0 | 0 | 0 | 0
0.666666666666667296September | Resource 1 | Sublap 1 | 16:00 | 2 | 96 | September | 18000 | 0 | 0 | 0 | 0 | 0 | 0 | 0 | 0 | 0 | 0 | 0 | 0 | 0 | 0 | 0 | 0 | 9.0582 | 7.4253 | -2.3686 | -0.044643 | 0 | 0 | 0 | 0 | 0 | 0 | 0 | 0 | 0 | 0 | 0 | 0 | 0 | 0 | 0 | 0 | 0 | 0 | 0 | 0 | 163.0467 | 133.6555 | -42.6343 | -0.80357 | 0 | 0 | 0 | 0
0.666666666666667296October | Resource 1 | Sublap 1 | 16:00 | 2 | 96 | October | 19000 | 0 | 0 | 0 | 0 | 0 | 0 | 0 | 0 | 0 | 0 | 0 | 0 | 0 | 0 | 0 | 0 | 9.0582 | 7.4253 | -2.3686 | -0.044643 | 0 | 0 | 0 | 0 | 0 | 0 | 0 | 0 | 0 | 0 | 0 | 0 | 0 | 0 | 0 | 0 | 0 | 0 | 0 | 0 | 172.1049 | 141.0808 | -45.0028 | -0.84821 | 0 | 0 | 0 | 0
0.666666666666667296November | Resource 1 | Sublap 1 | 16:00 | 2 | 96 | November | 20000 | 0 | 0 | 0 | 0 | 0 | 0 | 0 | 0 | 0 | 0 | 0 | 0 | 0 | 0 | 0 | 0 | 9.0582 | 7.4253 | -2.3686 | -0.044643 | 0 | 0 | 0 | 0 | 0 | 0 | 0 | 0 | 0 | 0 | 0 | 0 | 0 | 0 | 0 | 0 | 0 | 0 | 0 | 0 | 181.163 | 148.5061 | -47.3714 | -0.89285 | 0 | 0 | 0 | 0
0.666666666666667296December | Resource 1 | Sublap 1 | 16:00 | 2 | 96 | December | 21000 | 0 | 0 | 0 | 0 | 0 | 0 | 0 | 0 | 0 | 0 | 0 | 0 | 0 | 0 | 0 | 0 | 9.0582 | 7.4253 | -2.3686 | -0.044643 | 0 | 0 | 0 | 0 | 0 | 0 | 0 | 0 | 0 | 0 | 0 | 0 | 0 | 0 | 0 | 0 | 0 | 0 | 0 | 0 | 190.2212 | 155.9314 | -49.74 | -0.9375 | 0 | 0 | 0 | 0
0.666666666666667297January | Resource 1 | Sublap 1 | 16:00 | 2 | 97 | January | 10000 | 0 | 0 | 0 | 0 | 0 | 0 | 0 | 0 | 0 | 0 | 0 | 0 | 0 | 0 | 0 | 0 | 8.1248 | 5.7882 | -2.1992 | -0.041462 | 0 | 0 | 0 | 0 | 0 | 0 | 0 | 0 | 0 | 0 | 0 | 0 | 0 | 0 | 0 | 0 | 0 | 0 | 0 | 0 | 81.2481 | 57.8817 | -21.9923 | -0.41462 | 0 | 0 | 0 | 0
0.666666666666667297February | Resource 1 | Sublap 1 | 16:00 | 2 | 97 | February | 11000 | 0 | 0 | 0 | 0 | 0 | 0 | 0 | 0 | 0 | 0 | 0 | 0 | 0 | 0 | 0 | 0 | 8.1248 | 5.7882 | -2.1992 | -0.041462 | 0 | 0 | 0 | 0 | 0 | 0 | 0 | 0 | 0 | 0 | 0 | 0 | 0 | 0 | 0 | 0 | 0 | 0 | 0 | 0 | 89.3729 | 63.6699 | -24.1915 | -0.45608 | 0 | 0 | 0 | 0
0.666666666666667297March | Resource 1 | Sublap 1 | 16:00 | 2 | 97 | March | 12000 | 0 | 0 | 0 | 0 | 0 | 0 | 0 | 0 | 0 | 0 | 0 | 0 | 0 | 0 | 0 | 0 | 8.1248 | 5.7882 | -2.1992 | -0.041462 | 0 | 0 | 0 | 0 | 0 | 0 | 0 | 0 | 0 | 0 | 0 | 0 | 0 | 0 | 0 | 0 | 0 | 0 | 0 | 0 | 97.4977 | 69.4581 | -26.3908 | -0.49754 | 0 | 0 | 0 | 0
0.666666666666667297April | Resource 1 | Sublap 1 | 16:00 | 2 | 97 | April | 13000 | 0 | 0 | 0 | 0 | 0 | 0 | 0 | 0 | 0 | 0 | 0 | 0 | 0 | 0 | 0 | 0 | 8.1248 | 5.7882 | -2.1992 | -0.041462 | 0 | 0 | 0 | 0 | 0 | 0 | 0 | 0 | 0 | 0 | 0 | 0 | 0 | 0 | 0 | 0 | 0 | 0 | 0 | 0 | 105.6225 | 75.2462 | -28.59 | -0.53901 | 0 | 0 | 0 | 0
0.666666666666667297May | Resource 1 | Sublap 1 | 16:00 | 2 | 97 | May | 14000 | 0 | 0 | 0 | 0 | 0 | 0 | 0 | 0 | 0 | 0 | 0 | 0 | 0 | 0 | 0 | 0 | 8.1248 | 5.7882 | -2.1992 | -0.041462 | 0 | 0 | 0 | 0 | 0 | 0 | 0 | 0 | 0 | 0 | 0 | 0 | 0 | 0 | 0 | 0 | 0 | 0 | 0 | 0 | 113.7473 | 81.0344 | -30.7892 | -0.58047 | 0 | 0 | 0 | 0
0.666666666666667297June | Resource 1 | Sublap 1 | 16:00 | 2 | 97 | June | 15000 | 0 | 0 | 0 | 0 | 0 | 0 | 0 | 0 | 0 | 0 | 0 | 0 | 0 | 0 | 0 | 0 | 8.1248 | 5.7882 | -2.1992 | -0.041462 | 0 | 0 | 0 | 0 | 0 | 0 | 0 | 0 | 0 | 0 | 0 | 0 | 0 | 0 | 0 | 0 | 0 | 0 | 0 | 0 | 121.8721 | 86.8226 | -32.9885 | -0.62193 | 0 | 0 | 0 | 0
0.666666666666667297July | Resource 1 | Sublap 1 | 16:00 | 2 | 97 | July | 16000 | 0 | 0 | 0 | 0 | 0 | 0 | 0 | 0 | 0 | 0 | 0 | 0 | 0 | 0 | 0 | 0 | 8.1248 | 5.7882 | -2.1992 | -0.041462 | 0 | 0 | 0 | 0 | 0 | 0 | 0 | 0 | 0 | 0 | 0 | 0 | 0 | 0 | 0 | 0 | 0 | 0 | 0 | 0 | 129.9969 | 92.6107 | -35.1877 | -0.66339 | 0 | 0 | 0 | 0
0.666666666666667297August | Resource 1 | Sublap 1 | 16:00 | 2 | 97 | August | 17000 | 0 | 0 | 0 | 0 | 0 | 0 | 0 | 0 | 0 | 0 | 0 | 0 | 0 | 0 | 0 | 0 | 8.1248 | 5.7882 | -2.1992 | -0.041462 | 0 | 0 | 0 | 0 | 0 | 0 | 0 | 0 | 0 | 0 | 0 | 0 | 0 | 0 | 0 | 0 | 0 | 0 | 0 | 0 | 138.1217 | 98.3989 | -37.3869 | -0.70485 | 0 | 0 | 0 | 0
0.666666666666667297September | Resource 1 | Sublap 1 | 16:00 | 2 | 97 | September | 18000 | 0 | 0 | 0 | 0 | 0 | 0 | 0 | 0 | 0 | 0 | 0 | 0 | 0 | 0 | 0 | 0 | 8.1248 | 5.7882 | -2.1992 | -0.041462 | 0 | 0 | 0 | 0 | 0 | 0 | 0 | 0 | 0 | 0 | 0 | 0 | 0 | 0 | 0 | 0 | 0 | 0 | 0 | 0 | 146.2465 | 104.1871 | -39.5861 | -0.74632 | 0 | 0 | 0 | 0
0.666666666666667297October | Resource 1 | Sublap 1 | 16:00 | 2 | 97 | October | 19000 | 0 | 0 | 0 | 0 | 0 | 0 | 0 | 0 | 0 | 0 | 0 | 0 | 0 | 0 | 0 | 0 | 8.1248 | 5.7882 | -2.1992 | -0.041462 | 0 | 0 | 0 | 0 | 0 | 0 | 0 | 0 | 0 | 0 | 0 | 0 | 0 | 0 | 0 | 0 | 0 | 0 | 0 | 0 | 154.3713 | 109.9752 | -41.7854 | -0.78778 | 0 | 0 | 0 | 0
0.666666666666667297November | Resource 1 | Sublap 1 | 16:00 | 2 | 97 | November | 20000 | 0 | 0 | 0 | 0 | 0 | 0 | 0 | 0 | 0 | 0 | 0 | 0 | 0 | 0 | 0 | 0 | 8.1248 | 5.7882 | -2.1992 | -0.041462 | 0 | 0 | 0 | 0 | 0 | 0 | 0 | 0 | 0 | 0 | 0 | 0 | 0 | 0 | 0 | 0 | 0 | 0 | 0 | 0 | 162.4961 | 115.7634 | -43.9846 | -0.82924 | 0 | 0 | 0 | 0
0.666666666666667297December | Resource 1 | Sublap 1 | 16:00 | 2 | 97 | December | 21000 | 0 | 0 | 0 | 0 | 0 | 0 | 0 | 0 | 0 | 0 | 0 | 0 | 0 | 0 | 0 | 0 | 8.1248 | 5.7882 | -2.1992 | -0.041462 | 0 | 0 | 0 | 0 | 0 | 0 | 0 | 0 | 0 | 0 | 0 | 0 | 0 | 0 | 0 | 0 | 0 | 0 | 0 | 0 | 170.6209 | 121.5516 | -46.1838 | -0.8707 | 0 | 0 | 0 | 0
0.666666666666667298January | Resource 1 | Sublap 1 | 16:00 | 2 | 98 | January | 10000 | 0 | 0 | 0 | 0 | 0 | 0 | 0 | 0 | 0 | 0 | 0 | 0 | 0 | 0 | 0 | 0 | 9.842 | 7.6203 | -2.5147 | -0.047388 | 0 | 0 | 0 | 0 | 0 | 0 | 0 | 0 | 0 | 0 | 0 | 0 | 0 | 0 | 0 | 0 | 0 | 0 | 0 | 0 | 98.4198 | 76.2034 | -25.1473 | -0.47388 | 0 | 0 | 0 | 0
0.666666666666667298February | Resource 1 | Sublap 1 | 16:00 | 2 | 98 | February | 11000 | 0 | 0 | 0 | 0 | 0 | 0 | 0 | 0 | 0 | 0 | 0 | 0 | 0 | 0 | 0 | 0 | 9.842 | 7.6203 | -2.5147 | -0.047388 | 0 | 0 | 0 | 0 | 0 | 0 | 0 | 0 | 0 | 0 | 0 | 0 | 0 | 0 | 0 | 0 | 0 | 0 | 0 | 0 | 108.2618 | 83.8238 | -27.6621 | -0.52127 | 0 | 0 | 0 | 0
0.666666666666667298March | Resource 1 | Sublap 1 | 16:00 | 2 | 98 | March | 12000 | 0 | 0 | 0 | 0 | 0 | 0 | 0 | 0 | 0 | 0 | 0 | 0 | 0 | 0 | 0 | 0 | 9.842 | 7.6203 | -2.5147 | -0.047388 | 0 | 0 | 0 | 0 | 0 | 0 | 0 | 0 | 0 | 0 | 0 | 0 | 0 | 0 | 0 | 0 | 0 | 0 | 0 | 0 | 118.1038 | 91.4441 | -30.1768 | -0.56866 | 0 | 0 | 0 | 0
0.666666666666667298April | Resource 1 | Sublap 1 | 16:00 | 2 | 98 | April | 13000 | 0 | 0 | 0 | 0 | 0 | 0 | 0 | 0 | 0 | 0 | 0 | 0 | 0 | 0 | 0 | 0 | 9.842 | 7.6203 | -2.5147 | -0.047388 | 0 | 0 | 0 | 0 | 0 | 0 | 0 | 0 | 0 | 0 | 0 | 0 | 0 | 0 | 0 | 0 | 0 | 0 | 0 | 0 | 127.9457 | 99.0645 | -32.6915 | -0.61605 | 0 | 0 | 0 | 0
0.666666666666667298May | Resource 1 | Sublap 1 | 16:00 | 2 | 98 | May | 14000 | 0 | 0 | 0 | 0 | 0 | 0 | 0 | 0 | 0 | 0 | 0 | 0 | 0 | 0 | 0 | 0 | 9.842 | 7.6203 | -2.5147 | -0.047388 | 0 | 0 | 0 | 0 | 0 | 0 | 0 | 0 | 0 | 0 | 0 | 0 | 0 | 0 | 0 | 0 | 0 | 0 | 0 | 0 | 137.7877 | 106.6848 | -35.2063 | -0.66343 | 0 | 0 | 0 | 0
0.666666666666667298June | Resource 1 | Sublap 1 | 16:00 | 2 | 98 | June | 15000 | 0 | 0 | 0 | 0 | 0 | 0 | 0 | 0 | 0 | 0 | 0 | 0 | 0 | 0 | 0 | 0 | 9.842 | 7.6203 | -2.5147 | -0.047388 | 0 | 0 | 0 | 0 | 0 | 0 | 0 | 0 | 0 | 0 | 0 | 0 | 0 | 0 | 0 | 0 | 0 | 0 | 0 | 0 | 147.6297 | 114.3052 | -37.721 | -0.71082 | 0 | 0 | 0 | 0
0.666666666666667298July | Resource 1 | Sublap 1 | 16:00 | 2 | 98 | July | 16000 | 0 | 0 | 0 | 0 | 0 | 0 | 0 | 0 | 0 | 0 | 0 | 0 | 0 | 0 | 0 | 0 | 9.842 | 7.6203 | -2.5147 | -0.047388 | 0 | 0 | 0 | 0 | 0 | 0 | 0 | 0 | 0 | 0 | 0 | 0 | 0 | 0 | 0 | 0 | 0 | 0 | 0 | 0 | 157.4717 | 121.9255 | -40.2357 | -0.75821 | 0 | 0 | 0 | 0
0.666666666666667298August | Resource 1 | Sublap 1 | 16:00 | 2 | 98 | August | 17000 | 0 | 0 | 0 | 0 | 0 | 0 | 0 | 0 | 0 | 0 | 0 | 0 | 0 | 0 | 0 | 0 | 9.842 | 7.6203 | -2.5147 | -0.047388 | 0 | 0 | 0 | 0 | 0 | 0 | 0 | 0 | 0 | 0 | 0 | 0 | 0 | 0 | 0 | 0 | 0 | 0 | 0 | 0 | 167.3137 | 129.5458 | -42.7505 | -0.8056 | 0 | 0 | 0 | 0
0.666666666666667298September | Resource 1 | Sublap 1 | 16:00 | 2 | 98 | September | 18000 | 0 | 0 | 0 | 0 | 0 | 0 | 0 | 0 | 0 | 0 | 0 | 0 | 0 | 0 | 0 | 0 | 9.842 | 7.6203 | -2.5147 | -0.047388 | 0 | 0 | 0 | 0 | 0 | 0 | 0 | 0 | 0 | 0 | 0 | 0 | 0 | 0 | 0 | 0 | 0 | 0 | 0 | 0 | 177.1557 | 137.1662 | -45.2652 | -0.85299 | 0 | 0 | 0 | 0
0.666666666666667298October | Resource 1 | Sublap 1 | 16:00 | 2 | 98 | October | 19000 | 0 | 0 | 0 | 0 | 0 | 0 | 0 | 0 | 0 | 0 | 0 | 0 | 0 | 0 | 0 | 0 | 9.842 | 7.6203 | -2.5147 | -0.047388 | 0 | 0 | 0 | 0 | 0 | 0 | 0 | 0 | 0 | 0 | 0 | 0 | 0 | 0 | 0 | 0 | 0 | 0 | 0 | 0 | 186.9976 | 144.7865 | -47.7799 | -0.90037 | 0 | 0 | 0 | 0
0.666666666666667298November | Resource 1 | Sublap 1 | 16:00 | 2 | 98 | November | 20000 | 0 | 0 | 0 | 0 | 0 | 0 | 0 | 0 | 0 | 0 | 0 | 0 | 0 | 0 | 0 | 0 | 9.842 | 7.6203 | -2.5147 | -0.047388 | 0 | 0 | 0 | 0 | 0 | 0 | 0 | 0 | 0 | 0 | 0 | 0 | 0 | 0 | 0 | 0 | 0 | 0 | 0 | 0 | 196.8396 | 152.4069 | -50.2947 | -0.94776 | 0 | 0 | 0 | 0
0.666666666666667298December | Resource 1 | Sublap 1 | 16:00 | 2 | 98 | December | 21000 | 0 | 0 | 0 | 0 | 0 | 0 | 0 | 0 | 0 | 0 | 0 | 0 | 0 | 0 | 0 | 0 | 9.842 | 7.6203 | -2.5147 | -0.047388 | 0 | 0 | 0 | 0 | 0 | 0 | 0 | 0 | 0 | 0 | 0 | 0 | 0 | 0 | 0 | 0 | 0 | 0 | 0 | 0 | 206.6816 | 160.0272 | -52.8094 | -0.99515 | 0 | 0 | 0 | 0
0.666666666666667299January | Resource 1 | Sublap 1 | 16:00 | 2 | 99 | January | 10000 | 0 | 0 | 0 | 0 | 0 | 0 | 0 | 0 | 0 | 0 | 0 | 0 | 0 | 0 | 0 | 0 | 9.6732 | 7.362 | -2.4872 | -0.046871 | 0 | 0 | 0 | 0 | 0 | 0 | 0 | 0 | 0 | 0 | 0 | 0 | 0 | 0 | 0 | 0 | 0 | 0 | 0 | 0 | 96.7325 | 73.6198 | -24.8721 | -0.46871 | 0 | 0 | 0 | 0
0.666666666666667299February | Resource 1 | Sublap 1 | 16:00 | 2 | 99 | February | 11000 | 0 | 0 | 0 | 0 | 0 | 0 | 0 | 0 | 0 | 0 | 0 | 0 | 0 | 0 | 0 | 0 | 9.6732 | 7.362 | -2.4872 | -0.046871 | 0 | 0 | 0 | 0 | 0 | 0 | 0 | 0 | 0 | 0 | 0 | 0 | 0 | 0 | 0 | 0 | 0 | 0 | 0 | 0 | 106.4057 | 80.9818 | -27.3593 | -0.51558 | 0 | 0 | 0 | 0
0.666666666666667299March | Resource 1 | Sublap 1 | 16:00 | 2 | 99 | March | 12000 | 0 | 0 | 0 | 0 | 0 | 0 | 0 | 0 | 0 | 0 | 0 | 0 | 0 | 0 | 0 | 0 | 9.6732 | 7.362 | -2.4872 | -0.046871 | 0 | 0 | 0 | 0 | 0 | 0 | 0 | 0 | 0 | 0 | 0 | 0 | 0 | 0 | 0 | 0 | 0 | 0 | 0 | 0 | 116.0789 | 88.3437 | -29.8466 | -0.56245 | 0 | 0 | 0 | 0
0.666666666666667299April | Resource 1 | Sublap 1 | 16:00 | 2 | 99 | April | 13000 | 0 | 0 | 0 | 0 | 0 | 0 | 0 | 0 | 0 | 0 | 0 | 0 | 0 | 0 | 0 | 0 | 9.6732 | 7.362 | -2.4872 | -0.046871 | 0 | 0 | 0 | 0 | 0 | 0 | 0 | 0 | 0 | 0 | 0 | 0 | 0 | 0 | 0 | 0 | 0 | 0 | 0 | 0 | 125.7522 | 95.7057 | -32.3338 | -0.60932 | 0 | 0 | 0 | 0
0.666666666666667299May | Resource 1 | Sublap 1 | 16:00 | 2 | 99 | May | 14000 | 0 | 0 | 0 | 0 | 0 | 0 | 0 | 0 | 0 | 0 | 0 | 0 | 0 | 0 | 0 | 0 | 9.6732 | 7.362 | -2.4872 | -0.046871 | 0 | 0 | 0 | 0 | 0 | 0 | 0 | 0 | 0 | 0 | 0 | 0 | 0 | 0 | 0 | 0 | 0 | 0 | 0 | 0 | 135.4254 | 103.0677 | -34.821 | -0.6562 | 0 | 0 | 0 | 0
0.666666666666667299June | Resource 1 | Sublap 1 | 16:00 | 2 | 99 | June | 15000 | 0 | 0 | 0 | 0 | 0 | 0 | 0 | 0 | 0 | 0 | 0 | 0 | 0 | 0 | 0 | 0 | 9.6732 | 7.362 | -2.4872 | -0.046871 | 0 | 0 | 0 | 0 | 0 | 0 | 0 | 0 | 0 | 0 | 0 | 0 | 0 | 0 | 0 | 0 | 0 | 0 | 0 | 0 | 145.0987 | 110.4297 | -37.3082 | -0.70307 | 0 | 0 | 0 | 0
0.666666666666667299July | Resource 1 | Sublap 1 | 16:00 | 2 | 99 | July | 16000 | 0 | 0 | 0 | 0 | 0 | 0 | 0 | 0 | 0 | 0 | 0 | 0 | 0 | 0 | 0 | 0 | 9.6732 | 7.362 | -2.4872 | -0.046871 | 0 | 0 | 0 | 0 | 0 | 0 | 0 | 0 | 0 | 0 | 0 | 0 | 0 | 0 | 0 | 0 | 0 | 0 | 0 | 0 | 154.7719 | 117.7916 | -39.7954 | -0.74994 | 0 | 0 | 0 | 0
0.666666666666667299August | Resource 1 | Sublap 1 | 16:00 | 2 | 99 | August | 17000 | 0 | 0 | 0 | 0 | 0 | 0 | 0 | 0 | 0 | 0 | 0 | 0 | 0 | 0 | 0 | 0 | 9.6732 | 7.362 | -2.4872 | -0.046871 | 0 | 0 | 0 | 0 | 0 | 0 | 0 | 0 | 0 | 0 | 0 | 0 | 0 | 0 | 0 | 0 | 0 | 0 | 0 | 0 | 164.4452 | 125.1536 | -42.2826 | -0.79681 | 0 | 0 | 0 | 0
0.666666666666667299September | Resource 1 | Sublap 1 | 16:00 | 2 | 99 | September | 18000 | 0 | 0 | 0 | 0 | 0 | 0 | 0 | 0 | 0 | 0 | 0 | 0 | 0 | 0 | 0 | 0 | 9.6732 | 7.362 | -2.4872 | -0.046871 | 0 | 0 | 0 | 0 | 0 | 0 | 0 | 0 | 0 | 0 | 0 | 0 | 0 | 0 | 0 | 0 | 0 | 0 | 0 | 0 | 174.1184 | 132.5156 | -44.7698 | -0.84368 | 0 | 0 | 0 | 0
0.666666666666667299October | Resource 1 | Sublap 1 | 16:00 | 2 | 99 | October | 19000 | 0 | 0 | 0 | 0 | 0 | 0 | 0 | 0 | 0 | 0 | 0 | 0 | 0 | 0 | 0 | 0 | 9.6732 | 7.362 | -2.4872 | -0.046871 | 0 | 0 | 0 | 0 | 0 | 0 | 0 | 0 | 0 | 0 | 0 | 0 | 0 | 0 | 0 | 0 | 0 | 0 | 0 | 0 | 183.7917 | 139.8776 | -47.257 | -0.89055 | 0 | 0 | 0 | 0
0.666666666666667299November | Resource 1 | Sublap 1 | 16:00 | 2 | 99 | November | 20000 | 0 | 0 | 0 | 0 | 0 | 0 | 0 | 0 | 0 | 0 | 0 | 0 | 0 | 0 | 0 | 0 | 9.6732 | 7.362 | -2.4872 | -0.046871 | 0 | 0 | 0 | 0 | 0 | 0 | 0 | 0 | 0 | 0 | 0 | 0 | 0 | 0 | 0 | 0 | 0 | 0 | 0 | 0 | 193.4649 | 147.2395 | -49.7442 | -0.93742 | 0 | 0 | 0 | 0
0.666666666666667299December | Resource 1 | Sublap 1 | 16:00 | 2 | 99 | December | 21000 | 0 | 0 | 0 | 0 | 0 | 0 | 0 | 0 | 0 | 0 | 0 | 0 | 0 | 0 | 0 | 0 | 9.6732 | 7.362 | -2.4872 | -0.046871 | 0 | 0 | 0 | 0 | 0 | 0 | 0 | 0 | 0 | 0 | 0 | 0 | 0 | 0 | 0 | 0 | 0 | 0 | 0 | 0 | 203.1382 | 154.6015 | -52.2315 | -0.98429 | 0 | 0 | 0 | 0
0.6666666666666672100January | Resource 1 | Sublap 1 | 16:00 | 2 | 100 | January | 10000 | 0 | 0 | 0 | 0 | 0 | 0 | 0 | 0 | 0 | 0 | 0 | 0 | 0 | 0 | 0 | 0 | 11.3904 | 8.7237 | -2.8795 | -0.054239 | 0 | 0 | 0 | 0 | 0 | 0 | 0 | 0 | 0 | 0 | 0 | 0 | 0 | 0 | 0 | 0 | 0 | 0 | 0 | 0 | 113.9038 | 87.2369 | -28.7948 | -0.54239 | 0 | 0 | 0 | 0
0.6666666666666672100February | Resource 1 | Sublap 1 | 16:00 | 2 | 100 | February | 11000 | 0 | 0 | 0 | 0 | 0 | 0 | 0 | 0 | 0 | 0 | 0 | 0 | 0 | 0 | 0 | 0 | 11.3904 | 8.7237 | -2.8795 | -0.054239 | 0 | 0 | 0 | 0 | 0 | 0 | 0 | 0 | 0 | 0 | 0 | 0 | 0 | 0 | 0 | 0 | 0 | 0 | 0 | 0 | 125.2942 | 95.9605 | -31.6743 | -0.59663 | 0 | 0 | 0 | 0
0.6666666666666672100March | Resource 1 | Sublap 1 | 16:00 | 2 | 100 | March | 12000 | 0 | 0 | 0 | 0 | 0 | 0 | 0 | 0 | 0 | 0 | 0 | 0 | 0 | 0 | 0 | 0 | 11.3904 | 8.7237 | -2.8795 | -0.054239 | 0 | 0 | 0 | 0 | 0 | 0 | 0 | 0 | 0 | 0 | 0 | 0 | 0 | 0 | 0 | 0 | 0 | 0 | 0 | 0 | 136.6846 | 104.6842 | -34.5538 | -0.65087 | 0 | 0 | 0 | 0
0.6666666666666672100April | Resource 1 | Sublap 1 | 16:00 | 2 | 100 | April | 13000 | 0 | 0 | 0 | 0 | 0 | 0 | 0 | 0 | 0 | 0 | 0 | 0 | 0 | 0 | 0 | 0 | 11.3904 | 8.7237 | -2.8795 | -0.054239 | 0 | 0 | 0 | 0 | 0 | 0 | 0 | 0 | 0 | 0 | 0 | 0 | 0 | 0 | 0 | 0 | 0 | 0 | 0 | 0 | 148.075 | 113.4079 | -37.4333 | -0.70511 | 0 | 0 | 0 | 0
0.6666666666666672100May | Resource 1 | Sublap 1 | 16:00 | 2 | 100 | May | 14000 | 0 | 0 | 0 | 0 | 0 | 0 | 0 | 0 | 0 | 0 | 0 | 0 | 0 | 0 | 0 | 0 | 11.3904 | 8.7237 | -2.8795 | -0.054239 | 0 | 0 | 0 | 0 | 0 | 0 | 0 | 0 | 0 | 0 | 0 | 0 | 0 | 0 | 0 | 0 | 0 | 0 | 0 | 0 | 159.4654 | 122.1316 | -40.3128 | -0.75935 | 0 | 0 | 0 | 0
0.6666666666666672100June | Resource 1 | Sublap 1 | 16:00 | 2 | 100 | June | 15000 | 0 | 0 | 0 | 0 | 0 | 0 | 0 | 0 | 0 | 0 | 0 | 0 | 0 | 0 | 0 | 0 | 11.3904 | 8.7237 | -2.8795 | -0.054239 | 0 | 0 | 0 | 0 | 0 | 0 | 0 | 0 | 0 | 0 | 0 | 0 | 0 | 0 | 0 | 0 | 0 | 0 | 0 | 0 | 170.8558 | 130.8553 | -43.1923 | -0.81359 | 0 | 0 | 0 | 0
0.6666666666666672100July | Resource 1 | Sublap 1 | 16:00 | 2 | 100 | July | 16000 | 0 | 0 | 0 | 0 | 0 | 0 | 0 | 0 | 0 | 0 | 0 | 0 | 0 | 0 | 0 | 0 | 11.3904 | 8.7237 | -2.8795 | -0.054239 | 0 | 0 | 0 | 0 | 0 | 0 | 0 | 0 | 0 | 0 | 0 | 0 | 0 | 0 | 0 | 0 | 0 | 0 | 0 | 0 | 182.2461 | 139.5789 | -46.0717 | -0.86783 | 0 | 0 | 0 | 0
0.6666666666666672100August | Resource 1 | Sublap 1 | 16:00 | 2 | 100 | August | 17000 | 0 | 0 | 0 | 0 | 0 | 0 | 0 | 0 | 0 | 0 | 0 | 0 | 0 | 0 | 0 | 0 | 11.3904 | 8.7237 | -2.8795 | -0.054239 | 0 | 0 | 0 | 0 | 0 | 0 | 0 | 0 | 0 | 0 | 0 | 0 | 0 | 0 | 0 | 0 | 0 | 0 | 0 | 0 | 193.6365 | 148.3026 | -48.9512 | -0.92207 | 0 | 0 | 0 | 0
0.6666666666666672100September | Resource 1 | Sublap 1 | 16:00 | 2 | 100 | September | 18000 | 0 | 0 | 0 | 0 | 0 | 0 | 0 | 0 | 0 | 0 | 0 | 0 | 0 | 0 | 0 | 0 | 11.3904 | 8.7237 | -2.8795 | -0.054239 | 0 | 0 | 0 | 0 | 0 | 0 | 0 | 0 | 0 | 0 | 0 | 0 | 0 | 0 | 0 | 0 | 0 | 0 | 0 | 0 | 205.0269 | 157.0263 | -51.8307 | -0.97631 | 0 | 0 | 0 | 0
0.6666666666666672100October | Resource 1 | Sublap 1 | 16:00 | 2 | 100 | October | 19000 | 0 | 0 | 0 | 0 | 0 | 0 | 0 | 0 | 0 | 0 | 0 | 0 | 0 | 0 | 0 | 0 | 11.3904 | 8.7237 | -2.8795 | -0.054239 | 0 | 0 | 0 | 0 | 0 | 0 | 0 | 0 | 0 | 0 | 0 | 0 | 0 | 0 | 0 | 0 | 0 | 0 | 0 | 0 | 216.4173 | 165.75 | -54.7102 | -1.0305 | 0 | 0 | 0 | 0
0.6666666666666672100November | Resource 1 | Sublap 1 | 16:00 | 2 | 100 | November | 20000 | 0 | 0 | 0 | 0 | 0 | 0 | 0 | 0 | 0 | 0 | 0 | 0 | 0 | 0 | 0 | 0 | 11.3904 | 8.7237 | -2.8795 | -0.054239 | 0 | 0 | 0 | 0 | 0 | 0 | 0 | 0 | 0 | 0 | 0 | 0 | 0 | 0 | 0 | 0 | 0 | 0 | 0 | 0 | 227.8077 | 174.4737 | -57.5897 | -1.0848 | 0 | 0 | 0 | 0
0.6666666666666672100December | Resource 1 | Sublap 1 | 16:00 | 2 | 100 | December | 21000 | 0 | 0 | 0 | 0 | 0 | 0 | 0 | 0 | 0 | 0 | 0 | 0 | 0 | 0 | 0 | 0 | 11.3904 | 8.7237 | -2.8795 | -0.054239 | 0 | 0 | 0 | 0 | 0 | 0 | 0 | 0 | 0 | 0 | 0 | 0 | 0 | 0 | 0 | 0 | 0 | 0 | 0 | 0 | 239.1981 | 183.1974 | -60.4691 | -1.139 | 0 | 0 | 0 | 0
0.6666666666666672101January | Resource 1 | Sublap 1 | 16:00 | 2 | 101 | January | 10000 | 0 | 0 | 0 | 0 | 0 | 0 | 0 | 0 | 0 | 0 | 0 | 0 | 0 | 0 | 0 | 0 | 9.7297 | 7.6227 | -2.4677 | -0.046504 | 0 | 0 | 0 | 0 | 0 | 0 | 0 | 0 | 0 | 0 | 0 | 0 | 0 | 0 | 0 | 0 | 0 | 0 | 0 | 0 | 97.2972 | 76.2273 | -24.6766 | -0.46504 | 0 | 0 | 0 | 0
0.6666666666666672101February | Resource 1 | Sublap 1 | 16:00 | 2 | 101 | February | 11000 | 0 | 0 | 0 | 0 | 0 | 0 | 0 | 0 | 0 | 0 | 0 | 0 | 0 | 0 | 0 | 0 | 9.7297 | 7.6227 | -2.4677 | -0.046504 | 0 | 0 | 0 | 0 | 0 | 0 | 0 | 0 | 0 | 0 | 0 | 0 | 0 | 0 | 0 | 0 | 0 | 0 | 0 | 0 | 107.027 | 83.85 | -27.1442 | -0.51154 | 0 | 0 | 0 | 0
0.6666666666666672101March | Resource 1 | Sublap 1 | 16:00 | 2 | 101 | March | 12000 | 0 | 0 | 0 | 0 | 0 | 0 | 0 | 0 | 0 | 0 | 0 | 0 | 0 | 0 | 0 | 0 | 9.7297 | 7.6227 | -2.4677 | -0.046504 | 0 | 0 | 0 | 0 | 0 | 0 | 0 | 0 | 0 | 0 | 0 | 0 | 0 | 0 | 0 | 0 | 0 | 0 | 0 | 0 | 116.7567 | 91.4728 | -29.6119 | -0.55805 | 0 | 0 | 0 | 0
0.6666666666666672101April | Resource 1 | Sublap 1 | 16:00 | 2 | 101 | April | 13000 | 0 | 0 | 0 | 0 | 0 | 0 | 0 | 0 | 0 | 0 | 0 | 0 | 0 | 0 | 0 | 0 | 9.7297 | 7.6227 | -2.4677 | -0.046504 | 0 | 0 | 0 | 0 | 0 | 0 | 0 | 0 | 0 | 0 | 0 | 0 | 0 | 0 | 0 | 0 | 0 | 0 | 0 | 0 | 126.4864 | 99.0955 | -32.0796 | -0.60455 | 0 | 0 | 0 | 0
0.6666666666666672101May | Resource 1 | Sublap 1 | 16:00 | 2 | 101 | May | 14000 | 0 | 0 | 0 | 0 | 0 | 0 | 0 | 0 | 0 | 0 | 0 | 0 | 0 | 0 | 0 | 0 | 9.7297 | 7.6227 | -2.4677 | -0.046504 | 0 | 0 | 0 | 0 | 0 | 0 | 0 | 0 | 0 | 0 | 0 | 0 | 0 | 0 | 0 | 0 | 0 | 0 | 0 | 0 | 136.2161 | 106.7183 | -34.5472 | -0.65105 | 0 | 0 | 0 | 0
0.6666666666666672101June | Resource 1 | Sublap 1 | 16:00 | 2 | 101 | June | 15000 | 0 | 0 | 0 | 0 | 0 | 0 | 0 | 0 | 0 | 0 | 0 | 0 | 0 | 0 | 0 | 0 | 9.7297 | 7.6227 | -2.4677 | -0.046504 | 0 | 0 | 0 | 0 | 0 | 0 | 0 | 0 | 0 | 0 | 0 | 0 | 0 | 0 | 0 | 0 | 0 | 0 | 0 | 0 | 145.9458 | 114.341 | -37.0149 | -0.69756 | 0 | 0 | 0 | 0
0.6666666666666672101July | Resource 1 | Sublap 1 | 16:00 | 2 | 101 | July | 16000 | 0 | 0 | 0 | 0 | 0 | 0 | 0 | 0 | 0 | 0 | 0 | 0 | 0 | 0 | 0 | 0 | 9.7297 | 7.6227 | -2.4677 | -0.046504 | 0 | 0 | 0 | 0 | 0 | 0 | 0 | 0 | 0 | 0 | 0 | 0 | 0 | 0 | 0 | 0 | 0 | 0 | 0 | 0 | 155.6756 | 121.9637 | -39.4825 | -0.74406 | 0 | 0 | 0 | 0
0.6666666666666672101August | Resource 1 | Sublap 1 | 16:00 | 2 | 101 | August | 17000 | 0 | 0 | 0 | 0 | 0 | 0 | 0 | 0 | 0 | 0 | 0 | 0 | 0 | 0 | 0 | 0 | 9.7297 | 7.6227 | -2.4677 | -0.046504 | 0 | 0 | 0 | 0 | 0 | 0 | 0 | 0 | 0 | 0 | 0 | 0 | 0 | 0 | 0 | 0 | 0 | 0 | 0 | 0 | 165.4053 | 129.5864 | -41.9502 | -0.79057 | 0 | 0 | 0 | 0
0.6666666666666672101September | Resource 1 | Sublap 1 | 16:00 | 2 | 101 | September | 18000 | 0 | 0 | 0 | 0 | 0 | 0 | 0 | 0 | 0 | 0 | 0 | 0 | 0 | 0 | 0 | 0 | 9.7297 | 7.6227 | -2.4677 | -0.046504 | 0 | 0 | 0 | 0 | 0 | 0 | 0 | 0 | 0 | 0 | 0 | 0 | 0 | 0 | 0 | 0 | 0 | 0 | 0 | 0 | 175.135 | 137.2092 | -44.4179 | -0.83707 | 0 | 0 | 0 | 0
0.6666666666666672101October | Resource 1 | Sublap 1 | 16:00 | 2 | 101 | October | 19000 | 0 | 0 | 0 | 0 | 0 | 0 | 0 | 0 | 0 | 0 | 0 | 0 | 0 | 0 | 0 | 0 | 9.7297 | 7.6227 | -2.4677 | -0.046504 | 0 | 0 | 0 | 0 | 0 | 0 | 0 | 0 | 0 | 0 | 0 | 0 | 0 | 0 | 0 | 0 | 0 | 0 | 0 | 0 | 184.8647 | 144.8319 | -46.8855 | -0.88357 | 0 | 0 | 0 | 0
0.6666666666666672101November | Resource 1 | Sublap 1 | 16:00 | 2 | 101 | November | 20000 | 0 | 0 | 0 | 0 | 0 | 0 | 0 | 0 | 0 | 0 | 0 | 0 | 0 | 0 | 0 | 0 | 9.7297 | 7.6227 | -2.4677 | -0.046504 | 0 | 0 | 0 | 0 | 0 | 0 | 0 | 0 | 0 | 0 | 0 | 0 | 0 | 0 | 0 | 0 | 0 | 0 | 0 | 0 | 194.5945 | 152.4547 | -49.3532 | -0.93008 | 0 | 0 | 0 | 0
0.6666666666666672101December | Resource 1 | Sublap 1 | 16:00 | 2 | 101 | December | 21000 | 0 | 0 | 0 | 0 | 0 | 0 | 0 | 0 | 0 | 0 | 0 | 0 | 0 | 0 | 0 | 0 | 9.7297 | 7.6227 | -2.4677 | -0.046504 | 0 | 0 | 0 | 0 | 0 | 0 | 0 | 0 | 0 | 0 | 0 | 0 | 0 | 0 | 0 | 0 | 0 | 0 | 0 | 0 | 204.3242 | 160.0774 | -51.8208 | -0.97658 | 0 | 0 | 0 | 0
0.6666666666666672102January | Resource 1 | Sublap 1 | 16:00 | 2 | 102 | January | 10000 | 0 | 0 | 0 | 0 | 0 | 0 | 0 | 0 | 0 | 0 | 0 | 0 | 0 | 0 | 0 | 0 | 12.6165 | 11.8276 | -3.1461 | -0.059248 | 0 | 0 | 0 | 0 | 0 | 0 | 0 | 0 | 0 | 0 | 0 | 0 | 0 | 0 | 0 | 0 | 0 | 0 | 0 | 0 | 126.1651 | 118.2762 | -31.4613 | -0.59248 | 0 | 0 | 0 | 0
0.6666666666666672102February | Resource 1 | Sublap 1 | 16:00 | 2 | 102 | February | 11000 | 0 | 0 | 0 | 0 | 0 | 0 | 0 | 0 | 0 | 0 | 0 | 0 | 0 | 0 | 0 | 0 | 12.6165 | 11.8276 | -3.1461 | -0.059248 | 0 | 0 | 0 | 0 | 0 | 0 | 0 | 0 | 0 | 0 | 0 | 0 | 0 | 0 | 0 | 0 | 0 | 0 | 0 | 0 | 138.7816 | 130.1038 | -34.6075 | -0.65172 | 0 | 0 | 0 | 0
0.6666666666666672102March | Resource 1 | Sublap 1 | 16:00 | 2 | 102 | March | 12000 | 0 | 0 | 0 | 0 | 0 | 0 | 0 | 0 | 0 | 0 | 0 | 0 | 0 | 0 | 0 | 0 | 12.6165 | 11.8276 | -3.1461 | -0.059248 | 0 | 0 | 0 | 0 | 0 | 0 | 0 | 0 | 0 | 0 | 0 | 0 | 0 | 0 | 0 | 0 | 0 | 0 | 0 | 0 | 151.3981 | 141.9314 | -37.7536 | -0.71097 | 0 | 0 | 0 | 0
0.6666666666666672102April | Resource 1 | Sublap 1 | 16:00 | 2 | 102 | April | 13000 | 0 | 0 | 0 | 0 | 0 | 0 | 0 | 0 | 0 | 0 | 0 | 0 | 0 | 0 | 0 | 0 | 12.6165 | 11.8276 | -3.1461 | -0.059248 | 0 | 0 | 0 | 0 | 0 | 0 | 0 | 0 | 0 | 0 | 0 | 0 | 0 | 0 | 0 | 0 | 0 | 0 | 0 | 0 | 164.0146 | 153.759 | -40.8997 | -0.77022 | 0 | 0 | 0 | 0
0.6666666666666672102May | Resource 1 | Sublap 1 | 16:00 | 2 | 102 | May | 14000 | 0 | 0 | 0 | 0 | 0 | 0 | 0 | 0 | 0 | 0 | 0 | 0 | 0 | 0 | 0 | 0 | 12.6165 | 11.8276 | -3.1461 | -0.059248 | 0 | 0 | 0 | 0 | 0 | 0 | 0 | 0 | 0 | 0 | 0 | 0 | 0 | 0 | 0 | 0 | 0 | 0 | 0 | 0 | 176.6311 | 165.5867 | -44.0459 | -0.82947 | 0 | 0 | 0 | 0
0.6666666666666672102June | Resource 1 | Sublap 1 | 16:00 | 2 | 102 | June | 15000 | 0 | 0 | 0 | 0 | 0 | 0 | 0 | 0 | 0 | 0 | 0 | 0 | 0 | 0 | 0 | 0 | 12.6165 | 11.8276 | -3.1461 | -0.059248 | 0 | 0 | 0 | 0 | 0 | 0 | 0 | 0 | 0 | 0 | 0 | 0 | 0 | 0 | 0 | 0 | 0 | 0 | 0 | 0 | 189.2476 | 177.4143 | -47.192 | -0.88872 | 0 | 0 | 0 | 0
0.6666666666666672102July | Resource 1 | Sublap 1 | 16:00 | 2 | 102 | July | 16000 | 0 | 0 | 0 | 0 | 0 | 0 | 0 | 0 | 0 | 0 | 0 | 0 | 0 | 0 | 0 | 0 | 12.6165 | 11.8276 | -3.1461 | -0.059248 | 0 | 0 | 0 | 0 | 0 | 0 | 0 | 0 | 0 | 0 | 0 | 0 | 0 | 0 | 0 | 0 | 0 | 0 | 0 | 0 | 201.8641 | 189.2419 | -50.3381 | -0.94796 | 0 | 0 | 0 | 0
0.6666666666666672102August | Resource 1 | Sublap 1 | 16:00 | 2 | 102 | August | 17000 | 0 | 0 | 0 | 0 | 0 | 0 | 0 | 0 | 0 | 0 | 0 | 0 | 0 | 0 | 0 | 0 | 12.6165 | 11.8276 | -3.1461 | -0.059248 | 0 | 0 | 0 | 0 | 0 | 0 | 0 | 0 | 0 | 0 | 0 | 0 | 0 | 0 | 0 | 0 | 0 | 0 | 0 | 0 | 214.4806 | 201.0695 | -53.4843 | -1.0072 | 0 | 0 | 0 | 0
0.6666666666666672102September | Resource 1 | Sublap 1 | 16:00 | 2 | 102 | September | 18000 | 0 | 0 | 0 | 0 | 0 | 0 | 0 | 0 | 0 | 0 | 0 | 0 | 0 | 0 | 0 | 0 | 12.6165 | 11.8276 | -3.1461 | -0.059248 | 0 | 0 | 0 | 0 | 0 | 0 | 0 | 0 | 0 | 0 | 0 | 0 | 0 | 0 | 0 | 0 | 0 | 0 | 0 | 0 | 227.0971 | 212.8971 | -56.6304 | -1.0665 | 0 | 0 | 0 | 0
0.6666666666666672102October | Resource 1 | Sublap 1 | 16:00 | 2 | 102 | October | 19000 | 0 | 0 | 0 | 0 | 0 | 0 | 0 | 0 | 0 | 0 | 0 | 0 | 0 | 0 | 0 | 0 | 12.6165 | 11.8276 | -3.1461 | -0.059248 | 0 | 0 | 0 | 0 | 0 | 0 | 0 | 0 | 0 | 0 | 0 | 0 | 0 | 0 | 0 | 0 | 0 | 0 | 0 | 0 | 239.7137 | 224.7247 | -59.7765 | -1.1257 | 0 | 0 | 0 | 0
0.6666666666666672102November | Resource 1 | Sublap 1 | 16:00 | 2 | 102 | November | 20000 | 0 | 0 | 0 | 0 | 0 | 0 | 0 | 0 | 0 | 0 | 0 | 0 | 0 | 0 | 0 | 0 | 12.6165 | 11.8276 | -3.1461 | -0.059248 | 0 | 0 | 0 | 0 | 0 | 0 | 0 | 0 | 0 | 0 | 0 | 0 | 0 | 0 | 0 | 0 | 0 | 0 | 0 | 0 | 252.3302 | 236.5524 | -62.9227 | -1.185 | 0 | 0 | 0 | 0
0.6666666666666672102December | Resource 1 | Sublap 1 | 16:00 | 2 | 102 | December | 21000 | 0 | 0 | 0 | 0 | 0 | 0 | 0 | 0 | 0 | 0 | 0 | 0 | 0 | 0 | 0 | 0 | 12.6165 | 11.8276 | -3.1461 | -0.059248 | 0 | 0 | 0 | 0 | 0 | 0 | 0 | 0 | 0 | 0 | 0 | 0 | 0 | 0 | 0 | 0 | 0 | 0 | 0 | 0 | 264.9467 | 248.38 | -66.0688 | -1.2442 | 0 | 0 | 0 | 0
0.6666666666666672103January | Resource 1 | Sublap 1 | 16:00 | 2 | 103 | January | 10000 | 0 | 0 | 0 | 0 | 0 | 0 | 0 | 0 | 0 | 0 | 0 | 0 | 0 | 0 | 0 | 0 | 13.2335 | 12.4881 | -3.3002 | -0.062142 | 0 | 0 | 0 | 0 | 0 | 0 | 0 | 0 | 0 | 0 | 0 | 0 | 0 | 0 | 0 | 0 | 0 | 0 | 0 | 0 | 132.3347 | 124.8811 | -33.002 | -0.62142 | 0 | 0 | 0 | 0
0.6666666666666672103February | Resource 1 | Sublap 1 | 16:00 | 2 | 103 | February | 11000 | 0 | 0 | 0 | 0 | 0 | 0 | 0 | 0 | 0 | 0 | 0 | 0 | 0 | 0 | 0 | 0 | 13.2335 | 12.4881 | -3.3002 | -0.062142 | 0 | 0 | 0 | 0 | 0 | 0 | 0 | 0 | 0 | 0 | 0 | 0 | 0 | 0 | 0 | 0 | 0 | 0 | 0 | 0 | 145.5682 | 137.3692 | -36.3022 | -0.68356 | 0 | 0 | 0 | 0
0.6666666666666672103March | Resource 1 | Sublap 1 | 16:00 | 2 | 103 | March | 12000 | 0 | 0 | 0 | 0 | 0 | 0 | 0 | 0 | 0 | 0 | 0 | 0 | 0 | 0 | 0 | 0 | 13.2335 | 12.4881 | -3.3002 | -0.062142 | 0 | 0 | 0 | 0 | 0 | 0 | 0 | 0 | 0 | 0 | 0 | 0 | 0 | 0 | 0 | 0 | 0 | 0 | 0 | 0 | 158.8016 | 149.8573 | -39.6024 | -0.7457 | 0 | 0 | 0 | 0
0.6666666666666672103April | Resource 1 | Sublap 1 | 16:00 | 2 | 103 | April | 13000 | 0 | 0 | 0 | 0 | 0 | 0 | 0 | 0 | 0 | 0 | 0 | 0 | 0 | 0 | 0 | 0 | 13.2335 | 12.4881 | -3.3002 | -0.062142 | 0 | 0 | 0 | 0 | 0 | 0 | 0 | 0 | 0 | 0 | 0 | 0 | 0 | 0 | 0 | 0 | 0 | 0 | 0 | 0 | 172.0351 | 162.3454 | -42.9026 | -0.80784 | 0 | 0 | 0 | 0
0.6666666666666672103May | Resource 1 | Sublap 1 | 16:00 | 2 | 103 | May | 14000 | 0 | 0 | 0 | 0 | 0 | 0 | 0 | 0 | 0 | 0 | 0 | 0 | 0 | 0 | 0 | 0 | 13.2335 | 12.4881 | -3.3002 | -0.062142 | 0 | 0 | 0 | 0 | 0 | 0 | 0 | 0 | 0 | 0 | 0 | 0 | 0 | 0 | 0 | 0 | 0 | 0 | 0 | 0 | 185.2686 | 174.8335 | -46.2028 | -0.86998 | 0 | 0 | 0 | 0
0.6666666666666672103June | Resource 1 | Sublap 1 | 16:00 | 2 | 103 | June | 15000 | 0 | 0 | 0 | 0 | 0 | 0 | 0 | 0 | 0 | 0 | 0 | 0 | 0 | 0 | 0 | 0 | 13.2335 | 12.4881 | -3.3002 | -0.062142 | 0 | 0 | 0 | 0 | 0 | 0 | 0 | 0 | 0 | 0 | 0 | 0 | 0 | 0 | 0 | 0 | 0 | 0 | 0 | 0 | 198.502 | 187.3216 | -49.503 | -0.93212 | 0 | 0 | 0 | 0
0.6666666666666672103July | Resource 1 | Sublap 1 | 16:00 | 2 | 103 | July | 16000 | 0 | 0 | 0 | 0 | 0 | 0 | 0 | 0 | 0 | 0 | 0 | 0 | 0 | 0 | 0 | 0 | 13.2335 | 12.4881 | -3.3002 | -0.062142 | 0 | 0 | 0 | 0 | 0 | 0 | 0 | 0 | 0 | 0 | 0 | 0 | 0 | 0 | 0 | 0 | 0 | 0 | 0 | 0 | 211.7355 | 199.8097 | -52.8032 | -0.99426 | 0 | 0 | 0 | 0
0.6666666666666672103August | Resource 1 | Sublap 1 | 16:00 | 2 | 103 | August | 17000 | 0 | 0 | 0 | 0 | 0 | 0 | 0 | 0 | 0 | 0 | 0 | 0 | 0 | 0 | 0 | 0 | 13.2335 | 12.4881 | -3.3002 | -0.062142 | 0 | 0 | 0 | 0 | 0 | 0 | 0 | 0 | 0 | 0 | 0 | 0 | 0 | 0 | 0 | 0 | 0 | 0 | 0 | 0 | 224.969 | 212.2978 | -56.1034 | -1.0564 | 0 | 0 | 0 | 0
0.6666666666666672103September | Resource 1 | Sublap 1 | 16:00 | 2 | 103 | September | 18000 | 0 | 0 | 0 | 0 | 0 | 0 | 0 | 0 | 0 | 0 | 0 | 0 | 0 | 0 | 0 | 0 | 13.2335 | 12.4881 | -3.3002 | -0.062142 | 0 | 0 | 0 | 0 | 0 | 0 | 0 | 0 | 0 | 0 | 0 | 0 | 0 | 0 | 0 | 0 | 0 | 0 | 0 | 0 | 238.2024 | 224.7859 | -59.4036 | -1.1185 | 0 | 0 | 0 | 0
0.6666666666666672103October | Resource 1 | Sublap 1 | 16:00 | 2 | 103 | October | 19000 | 0 | 0 | 0 | 0 | 0 | 0 | 0 | 0 | 0 | 0 | 0 | 0 | 0 | 0 | 0 | 0 | 13.2335 | 12.4881 | -3.3002 | -0.062142 | 0 | 0 | 0 | 0 | 0 | 0 | 0 | 0 | 0 | 0 | 0 | 0 | 0 | 0 | 0 | 0 | 0 | 0 | 0 | 0 | 251.4359 | 237.274 | -62.7038 | -1.1807 | 0 | 0 | 0 | 0
0.6666666666666672103November | Resource 1 | Sublap 1 | 16:00 | 2 | 103 | November | 20000 | 0 | 0 | 0 | 0 | 0 | 0 | 0 | 0 | 0 | 0 | 0 | 0 | 0 | 0 | 0 | 0 | 13.2335 | 12.4881 | -3.3002 | -0.062142 | 0 | 0 | 0 | 0 | 0 | 0 | 0 | 0 | 0 | 0 | 0 | 0 | 0 | 0 | 0 | 0 | 0 | 0 | 0 | 0 | 264.6694 | 249.7621 | -66.004 | -1.2428 | 0 | 0 | 0 | 0
0.6666666666666672103December | Resource 1 | Sublap 1 | 16:00 | 2 | 103 | December | 21000 | 0 | 0 | 0 | 0 | 0 | 0 | 0 | 0 | 0 | 0 | 0 | 0 | 0 | 0 | 0 | 0 | 13.2335 | 12.4881 | -3.3002 | -0.062142 | 0 | 0 | 0 | 0 | 0 | 0 | 0 | 0 | 0 | 0 | 0 | 0 | 0 | 0 | 0 | 0 | 0 | 0 | 0 | 0 | 277.9028 | 262.2502 | -69.3042 | -1.305 | 0 | 0 | 0 | 0
0.6666666666666672104January | Resource 1 | Sublap 1 | 16:00 | 2 | 104 | January | 10000 | 0 | 0 | 0 | 0 | 0 | 0 | 0 | 0 | 0 | 0 | 0 | 0 | 0 | 0 | 0 | 0 | 14.2413 | 13.3512 | -3.558 | -0.066983 | 0 | 0 | 0 | 0 | 0 | 0 | 0 | 0 | 0 | 0 | 0 | 0 | 0 | 0 | 0 | 0 | 0 | 0 | 0 | 0 | 142.4127 | 133.5115 | -35.5796 | -0.66983 | 0 | 0 | 0 | 0
0.6666666666666672104February | Resource 1 | Sublap 1 | 16:00 | 2 | 104 | February | 11000 | 0 | 0 | 0 | 0 | 0 | 0 | 0 | 0 | 0 | 0 | 0 | 0 | 0 | 0 | 0 | 0 | 14.2413 | 13.3512 | -3.558 | -0.066983 | 0 | 0 | 0 | 0 | 0 | 0 | 0 | 0 | 0 | 0 | 0 | 0 | 0 | 0 | 0 | 0 | 0 | 0 | 0 | 0 | 156.654 | 146.8626 | -39.1376 | -0.73681 | 0 | 0 | 0 | 0
0.6666666666666672104March | Resource 1 | Sublap 1 | 16:00 | 2 | 104 | March | 12000 | 0 | 0 | 0 | 0 | 0 | 0 | 0 | 0 | 0 | 0 | 0 | 0 | 0 | 0 | 0 | 0 | 14.2413 | 13.3512 | -3.558 | -0.066983 | 0 | 0 | 0 | 0 | 0 | 0 | 0 | 0 | 0 | 0 | 0 | 0 | 0 | 0 | 0 | 0 | 0 | 0 | 0 | 0 | 170.8953 | 160.2137 | -42.6955 | -0.8038 | 0 | 0 | 0 | 0
0.6666666666666672104April | Resource 1 | Sublap 1 | 16:00 | 2 | 104 | April | 13000 | 0 | 0 | 0 | 0 | 0 | 0 | 0 | 0 | 0 | 0 | 0 | 0 | 0 | 0 | 0 | 0 | 14.2413 | 13.3512 | -3.558 | -0.066983 | 0 | 0 | 0 | 0 | 0 | 0 | 0 | 0 | 0 | 0 | 0 | 0 | 0 | 0 | 0 | 0 | 0 | 0 | 0 | 0 | 185.1366 | 173.5649 | -46.2535 | -0.87078 | 0 | 0 | 0 | 0
0.6666666666666672104May | Resource 1 | Sublap 1 | 16:00 | 2 | 104 | May | 14000 | 0 | 0 | 0 | 0 | 0 | 0 | 0 | 0 | 0 | 0 | 0 | 0 | 0 | 0 | 0 | 0 | 14.2413 | 13.3512 | -3.558 | -0.066983 | 0 | 0 | 0 | 0 | 0 | 0 | 0 | 0 | 0 | 0 | 0 | 0 | 0 | 0 | 0 | 0 | 0 | 0 | 0 | 0 | 199.3778 | 186.916 | -49.8114 | -0.93776 | 0 | 0 | 0 | 0
0.6666666666666672104June | Resource 1 | Sublap 1 | 16:00 | 2 | 104 | June | 15000 | 0 | 0 | 0 | 0 | 0 | 0 | 0 | 0 | 0 | 0 | 0 | 0 | 0 | 0 | 0 | 0 | 14.2413 | 13.3512 | -3.558 | -0.066983 | 0 | 0 | 0 | 0 | 0 | 0 | 0 | 0 | 0 | 0 | 0 | 0 | 0 | 0 | 0 | 0 | 0 | 0 | 0 | 0 | 213.6191 | 200.2672 | -53.3694 | -1.0047 | 0 | 0 | 0 | 0
0.6666666666666672104July | Resource 1 | Sublap 1 | 16:00 | 2 | 104 | July | 16000 | 0 | 0 | 0 | 0 | 0 | 0 | 0 | 0 | 0 | 0 | 0 | 0 | 0 | 0 | 0 | 0 | 14.2413 | 13.3512 | -3.558 | -0.066983 | 0 | 0 | 0 | 0 | 0 | 0 | 0 | 0 | 0 | 0 | 0 | 0 | 0 | 0 | 0 | 0 | 0 | 0 | 0 | 0 | 227.8604 | 213.6183 | -56.9274 | -1.0717 | 0 | 0 | 0 | 0
0.6666666666666672104August | Resource 1 | Sublap 1 | 16:00 | 2 | 104 | August | 17000 | 0 | 0 | 0 | 0 | 0 | 0 | 0 | 0 | 0 | 0 | 0 | 0 | 0 | 0 | 0 | 0 | 14.2413 | 13.3512 | -3.558 | -0.066983 | 0 | 0 | 0 | 0 | 0 | 0 | 0 | 0 | 0 | 0 | 0 | 0 | 0 | 0 | 0 | 0 | 0 | 0 | 0 | 0 | 242.1017 | 226.9695 | -60.4853 | -1.1387 | 0 | 0 | 0 | 0
0.6666666666666672104September | Resource 1 | Sublap 1 | 16:00 | 2 | 104 | September | 18000 | 0 | 0 | 0 | 0 | 0 | 0 | 0 | 0 | 0 | 0 | 0 | 0 | 0 | 0 | 0 | 0 | 14.2413 | 13.3512 | -3.558 | -0.066983 | 0 | 0 | 0 | 0 | 0 | 0 | 0 | 0 | 0 | 0 | 0 | 0 | 0 | 0 | 0 | 0 | 0 | 0 | 0 | 0 | 256.3429 | 240.3206 | -64.0433 | -1.2057 | 0 | 0 | 0 | 0
0.6666666666666672104October | Resource 1 | Sublap 1 | 16:00 | 2 | 104 | October | 19000 | 0 | 0 | 0 | 0 | 0 | 0 | 0 | 0 | 0 | 0 | 0 | 0 | 0 | 0 | 0 | 0 | 14.2413 | 13.3512 | -3.558 | -0.066983 | 0 | 0 | 0 | 0 | 0 | 0 | 0 | 0 | 0 | 0 | 0 | 0 | 0 | 0 | 0 | 0 | 0 | 0 | 0 | 0 | 270.5842 | 253.6718 | -67.6012 | -1.2727 | 0 | 0 | 0 | 0
0.6666666666666672104November | Resource 1 | Sublap 1 | 16:00 | 2 | 104 | November | 20000 | 0 | 0 | 0 | 0 | 0 | 0 | 0 | 0 | 0 | 0 | 0 | 0 | 0 | 0 | 0 | 0 | 14.2413 | 13.3512 | -3.558 | -0.066983 | 0 | 0 | 0 | 0 | 0 | 0 | 0 | 0 | 0 | 0 | 0 | 0 | 0 | 0 | 0 | 0 | 0 | 0 | 0 | 0 | 284.8255 | 267.0229 | -71.1592 | -1.3397 | 0 | 0 | 0 | 0
0.6666666666666672104December | Resource 1 | Sublap 1 | 16:00 | 2 | 104 | December | 21000 | 0 | 0 | 0 | 0 | 0 | 0 | 0 | 0 | 0 | 0 | 0 | 0 | 0 | 0 | 0 | 0 | 14.2413 | 13.3512 | -3.558 | -0.066983 | 0 | 0 | 0 | 0 | 0 | 0 | 0 | 0 | 0 | 0 | 0 | 0 | 0 | 0 | 0 | 0 | 0 | 0 | 0 | 0 | 299.0667 | 280.3741 | -74.7172 | -1.4066 | 0 | 0 | 0 | 0
0.6666666666666672105January | Resource 1 | Sublap 1 | 16:00 | 2 | 105 | January | 10000 | 0 | 0 | 0 | 0 | 0 | 0 | 0 | 0 | 0 | 0 | 0 | 0 | 0 | 0 | 0 | 0 | 12.0767 | 10.5714 | -3.0217 | -0.05691 | 0 | 0 | 0 | 0 | 0 | 0 | 0 | 0 | 0 | 0 | 0 | 0 | 0 | 0 | 0 | 0 | 0 | 0 | 0 | 0 | 120.7668 | 105.7139 | -30.217 | -0.5691 | 0 | 0 | 0 | 0
0.6666666666666672105February | Resource 1 | Sublap 1 | 16:00 | 2 | 105 | February | 11000 | 0 | 0 | 0 | 0 | 0 | 0 | 0 | 0 | 0 | 0 | 0 | 0 | 0 | 0 | 0 | 0 | 12.0767 | 10.5714 | -3.0217 | -0.05691 | 0 | 0 | 0 | 0 | 0 | 0 | 0 | 0 | 0 | 0 | 0 | 0 | 0 | 0 | 0 | 0 | 0 | 0 | 0 | 0 | 132.8434 | 116.2853 | -33.2387 | -0.62601 | 0 | 0 | 0 | 0
0.6666666666666672105March | Resource 1 | Sublap 1 | 16:00 | 2 | 105 | March | 12000 | 0 | 0 | 0 | 0 | 0 | 0 | 0 | 0 | 0 | 0 | 0 | 0 | 0 | 0 | 0 | 0 | 12.0767 | 10.5714 | -3.0217 | -0.05691 | 0 | 0 | 0 | 0 | 0 | 0 | 0 | 0 | 0 | 0 | 0 | 0 | 0 | 0 | 0 | 0 | 0 | 0 | 0 | 0 | 144.9201 | 126.8567 | -36.2604 | -0.68292 | 0 | 0 | 0 | 0
0.6666666666666672105April | Resource 1 | Sublap 1 | 16:00 | 2 | 105 | April | 13000 | 0 | 0 | 0 | 0 | 0 | 0 | 0 | 0 | 0 | 0 | 0 | 0 | 0 | 0 | 0 | 0 | 12.0767 | 10.5714 | -3.0217 | -0.05691 | 0 | 0 | 0 | 0 | 0 | 0 | 0 | 0 | 0 | 0 | 0 | 0 | 0 | 0 | 0 | 0 | 0 | 0 | 0 | 0 | 156.9968 | 137.4281 | -39.2821 | -0.73984 | 0 | 0 | 0 | 0
0.6666666666666672105May | Resource 1 | Sublap 1 | 16:00 | 2 | 105 | May | 14000 | 0 | 0 | 0 | 0 | 0 | 0 | 0 | 0 | 0 | 0 | 0 | 0 | 0 | 0 | 0 | 0 | 12.0767 | 10.5714 | -3.0217 | -0.05691 | 0 | 0 | 0 | 0 | 0 | 0 | 0 | 0 | 0 | 0 | 0 | 0 | 0 | 0 | 0 | 0 | 0 | 0 | 0 | 0 | 169.0735 | 147.9995 | -42.3038 | -0.79675 | 0 | 0 | 0 | 0
0.6666666666666672105June | Resource 1 | Sublap 1 | 16:00 | 2 | 105 | June | 15000 | 0 | 0 | 0 | 0 | 0 | 0 | 0 | 0 | 0 | 0 | 0 | 0 | 0 | 0 | 0 | 0 | 12.0767 | 10.5714 | -3.0217 | -0.05691 | 0 | 0 | 0 | 0 | 0 | 0 | 0 | 0 | 0 | 0 | 0 | 0 | 0 | 0 | 0 | 0 | 0 | 0 | 0 | 0 | 181.1501 | 158.5709 | -45.3254 | -0.85366 | 0 | 0 | 0 | 0
0.6666666666666672105July | Resource 1 | Sublap 1 | 16:00 | 2 | 105 | July | 16000 | 0 | 0 | 0 | 0 | 0 | 0 | 0 | 0 | 0 | 0 | 0 | 0 | 0 | 0 | 0 | 0 | 12.0767 | 10.5714 | -3.0217 | -0.05691 | 0 | 0 | 0 | 0 | 0 | 0 | 0 | 0 | 0 | 0 | 0 | 0 | 0 | 0 | 0 | 0 | 0 | 0 | 0 | 0 | 193.2268 | 169.1422 | -48.3471 | -0.91057 | 0 | 0 | 0 | 0
0.6666666666666672105August | Resource 1 | Sublap 1 | 16:00 | 2 | 105 | August | 17000 | 0 | 0 | 0 | 0 | 0 | 0 | 0 | 0 | 0 | 0 | 0 | 0 | 0 | 0 | 0 | 0 | 12.0767 | 10.5714 | -3.0217 | -0.05691 | 0 | 0 | 0 | 0 | 0 | 0 | 0 | 0 | 0 | 0 | 0 | 0 | 0 | 0 | 0 | 0 | 0 | 0 | 0 | 0 | 205.3035 | 179.7136 | -51.3689 | -0.96748 | 0 | 0 | 0 | 0
0.6666666666666672105September | Resource 1 | Sublap 1 | 16:00 | 2 | 105 | September | 18000 | 0 | 0 | 0 | 0 | 0 | 0 | 0 | 0 | 0 | 0 | 0 | 0 | 0 | 0 | 0 | 0 | 12.0767 | 10.5714 | -3.0217 | -0.05691 | 0 | 0 | 0 | 0 | 0 | 0 | 0 | 0 | 0 | 0 | 0 | 0 | 0 | 0 | 0 | 0 | 0 | 0 | 0 | 0 | 217.3802 | 190.285 | -54.3905 | -1.0244 | 0 | 0 | 0 | 0
0.6666666666666672105October | Resource 1 | Sublap 1 | 16:00 | 2 | 105 | October | 19000 | 0 | 0 | 0 | 0 | 0 | 0 | 0 | 0 | 0 | 0 | 0 | 0 | 0 | 0 | 0 | 0 | 12.0767 | 10.5714 | -3.0217 | -0.05691 | 0 | 0 | 0 | 0 | 0 | 0 | 0 | 0 | 0 | 0 | 0 | 0 | 0 | 0 | 0 | 0 | 0 | 0 | 0 | 0 | 229.4569 | 200.8564 | -57.4122 | -1.0813 | 0 | 0 | 0 | 0
0.6666666666666672105November | Resource 1 | Sublap 1 | 16:00 | 2 | 105 | November | 20000 | 0 | 0 | 0 | 0 | 0 | 0 | 0 | 0 | 0 | 0 | 0 | 0 | 0 | 0 | 0 | 0 | 12.0767 | 10.5714 | -3.0217 | -0.05691 | 0 | 0 | 0 | 0 | 0 | 0 | 0 | 0 | 0 | 0 | 0 | 0 | 0 | 0 | 0 | 0 | 0 | 0 | 0 | 0 | 241.5335 | 211.4278 | -60.4339 | -1.1382 | 0 | 0 | 0 | 0
0.6666666666666672105December | Resource 1 | Sublap 1 | 16:00 | 2 | 105 | December | 21000 | 0 | 0 | 0 | 0 | 0 | 0 | 0 | 0 | 0 | 0 | 0 | 0 | 0 | 0 | 0 | 0 | 12.0767 | 10.5714 | -3.0217 | -0.05691 | 0 | 0 | 0 | 0 | 0 | 0 | 0 | 0 | 0 | 0 | 0 | 0 | 0 | 0 | 0 | 0 | 0 | 0 | 0 | 0 | 253.6102 | 221.9992 | -63.4556 | -1.1951 | 0 | 0 | 0 | 0
0.6666666666666672106January | Resource 1 | Sublap 1 | 16:00 | 2 | 106 | January | 10000 | 0 | 0 | 0 | 0 | 0 | 0 | 0 | 0 | 0 | 0 | 0 | 0 | 0 | 0 | 0 | 0 | 11.7873 | 11.0831 | -2.9091 | -0.054796 | 0 | 0 | 0 | 0 | 0 | 0 | 0 | 0 | 0 | 0 | 0 | 0 | 0 | 0 | 0 | 0 | 0 | 0 | 0 | 0 | 117.8728 | 110.8315 | -29.0911 | -0.54796 | 0 | 0 | 0 | 0
0.6666666666666672106February | Resource 1 | Sublap 1 | 16:00 | 2 | 106 | February | 11000 | 0 | 0 | 0 | 0 | 0 | 0 | 0 | 0 | 0 | 0 | 0 | 0 | 0 | 0 | 0 | 0 | 11.7873 | 11.0831 | -2.9091 | -0.054796 | 0 | 0 | 0 | 0 | 0 | 0 | 0 | 0 | 0 | 0 | 0 | 0 | 0 | 0 | 0 | 0 | 0 | 0 | 0 | 0 | 129.6601 | 121.9146 | -32.0002 | -0.60275 | 0 | 0 | 0 | 0
0.6666666666666672106March | Resource 1 | Sublap 1 | 16:00 | 2 | 106 | March | 12000 | 0 | 0 | 0 | 0 | 0 | 0 | 0 | 0 | 0 | 0 | 0 | 0 | 0 | 0 | 0 | 0 | 11.7873 | 11.0831 | -2.9091 | -0.054796 | 0 | 0 | 0 | 0 | 0 | 0 | 0 | 0 | 0 | 0 | 0 | 0 | 0 | 0 | 0 | 0 | 0 | 0 | 0 | 0 | 141.4474 | 132.9978 | -34.9093 | -0.65755 | 0 | 0 | 0 | 0
0.6666666666666672106April | Resource 1 | Sublap 1 | 16:00 | 2 | 106 | April | 13000 | 0 | 0 | 0 | 0 | 0 | 0 | 0 | 0 | 0 | 0 | 0 | 0 | 0 | 0 | 0 | 0 | 11.7873 | 11.0831 | -2.9091 | -0.054796 | 0 | 0 | 0 | 0 | 0 | 0 | 0 | 0 | 0 | 0 | 0 | 0 | 0 | 0 | 0 | 0 | 0 | 0 | 0 | 0 | 153.2347 | 144.0809 | -37.8184 | -0.71234 | 0 | 0 | 0 | 0
0.6666666666666672106May | Resource 1 | Sublap 1 | 16:00 | 2 | 106 | May | 14000 | 0 | 0 | 0 | 0 | 0 | 0 | 0 | 0 | 0 | 0 | 0 | 0 | 0 | 0 | 0 | 0 | 11.7873 | 11.0831 | -2.9091 | -0.054796 | 0 | 0 | 0 | 0 | 0 | 0 | 0 | 0 | 0 | 0 | 0 | 0 | 0 | 0 | 0 | 0 | 0 | 0 | 0 | 0 | 165.022 | 155.164 | -40.7276 | -0.76714 | 0 | 0 | 0 | 0
0.6666666666666672106June | Resource 1 | Sublap 1 | 16:00 | 2 | 106 | June | 15000 | 0 | 0 | 0 | 0 | 0 | 0 | 0 | 0 | 0 | 0 | 0 | 0 | 0 | 0 | 0 | 0 | 11.7873 | 11.0831 | -2.9091 | -0.054796 | 0 | 0 | 0 | 0 | 0 | 0 | 0 | 0 | 0 | 0 | 0 | 0 | 0 | 0 | 0 | 0 | 0 | 0 | 0 | 0 | 176.8092 | 166.2472 | -43.6367 | -0.82194 | 0 | 0 | 0 | 0
0.6666666666666672106July | Resource 1 | Sublap 1 | 16:00 | 2 | 106 | July | 16000 | 0 | 0 | 0 | 0 | 0 | 0 | 0 | 0 | 0 | 0 | 0 | 0 | 0 | 0 | 0 | 0 | 11.7873 | 11.0831 | -2.9091 | -0.054796 | 0 | 0 | 0 | 0 | 0 | 0 | 0 | 0 | 0 | 0 | 0 | 0 | 0 | 0 | 0 | 0 | 0 | 0 | 0 | 0 | 188.5965 | 177.3303 | -46.5458 | -0.87673 | 0 | 0 | 0 | 0
0.6666666666666672106August | Resource 1 | Sublap 1 | 16:00 | 2 | 106 | August | 17000 | 0 | 0 | 0 | 0 | 0 | 0 | 0 | 0 | 0 | 0 | 0 | 0 | 0 | 0 | 0 | 0 | 11.7873 | 11.0831 | -2.9091 | -0.054796 | 0 | 0 | 0 | 0 | 0 | 0 | 0 | 0 | 0 | 0 | 0 | 0 | 0 | 0 | 0 | 0 | 0 | 0 | 0 | 0 | 200.3838 | 188.4135 | -49.4549 | -0.93153 | 0 | 0 | 0 | 0
0.6666666666666672106September | Resource 1 | Sublap 1 | 16:00 | 2 | 106 | September | 18000 | 0 | 0 | 0 | 0 | 0 | 0 | 0 | 0 | 0 | 0 | 0 | 0 | 0 | 0 | 0 | 0 | 11.7873 | 11.0831 | -2.9091 | -0.054796 | 0 | 0 | 0 | 0 | 0 | 0 | 0 | 0 | 0 | 0 | 0 | 0 | 0 | 0 | 0 | 0 | 0 | 0 | 0 | 0 | 212.1711 | 199.4966 | -52.364 | -0.98632 | 0 | 0 | 0 | 0
0.6666666666666672106October | Resource 1 | Sublap 1 | 16:00 | 2 | 106 | October | 19000 | 0 | 0 | 0 | 0 | 0 | 0 | 0 | 0 | 0 | 0 | 0 | 0 | 0 | 0 | 0 | 0 | 11.7873 | 11.0831 | -2.9091 | -0.054796 | 0 | 0 | 0 | 0 | 0 | 0 | 0 | 0 | 0 | 0 | 0 | 0 | 0 | 0 | 0 | 0 | 0 | 0 | 0 | 0 | 223.9584 | 210.5798 | -55.2731 | -1.0411 | 0 | 0 | 0 | 0
0.6666666666666672106November | Resource 1 | Sublap 1 | 16:00 | 2 | 106 | November | 20000 | 0 | 0 | 0 | 0 | 0 | 0 | 0 | 0 | 0 | 0 | 0 | 0 | 0 | 0 | 0 | 0 | 11.7873 | 11.0831 | -2.9091 | -0.054796 | 0 | 0 | 0 | 0 | 0 | 0 | 0 | 0 | 0 | 0 | 0 | 0 | 0 | 0 | 0 | 0 | 0 | 0 | 0 | 0 | 235.7457 | 221.6629 | -58.1822 | -1.0959 | 0 | 0 | 0 | 0
0.6666666666666672106December | Resource 1 | Sublap 1 | 16:00 | 2 | 106 | December | 21000 | 0 | 0 | 0 | 0 | 0 | 0 | 0 | 0 | 0 | 0 | 0 | 0 | 0 | 0 | 0 | 0 | 11.7873 | 11.0831 | -2.9091 | -0.054796 | 0 | 0 | 0 | 0 | 0 | 0 | 0 | 0 | 0 | 0 | 0 | 0 | 0 | 0 | 0 | 0 | 0 | 0 | 0 | 0 | 247.533 | 232.7461 | -61.0913 | -1.1507 | 0 | 0 | 0 | 0
0.6666666666666672107January | Resource 1 | Sublap 1 | 16:00 | 2 | 107 | January | 10000 | 0 | 0 | 0 | 0 | 0 | 0 | 0 | 0 | 0 | 0 | 0 | 0 | 0 | 0 | 0 | 0 | 13.8477 | 12.8911 | -3.4069 | -0.064145 | 0 | 0 | 0 | 0 | 0 | 0 | 0 | 0 | 0 | 0 | 0 | 0 | 0 | 0 | 0 | 0 | 0 | 0 | 0 | 0 | 138.4768 | 128.9106 | -34.0686 | -0.64145 | 0 | 0 | 0 | 0
0.6666666666666672107February | Resource 1 | Sublap 1 | 16:00 | 2 | 107 | February | 11000 | 0 | 0 | 0 | 0 | 0 | 0 | 0 | 0 | 0 | 0 | 0 | 0 | 0 | 0 | 0 | 0 | 13.8477 | 12.8911 | -3.4069 | -0.064145 | 0 | 0 | 0 | 0 | 0 | 0 | 0 | 0 | 0 | 0 | 0 | 0 | 0 | 0 | 0 | 0 | 0 | 0 | 0 | 0 | 152.3245 | 141.8017 | -37.4754 | -0.70559 | 0 | 0 | 0 | 0
0.6666666666666672107March | Resource 1 | Sublap 1 | 16:00 | 2 | 107 | March | 12000 | 0 | 0 | 0 | 0 | 0 | 0 | 0 | 0 | 0 | 0 | 0 | 0 | 0 | 0 | 0 | 0 | 13.8477 | 12.8911 | -3.4069 | -0.064145 | 0 | 0 | 0 | 0 | 0 | 0 | 0 | 0 | 0 | 0 | 0 | 0 | 0 | 0 | 0 | 0 | 0 | 0 | 0 | 0 | 166.1722 | 154.6928 | -40.8823 | -0.76974 | 0 | 0 | 0 | 0
0.6666666666666672107April | Resource 1 | Sublap 1 | 16:00 | 2 | 107 | April | 13000 | 0 | 0 | 0 | 0 | 0 | 0 | 0 | 0 | 0 | 0 | 0 | 0 | 0 | 0 | 0 | 0 | 13.8477 | 12.8911 | -3.4069 | -0.064145 | 0 | 0 | 0 | 0 | 0 | 0 | 0 | 0 | 0 | 0 | 0 | 0 | 0 | 0 | 0 | 0 | 0 | 0 | 0 | 0 | 180.0199 | 167.5838 | -44.2892 | -0.83388 | 0 | 0 | 0 | 0
0.6666666666666672107May | Resource 1 | Sublap 1 | 16:00 | 2 | 107 | May | 14000 | 0 | 0 | 0 | 0 | 0 | 0 | 0 | 0 | 0 | 0 | 0 | 0 | 0 | 0 | 0 | 0 | 13.8477 | 12.8911 | -3.4069 | -0.064145 | 0 | 0 | 0 | 0 | 0 | 0 | 0 | 0 | 0 | 0 | 0 | 0 | 0 | 0 | 0 | 0 | 0 | 0 | 0 | 0 | 193.8676 | 180.4749 | -47.696 | -0.89803 | 0 | 0 | 0 | 0
0.6666666666666672107June | Resource 1 | Sublap 1 | 16:00 | 2 | 107 | June | 15000 | 0 | 0 | 0 | 0 | 0 | 0 | 0 | 0 | 0 | 0 | 0 | 0 | 0 | 0 | 0 | 0 | 13.8477 | 12.8911 | -3.4069 | -0.064145 | 0 | 0 | 0 | 0 | 0 | 0 | 0 | 0 | 0 | 0 | 0 | 0 | 0 | 0 | 0 | 0 | 0 | 0 | 0 | 0 | 207.7153 | 193.366 | -51.1029 | -0.96217 | 0 | 0 | 0 | 0
0.6666666666666672107July | Resource 1 | Sublap 1 | 16:00 | 2 | 107 | July | 16000 | 0 | 0 | 0 | 0 | 0 | 0 | 0 | 0 | 0 | 0 | 0 | 0 | 0 | 0 | 0 | 0 | 13.8477 | 12.8911 | -3.4069 | -0.064145 | 0 | 0 | 0 | 0 | 0 | 0 | 0 | 0 | 0 | 0 | 0 | 0 | 0 | 0 | 0 | 0 | 0 | 0 | 0 | 0 | 221.5629 | 206.257 | -54.5097 | -1.0263 | 0 | 0 | 0 | 0
0.6666666666666672107August | Resource 1 | Sublap 1 | 16:00 | 2 | 107 | August | 17000 | 0 | 0 | 0 | 0 | 0 | 0 | 0 | 0 | 0 | 0 | 0 | 0 | 0 | 0 | 0 | 0 | 13.8477 | 12.8911 | -3.4069 | -0.064145 | 0 | 0 | 0 | 0 | 0 | 0 | 0 | 0 | 0 | 0 | 0 | 0 | 0 | 0 | 0 | 0 | 0 | 0 | 0 | 0 | 235.4106 | 219.1481 | -57.9166 | -1.0905 | 0 | 0 | 0 | 0
0.6666666666666672107September | Resource 1 | Sublap 1 | 16:00 | 2 | 107 | September | 18000 | 0 | 0 | 0 | 0 | 0 | 0 | 0 | 0 | 0 | 0 | 0 | 0 | 0 | 0 | 0 | 0 | 13.8477 | 12.8911 | -3.4069 | -0.064145 | 0 | 0 | 0 | 0 | 0 | 0 | 0 | 0 | 0 | 0 | 0 | 0 | 0 | 0 | 0 | 0 | 0 | 0 | 0 | 0 | 249.2583 | 232.0392 | -61.3235 | -1.1546 | 0 | 0 | 0 | 0
0.6666666666666672107October | Resource 1 | Sublap 1 | 16:00 | 2 | 107 | October | 19000 | 0 | 0 | 0 | 0 | 0 | 0 | 0 | 0 | 0 | 0 | 0 | 0 | 0 | 0 | 0 | 0 | 13.8477 | 12.8911 | -3.4069 | -0.064145 | 0 | 0 | 0 | 0 | 0 | 0 | 0 | 0 | 0 | 0 | 0 | 0 | 0 | 0 | 0 | 0 | 0 | 0 | 0 | 0 | 263.106 | 244.9302 | -64.7303 | -1.2188 | 0 | 0 | 0 | 0
0.6666666666666672107November | Resource 1 | Sublap 1 | 16:00 | 2 | 107 | November | 20000 | 0 | 0 | 0 | 0 | 0 | 0 | 0 | 0 | 0 | 0 | 0 | 0 | 0 | 0 | 0 | 0 | 13.8477 | 12.8911 | -3.4069 | -0.064145 | 0 | 0 | 0 | 0 | 0 | 0 | 0 | 0 | 0 | 0 | 0 | 0 | 0 | 0 | 0 | 0 | 0 | 0 | 0 | 0 | 276.9537 | 257.8213 | -68.1372 | -1.2829 | 0 | 0 | 0 | 0
0.6666666666666672107December | Resource 1 | Sublap 1 | 16:00 | 2 | 107 | December | 21000 | 0 | 0 | 0 | 0 | 0 | 0 | 0 | 0 | 0 | 0 | 0 | 0 | 0 | 0 | 0 | 0 | 13.8477 | 12.8911 | -3.4069 | -0.064145 | 0 | 0 | 0 | 0 | 0 | 0 | 0 | 0 | 0 | 0 | 0 | 0 | 0 | 0 | 0 | 0 | 0 | 0 | 0 | 0 | 290.8014 | 270.7124 | -71.544 | -1.347 | 0 | 0 | 0 | 0
0.666666666666667371January | Resource 1 | Sublap 1 | 16:00 | 3 | 71 | January | 10000 | 0 | 0 | 0 | 0 | 0 | 0 | 0 | 0 | 0 | 0 | 0 | 0 | 0 | 0 | 0 | 0 | 0 | 0 | 0 | 0 | 0 | 0 | 0 | 0 | 0 | 0 | 0 | 0 | 0 | 0 | 0 | 0 | 0 | 0 | 0 | 0 | 0 | 0 | 0 | 0 | 0 | 0 | 0 | 0 | 0 | 0 | 0 | 0
0.666666666666667371February | Resource 1 | Sublap 1 | 16:00 | 3 | 71 | February | 11000 | 0 | 0 | 0 | 0 | 0 | 0 | 0 | 0 | 0 | 0 | 0 | 0 | 0 | 0 | 0 | 0 | 0 | 0 | 0 | 0 | 0 | 0 | 0 | 0 | 0 | 0 | 0 | 0 | 0 | 0 | 0 | 0 | 0 | 0 | 0 | 0 | 0 | 0 | 0 | 0 | 0 | 0 | 0 | 0 | 0 | 0 | 0 | 0
0.666666666666667371March | Resource 1 | Sublap 1 | 16:00 | 3 | 71 | March | 12000 | 0 | 0 | 0 | 0 | 0 | 0 | 0 | 0 | 0 | 0 | 0 | 0 | 0 | 0 | 0 | 0 | 0 | 0 | 0 | 0 | 0 | 0 | 0 | 0 | 0 | 0 | 0 | 0 | 0 | 0 | 0 | 0 | 0 | 0 | 0 | 0 | 0 | 0 | 0 | 0 | 0 | 0 | 0 | 0 | 0 | 0 | 0 | 0
0.666666666666667371April | Resource 1 | Sublap 1 | 16:00 | 3 | 71 | April | 13000 | 0 | 0 | 0 | 0 | 0 | 0 | 0 | 0 | 0 | 0 | 0 | 0 | 0 | 0 | 0 | 0 | 0 | 0 | 0 | 0 | 0 | 0 | 0 | 0 | 0 | 0 | 0 | 0 | 0 | 0 | 0 | 0 | 0 | 0 | 0 | 0 | 0 | 0 | 0 | 0 | 0 | 0 | 0 | 0 | 0 | 0 | 0 | 0
0.666666666666667371May | Resource 1 | Sublap 1 | 16:00 | 3 | 71 | May | 14000 | 0 | 0 | 0 | 0 | 0 | 0 | 0 | 0 | 0 | 0 | 0 | 0 | 0 | 0 | 0 | 0 | 0 | 0 | 0 | 0 | 0 | 0 | 0 | 0 | 0 | 0 | 0 | 0 | 0 | 0 | 0 | 0 | 0 | 0 | 0 | 0 | 0 | 0 | 0 | 0 | 0 | 0 | 0 | 0 | 0 | 0 | 0 | 0
0.666666666666667371June | Resource 1 | Sublap 1 | 16:00 | 3 | 71 | June | 15000 | 0 | 0 | 0 | 0 | 0 | 0 | 0 | 0 | 0 | 0 | 0 | 0 | 0 | 0 | 0 | 0 | 0 | 0 | 0 | 0 | 0 | 0 | 0 | 0 | 0 | 0 | 0 | 0 | 0 | 0 | 0 | 0 | 0 | 0 | 0 | 0 | 0 | 0 | 0 | 0 | 0 | 0 | 0 | 0 | 0 | 0 | 0 | 0
0.666666666666667371July | Resource 1 | Sublap 1 | 16:00 | 3 | 71 | July | 16000 | 0 | 0 | 0 | 0 | 0 | 0 | 0 | 0 | 0 | 0 | 0 | 0 | 0 | 0 | 0 | 0 | 0 | 0 | 0 | 0 | 0 | 0 | 0 | 0 | 0 | 0 | 0 | 0 | 0 | 0 | 0 | 0 | 0 | 0 | 0 | 0 | 0 | 0 | 0 | 0 | 0 | 0 | 0 | 0 | 0 | 0 | 0 | 0
0.666666666666667371August | Resource 1 | Sublap 1 | 16:00 | 3 | 71 | August | 17000 | 0 | 0 | 0 | 0 | 0 | 0 | 0 | 0 | 0 | 0 | 0 | 0 | 0 | 0 | 0 | 0 | 0 | 0 | 0 | 0 | 0 | 0 | 0 | 0 | 0 | 0 | 0 | 0 | 0 | 0 | 0 | 0 | 0 | 0 | 0 | 0 | 0 | 0 | 0 | 0 | 0 | 0 | 0 | 0 | 0 | 0 | 0 | 0
0.666666666666667371September | Resource 1 | Sublap 1 | 16:00 | 3 | 71 | September | 18000 | 0 | 0 | 0 | 0 | 0 | 0 | 0 | 0 | 0 | 0 | 0 | 0 | 0 | 0 | 0 | 0 | 0 | 0 | 0 | 0 | 0 | 0 | 0 | 0 | 0 | 0 | 0 | 0 | 0 | 0 | 0 | 0 | 0 | 0 | 0 | 0 | 0 | 0 | 0 | 0 | 0 | 0 | 0 | 0 | 0 | 0 | 0 | 0
0.666666666666667371October | Resource 1 | Sublap 1 | 16:00 | 3 | 71 | October | 19000 | 0 | 0 | 0 | 0 | 0 | 0 | 0 | 0 | 0 | 0 | 0 | 0 | 0 | 0 | 0 | 0 | 0 | 0 | 0 | 0 | 0 | 0 | 0 | 0 | 0 | 0 | 0 | 0 | 0 | 0 | 0 | 0 | 0 | 0 | 0 | 0 | 0 | 0 | 0 | 0 | 0 | 0 | 0 | 0 | 0 | 0 | 0 | 0
0.666666666666667371November | Resource 1 | Sublap 1 | 16:00 | 3 | 71 | November | 20000 | 0 | 0 | 0 | 0 | 0 | 0 | 0 | 0 | 0 | 0 | 0 | 0 | 0 | 0 | 0 | 0 | 0 | 0 | 0 | 0 | 0 | 0 | 0 | 0 | 0 | 0 | 0 | 0 | 0 | 0 | 0 | 0 | 0 | 0 | 0 | 0 | 0 | 0 | 0 | 0 | 0 | 0 | 0 | 0 | 0 | 0 | 0 | 0
0.666666666666667371December | Resource 1 | Sublap 1 | 16:00 | 3 | 71 | December | 21000 | 0 | 0 | 0 | 0 | 0 | 0 | 0 | 0 | 0 | 0 | 0 | 0 | 0 | 0 | 0 | 0 | 0 | 0 | 0 | 0 | 0 | 0 | 0 | 0 | 0 | 0 | 0 | 0 | 0 | 0 | 0 | 0 | 0 | 0 | 0 | 0 | 0 | 0 | 0 | 0 | 0 | 0 | 0 | 0 | 0 | 0 | 0 | 0
0.666666666666667372January | Resource 1 | Sublap 1 | 16:00 | 3 | 72 | January | 10000 | 0 | 0 | 0 | 0 | 0 | 0 | 0 | 0 | 0 | 0 | 0 | 0 | 0 | 0 | 0 | 0 | 0 | 0 | 0 | 0 | 0 | 0 | 0 | 0 | 0 | 0 | 0 | 0 | 0 | 0 | 0 | 0 | 0 | 0 | 0 | 0 | 0 | 0 | 0 | 0 | 0 | 0 | 0 | 0 | 0 | 0 | 0 | 0
0.666666666666667372February | Resource 1 | Sublap 1 | 16:00 | 3 | 72 | February | 11000 | 0 | 0 | 0 | 0 | 0 | 0 | 0 | 0 | 0 | 0 | 0 | 0 | 0 | 0 | 0 | 0 | 0 | 0 | 0 | 0 | 0 | 0 | 0 | 0 | 0 | 0 | 0 | 0 | 0 | 0 | 0 | 0 | 0 | 0 | 0 | 0 | 0 | 0 | 0 | 0 | 0 | 0 | 0 | 0 | 0 | 0 | 0 | 0
0.666666666666667372March | Resource 1 | Sublap 1 | 16:00 | 3 | 72 | March | 12000 | 0 | 0 | 0 | 0 | 0 | 0 | 0 | 0 | 0 | 0 | 0 | 0 | 0 | 0 | 0 | 0 | 0 | 0 | 0 | 0 | 0 | 0 | 0 | 0 | 0 | 0 | 0 | 0 | 0 | 0 | 0 | 0 | 0 | 0 | 0 | 0 | 0 | 0 | 0 | 0 | 0 | 0 | 0 | 0 | 0 | 0 | 0 | 0
0.666666666666667372April | Resource 1 | Sublap 1 | 16:00 | 3 | 72 | April | 13000 | 0 | 0 | 0 | 0 | 0 | 0 | 0 | 0 | 0 | 0 | 0 | 0 | 0 | 0 | 0 | 0 | 0 | 0 | 0 | 0 | 0 | 0 | 0 | 0 | 0 | 0 | 0 | 0 | 0 | 0 | 0 | 0 | 0 | 0 | 0 | 0 | 0 | 0 | 0 | 0 | 0 | 0 | 0 | 0 | 0 | 0 | 0 | 0
0.666666666666667372May | Resource 1 | Sublap 1 | 16:00 | 3 | 72 | May | 14000 | 0 | 0 | 0 | 0 | 0 | 0 | 0 | 0 | 0 | 0 | 0 | 0 | 0 | 0 | 0 | 0 | 0 | 0 | 0 | 0 | 0 | 0 | 0 | 0 | 0 | 0 | 0 | 0 | 0 | 0 | 0 | 0 | 0 | 0 | 0 | 0 | 0 | 0 | 0 | 0 | 0 | 0 | 0 | 0 | 0 | 0 | 0 | 0
0.666666666666667372June | Resource 1 | Sublap 1 | 16:00 | 3 | 72 | June | 15000 | 0 | 0 | 0 | 0 | 0 | 0 | 0 | 0 | 0 | 0 | 0 | 0 | 0 | 0 | 0 | 0 | 0 | 0 | 0 | 0 | 0 | 0 | 0 | 0 | 0 | 0 | 0 | 0 | 0 | 0 | 0 | 0 | 0 | 0 | 0 | 0 | 0 | 0 | 0 | 0 | 0 | 0 | 0 | 0 | 0 | 0 | 0 | 0
0.666666666666667372July | Resource 1 | Sublap 1 | 16:00 | 3 | 72 | July | 16000 | 0 | 0 | 0 | 0 | 0 | 0 | 0 | 0 | 0 | 0 | 0 | 0 | 0 | 0 | 0 | 0 | 0 | 0 | 0 | 0 | 0 | 0 | 0 | 0 | 0 | 0 | 0 | 0 | 0 | 0 | 0 | 0 | 0 | 0 | 0 | 0 | 0 | 0 | 0 | 0 | 0 | 0 | 0 | 0 | 0 | 0 | 0 | 0
0.666666666666667372August | Resource 1 | Sublap 1 | 16:00 | 3 | 72 | August | 17000 | 0 | 0 | 0 | 0 | 0 | 0 | 0 | 0 | 0 | 0 | 0 | 0 | 0 | 0 | 0 | 0 | 0 | 0 | 0 | 0 | 0 | 0 | 0 | 0 | 0 | 0 | 0 | 0 | 0 | 0 | 0 | 0 | 0 | 0 | 0 | 0 | 0 | 0 | 0 | 0 | 0 | 0 | 0 | 0 | 0 | 0 | 0 | 0
0.666666666666667372September | Resource 1 | Sublap 1 | 16:00 | 3 | 72 | September | 18000 | 0 | 0 | 0 | 0 | 0 | 0 | 0 | 0 | 0 | 0 | 0 | 0 | 0 | 0 | 0 | 0 | 0 | 0 | 0 | 0 | 0 | 0 | 0 | 0 | 0 | 0 | 0 | 0 | 0 | 0 | 0 | 0 | 0 | 0 | 0 | 0 | 0 | 0 | 0 | 0 | 0 | 0 | 0 | 0 | 0 | 0 | 0 | 0
0.666666666666667372October | Resource 1 | Sublap 1 | 16:00 | 3 | 72 | October | 19000 | 0 | 0 | 0 | 0 | 0 | 0 | 0 | 0 | 0 | 0 | 0 | 0 | 0 | 0 | 0 | 0 | 0 | 0 | 0 | 0 | 0 | 0 | 0 | 0 | 0 | 0 | 0 | 0 | 0 | 0 | 0 | 0 | 0 | 0 | 0 | 0 | 0 | 0 | 0 | 0 | 0 | 0 | 0 | 0 | 0 | 0 | 0 | 0
0.666666666666667372November | Resource 1 | Sublap 1 | 16:00 | 3 | 72 | November | 20000 | 0 | 0 | 0 | 0 | 0 | 0 | 0 | 0 | 0 | 0 | 0 | 0 | 0 | 0 | 0 | 0 | 0 | 0 | 0 | 0 | 0 | 0 | 0 | 0 | 0 | 0 | 0 | 0 | 0 | 0 | 0 | 0 | 0 | 0 | 0 | 0 | 0 | 0 | 0 | 0 | 0 | 0 | 0 | 0 | 0 | 0 | 0 | 0
0.666666666666667372December | Resource 1 | Sublap 1 | 16:00 | 3 | 72 | December | 21000 | 0 | 0 | 0 | 0 | 0 | 0 | 0 | 0 | 0 | 0 | 0 | 0 | 0 | 0 | 0 | 0 | 0 | 0 | 0 | 0 | 0 | 0 | 0 | 0 | 0 | 0 | 0 | 0 | 0 | 0 | 0 | 0 | 0 | 0 | 0 | 0 | 0 | 0 | 0 | 0 | 0 | 0 | 0 | 0 | 0 | 0 | 0 | 0
0.666666666666667373January | Resource 1 | Sublap 1 | 16:00 | 3 | 73 | January | 10000 | 0 | 0 | 0 | 0 | 0 | 0 | 0 | 0 | 0 | 0 | 0 | 0 | 0 | 0 | 0 | 0 | 0 | 0 | 0 | 0 | 0 | 0 | 0 | 0 | 0 | 0 | 0 | 0 | 0 | 0 | 0 | 0 | 0 | 0 | 0 | 0 | 0 | 0 | 0 | 0 | 0 | 0 | 0 | 0 | 0 | 0 | 0 | 0
0.666666666666667373February | Resource 1 | Sublap 1 | 16:00 | 3 | 73 | February | 11000 | 0 | 0 | 0 | 0 | 0 | 0 | 0 | 0 | 0 | 0 | 0 | 0 | 0 | 0 | 0 | 0 | 0 | 0 | 0 | 0 | 0 | 0 | 0 | 0 | 0 | 0 | 0 | 0 | 0 | 0 | 0 | 0 | 0 | 0 | 0 | 0 | 0 | 0 | 0 | 0 | 0 | 0 | 0 | 0 | 0 | 0 | 0 | 0
0.666666666666667373March | Resource 1 | Sublap 1 | 16:00 | 3 | 73 | March | 12000 | 0 | 0 | 0 | 0 | 0 | 0 | 0 | 0 | 0 | 0 | 0 | 0 | 0 | 0 | 0 | 0 | 0 | 0 | 0 | 0 | 0 | 0 | 0 | 0 | 0 | 0 | 0 | 0 | 0 | 0 | 0 | 0 | 0 | 0 | 0 | 0 | 0 | 0 | 0 | 0 | 0 | 0 | 0 | 0 | 0 | 0 | 0 | 0
0.666666666666667373April | Resource 1 | Sublap 1 | 16:00 | 3 | 73 | April | 13000 | 0 | 0 | 0 | 0 | 0 | 0 | 0 | 0 | 0 | 0 | 0 | 0 | 0 | 0 | 0 | 0 | 0 | 0 | 0 | 0 | 0 | 0 | 0 | 0 | 0 | 0 | 0 | 0 | 0 | 0 | 0 | 0 | 0 | 0 | 0 | 0 | 0 | 0 | 0 | 0 | 0 | 0 | 0 | 0 | 0 | 0 | 0 | 0
0.666666666666667373May | Resource 1 | Sublap 1 | 16:00 | 3 | 73 | May | 14000 | 0 | 0 | 0 | 0 | 0 | 0 | 0 | 0 | 0 | 0 | 0 | 0 | 0 | 0 | 0 | 0 | 0 | 0 | 0 | 0 | 0 | 0 | 0 | 0 | 0 | 0 | 0 | 0 | 0 | 0 | 0 | 0 | 0 | 0 | 0 | 0 | 0 | 0 | 0 | 0 | 0 | 0 | 0 | 0 | 0 | 0 | 0 | 0
0.666666666666667373June | Resource 1 | Sublap 1 | 16:00 | 3 | 73 | June | 15000 | 0 | 0 | 0 | 0 | 0 | 0 | 0 | 0 | 0 | 0 | 0 | 0 | 0 | 0 | 0 | 0 | 0 | 0 | 0 | 0 | 0 | 0 | 0 | 0 | 0 | 0 | 0 | 0 | 0 | 0 | 0 | 0 | 0 | 0 | 0 | 0 | 0 | 0 | 0 | 0 | 0 | 0 | 0 | 0 | 0 | 0 | 0 | 0
0.666666666666667373July | Resource 1 | Sublap 1 | 16:00 | 3 | 73 | July | 16000 | 0 | 0 | 0 | 0 | 0 | 0 | 0 | 0 | 0 | 0 | 0 | 0 | 0 | 0 | 0 | 0 | 0 | 0 | 0 | 0 | 0 | 0 | 0 | 0 | 0 | 0 | 0 | 0 | 0 | 0 | 0 | 0 | 0 | 0 | 0 | 0 | 0 | 0 | 0 | 0 | 0 | 0 | 0 | 0 | 0 | 0 | 0 | 0
0.666666666666667373August | Resource 1 | Sublap 1 | 16:00 | 3 | 73 | August | 17000 | 0 | 0 | 0 | 0 | 0 | 0 | 0 | 0 | 0 | 0 | 0 | 0 | 0 | 0 | 0 | 0 | 0 | 0 | 0 | 0 | 0 | 0 | 0 | 0 | 0 | 0 | 0 | 0 | 0 | 0 | 0 | 0 | 0 | 0 | 0 | 0 | 0 | 0 | 0 | 0 | 0 | 0 | 0 | 0 | 0 | 0 | 0 | 0
0.666666666666667373September | Resource 1 | Sublap 1 | 16:00 | 3 | 73 | September | 18000 | 0 | 0 | 0 | 0 | 0 | 0 | 0 | 0 | 0 | 0 | 0 | 0 | 0 | 0 | 0 | 0 | 0 | 0 | 0 | 0 | 0 | 0 | 0 | 0 | 0 | 0 | 0 | 0 | 0 | 0 | 0 | 0 | 0 | 0 | 0 | 0 | 0 | 0 | 0 | 0 | 0 | 0 | 0 | 0 | 0 | 0 | 0 | 0
0.666666666666667373October | Resource 1 | Sublap 1 | 16:00 | 3 | 73 | October | 19000 | 0 | 0 | 0 | 0 | 0 | 0 | 0 | 0 | 0 | 0 | 0 | 0 | 0 | 0 | 0 | 0 | 0 | 0 | 0 | 0 | 0 | 0 | 0 | 0 | 0 | 0 | 0 | 0 | 0 | 0 | 0 | 0 | 0 | 0 | 0 | 0 | 0 | 0 | 0 | 0 | 0 | 0 | 0 | 0 | 0 | 0 | 0 | 0
0.666666666666667373November | Resource 1 | Sublap 1 | 16:00 | 3 | 73 | November | 20000 | 0 | 0 | 0 | 0 | 0 | 0 | 0 | 0 | 0 | 0 | 0 | 0 | 0 | 0 | 0 | 0 | 0 | 0 | 0 | 0 | 0 | 0 | 0 | 0 | 0 | 0 | 0 | 0 | 0 | 0 | 0 | 0 | 0 | 0 | 0 | 0 | 0 | 0 | 0 | 0 | 0 | 0 | 0 | 0 | 0 | 0 | 0 | 0
0.666666666666667373December | Resource 1 | Sublap 1 | 16:00 | 3 | 73 | December | 21000 | 0 | 0 | 0 | 0 | 0 | 0 | 0 | 0 | 0 | 0 | 0 | 0 | 0 | 0 | 0 | 0 | 0 | 0 | 0 | 0 | 0 | 0 | 0 | 0 | 0 | 0 | 0 | 0 | 0 | 0 | 0 | 0 | 0 | 0 | 0 | 0 | 0 | 0 | 0 | 0 | 0 | 0 | 0 | 0 | 0 | 0 | 0 | 0
0.666666666666667374January | Resource 1 | Sublap 1 | 16:00 | 3 | 74 | January | 10000 | 0 | 0 | 0 | 0 | 0 | 0 | 0 | 0 | 0 | 0 | 0 | 0 | 0 | 0 | 0 | 0 | 0.30557 | 0.2555 | 0.18377 | -0.15013 | -0.0032893 | 0 | 0 | 0 | 0 | 0 | 0 | 0 | 0 | 0 | 0 | 0 | 0 | 0 | 0 | 0 | 0 | 0 | 0 | 0 | 3.0557 | 2.555 | 1.8377 | -1.5013 | -0.032893 | 0 | 0 | 0
0.666666666666667374February | Resource 1 | Sublap 1 | 16:00 | 3 | 74 | February | 11000 | 0 | 0 | 0 | 0 | 0 | 0 | 0 | 0 | 0 | 0 | 0 | 0 | 0 | 0 | 0 | 0 | 0.30557 | 0.2555 | 0.18377 | -0.15013 | -0.0032893 | 0 | 0 | 0 | 0 | 0 | 0 | 0 | 0 | 0 | 0 | 0 | 0 | 0 | 0 | 0 | 0 | 0 | 0 | 0 | 3.3613 | 2.8105 | 2.0215 | -1.6514 | -0.036183 | 0 | 0 | 0
0.666666666666667374March | Resource 1 | Sublap 1 | 16:00 | 3 | 74 | March | 12000 | 0 | 0 | 0 | 0 | 0 | 0 | 0 | 0 | 0 | 0 | 0 | 0 | 0 | 0 | 0 | 0 | 0.30557 | 0.2555 | 0.18377 | -0.15013 | -0.0032893 | 0 | 0 | 0 | 0 | 0 | 0 | 0 | 0 | 0 | 0 | 0 | 0 | 0 | 0 | 0 | 0 | 0 | 0 | 0 | 3.6669 | 3.066 | 2.2052 | -1.8016 | -0.039472 | 0 | 0 | 0
0.666666666666667374April | Resource 1 | Sublap 1 | 16:00 | 3 | 74 | April | 13000 | 0 | 0 | 0 | 0 | 0 | 0 | 0 | 0 | 0 | 0 | 0 | 0 | 0 | 0 | 0 | 0 | 0.30557 | 0.2555 | 0.18377 | -0.15013 | -0.0032893 | 0 | 0 | 0 | 0 | 0 | 0 | 0 | 0 | 0 | 0 | 0 | 0 | 0 | 0 | 0 | 0 | 0 | 0 | 0 | 3.9724 | 3.3215 | 2.389 | -1.9517 | -0.042761 | 0 | 0 | 0
0.666666666666667374May | Resource 1 | Sublap 1 | 16:00 | 3 | 74 | May | 14000 | 0 | 0 | 0 | 0 | 0 | 0 | 0 | 0 | 0 | 0 | 0 | 0 | 0 | 0 | 0 | 0 | 0.30557 | 0.2555 | 0.18377 | -0.15013 | -0.0032893 | 0 | 0 | 0 | 0 | 0 | 0 | 0 | 0 | 0 | 0 | 0 | 0 | 0 | 0 | 0 | 0 | 0 | 0 | 0 | 4.278 | 3.577 | 2.5728 | -2.1018 | -0.046051 | 0 | 0 | 0
0.666666666666667374June | Resource 1 | Sublap 1 | 16:00 | 3 | 74 | June | 15000 | 0 | 0 | 0 | 0 | 0 | 0 | 0 | 0 | 0 | 0 | 0 | 0 | 0 | 0 | 0 | 0 | 0.30557 | 0.2555 | 0.18377 | -0.15013 | -0.0032893 | 0 | 0 | 0 | 0 | 0 | 0 | 0 | 0 | 0 | 0 | 0 | 0 | 0 | 0 | 0 | 0 | 0 | 0 | 0 | 4.5836 | 3.8326 | 2.7566 | -2.252 | -0.04934 | 0 | 0 | 0
0.666666666666667374July | Resource 1 | Sublap 1 | 16:00 | 3 | 74 | July | 16000 | 0 | 0 | 0 | 0 | 0 | 0 | 0 | 0 | 0 | 0 | 0 | 0 | 0 | 0 | 0 | 0 | 0.30557 | 0.2555 | 0.18377 | -0.15013 | -0.0032893 | 0 | 0 | 0 | 0 | 0 | 0 | 0 | 0 | 0 | 0 | 0 | 0 | 0 | 0 | 0 | 0 | 0 | 0 | 0 | 4.8892 | 4.0881 | 2.9403 | -2.4021 | -0.052629 | 0 | 0 | 0
0.666666666666667374August | Resource 1 | Sublap 1 | 16:00 | 3 | 74 | August | 17000 | 0 | 0 | 0 | 0 | 0 | 0 | 0 | 0 | 0 | 0 | 0 | 0 | 0 | 0 | 0 | 0 | 0.30557 | 0.2555 | 0.18377 | -0.15013 | -0.0032893 | 0 | 0 | 0 | 0 | 0 | 0 | 0 | 0 | 0 | 0 | 0 | 0 | 0 | 0 | 0 | 0 | 0 | 0 | 0 | 5.1947 | 4.3436 | 3.1241 | -2.5522 | -0.055919 | 0 | 0 | 0
0.666666666666667374September | Resource 1 | Sublap 1 | 16:00 | 3 | 74 | September | 18000 | 0 | 0 | 0 | 0 | 0 | 0 | 0 | 0 | 0 | 0 | 0 | 0 | 0 | 0 | 0 | 0 | 0.30557 | 0.2555 | 0.18377 | -0.15013 | -0.0032893 | 0 | 0 | 0 | 0 | 0 | 0 | 0 | 0 | 0 | 0 | 0 | 0 | 0 | 0 | 0 | 0 | 0 | 0 | 0 | 5.5003 | 4.5991 | 3.3079 | -2.7024 | -0.059208 | 0 | 0 | 0
0.666666666666667374October | Resource 1 | Sublap 1 | 16:00 | 3 | 74 | October | 19000 | 0 | 0 | 0 | 0 | 0 | 0 | 0 | 0 | 0 | 0 | 0 | 0 | 0 | 0 | 0 | 0 | 0.30557 | 0.2555 | 0.18377 | -0.15013 | -0.0032893 | 0 | 0 | 0 | 0 | 0 | 0 | 0 | 0 | 0 | 0 | 0 | 0 | 0 | 0 | 0 | 0 | 0 | 0 | 0 | 5.8059 | 4.8546 | 3.4916 | -2.8525 | -0.062497 | 0 | 0 | 0
0.666666666666667374November | Resource 1 | Sublap 1 | 16:00 | 3 | 74 | November | 20000 | 0 | 0 | 0 | 0 | 0 | 0 | 0 | 0 | 0 | 0 | 0 | 0 | 0 | 0 | 0 | 0 | 0.30557 | 0.2555 | 0.18377 | -0.15013 | -0.0032893 | 0 | 0 | 0 | 0 | 0 | 0 | 0 | 0 | 0 | 0 | 0 | 0 | 0 | 0 | 0 | 0 | 0 | 0 | 0 | 6.1115 | 5.1101 | 3.6754 | -3.0026 | -0.065786 | 0 | 0 | 0
0.666666666666667374December | Resource 1 | Sublap 1 | 16:00 | 3 | 74 | December | 21000 | 0 | 0 | 0 | 0 | 0 | 0 | 0 | 0 | 0 | 0 | 0 | 0 | 0 | 0 | 0 | 0 | 0.30557 | 0.2555 | 0.18377 | -0.15013 | -0.0032893 | 0 | 0 | 0 | 0 | 0 | 0 | 0 | 0 | 0 | 0 | 0 | 0 | 0 | 0 | 0 | 0 | 0 | 0 | 0 | 6.417 | 5.3656 | 3.8592 | -3.1528 | -0.069076 | 0 | 0 | 0
0.666666666666667375January | Resource 1 | Sublap 1 | 16:00 | 3 | 75 | January | 10000 | 0 | 0 | 0 | 0 | 0 | 0 | 0 | 0 | 0 | 0 | 0 | 0 | 0 | 0 | 0 | 0 | 0.17239 | 0.14415 | 0.10368 | -0.084699 | -0.0018557 | 0 | 0 | 0 | 0 | 0 | 0 | 0 | 0 | 0 | 0 | 0 | 0 | 0 | 0 | 0 | 0 | 0 | 0 | 0 | 1.7239 | 1.4415 | 1.0368 | -0.84699 | -0.018557 | 0 | 0 | 0
0.666666666666667375February | Resource 1 | Sublap 1 | 16:00 | 3 | 75 | February | 11000 | 0 | 0 | 0 | 0 | 0 | 0 | 0 | 0 | 0 | 0 | 0 | 0 | 0 | 0 | 0 | 0 | 0.17239 | 0.14415 | 0.10368 | -0.084699 | -0.0018557 | 0 | 0 | 0 | 0 | 0 | 0 | 0 | 0 | 0 | 0 | 0 | 0 | 0 | 0 | 0 | 0 | 0 | 0 | 0 | 1.8963 | 1.5856 | 1.1405 | -0.93169 | -0.020413 | 0 | 0 | 0
0.666666666666667375March | Resource 1 | Sublap 1 | 16:00 | 3 | 75 | March | 12000 | 0 | 0 | 0 | 0 | 0 | 0 | 0 | 0 | 0 | 0 | 0 | 0 | 0 | 0 | 0 | 0 | 0.17239 | 0.14415 | 0.10368 | -0.084699 | -0.0018557 | 0 | 0 | 0 | 0 | 0 | 0 | 0 | 0 | 0 | 0 | 0 | 0 | 0 | 0 | 0 | 0 | 0 | 0 | 0 | 2.0687 | 1.7298 | 1.2441 | -1.0164 | -0.022269 | 0 | 0 | 0
0.666666666666667375April | Resource 1 | Sublap 1 | 16:00 | 3 | 75 | April | 13000 | 0 | 0 | 0 | 0 | 0 | 0 | 0 | 0 | 0 | 0 | 0 | 0 | 0 | 0 | 0 | 0 | 0.17239 | 0.14415 | 0.10368 | -0.084699 | -0.0018557 | 0 | 0 | 0 | 0 | 0 | 0 | 0 | 0 | 0 | 0 | 0 | 0 | 0 | 0 | 0 | 0 | 0 | 0 | 0 | 2.2411 | 1.8739 | 1.3478 | -1.1011 | -0.024125 | 0 | 0 | 0
0.666666666666667375May | Resource 1 | Sublap 1 | 16:00 | 3 | 75 | May | 14000 | 0 | 0 | 0 | 0 | 0 | 0 | 0 | 0 | 0 | 0 | 0 | 0 | 0 | 0 | 0 | 0 | 0.17239 | 0.14415 | 0.10368 | -0.084699 | -0.0018557 | 0 | 0 | 0 | 0 | 0 | 0 | 0 | 0 | 0 | 0 | 0 | 0 | 0 | 0 | 0 | 0 | 0 | 0 | 0 | 2.4135 | 2.0181 | 1.4515 | -1.1858 | -0.02598 | 0 | 0 | 0
0.666666666666667375June | Resource 1 | Sublap 1 | 16:00 | 3 | 75 | June | 15000 | 0 | 0 | 0 | 0 | 0 | 0 | 0 | 0 | 0 | 0 | 0 | 0 | 0 | 0 | 0 | 0 | 0.17239 | 0.14415 | 0.10368 | -0.084699 | -0.0018557 | 0 | 0 | 0 | 0 | 0 | 0 | 0 | 0 | 0 | 0 | 0 | 0 | 0 | 0 | 0 | 0 | 0 | 0 | 0 | 2.5859 | 2.1622 | 1.5552 | -1.2705 | -0.027836 | 0 | 0 | 0
0.666666666666667375July | Resource 1 | Sublap 1 | 16:00 | 3 | 75 | July | 16000 | 0 | 0 | 0 | 0 | 0 | 0 | 0 | 0 | 0 | 0 | 0 | 0 | 0 | 0 | 0 | 0 | 0.17239 | 0.14415 | 0.10368 | -0.084699 | -0.0018557 | 0 | 0 | 0 | 0 | 0 | 0 | 0 | 0 | 0 | 0 | 0 | 0 | 0 | 0 | 0 | 0 | 0 | 0 | 0 | 2.7583 | 2.3064 | 1.6588 | -1.3552 | -0.029692 | 0 | 0 | 0
0.666666666666667375August | Resource 1 | Sublap 1 | 16:00 | 3 | 75 | August | 17000 | 0 | 0 | 0 | 0 | 0 | 0 | 0 | 0 | 0 | 0 | 0 | 0 | 0 | 0 | 0 | 0 | 0.17239 | 0.14415 | 0.10368 | -0.084699 | -0.0018557 | 0 | 0 | 0 | 0 | 0 | 0 | 0 | 0 | 0 | 0 | 0 | 0 | 0 | 0 | 0 | 0 | 0 | 0 | 0 | 2.9307 | 2.4505 | 1.7625 | -1.4399 | -0.031547 | 0 | 0 | 0
0.666666666666667375September | Resource 1 | Sublap 1 | 16:00 | 3 | 75 | September | 18000 | 0 | 0 | 0 | 0 | 0 | 0 | 0 | 0 | 0 | 0 | 0 | 0 | 0 | 0 | 0 | 0 | 0.17239 | 0.14415 | 0.10368 | -0.084699 | -0.0018557 | 0 | 0 | 0 | 0 | 0 | 0 | 0 | 0 | 0 | 0 | 0 | 0 | 0 | 0 | 0 | 0 | 0 | 0 | 0 | 3.1031 | 2.5946 | 1.8662 | -1.5246 | -0.033403 | 0 | 0 | 0
0.666666666666667375October | Resource 1 | Sublap 1 | 16:00 | 3 | 75 | October | 19000 | 0 | 0 | 0 | 0 | 0 | 0 | 0 | 0 | 0 | 0 | 0 | 0 | 0 | 0 | 0 | 0 | 0.17239 | 0.14415 | 0.10368 | -0.084699 | -0.0018557 | 0 | 0 | 0 | 0 | 0 | 0 | 0 | 0 | 0 | 0 | 0 | 0 | 0 | 0 | 0 | 0 | 0 | 0 | 0 | 3.2755 | 2.7388 | 1.9699 | -1.6093 | -0.035259 | 0 | 0 | 0
0.666666666666667375November | Resource 1 | Sublap 1 | 16:00 | 3 | 75 | November | 20000 | 0 | 0 | 0 | 0 | 0 | 0 | 0 | 0 | 0 | 0 | 0 | 0 | 0 | 0 | 0 | 0 | 0.17239 | 0.14415 | 0.10368 | -0.084699 | -0.0018557 | 0 | 0 | 0 | 0 | 0 | 0 | 0 | 0 | 0 | 0 | 0 | 0 | 0 | 0 | 0 | 0 | 0 | 0 | 0 | 3.4479 | 2.8829 | 2.0735 | -1.694 | -0.037115 | 0 | 0 | 0
0.666666666666667375December | Resource 1 | Sublap 1 | 16:00 | 3 | 75 | December | 21000 | 0 | 0 | 0 | 0 | 0 | 0 | 0 | 0 | 0 | 0 | 0 | 0 | 0 | 0 | 0 | 0 | 0.17239 | 0.14415 | 0.10368 | -0.084699 | -0.0018557 | 0 | 0 | 0 | 0 | 0 | 0 | 0 | 0 | 0 | 0 | 0 | 0 | 0 | 0 | 0 | 0 | 0 | 0 | 0 | 3.6203 | 3.0271 | 2.1772 | -1.7787 | -0.03897 | 0 | 0 | 0
0.666666666666667376January | Resource 1 | Sublap 1 | 16:00 | 3 | 76 | January | 10000 | 0 | 0 | 0 | 0 | 0 | 0 | 0 | 0 | 0 | 0 | 0 | 0 | 0 | 0 | 0 | 0 | 0.57137 | 0.47775 | 0.34362 | -0.28072 | -0.0061505 | 0 | 0 | 0 | 0 | 0 | 0 | 0 | 0 | 0 | 0 | 0 | 0 | 0 | 0 | 0 | 0 | 0 | 0 | 0 | 5.7137 | 4.7775 | 3.4362 | -2.8072 | -0.061504 | 0 | 0 | 0
0.666666666666667376February | Resource 1 | Sublap 1 | 16:00 | 3 | 76 | February | 11000 | 0 | 0 | 0 | 0 | 0 | 0 | 0 | 0 | 0 | 0 | 0 | 0 | 0 | 0 | 0 | 0 | 0.57137 | 0.47775 | 0.34362 | -0.28072 | -0.0061505 | 0 | 0 | 0 | 0 | 0 | 0 | 0 | 0 | 0 | 0 | 0 | 0 | 0 | 0 | 0 | 0 | 0 | 0 | 0 | 6.285 | 5.2552 | 3.7798 | -3.0879 | -0.067655 | 0 | 0 | 0
0.666666666666667376March | Resource 1 | Sublap 1 | 16:00 | 3 | 76 | March | 12000 | 0 | 0 | 0 | 0 | 0 | 0 | 0 | 0 | 0 | 0 | 0 | 0 | 0 | 0 | 0 | 0 | 0.57137 | 0.47775 | 0.34362 | -0.28072 | -0.0061505 | 0 | 0 | 0 | 0 | 0 | 0 | 0 | 0 | 0 | 0 | 0 | 0 | 0 | 0 | 0 | 0 | 0 | 0 | 0 | 6.8564 | 5.733 | 4.1234 | -3.3686 | -0.073805 | 0 | 0 | 0
0.666666666666667376April | Resource 1 | Sublap 1 | 16:00 | 3 | 76 | April | 13000 | 0 | 0 | 0 | 0 | 0 | 0 | 0 | 0 | 0 | 0 | 0 | 0 | 0 | 0 | 0 | 0 | 0.57137 | 0.47775 | 0.34362 | -0.28072 | -0.0061505 | 0 | 0 | 0 | 0 | 0 | 0 | 0 | 0 | 0 | 0 | 0 | 0 | 0 | 0 | 0 | 0 | 0 | 0 | 0 | 7.4278 | 6.2107 | 4.467 | -3.6493 | -0.079956 | 0 | 0 | 0
0.666666666666667376May | Resource 1 | Sublap 1 | 16:00 | 3 | 76 | May | 14000 | 0 | 0 | 0 | 0 | 0 | 0 | 0 | 0 | 0 | 0 | 0 | 0 | 0 | 0 | 0 | 0 | 0.57137 | 0.47775 | 0.34362 | -0.28072 | -0.0061505 | 0 | 0 | 0 | 0 | 0 | 0 | 0 | 0 | 0 | 0 | 0 | 0 | 0 | 0 | 0 | 0 | 0 | 0 | 0 | 7.9991 | 6.6884 | 4.8106 | -3.9301 | -0.086106 | 0 | 0 | 0
0.666666666666667376June | Resource 1 | Sublap 1 | 16:00 | 3 | 76 | June | 15000 | 0 | 0 | 0 | 0 | 0 | 0 | 0 | 0 | 0 | 0 | 0 | 0 | 0 | 0 | 0 | 0 | 0.57137 | 0.47775 | 0.34362 | -0.28072 | -0.0061505 | 0 | 0 | 0 | 0 | 0 | 0 | 0 | 0 | 0 | 0 | 0 | 0 | 0 | 0 | 0 | 0 | 0 | 0 | 0 | 8.5705 | 7.1662 | 5.1543 | -4.2108 | -0.092257 | 0 | 0 | 0
0.666666666666667376July | Resource 1 | Sublap 1 | 16:00 | 3 | 76 | July | 16000 | 0 | 0 | 0 | 0 | 0 | 0 | 0 | 0 | 0 | 0 | 0 | 0 | 0 | 0 | 0 | 0 | 0.57137 | 0.47775 | 0.34362 | -0.28072 | -0.0061505 | 0 | 0 | 0 | 0 | 0 | 0 | 0 | 0 | 0 | 0 | 0 | 0 | 0 | 0 | 0 | 0 | 0 | 0 | 0 | 9.1419 | 7.6439 | 5.4979 | -4.4915 | -0.098407 | 0 | 0 | 0
0.666666666666667376August | Resource 1 | Sublap 1 | 16:00 | 3 | 76 | August | 17000 | 0 | 0 | 0 | 0 | 0 | 0 | 0 | 0 | 0 | 0 | 0 | 0 | 0 | 0 | 0 | 0 | 0.57137 | 0.47775 | 0.34362 | -0.28072 | -0.0061505 | 0 | 0 | 0 | 0 | 0 | 0 | 0 | 0 | 0 | 0 | 0 | 0 | 0 | 0 | 0 | 0 | 0 | 0 | 0 | 9.7132 | 8.1217 | 5.8415 | -4.7722 | -0.10456 | 0 | 0 | 0
0.666666666666667376September | Resource 1 | Sublap 1 | 16:00 | 3 | 76 | September | 18000 | 0 | 0 | 0 | 0 | 0 | 0 | 0 | 0 | 0 | 0 | 0 | 0 | 0 | 0 | 0 | 0 | 0.57137 | 0.47775 | 0.34362 | -0.28072 | -0.0061505 | 0 | 0 | 0 | 0 | 0 | 0 | 0 | 0 | 0 | 0 | 0 | 0 | 0 | 0 | 0 | 0 | 0 | 0 | 0 | 10.2846 | 8.5994 | 6.1851 | -5.0529 | -0.11071 | 0 | 0 | 0
0.666666666666667376October | Resource 1 | Sublap 1 | 16:00 | 3 | 76 | October | 19000 | 0 | 0 | 0 | 0 | 0 | 0 | 0 | 0 | 0 | 0 | 0 | 0 | 0 | 0 | 0 | 0 | 0.57137 | 0.47775 | 0.34362 | -0.28072 | -0.0061505 | 0 | 0 | 0 | 0 | 0 | 0 | 0 | 0 | 0 | 0 | 0 | 0 | 0 | 0 | 0 | 0 | 0 | 0 | 0 | 10.856 | 9.0772 | 6.5287 | -5.3337 | -0.11686 | 0 | 0 | 0
0.666666666666667376November | Resource 1 | Sublap 1 | 16:00 | 3 | 76 | November | 20000 | 0 | 0 | 0 | 0 | 0 | 0 | 0 | 0 | 0 | 0 | 0 | 0 | 0 | 0 | 0 | 0 | 0.57137 | 0.47775 | 0.34362 | -0.28072 | -0.0061505 | 0 | 0 | 0 | 0 | 0 | 0 | 0 | 0 | 0 | 0 | 0 | 0 | 0 | 0 | 0 | 0 | 0 | 0 | 0 | 11.4273 | 9.5549 | 6.8724 | -5.6144 | -0.12301 | 0 | 0 | 0
0.666666666666667376December | Resource 1 | Sublap 1 | 16:00 | 3 | 76 | December | 21000 | 0 | 0 | 0 | 0 | 0 | 0 | 0 | 0 | 0 | 0 | 0 | 0 | 0 | 0 | 0 | 0 | 0.57137 | 0.47775 | 0.34362 | -0.28072 | -0.0061505 | 0 | 0 | 0 | 0 | 0 | 0 | 0 | 0 | 0 | 0 | 0 | 0 | 0 | 0 | 0 | 0 | 0 | 0 | 0 | 11.9987 | 10.0327 | 7.216 | -5.8951 | -0.12916 | 0 | 0 | 0
0.666666666666667377January | Resource 1 | Sublap 1 | 16:00 | 3 | 77 | January | 10000 | 0 | 0 | 0 | 0 | 0 | 0 | 0 | 0 | 0 | 0 | 0 | 0 | 0 | 0 | 0 | 0 | 0.94575 | 0.74052 | 0.53228 | -0.43531 | -0.0094961 | 0 | 0 | 0 | 0 | 0 | 0 | 0 | 0 | 0 | 0 | 0 | 0 | 0 | 0 | 0 | 0 | 0 | 0 | 0 | 9.4575 | 7.4052 | 5.3228 | -4.3531 | -0.094961 | 0 | 0 | 0
0.666666666666667377February | Resource 1 | Sublap 1 | 16:00 | 3 | 77 | February | 11000 | 0 | 0 | 0 | 0 | 0 | 0 | 0 | 0 | 0 | 0 | 0 | 0 | 0 | 0 | 0 | 0 | 0.94575 | 0.74052 | 0.53228 | -0.43531 | -0.0094961 | 0 | 0 | 0 | 0 | 0 | 0 | 0 | 0 | 0 | 0 | 0 | 0 | 0 | 0 | 0 | 0 | 0 | 0 | 0 | 10.4033 | 8.1457 | 5.8551 | -4.7884 | -0.10446 | 0 | 0 | 0
0.666666666666667377March | Resource 1 | Sublap 1 | 16:00 | 3 | 77 | March | 12000 | 0 | 0 | 0 | 0 | 0 | 0 | 0 | 0 | 0 | 0 | 0 | 0 | 0 | 0 | 0 | 0 | 0.94575 | 0.74052 | 0.53228 | -0.43531 | -0.0094961 | 0 | 0 | 0 | 0 | 0 | 0 | 0 | 0 | 0 | 0 | 0 | 0 | 0 | 0 | 0 | 0 | 0 | 0 | 0 | 11.3491 | 8.8862 | 6.3874 | -5.2237 | -0.11395 | 0 | 0 | 0
0.666666666666667377April | Resource 1 | Sublap 1 | 16:00 | 3 | 77 | April | 13000 | 0 | 0 | 0 | 0 | 0 | 0 | 0 | 0 | 0 | 0 | 0 | 0 | 0 | 0 | 0 | 0 | 0.94575 | 0.74052 | 0.53228 | -0.43531 | -0.0094961 | 0 | 0 | 0 | 0 | 0 | 0 | 0 | 0 | 0 | 0 | 0 | 0 | 0 | 0 | 0 | 0 | 0 | 0 | 0 | 12.2948 | 9.6267 | 6.9197 | -5.659 | -0.12345 | 0 | 0 | 0
0.666666666666667377May | Resource 1 | Sublap 1 | 16:00 | 3 | 77 | May | 14000 | 0 | 0 | 0 | 0 | 0 | 0 | 0 | 0 | 0 | 0 | 0 | 0 | 0 | 0 | 0 | 0 | 0.94575 | 0.74052 | 0.53228 | -0.43531 | -0.0094961 | 0 | 0 | 0 | 0 | 0 | 0 | 0 | 0 | 0 | 0 | 0 | 0 | 0 | 0 | 0 | 0 | 0 | 0 | 0 | 13.2406 | 10.3672 | 7.4519 | -6.0943 | -0.13295 | 0 | 0 | 0
0.666666666666667377June | Resource 1 | Sublap 1 | 16:00 | 3 | 77 | June | 15000 | 0 | 0 | 0 | 0 | 0 | 0 | 0 | 0 | 0 | 0 | 0 | 0 | 0 | 0 | 0 | 0 | 0.94575 | 0.74052 | 0.53228 | -0.43531 | -0.0094961 | 0 | 0 | 0 | 0 | 0 | 0 | 0 | 0 | 0 | 0 | 0 | 0 | 0 | 0 | 0 | 0 | 0 | 0 | 0 | 14.1863 | 11.1077 | 7.9842 | -6.5296 | -0.14244 | 0 | 0 | 0
0.666666666666667377July | Resource 1 | Sublap 1 | 16:00 | 3 | 77 | July | 16000 | 0 | 0 | 0 | 0 | 0 | 0 | 0 | 0 | 0 | 0 | 0 | 0 | 0 | 0 | 0 | 0 | 0.94575 | 0.74052 | 0.53228 | -0.43531 | -0.0094961 | 0 | 0 | 0 | 0 | 0 | 0 | 0 | 0 | 0 | 0 | 0 | 0 | 0 | 0 | 0 | 0 | 0 | 0 | 0 | 15.1321 | 11.8483 | 8.5165 | -6.9649 | -0.15194 | 0 | 0 | 0
0.666666666666667377August | Resource 1 | Sublap 1 | 16:00 | 3 | 77 | August | 17000 | 0 | 0 | 0 | 0 | 0 | 0 | 0 | 0 | 0 | 0 | 0 | 0 | 0 | 0 | 0 | 0 | 0.94575 | 0.74052 | 0.53228 | -0.43531 | -0.0094961 | 0 | 0 | 0 | 0 | 0 | 0 | 0 | 0 | 0 | 0 | 0 | 0 | 0 | 0 | 0 | 0 | 0 | 0 | 0 | 16.0778 | 12.5888 | 9.0488 | -7.4002 | -0.16143 | 0 | 0 | 0
0.666666666666667377September | Resource 1 | Sublap 1 | 16:00 | 3 | 77 | September | 18000 | 0 | 0 | 0 | 0 | 0 | 0 | 0 | 0 | 0 | 0 | 0 | 0 | 0 | 0 | 0 | 0 | 0.94575 | 0.74052 | 0.53228 | -0.43531 | -0.0094961 | 0 | 0 | 0 | 0 | 0 | 0 | 0 | 0 | 0 | 0 | 0 | 0 | 0 | 0 | 0 | 0 | 0 | 0 | 0 | 17.0236 | 13.3293 | 9.5811 | -7.8355 | -0.17093 | 0 | 0 | 0
0.666666666666667377October | Resource 1 | Sublap 1 | 16:00 | 3 | 77 | October | 19000 | 0 | 0 | 0 | 0 | 0 | 0 | 0 | 0 | 0 | 0 | 0 | 0 | 0 | 0 | 0 | 0 | 0.94575 | 0.74052 | 0.53228 | -0.43531 | -0.0094961 | 0 | 0 | 0 | 0 | 0 | 0 | 0 | 0 | 0 | 0 | 0 | 0 | 0 | 0 | 0 | 0 | 0 | 0 | 0 | 17.9693 | 14.0698 | 10.1133 | -8.2709 | -0.18043 | 0 | 0 | 0
0.666666666666667377November | Resource 1 | Sublap 1 | 16:00 | 3 | 77 | November | 20000 | 0 | 0 | 0 | 0 | 0 | 0 | 0 | 0 | 0 | 0 | 0 | 0 | 0 | 0 | 0 | 0 | 0.94575 | 0.74052 | 0.53228 | -0.43531 | -0.0094961 | 0 | 0 | 0 | 0 | 0 | 0 | 0 | 0 | 0 | 0 | 0 | 0 | 0 | 0 | 0 | 0 | 0 | 0 | 0 | 18.9151 | 14.8103 | 10.6456 | -8.7062 | -0.18992 | 0 | 0 | 0
0.666666666666667377December | Resource 1 | Sublap 1 | 16:00 | 3 | 77 | December | 21000 | 0 | 0 | 0 | 0 | 0 | 0 | 0 | 0 | 0 | 0 | 0 | 0 | 0 | 0 | 0 | 0 | 0.94575 | 0.74052 | 0.53228 | -0.43531 | -0.0094961 | 0 | 0 | 0 | 0 | 0 | 0 | 0 | 0 | 0 | 0 | 0 | 0 | 0 | 0 | 0 | 0 | 0 | 0 | 0 | 19.8608 | 15.5509 | 11.1779 | -9.1415 | -0.19942 | 0 | 0 | 0
0.666666666666667378January | Resource 1 | Sublap 1 | 16:00 | 3 | 78 | January | 10000 | 0 | 0 | 0 | 0 | 0 | 0 | 0 | 0 | 0 | 0 | 0 | 0 | 0 | 0 | 0 | 0 | 0.99741 | 0.76127 | 0.54717 | -0.44753 | -0.0097584 | 0 | 0 | 0 | 0 | 0 | 0 | 0 | 0 | 0 | 0 | 0 | 0 | 0 | 0 | 0 | 0 | 0 | 0 | 0 | 9.9741 | 7.6127 | 5.4717 | -4.4753 | -0.097584 | 0 | 0 | 0
0.666666666666667378February | Resource 1 | Sublap 1 | 16:00 | 3 | 78 | February | 11000 | 0 | 0 | 0 | 0 | 0 | 0 | 0 | 0 | 0 | 0 | 0 | 0 | 0 | 0 | 0 | 0 | 0.99741 | 0.76127 | 0.54717 | -0.44753 | -0.0097584 | 0 | 0 | 0 | 0 | 0 | 0 | 0 | 0 | 0 | 0 | 0 | 0 | 0 | 0 | 0 | 0 | 0 | 0 | 0 | 10.9716 | 8.374 | 6.0188 | -4.9228 | -0.10734 | 0 | 0 | 0
0.666666666666667378March | Resource 1 | Sublap 1 | 16:00 | 3 | 78 | March | 12000 | 0 | 0 | 0 | 0 | 0 | 0 | 0 | 0 | 0 | 0 | 0 | 0 | 0 | 0 | 0 | 0 | 0.99741 | 0.76127 | 0.54717 | -0.44753 | -0.0097584 | 0 | 0 | 0 | 0 | 0 | 0 | 0 | 0 | 0 | 0 | 0 | 0 | 0 | 0 | 0 | 0 | 0 | 0 | 0 | 11.969 | 9.1353 | 6.566 | -5.3703 | -0.1171 | 0 | 0 | 0
0.666666666666667378April | Resource 1 | Sublap 1 | 16:00 | 3 | 78 | April | 13000 | 0 | 0 | 0 | 0 | 0 | 0 | 0 | 0 | 0 | 0 | 0 | 0 | 0 | 0 | 0 | 0 | 0.99741 | 0.76127 | 0.54717 | -0.44753 | -0.0097584 | 0 | 0 | 0 | 0 | 0 | 0 | 0 | 0 | 0 | 0 | 0 | 0 | 0 | 0 | 0 | 0 | 0 | 0 | 0 | 12.9664 | 9.8965 | 7.1132 | -5.8179 | -0.12686 | 0 | 0 | 0
0.666666666666667378May | Resource 1 | Sublap 1 | 16:00 | 3 | 78 | May | 14000 | 0 | 0 | 0 | 0 | 0 | 0 | 0 | 0 | 0 | 0 | 0 | 0 | 0 | 0 | 0 | 0 | 0.99741 | 0.76127 | 0.54717 | -0.44753 | -0.0097584 | 0 | 0 | 0 | 0 | 0 | 0 | 0 | 0 | 0 | 0 | 0 | 0 | 0 | 0 | 0 | 0 | 0 | 0 | 0 | 13.9638 | 10.6578 | 7.6603 | -6.2654 | -0.13662 | 0 | 0 | 0
0.666666666666667378June | Resource 1 | Sublap 1 | 16:00 | 3 | 78 | June | 15000 | 0 | 0 | 0 | 0 | 0 | 0 | 0 | 0 | 0 | 0 | 0 | 0 | 0 | 0 | 0 | 0 | 0.99741 | 0.76127 | 0.54717 | -0.44753 | -0.0097584 | 0 | 0 | 0 | 0 | 0 | 0 | 0 | 0 | 0 | 0 | 0 | 0 | 0 | 0 | 0 | 0 | 0 | 0 | 0 | 14.9612 | 11.4191 | 8.2075 | -6.7129 | -0.14638 | 0 | 0 | 0
0.666666666666667378July | Resource 1 | Sublap 1 | 16:00 | 3 | 78 | July | 16000 | 0 | 0 | 0 | 0 | 0 | 0 | 0 | 0 | 0 | 0 | 0 | 0 | 0 | 0 | 0 | 0 | 0.99741 | 0.76127 | 0.54717 | -0.44753 | -0.0097584 | 0 | 0 | 0 | 0 | 0 | 0 | 0 | 0 | 0 | 0 | 0 | 0 | 0 | 0 | 0 | 0 | 0 | 0 | 0 | 15.9586 | 12.1804 | 8.7547 | -7.1605 | -0.15613 | 0 | 0 | 0
0.666666666666667378August | Resource 1 | Sublap 1 | 16:00 | 3 | 78 | August | 17000 | 0 | 0 | 0 | 0 | 0 | 0 | 0 | 0 | 0 | 0 | 0 | 0 | 0 | 0 | 0 | 0 | 0.99741 | 0.76127 | 0.54717 | -0.44753 | -0.0097584 | 0 | 0 | 0 | 0 | 0 | 0 | 0 | 0 | 0 | 0 | 0 | 0 | 0 | 0 | 0 | 0 | 0 | 0 | 0 | 16.956 | 12.9416 | 9.3018 | -7.608 | -0.16589 | 0 | 0 | 0
0.666666666666667378September | Resource 1 | Sublap 1 | 16:00 | 3 | 78 | September | 18000 | 0 | 0 | 0 | 0 | 0 | 0 | 0 | 0 | 0 | 0 | 0 | 0 | 0 | 0 | 0 | 0 | 0.99741 | 0.76127 | 0.54717 | -0.44753 | -0.0097584 | 0 | 0 | 0 | 0 | 0 | 0 | 0 | 0 | 0 | 0 | 0 | 0 | 0 | 0 | 0 | 0 | 0 | 0 | 0 | 17.9535 | 13.7029 | 9.849 | -8.0555 | -0.17565 | 0 | 0 | 0
0.666666666666667378October | Resource 1 | Sublap 1 | 16:00 | 3 | 78 | October | 19000 | 0 | 0 | 0 | 0 | 0 | 0 | 0 | 0 | 0 | 0 | 0 | 0 | 0 | 0 | 0 | 0 | 0.99741 | 0.76127 | 0.54717 | -0.44753 | -0.0097584 | 0 | 0 | 0 | 0 | 0 | 0 | 0 | 0 | 0 | 0 | 0 | 0 | 0 | 0 | 0 | 0 | 0 | 0 | 0 | 18.9509 | 14.4642 | 10.3962 | -8.5031 | -0.18541 | 0 | 0 | 0
0.666666666666667378November | Resource 1 | Sublap 1 | 16:00 | 3 | 78 | November | 20000 | 0 | 0 | 0 | 0 | 0 | 0 | 0 | 0 | 0 | 0 | 0 | 0 | 0 | 0 | 0 | 0 | 0.99741 | 0.76127 | 0.54717 | -0.44753 | -0.0097584 | 0 | 0 | 0 | 0 | 0 | 0 | 0 | 0 | 0 | 0 | 0 | 0 | 0 | 0 | 0 | 0 | 0 | 0 | 0 | 19.9483 | 15.2255 | 10.9433 | -8.9506 | -0.19517 | 0 | 0 | 0
0.666666666666667378December | Resource 1 | Sublap 1 | 16:00 | 3 | 78 | December | 21000 | 0 | 0 | 0 | 0 | 0 | 0 | 0 | 0 | 0 | 0 | 0 | 0 | 0 | 0 | 0 | 0 | 0.99741 | 0.76127 | 0.54717 | -0.44753 | -0.0097584 | 0 | 0 | 0 | 0 | 0 | 0 | 0 | 0 | 0 | 0 | 0 | 0 | 0 | 0 | 0 | 0 | 0 | 0 | 0 | 20.9457 | 15.9867 | 11.4905 | -9.3981 | -0.20493 | 0 | 0 | 0
0.666666666666667379January | Resource 1 | Sublap 1 | 16:00 | 3 | 79 | January | 10000 | 0 | 0 | 0 | 0 | 0 | 0 | 0 | 0 | 0 | 0 | 0 | 0 | 0 | 0 | 0 | 0 | 1.1812 | 0.84571 | 0.60772 | -0.49725 | -0.010825 | 0 | 0 | 0 | 0 | 0 | 0 | 0 | 0 | 0 | 0 | 0 | 0 | 0 | 0 | 0 | 0 | 0 | 0 | 0 | 11.8122 | 8.4571 | 6.0772 | -4.9725 | -0.10825 | 0 | 0 | 0
0.666666666666667379February | Resource 1 | Sublap 1 | 16:00 | 3 | 79 | February | 11000 | 0 | 0 | 0 | 0 | 0 | 0 | 0 | 0 | 0 | 0 | 0 | 0 | 0 | 0 | 0 | 0 | 1.1812 | 0.84571 | 0.60772 | -0.49725 | -0.010825 | 0 | 0 | 0 | 0 | 0 | 0 | 0 | 0 | 0 | 0 | 0 | 0 | 0 | 0 | 0 | 0 | 0 | 0 | 0 | 12.9934 | 9.3028 | 6.6849 | -5.4697 | -0.11908 | 0 | 0 | 0
0.666666666666667379March | Resource 1 | Sublap 1 | 16:00 | 3 | 79 | March | 12000 | 0 | 0 | 0 | 0 | 0 | 0 | 0 | 0 | 0 | 0 | 0 | 0 | 0 | 0 | 0 | 0 | 1.1812 | 0.84571 | 0.60772 | -0.49725 | -0.010825 | 0 | 0 | 0 | 0 | 0 | 0 | 0 | 0 | 0 | 0 | 0 | 0 | 0 | 0 | 0 | 0 | 0 | 0 | 0 | 14.1746 | 10.1485 | 7.2926 | -5.9669 | -0.1299 | 0 | 0 | 0
0.666666666666667379April | Resource 1 | Sublap 1 | 16:00 | 3 | 79 | April | 13000 | 0 | 0 | 0 | 0 | 0 | 0 | 0 | 0 | 0 | 0 | 0 | 0 | 0 | 0 | 0 | 0 | 1.1812 | 0.84571 | 0.60772 | -0.49725 | -0.010825 | 0 | 0 | 0 | 0 | 0 | 0 | 0 | 0 | 0 | 0 | 0 | 0 | 0 | 0 | 0 | 0 | 0 | 0 | 0 | 15.3558 | 10.9942 | 7.9003 | -6.4642 | -0.14073 | 0 | 0 | 0
0.666666666666667379May | Resource 1 | Sublap 1 | 16:00 | 3 | 79 | May | 14000 | 0 | 0 | 0 | 0 | 0 | 0 | 0 | 0 | 0 | 0 | 0 | 0 | 0 | 0 | 0 | 0 | 1.1812 | 0.84571 | 0.60772 | -0.49725 | -0.010825 | 0 | 0 | 0 | 0 | 0 | 0 | 0 | 0 | 0 | 0 | 0 | 0 | 0 | 0 | 0 | 0 | 0 | 0 | 0 | 16.537 | 11.84 | 8.5081 | -6.9614 | -0.15156 | 0 | 0 | 0
0.666666666666667379June | Resource 1 | Sublap 1 | 16:00 | 3 | 79 | June | 15000 | 0 | 0 | 0 | 0 | 0 | 0 | 0 | 0 | 0 | 0 | 0 | 0 | 0 | 0 | 0 | 0 | 1.1812 | 0.84571 | 0.60772 | -0.49725 | -0.010825 | 0 | 0 | 0 | 0 | 0 | 0 | 0 | 0 | 0 | 0 | 0 | 0 | 0 | 0 | 0 | 0 | 0 | 0 | 0 | 17.7183 | 12.6857 | 9.1158 | -7.4587 | -0.16238 | 0 | 0 | 0
0.666666666666667379July | Resource 1 | Sublap 1 | 16:00 | 3 | 79 | July | 16000 | 0 | 0 | 0 | 0 | 0 | 0 | 0 | 0 | 0 | 0 | 0 | 0 | 0 | 0 | 0 | 0 | 1.1812 | 0.84571 | 0.60772 | -0.49725 | -0.010825 | 0 | 0 | 0 | 0 | 0 | 0 | 0 | 0 | 0 | 0 | 0 | 0 | 0 | 0 | 0 | 0 | 0 | 0 | 0 | 18.8995 | 13.5314 | 9.7235 | -7.9559 | -0.17321 | 0 | 0 | 0
0.666666666666667379August | Resource 1 | Sublap 1 | 16:00 | 3 | 79 | August | 17000 | 0 | 0 | 0 | 0 | 0 | 0 | 0 | 0 | 0 | 0 | 0 | 0 | 0 | 0 | 0 | 0 | 1.1812 | 0.84571 | 0.60772 | -0.49725 | -0.010825 | 0 | 0 | 0 | 0 | 0 | 0 | 0 | 0 | 0 | 0 | 0 | 0 | 0 | 0 | 0 | 0 | 0 | 0 | 0 | 20.0807 | 14.3771 | 10.3312 | -8.4532 | -0.18403 | 0 | 0 | 0
0.666666666666667379September | Resource 1 | Sublap 1 | 16:00 | 3 | 79 | September | 18000 | 0 | 0 | 0 | 0 | 0 | 0 | 0 | 0 | 0 | 0 | 0 | 0 | 0 | 0 | 0 | 0 | 1.1812 | 0.84571 | 0.60772 | -0.49725 | -0.010825 | 0 | 0 | 0 | 0 | 0 | 0 | 0 | 0 | 0 | 0 | 0 | 0 | 0 | 0 | 0 | 0 | 0 | 0 | 0 | 21.2619 | 15.2228 | 10.9389 | -8.9504 | -0.19486 | 0 | 0 | 0
0.666666666666667379October | Resource 1 | Sublap 1 | 16:00 | 3 | 79 | October | 19000 | 0 | 0 | 0 | 0 | 0 | 0 | 0 | 0 | 0 | 0 | 0 | 0 | 0 | 0 | 0 | 0 | 1.1812 | 0.84571 | 0.60772 | -0.49725 | -0.010825 | 0 | 0 | 0 | 0 | 0 | 0 | 0 | 0 | 0 | 0 | 0 | 0 | 0 | 0 | 0 | 0 | 0 | 0 | 0 | 22.4431 | 16.0685 | 11.5467 | -9.4477 | -0.20568 | 0 | 0 | 0
0.666666666666667379November | Resource 1 | Sublap 1 | 16:00 | 3 | 79 | November | 20000 | 0 | 0 | 0 | 0 | 0 | 0 | 0 | 0 | 0 | 0 | 0 | 0 | 0 | 0 | 0 | 0 | 1.1812 | 0.84571 | 0.60772 | -0.49725 | -0.010825 | 0 | 0 | 0 | 0 | 0 | 0 | 0 | 0 | 0 | 0 | 0 | 0 | 0 | 0 | 0 | 0 | 0 | 0 | 0 | 23.6243 | 16.9142 | 12.1544 | -9.9449 | -0.21651 | 0 | 0 | 0
0.666666666666667379December | Resource 1 | Sublap 1 | 16:00 | 3 | 79 | December | 21000 | 0 | 0 | 0 | 0 | 0 | 0 | 0 | 0 | 0 | 0 | 0 | 0 | 0 | 0 | 0 | 0 | 1.1812 | 0.84571 | 0.60772 | -0.49725 | -0.010825 | 0 | 0 | 0 | 0 | 0 | 0 | 0 | 0 | 0 | 0 | 0 | 0 | 0 | 0 | 0 | 0 | 0 | 0 | 0 | 24.8056 | 17.7599 | 12.7621 | -10.4422 | -0.22733 | 0 | 0 | 0
0.666666666666667380January | Resource 1 | Sublap 1 | 16:00 | 3 | 80 | January | 10000 | 0 | 0 | 0 | 0 | 0 | 0 | 0 | 0 | 0 | 0 | 0 | 0 | 0 | 0 | 0 | 0 | 1.5142 | 1.0405 | 0.74739 | -0.61192 | -0.013287 | 0 | 0 | 0 | 0 | 0 | 0 | 0 | 0 | 0 | 0 | 0 | 0 | 0 | 0 | 0 | 0 | 0 | 0 | 0 | 15.1425 | 10.4048 | 7.4739 | -6.1192 | -0.13287 | 0 | 0 | 0
0.666666666666667380February | Resource 1 | Sublap 1 | 16:00 | 3 | 80 | February | 11000 | 0 | 0 | 0 | 0 | 0 | 0 | 0 | 0 | 0 | 0 | 0 | 0 | 0 | 0 | 0 | 0 | 1.5142 | 1.0405 | 0.74739 | -0.61192 | -0.013287 | 0 | 0 | 0 | 0 | 0 | 0 | 0 | 0 | 0 | 0 | 0 | 0 | 0 | 0 | 0 | 0 | 0 | 0 | 0 | 16.6567 | 11.4452 | 8.2213 | -6.7311 | -0.14615 | 0 | 0 | 0
0.666666666666667380March | Resource 1 | Sublap 1 | 16:00 | 3 | 80 | March | 12000 | 0 | 0 | 0 | 0 | 0 | 0 | 0 | 0 | 0 | 0 | 0 | 0 | 0 | 0 | 0 | 0 | 1.5142 | 1.0405 | 0.74739 | -0.61192 | -0.013287 | 0 | 0 | 0 | 0 | 0 | 0 | 0 | 0 | 0 | 0 | 0 | 0 | 0 | 0 | 0 | 0 | 0 | 0 | 0 | 18.171 | 12.4857 | 8.9687 | -7.343 | -0.15944 | 0 | 0 | 0
0.666666666666667380April | Resource 1 | Sublap 1 | 16:00 | 3 | 80 | April | 13000 | 0 | 0 | 0 | 0 | 0 | 0 | 0 | 0 | 0 | 0 | 0 | 0 | 0 | 0 | 0 | 0 | 1.5142 | 1.0405 | 0.74739 | -0.61192 | -0.013287 | 0 | 0 | 0 | 0 | 0 | 0 | 0 | 0 | 0 | 0 | 0 | 0 | 0 | 0 | 0 | 0 | 0 | 0 | 0 | 19.6852 | 13.5262 | 9.716 | -7.955 | -0.17273 | 0 | 0 | 0
0.666666666666667380May | Resource 1 | Sublap 1 | 16:00 | 3 | 80 | May | 14000 | 0 | 0 | 0 | 0 | 0 | 0 | 0 | 0 | 0 | 0 | 0 | 0 | 0 | 0 | 0 | 0 | 1.5142 | 1.0405 | 0.74739 | -0.61192 | -0.013287 | 0 | 0 | 0 | 0 | 0 | 0 | 0 | 0 | 0 | 0 | 0 | 0 | 0 | 0 | 0 | 0 | 0 | 0 | 0 | 21.1994 | 14.5667 | 10.4634 | -8.5669 | -0.18601 | 0 | 0 | 0
0.666666666666667380June | Resource 1 | Sublap 1 | 16:00 | 3 | 80 | June | 15000 | 0 | 0 | 0 | 0 | 0 | 0 | 0 | 0 | 0 | 0 | 0 | 0 | 0 | 0 | 0 | 0 | 1.5142 | 1.0405 | 0.74739 | -0.61192 | -0.013287 | 0 | 0 | 0 | 0 | 0 | 0 | 0 | 0 | 0 | 0 | 0 | 0 | 0 | 0 | 0 | 0 | 0 | 0 | 0 | 22.7137 | 15.6071 | 11.2108 | -9.1788 | -0.1993 | 0 | 0 | 0
0.666666666666667380July | Resource 1 | Sublap 1 | 16:00 | 3 | 80 | July | 16000 | 0 | 0 | 0 | 0 | 0 | 0 | 0 | 0 | 0 | 0 | 0 | 0 | 0 | 0 | 0 | 0 | 1.5142 | 1.0405 | 0.74739 | -0.61192 | -0.013287 | 0 | 0 | 0 | 0 | 0 | 0 | 0 | 0 | 0 | 0 | 0 | 0 | 0 | 0 | 0 | 0 | 0 | 0 | 0 | 24.2279 | 16.6476 | 11.9582 | -9.7907 | -0.21259 | 0 | 0 | 0
0.666666666666667380August | Resource 1 | Sublap 1 | 16:00 | 3 | 80 | August | 17000 | 0 | 0 | 0 | 0 | 0 | 0 | 0 | 0 | 0 | 0 | 0 | 0 | 0 | 0 | 0 | 0 | 1.5142 | 1.0405 | 0.74739 | -0.61192 | -0.013287 | 0 | 0 | 0 | 0 | 0 | 0 | 0 | 0 | 0 | 0 | 0 | 0 | 0 | 0 | 0 | 0 | 0 | 0 | 0 | 25.7422 | 17.6881 | 12.7056 | -10.4026 | -0.22587 | 0 | 0 | 0
0.666666666666667380September | Resource 1 | Sublap 1 | 16:00 | 3 | 80 | September | 18000 | 0 | 0 | 0 | 0 | 0 | 0 | 0 | 0 | 0 | 0 | 0 | 0 | 0 | 0 | 0 | 0 | 1.5142 | 1.0405 | 0.74739 | -0.61192 | -0.013287 | 0 | 0 | 0 | 0 | 0 | 0 | 0 | 0 | 0 | 0 | 0 | 0 | 0 | 0 | 0 | 0 | 0 | 0 | 0 | 27.2564 | 18.7286 | 13.453 | -11.0146 | -0.23916 | 0 | 0 | 0
0.666666666666667380October | Resource 1 | Sublap 1 | 16:00 | 3 | 80 | October | 19000 | 0 | 0 | 0 | 0 | 0 | 0 | 0 | 0 | 0 | 0 | 0 | 0 | 0 | 0 | 0 | 0 | 1.5142 | 1.0405 | 0.74739 | -0.61192 | -0.013287 | 0 | 0 | 0 | 0 | 0 | 0 | 0 | 0 | 0 | 0 | 0 | 0 | 0 | 0 | 0 | 0 | 0 | 0 | 0 | 28.7707 | 19.7691 | 14.2004 | -11.6265 | -0.25244 | 0 | 0 | 0
0.666666666666667380November | Resource 1 | Sublap 1 | 16:00 | 3 | 80 | November | 20000 | 0 | 0 | 0 | 0 | 0 | 0 | 0 | 0 | 0 | 0 | 0 | 0 | 0 | 0 | 0 | 0 | 1.5142 | 1.0405 | 0.74739 | -0.61192 | -0.013287 | 0 | 0 | 0 | 0 | 0 | 0 | 0 | 0 | 0 | 0 | 0 | 0 | 0 | 0 | 0 | 0 | 0 | 0 | 0 | 30.2849 | 20.8095 | 14.9478 | -12.2384 | -0.26573 | 0 | 0 | 0
0.666666666666667380December | Resource 1 | Sublap 1 | 16:00 | 3 | 80 | December | 21000 | 0 | 0 | 0 | 0 | 0 | 0 | 0 | 0 | 0 | 0 | 0 | 0 | 0 | 0 | 0 | 0 | 1.5142 | 1.0405 | 0.74739 | -0.61192 | -0.013287 | 0 | 0 | 0 | 0 | 0 | 0 | 0 | 0 | 0 | 0 | 0 | 0 | 0 | 0 | 0 | 0 | 0 | 0 | 0 | 31.7992 | 21.85 | 15.6951 | -12.8503 | -0.27902 | 0 | 0 | 0
0.666666666666667381January | Resource 1 | Sublap 1 | 16:00 | 3 | 81 | January | 10000 | 0 | 0 | 0 | 0 | 0 | 0 | 0 | 0 | 0 | 0 | 0 | 0 | 0 | 0 | 0 | 0 | 2.0434 | 1.4213 | 0.92522 | -0.75793 | -0.01642 | 0 | 0 | 0 | 0 | 0 | 0 | 0 | 0 | 0 | 0 | 0 | 0 | 0 | 0 | 0 | 0 | 0 | 0 | 0 | 20.4344 | 14.2127 | 9.2522 | -7.5793 | -0.1642 | 0 | 0 | 0
0.666666666666667381February | Resource 1 | Sublap 1 | 16:00 | 3 | 81 | February | 11000 | 0 | 0 | 0 | 0 | 0 | 0 | 0 | 0 | 0 | 0 | 0 | 0 | 0 | 0 | 0 | 0 | 2.0434 | 1.4213 | 0.92522 | -0.75793 | -0.01642 | 0 | 0 | 0 | 0 | 0 | 0 | 0 | 0 | 0 | 0 | 0 | 0 | 0 | 0 | 0 | 0 | 0 | 0 | 0 | 22.4778 | 15.634 | 10.1775 | -8.3373 | -0.18062 | 0 | 0 | 0
0.666666666666667381March | Resource 1 | Sublap 1 | 16:00 | 3 | 81 | March | 12000 | 0 | 0 | 0 | 0 | 0 | 0 | 0 | 0 | 0 | 0 | 0 | 0 | 0 | 0 | 0 | 0 | 2.0434 | 1.4213 | 0.92522 | -0.75793 | -0.01642 | 0 | 0 | 0 | 0 | 0 | 0 | 0 | 0 | 0 | 0 | 0 | 0 | 0 | 0 | 0 | 0 | 0 | 0 | 0 | 24.5212 | 17.0552 | 11.1027 | -9.0952 | -0.19704 | 0 | 0 | 0
0.666666666666667381April | Resource 1 | Sublap 1 | 16:00 | 3 | 81 | April | 13000 | 0 | 0 | 0 | 0 | 0 | 0 | 0 | 0 | 0 | 0 | 0 | 0 | 0 | 0 | 0 | 0 | 2.0434 | 1.4213 | 0.92522 | -0.75793 | -0.01642 | 0 | 0 | 0 | 0 | 0 | 0 | 0 | 0 | 0 | 0 | 0 | 0 | 0 | 0 | 0 | 0 | 0 | 0 | 0 | 26.5647 | 18.4765 | 12.0279 | -9.8531 | -0.21346 | 0 | 0 | 0
0.666666666666667381May | Resource 1 | Sublap 1 | 16:00 | 3 | 81 | May | 14000 | 0 | 0 | 0 | 0 | 0 | 0 | 0 | 0 | 0 | 0 | 0 | 0 | 0 | 0 | 0 | 0 | 2.0434 | 1.4213 | 0.92522 | -0.75793 | -0.01642 | 0 | 0 | 0 | 0 | 0 | 0 | 0 | 0 | 0 | 0 | 0 | 0 | 0 | 0 | 0 | 0 | 0 | 0 | 0 | 28.6081 | 19.8977 | 12.9532 | -10.6111 | -0.22988 | 0 | 0 | 0
0.666666666666667381June | Resource 1 | Sublap 1 | 16:00 | 3 | 81 | June | 15000 | 0 | 0 | 0 | 0 | 0 | 0 | 0 | 0 | 0 | 0 | 0 | 0 | 0 | 0 | 0 | 0 | 2.0434 | 1.4213 | 0.92522 | -0.75793 | -0.01642 | 0 | 0 | 0 | 0 | 0 | 0 | 0 | 0 | 0 | 0 | 0 | 0 | 0 | 0 | 0 | 0 | 0 | 0 | 0 | 30.6515 | 21.319 | 13.8784 | -11.369 | -0.2463 | 0 | 0 | 0
0.666666666666667381July | Resource 1 | Sublap 1 | 16:00 | 3 | 81 | July | 16000 | 0 | 0 | 0 | 0 | 0 | 0 | 0 | 0 | 0 | 0 | 0 | 0 | 0 | 0 | 0 | 0 | 2.0434 | 1.4213 | 0.92522 | -0.75793 | -0.01642 | 0 | 0 | 0 | 0 | 0 | 0 | 0 | 0 | 0 | 0 | 0 | 0 | 0 | 0 | 0 | 0 | 0 | 0 | 0 | 32.695 | 22.7403 | 14.8036 | -12.1269 | -0.26272 | 0 | 0 | 0
0.666666666666667381August | Resource 1 | Sublap 1 | 16:00 | 3 | 81 | August | 17000 | 0 | 0 | 0 | 0 | 0 | 0 | 0 | 0 | 0 | 0 | 0 | 0 | 0 | 0 | 0 | 0 | 2.0434 | 1.4213 | 0.92522 | -0.75793 | -0.01642 | 0 | 0 | 0 | 0 | 0 | 0 | 0 | 0 | 0 | 0 | 0 | 0 | 0 | 0 | 0 | 0 | 0 | 0 | 0 | 34.7384 | 24.1615 | 15.7288 | -12.8848 | -0.27914 | 0 | 0 | 0
0.666666666666667381September | Resource 1 | Sublap 1 | 16:00 | 3 | 81 | September | 18000 | 0 | 0 | 0 | 0 | 0 | 0 | 0 | 0 | 0 | 0 | 0 | 0 | 0 | 0 | 0 | 0 | 2.0434 | 1.4213 | 0.92522 | -0.75793 | -0.01642 | 0 | 0 | 0 | 0 | 0 | 0 | 0 | 0 | 0 | 0 | 0 | 0 | 0 | 0 | 0 | 0 | 0 | 0 | 0 | 36.7818 | 25.5828 | 16.6541 | -13.6428 | -0.29557 | 0 | 0 | 0
0.666666666666667381October | Resource 1 | Sublap 1 | 16:00 | 3 | 81 | October | 19000 | 0 | 0 | 0 | 0 | 0 | 0 | 0 | 0 | 0 | 0 | 0 | 0 | 0 | 0 | 0 | 0 | 2.0434 | 1.4213 | 0.92522 | -0.75793 | -0.01642 | 0 | 0 | 0 | 0 | 0 | 0 | 0 | 0 | 0 | 0 | 0 | 0 | 0 | 0 | 0 | 0 | 0 | 0 | 0 | 38.8253 | 27.0041 | 17.5793 | -14.4007 | -0.31199 | 0 | 0 | 0
0.666666666666667381November | Resource 1 | Sublap 1 | 16:00 | 3 | 81 | November | 20000 | 0 | 0 | 0 | 0 | 0 | 0 | 0 | 0 | 0 | 0 | 0 | 0 | 0 | 0 | 0 | 0 | 2.0434 | 1.4213 | 0.92522 | -0.75793 | -0.01642 | 0 | 0 | 0 | 0 | 0 | 0 | 0 | 0 | 0 | 0 | 0 | 0 | 0 | 0 | 0 | 0 | 0 | 0 | 0 | 40.8687 | 28.4254 | 18.5045 | -15.1586 | -0.32841 | 0 | 0 | 0
0.666666666666667381December | Resource 1 | Sublap 1 | 16:00 | 3 | 81 | December | 21000 | 0 | 0 | 0 | 0 | 0 | 0 | 0 | 0 | 0 | 0 | 0 | 0 | 0 | 0 | 0 | 0 | 2.0434 | 1.4213 | 0.92522 | -0.75793 | -0.01642 | 0 | 0 | 0 | 0 | 0 | 0 | 0 | 0 | 0 | 0 | 0 | 0 | 0 | 0 | 0 | 0 | 0 | 0 | 0 | 42.9121 | 29.8466 | 19.4297 | -15.9166 | -0.34483 | 0 | 0 | 0
0.666666666666667382January | Resource 1 | Sublap 1 | 16:00 | 3 | 82 | January | 10000 | 0 | 0 | 0 | 0 | 0 | 0 | 0 | 0 | 0 | 0 | 0 | 0 | 0 | 0 | 0 | 0 | 2.2381 | 1.5556 | 0.96378 | -0.78959 | -0.0171 | 0 | 0 | 0 | 0 | 0 | 0 | 0 | 0 | 0 | 0 | 0 | 0 | 0 | 0 | 0 | 0 | 0 | 0 | 0 | 22.3809 | 15.5557 | 9.6378 | -7.8959 | -0.171 | 0 | 0 | 0
0.666666666666667382February | Resource 1 | Sublap 1 | 16:00 | 3 | 82 | February | 11000 | 0 | 0 | 0 | 0 | 0 | 0 | 0 | 0 | 0 | 0 | 0 | 0 | 0 | 0 | 0 | 0 | 2.2381 | 1.5556 | 0.96378 | -0.78959 | -0.0171 | 0 | 0 | 0 | 0 | 0 | 0 | 0 | 0 | 0 | 0 | 0 | 0 | 0 | 0 | 0 | 0 | 0 | 0 | 0 | 24.619 | 17.1113 | 10.6016 | -8.6855 | -0.1881 | 0 | 0 | 0
0.666666666666667382March | Resource 1 | Sublap 1 | 16:00 | 3 | 82 | March | 12000 | 0 | 0 | 0 | 0 | 0 | 0 | 0 | 0 | 0 | 0 | 0 | 0 | 0 | 0 | 0 | 0 | 2.2381 | 1.5556 | 0.96378 | -0.78959 | -0.0171 | 0 | 0 | 0 | 0 | 0 | 0 | 0 | 0 | 0 | 0 | 0 | 0 | 0 | 0 | 0 | 0 | 0 | 0 | 0 | 26.8571 | 18.6668 | 11.5654 | -9.4751 | -0.2052 | 0 | 0 | 0
0.666666666666667382April | Resource 1 | Sublap 1 | 16:00 | 3 | 82 | April | 13000 | 0 | 0 | 0 | 0 | 0 | 0 | 0 | 0 | 0 | 0 | 0 | 0 | 0 | 0 | 0 | 0 | 2.2381 | 1.5556 | 0.96378 | -0.78959 | -0.0171 | 0 | 0 | 0 | 0 | 0 | 0 | 0 | 0 | 0 | 0 | 0 | 0 | 0 | 0 | 0 | 0 | 0 | 0 | 0 | 29.0952 | 20.2224 | 12.5292 | -10.2647 | -0.2223 | 0 | 0 | 0
0.666666666666667382May | Resource 1 | Sublap 1 | 16:00 | 3 | 82 | May | 14000 | 0 | 0 | 0 | 0 | 0 | 0 | 0 | 0 | 0 | 0 | 0 | 0 | 0 | 0 | 0 | 0 | 2.2381 | 1.5556 | 0.96378 | -0.78959 | -0.0171 | 0 | 0 | 0 | 0 | 0 | 0 | 0 | 0 | 0 | 0 | 0 | 0 | 0 | 0 | 0 | 0 | 0 | 0 | 0 | 31.3333 | 21.778 | 13.4929 | -11.0542 | -0.2394 | 0 | 0 | 0
0.666666666666667382June | Resource 1 | Sublap 1 | 16:00 | 3 | 82 | June | 15000 | 0 | 0 | 0 | 0 | 0 | 0 | 0 | 0 | 0 | 0 | 0 | 0 | 0 | 0 | 0 | 0 | 2.2381 | 1.5556 | 0.96378 | -0.78959 | -0.0171 | 0 | 0 | 0 | 0 | 0 | 0 | 0 | 0 | 0 | 0 | 0 | 0 | 0 | 0 | 0 | 0 | 0 | 0 | 0 | 33.5714 | 23.3335 | 14.4567 | -11.8438 | -0.2565 | 0 | 0 | 0
0.666666666666667382July | Resource 1 | Sublap 1 | 16:00 | 3 | 82 | July | 16000 | 0 | 0 | 0 | 0 | 0 | 0 | 0 | 0 | 0 | 0 | 0 | 0 | 0 | 0 | 0 | 0 | 2.2381 | 1.5556 | 0.96378 | -0.78959 | -0.0171 | 0 | 0 | 0 | 0 | 0 | 0 | 0 | 0 | 0 | 0 | 0 | 0 | 0 | 0 | 0 | 0 | 0 | 0 | 0 | 35.8095 | 24.8891 | 15.4205 | -12.6334 | -0.2736 | 0 | 0 | 0
0.666666666666667382August | Resource 1 | Sublap 1 | 16:00 | 3 | 82 | August | 17000 | 0 | 0 | 0 | 0 | 0 | 0 | 0 | 0 | 0 | 0 | 0 | 0 | 0 | 0 | 0 | 0 | 2.2381 | 1.5556 | 0.96378 | -0.78959 | -0.0171 | 0 | 0 | 0 | 0 | 0 | 0 | 0 | 0 | 0 | 0 | 0 | 0 | 0 | 0 | 0 | 0 | 0 | 0 | 0 | 38.0476 | 26.4447 | 16.3843 | -13.423 | -0.2907 | 0 | 0 | 0
0.666666666666667382September | Resource 1 | Sublap 1 | 16:00 | 3 | 82 | September | 18000 | 0 | 0 | 0 | 0 | 0 | 0 | 0 | 0 | 0 | 0 | 0 | 0 | 0 | 0 | 0 | 0 | 2.2381 | 1.5556 | 0.96378 | -0.78959 | -0.0171 | 0 | 0 | 0 | 0 | 0 | 0 | 0 | 0 | 0 | 0 | 0 | 0 | 0 | 0 | 0 | 0 | 0 | 0 | 0 | 40.2857 | 28.0002 | 17.3481 | -14.2126 | -0.30779 | 0 | 0 | 0
0.666666666666667382October | Resource 1 | Sublap 1 | 16:00 | 3 | 82 | October | 19000 | 0 | 0 | 0 | 0 | 0 | 0 | 0 | 0 | 0 | 0 | 0 | 0 | 0 | 0 | 0 | 0 | 2.2381 | 1.5556 | 0.96378 | -0.78959 | -0.0171 | 0 | 0 | 0 | 0 | 0 | 0 | 0 | 0 | 0 | 0 | 0 | 0 | 0 | 0 | 0 | 0 | 0 | 0 | 0 | 42.5238 | 29.5558 | 18.3118 | -15.0022 | -0.32489 | 0 | 0 | 0
0.666666666666667382November | Resource 1 | Sublap 1 | 16:00 | 3 | 82 | November | 20000 | 0 | 0 | 0 | 0 | 0 | 0 | 0 | 0 | 0 | 0 | 0 | 0 | 0 | 0 | 0 | 0 | 2.2381 | 1.5556 | 0.96378 | -0.78959 | -0.0171 | 0 | 0 | 0 | 0 | 0 | 0 | 0 | 0 | 0 | 0 | 0 | 0 | 0 | 0 | 0 | 0 | 0 | 0 | 0 | 44.7619 | 31.1114 | 19.2756 | -15.7918 | -0.34199 | 0 | 0 | 0
0.666666666666667382December | Resource 1 | Sublap 1 | 16:00 | 3 | 82 | December | 21000 | 0 | 0 | 0 | 0 | 0 | 0 | 0 | 0 | 0 | 0 | 0 | 0 | 0 | 0 | 0 | 0 | 2.2381 | 1.5556 | 0.96378 | -0.78959 | -0.0171 | 0 | 0 | 0 | 0 | 0 | 0 | 0 | 0 | 0 | 0 | 0 | 0 | 0 | 0 | 0 | 0 | 0 | 0 | 0 | 46.9999 | 32.6669 | 20.2394 | -16.5814 | -0.35909 | 0 | 0 | 0
0.666666666666667383January | Resource 1 | Sublap 1 | 16:00 | 3 | 83 | January | 10000 | 0 | 0 | 0 | 0 | 0 | 0 | 0 | 0 | 0 | 0 | 0 | 0 | 0 | 0 | 0 | 0 | 2.6895 | 1.9544 | 1.0901 | -0.89332 | -0.019326 | 0 | 0 | 0 | 0 | 0 | 0 | 0 | 0 | 0 | 0 | 0 | 0 | 0 | 0 | 0 | 0 | 0 | 0 | 0 | 26.8953 | 19.5438 | 10.9012 | -8.9332 | -0.19326 | 0 | 0 | 0
0.666666666666667383February | Resource 1 | Sublap 1 | 16:00 | 3 | 83 | February | 11000 | 0 | 0 | 0 | 0 | 0 | 0 | 0 | 0 | 0 | 0 | 0 | 0 | 0 | 0 | 0 | 0 | 2.6895 | 1.9544 | 1.0901 | -0.89332 | -0.019326 | 0 | 0 | 0 | 0 | 0 | 0 | 0 | 0 | 0 | 0 | 0 | 0 | 0 | 0 | 0 | 0 | 0 | 0 | 0 | 29.5849 | 21.4982 | 11.9914 | -9.8265 | -0.21259 | 0 | 0 | 0
0.666666666666667383March | Resource 1 | Sublap 1 | 16:00 | 3 | 83 | March | 12000 | 0 | 0 | 0 | 0 | 0 | 0 | 0 | 0 | 0 | 0 | 0 | 0 | 0 | 0 | 0 | 0 | 2.6895 | 1.9544 | 1.0901 | -0.89332 | -0.019326 | 0 | 0 | 0 | 0 | 0 | 0 | 0 | 0 | 0 | 0 | 0 | 0 | 0 | 0 | 0 | 0 | 0 | 0 | 0 | 32.2744 | 23.4526 | 13.0815 | -10.7199 | -0.23191 | 0 | 0 | 0
0.666666666666667383April | Resource 1 | Sublap 1 | 16:00 | 3 | 83 | April | 13000 | 0 | 0 | 0 | 0 | 0 | 0 | 0 | 0 | 0 | 0 | 0 | 0 | 0 | 0 | 0 | 0 | 2.6895 | 1.9544 | 1.0901 | -0.89332 | -0.019326 | 0 | 0 | 0 | 0 | 0 | 0 | 0 | 0 | 0 | 0 | 0 | 0 | 0 | 0 | 0 | 0 | 0 | 0 | 0 | 34.9639 | 25.407 | 14.1716 | -11.6132 | -0.25124 | 0 | 0 | 0
0.666666666666667383May | Resource 1 | Sublap 1 | 16:00 | 3 | 83 | May | 14000 | 0 | 0 | 0 | 0 | 0 | 0 | 0 | 0 | 0 | 0 | 0 | 0 | 0 | 0 | 0 | 0 | 2.6895 | 1.9544 | 1.0901 | -0.89332 | -0.019326 | 0 | 0 | 0 | 0 | 0 | 0 | 0 | 0 | 0 | 0 | 0 | 0 | 0 | 0 | 0 | 0 | 0 | 0 | 0 | 37.6535 | 27.3614 | 15.2617 | -12.5065 | -0.27056 | 0 | 0 | 0
0.666666666666667383June | Resource 1 | Sublap 1 | 16:00 | 3 | 83 | June | 15000 | 0 | 0 | 0 | 0 | 0 | 0 | 0 | 0 | 0 | 0 | 0 | 0 | 0 | 0 | 0 | 0 | 2.6895 | 1.9544 | 1.0901 | -0.89332 | -0.019326 | 0 | 0 | 0 | 0 | 0 | 0 | 0 | 0 | 0 | 0 | 0 | 0 | 0 | 0 | 0 | 0 | 0 | 0 | 0 | 40.343 | 29.3158 | 16.3519 | -13.3998 | -0.28989 | 0 | 0 | 0
0.666666666666667383July | Resource 1 | Sublap 1 | 16:00 | 3 | 83 | July | 16000 | 0 | 0 | 0 | 0 | 0 | 0 | 0 | 0 | 0 | 0 | 0 | 0 | 0 | 0 | 0 | 0 | 2.6895 | 1.9544 | 1.0901 | -0.89332 | -0.019326 | 0 | 0 | 0 | 0 | 0 | 0 | 0 | 0 | 0 | 0 | 0 | 0 | 0 | 0 | 0 | 0 | 0 | 0 | 0 | 43.0326 | 31.2701 | 17.442 | -14.2931 | -0.30922 | 0 | 0 | 0
0.666666666666667383August | Resource 1 | Sublap 1 | 16:00 | 3 | 83 | August | 17000 | 0 | 0 | 0 | 0 | 0 | 0 | 0 | 0 | 0 | 0 | 0 | 0 | 0 | 0 | 0 | 0 | 2.6895 | 1.9544 | 1.0901 | -0.89332 | -0.019326 | 0 | 0 | 0 | 0 | 0 | 0 | 0 | 0 | 0 | 0 | 0 | 0 | 0 | 0 | 0 | 0 | 0 | 0 | 0 | 45.7221 | 33.2245 | 18.5321 | -15.1865 | -0.32854 | 0 | 0 | 0
0.666666666666667383September | Resource 1 | Sublap 1 | 16:00 | 3 | 83 | September | 18000 | 0 | 0 | 0 | 0 | 0 | 0 | 0 | 0 | 0 | 0 | 0 | 0 | 0 | 0 | 0 | 0 | 2.6895 | 1.9544 | 1.0901 | -0.89332 | -0.019326 | 0 | 0 | 0 | 0 | 0 | 0 | 0 | 0 | 0 | 0 | 0 | 0 | 0 | 0 | 0 | 0 | 0 | 0 | 0 | 48.4116 | 35.1789 | 19.6222 | -16.0798 | -0.34787 | 0 | 0 | 0
0.666666666666667383October | Resource 1 | Sublap 1 | 16:00 | 3 | 83 | October | 19000 | 0 | 0 | 0 | 0 | 0 | 0 | 0 | 0 | 0 | 0 | 0 | 0 | 0 | 0 | 0 | 0 | 2.6895 | 1.9544 | 1.0901 | -0.89332 | -0.019326 | 0 | 0 | 0 | 0 | 0 | 0 | 0 | 0 | 0 | 0 | 0 | 0 | 0 | 0 | 0 | 0 | 0 | 0 | 0 | 51.1011 | 37.1333 | 20.7124 | -16.9731 | -0.36719 | 0 | 0 | 0
0.666666666666667383November | Resource 1 | Sublap 1 | 16:00 | 3 | 83 | November | 20000 | 0 | 0 | 0 | 0 | 0 | 0 | 0 | 0 | 0 | 0 | 0 | 0 | 0 | 0 | 0 | 0 | 2.6895 | 1.9544 | 1.0901 | -0.89332 | -0.019326 | 0 | 0 | 0 | 0 | 0 | 0 | 0 | 0 | 0 | 0 | 0 | 0 | 0 | 0 | 0 | 0 | 0 | 0 | 0 | 53.7907 | 39.0877 | 21.8025 | -17.8664 | -0.38652 | 0 | 0 | 0
0.666666666666667383December | Resource 1 | Sublap 1 | 16:00 | 3 | 83 | December | 21000 | 0 | 0 | 0 | 0 | 0 | 0 | 0 | 0 | 0 | 0 | 0 | 0 | 0 | 0 | 0 | 0 | 2.6895 | 1.9544 | 1.0901 | -0.89332 | -0.019326 | 0 | 0 | 0 | 0 | 0 | 0 | 0 | 0 | 0 | 0 | 0 | 0 | 0 | 0 | 0 | 0 | 0 | 0 | 0 | 56.4802 | 41.0421 | 22.8926 | -18.7598 | -0.40585 | 0 | 0 | 0
0.666666666666667384January | Resource 1 | Sublap 1 | 16:00 | 3 | 84 | January | 10000 | 0 | 0 | 0 | 0 | 0 | 0 | 0 | 0 | 0 | 0 | 0 | 0 | 0 | 0 | 0 | 0 | 2.8552 | 1.9704 | 1.1379 | -0.93255 | -0.020168 | 0 | 0 | 0 | 0 | 0 | 0 | 0 | 0 | 0 | 0 | 0 | 0 | 0 | 0 | 0 | 0 | 0 | 0 | 0 | 28.5516 | 19.7039 | 11.379 | -9.3255 | -0.20168 | 0 | 0 | 0
0.666666666666667384February | Resource 1 | Sublap 1 | 16:00 | 3 | 84 | February | 11000 | 0 | 0 | 0 | 0 | 0 | 0 | 0 | 0 | 0 | 0 | 0 | 0 | 0 | 0 | 0 | 0 | 2.8552 | 1.9704 | 1.1379 | -0.93255 | -0.020168 | 0 | 0 | 0 | 0 | 0 | 0 | 0 | 0 | 0 | 0 | 0 | 0 | 0 | 0 | 0 | 0 | 0 | 0 | 0 | 31.4067 | 21.6744 | 12.5169 | -10.258 | -0.22185 | 0 | 0 | 0
0.666666666666667384March | Resource 1 | Sublap 1 | 16:00 | 3 | 84 | March | 12000 | 0 | 0 | 0 | 0 | 0 | 0 | 0 | 0 | 0 | 0 | 0 | 0 | 0 | 0 | 0 | 0 | 2.8552 | 1.9704 | 1.1379 | -0.93255 | -0.020168 | 0 | 0 | 0 | 0 | 0 | 0 | 0 | 0 | 0 | 0 | 0 | 0 | 0 | 0 | 0 | 0 | 0 | 0 | 0 | 34.2619 | 23.6447 | 13.6548 | -11.1906 | -0.24202 | 0 | 0 | 0
0.666666666666667384April | Resource 1 | Sublap 1 | 16:00 | 3 | 84 | April | 13000 | 0 | 0 | 0 | 0 | 0 | 0 | 0 | 0 | 0 | 0 | 0 | 0 | 0 | 0 | 0 | 0 | 2.8552 | 1.9704 | 1.1379 | -0.93255 | -0.020168 | 0 | 0 | 0 | 0 | 0 | 0 | 0 | 0 | 0 | 0 | 0 | 0 | 0 | 0 | 0 | 0 | 0 | 0 | 0 | 37.1171 | 25.6151 | 14.7927 | -12.1231 | -0.26218 | 0 | 0 | 0
0.666666666666667384May | Resource 1 | Sublap 1 | 16:00 | 3 | 84 | May | 14000 | 0 | 0 | 0 | 0 | 0 | 0 | 0 | 0 | 0 | 0 | 0 | 0 | 0 | 0 | 0 | 0 | 2.8552 | 1.9704 | 1.1379 | -0.93255 | -0.020168 | 0 | 0 | 0 | 0 | 0 | 0 | 0 | 0 | 0 | 0 | 0 | 0 | 0 | 0 | 0 | 0 | 0 | 0 | 0 | 39.9722 | 27.5855 | 15.9306 | -13.0557 | -0.28235 | 0 | 0 | 0
0.666666666666667384June | Resource 1 | Sublap 1 | 16:00 | 3 | 84 | June | 15000 | 0 | 0 | 0 | 0 | 0 | 0 | 0 | 0 | 0 | 0 | 0 | 0 | 0 | 0 | 0 | 0 | 2.8552 | 1.9704 | 1.1379 | -0.93255 | -0.020168 | 0 | 0 | 0 | 0 | 0 | 0 | 0 | 0 | 0 | 0 | 0 | 0 | 0 | 0 | 0 | 0 | 0 | 0 | 0 | 42.8274 | 29.5559 | 17.0685 | -13.9882 | -0.30252 | 0 | 0 | 0
0.666666666666667384July | Resource 1 | Sublap 1 | 16:00 | 3 | 84 | July | 16000 | 0 | 0 | 0 | 0 | 0 | 0 | 0 | 0 | 0 | 0 | 0 | 0 | 0 | 0 | 0 | 0 | 2.8552 | 1.9704 | 1.1379 | -0.93255 | -0.020168 | 0 | 0 | 0 | 0 | 0 | 0 | 0 | 0 | 0 | 0 | 0 | 0 | 0 | 0 | 0 | 0 | 0 | 0 | 0 | 45.6825 | 31.5263 | 18.2064 | -14.9208 | -0.32269 | 0 | 0 | 0
0.666666666666667384August | Resource 1 | Sublap 1 | 16:00 | 3 | 84 | August | 17000 | 0 | 0 | 0 | 0 | 0 | 0 | 0 | 0 | 0 | 0 | 0 | 0 | 0 | 0 | 0 | 0 | 2.8552 | 1.9704 | 1.1379 | -0.93255 | -0.020168 | 0 | 0 | 0 | 0 | 0 | 0 | 0 | 0 | 0 | 0 | 0 | 0 | 0 | 0 | 0 | 0 | 0 | 0 | 0 | 48.5377 | 33.4967 | 19.3443 | -15.8533 | -0.34286 | 0 | 0 | 0
0.666666666666667384September | Resource 1 | Sublap 1 | 16:00 | 3 | 84 | September | 18000 | 0 | 0 | 0 | 0 | 0 | 0 | 0 | 0 | 0 | 0 | 0 | 0 | 0 | 0 | 0 | 0 | 2.8552 | 1.9704 | 1.1379 | -0.93255 | -0.020168 | 0 | 0 | 0 | 0 | 0 | 0 | 0 | 0 | 0 | 0 | 0 | 0 | 0 | 0 | 0 | 0 | 0 | 0 | 0 | 51.3929 | 35.4671 | 20.4822 | -16.7859 | -0.36302 | 0 | 0 | 0
0.666666666666667384October | Resource 1 | Sublap 1 | 16:00 | 3 | 84 | October | 19000 | 0 | 0 | 0 | 0 | 0 | 0 | 0 | 0 | 0 | 0 | 0 | 0 | 0 | 0 | 0 | 0 | 2.8552 | 1.9704 | 1.1379 | -0.93255 | -0.020168 | 0 | 0 | 0 | 0 | 0 | 0 | 0 | 0 | 0 | 0 | 0 | 0 | 0 | 0 | 0 | 0 | 0 | 0 | 0 | 54.248 | 37.4375 | 21.6201 | -17.7184 | -0.38319 | 0 | 0 | 0
0.666666666666667384November | Resource 1 | Sublap 1 | 16:00 | 3 | 84 | November | 20000 | 0 | 0 | 0 | 0 | 0 | 0 | 0 | 0 | 0 | 0 | 0 | 0 | 0 | 0 | 0 | 0 | 2.8552 | 1.9704 | 1.1379 | -0.93255 | -0.020168 | 0 | 0 | 0 | 0 | 0 | 0 | 0 | 0 | 0 | 0 | 0 | 0 | 0 | 0 | 0 | 0 | 0 | 0 | 0 | 57.1032 | 39.4079 | 22.758 | -18.651 | -0.40336 | 0 | 0 | 0
0.666666666666667384December | Resource 1 | Sublap 1 | 16:00 | 3 | 84 | December | 21000 | 0 | 0 | 0 | 0 | 0 | 0 | 0 | 0 | 0 | 0 | 0 | 0 | 0 | 0 | 0 | 0 | 2.8552 | 1.9704 | 1.1379 | -0.93255 | -0.020168 | 0 | 0 | 0 | 0 | 0 | 0 | 0 | 0 | 0 | 0 | 0 | 0 | 0 | 0 | 0 | 0 | 0 | 0 | 0 | 59.9583 | 41.3783 | 23.8959 | -19.5835 | -0.42353 | 0 | 0 | 0
0.666666666666667385January | Resource 1 | Sublap 1 | 16:00 | 3 | 85 | January | 10000 | 0 | 0 | 0 | 0 | 0 | 0 | 0 | 0 | 0 | 0 | 0 | 0 | 0 | 0 | 0 | 0 | 3.915 | 2.9111 | 1.7973 | -1.1655 | -0.025169 | 0 | 0 | 0 | 0 | 0 | 0 | 0 | 0 | 0 | 0 | 0 | 0 | 0 | 0 | 0 | 0 | 0 | 0 | 0 | 39.1502 | 29.1108 | 17.9729 | -11.6555 | -0.25169 | 0 | 0 | 0
0.666666666666667385February | Resource 1 | Sublap 1 | 16:00 | 3 | 85 | February | 11000 | 0 | 0 | 0 | 0 | 0 | 0 | 0 | 0 | 0 | 0 | 0 | 0 | 0 | 0 | 0 | 0 | 3.915 | 2.9111 | 1.7973 | -1.1655 | -0.025169 | 0 | 0 | 0 | 0 | 0 | 0 | 0 | 0 | 0 | 0 | 0 | 0 | 0 | 0 | 0 | 0 | 0 | 0 | 0 | 43.0653 | 32.0219 | 19.7702 | -12.821 | -0.27685 | 0 | 0 | 0
0.666666666666667385March | Resource 1 | Sublap 1 | 16:00 | 3 | 85 | March | 12000 | 0 | 0 | 0 | 0 | 0 | 0 | 0 | 0 | 0 | 0 | 0 | 0 | 0 | 0 | 0 | 0 | 3.915 | 2.9111 | 1.7973 | -1.1655 | -0.025169 | 0 | 0 | 0 | 0 | 0 | 0 | 0 | 0 | 0 | 0 | 0 | 0 | 0 | 0 | 0 | 0 | 0 | 0 | 0 | 46.9803 | 34.933 | 21.5675 | -13.9865 | -0.30202 | 0 | 0 | 0
0.666666666666667385April | Resource 1 | Sublap 1 | 16:00 | 3 | 85 | April | 13000 | 0 | 0 | 0 | 0 | 0 | 0 | 0 | 0 | 0 | 0 | 0 | 0 | 0 | 0 | 0 | 0 | 3.915 | 2.9111 | 1.7973 | -1.1655 | -0.025169 | 0 | 0 | 0 | 0 | 0 | 0 | 0 | 0 | 0 | 0 | 0 | 0 | 0 | 0 | 0 | 0 | 0 | 0 | 0 | 50.8953 | 37.8441 | 23.3647 | -15.1521 | -0.32719 | 0 | 0 | 0
0.666666666666667385May | Resource 1 | Sublap 1 | 16:00 | 3 | 85 | May | 14000 | 0 | 0 | 0 | 0 | 0 | 0 | 0 | 0 | 0 | 0 | 0 | 0 | 0 | 0 | 0 | 0 | 3.915 | 2.9111 | 1.7973 | -1.1655 | -0.025169 | 0 | 0 | 0 | 0 | 0 | 0 | 0 | 0 | 0 | 0 | 0 | 0 | 0 | 0 | 0 | 0 | 0 | 0 | 0 | 54.8103 | 40.7552 | 25.162 | -16.3176 | -0.35236 | 0 | 0 | 0
0.666666666666667385June | Resource 1 | Sublap 1 | 16:00 | 3 | 85 | June | 15000 | 0 | 0 | 0 | 0 | 0 | 0 | 0 | 0 | 0 | 0 | 0 | 0 | 0 | 0 | 0 | 0 | 3.915 | 2.9111 | 1.7973 | -1.1655 | -0.025169 | 0 | 0 | 0 | 0 | 0 | 0 | 0 | 0 | 0 | 0 | 0 | 0 | 0 | 0 | 0 | 0 | 0 | 0 | 0 | 58.7254 | 43.6662 | 26.9593 | -17.4832 | -0.37753 | 0 | 0 | 0
0.666666666666667385July | Resource 1 | Sublap 1 | 16:00 | 3 | 85 | July | 16000 | 0 | 0 | 0 | 0 | 0 | 0 | 0 | 0 | 0 | 0 | 0 | 0 | 0 | 0 | 0 | 0 | 3.915 | 2.9111 | 1.7973 | -1.1655 | -0.025169 | 0 | 0 | 0 | 0 | 0 | 0 | 0 | 0 | 0 | 0 | 0 | 0 | 0 | 0 | 0 | 0 | 0 | 0 | 0 | 62.6404 | 46.5773 | 28.7566 | -18.6487 | -0.4027 | 0 | 0 | 0
0.666666666666667385August | Resource 1 | Sublap 1 | 16:00 | 3 | 85 | August | 17000 | 0 | 0 | 0 | 0 | 0 | 0 | 0 | 0 | 0 | 0 | 0 | 0 | 0 | 0 | 0 | 0 | 3.915 | 2.9111 | 1.7973 | -1.1655 | -0.025169 | 0 | 0 | 0 | 0 | 0 | 0 | 0 | 0 | 0 | 0 | 0 | 0 | 0 | 0 | 0 | 0 | 0 | 0 | 0 | 66.5554 | 49.4884 | 30.5539 | -19.8143 | -0.42787 | 0 | 0 | 0
0.666666666666667385September | Resource 1 | Sublap 1 | 16:00 | 3 | 85 | September | 18000 | 0 | 0 | 0 | 0 | 0 | 0 | 0 | 0 | 0 | 0 | 0 | 0 | 0 | 0 | 0 | 0 | 3.915 | 2.9111 | 1.7973 | -1.1655 | -0.025169 | 0 | 0 | 0 | 0 | 0 | 0 | 0 | 0 | 0 | 0 | 0 | 0 | 0 | 0 | 0 | 0 | 0 | 0 | 0 | 70.4704 | 52.3995 | 32.3512 | -20.9798 | -0.45303 | 0 | 0 | 0
0.666666666666667385October | Resource 1 | Sublap 1 | 16:00 | 3 | 85 | October | 19000 | 0 | 0 | 0 | 0 | 0 | 0 | 0 | 0 | 0 | 0 | 0 | 0 | 0 | 0 | 0 | 0 | 3.915 | 2.9111 | 1.7973 | -1.1655 | -0.025169 | 0 | 0 | 0 | 0 | 0 | 0 | 0 | 0 | 0 | 0 | 0 | 0 | 0 | 0 | 0 | 0 | 0 | 0 | 0 | 74.3855 | 55.3106 | 34.1485 | -22.1454 | -0.4782 | 0 | 0 | 0
0.666666666666667385November | Resource 1 | Sublap 1 | 16:00 | 3 | 85 | November | 20000 | 0 | 0 | 0 | 0 | 0 | 0 | 0 | 0 | 0 | 0 | 0 | 0 | 0 | 0 | 0 | 0 | 3.915 | 2.9111 | 1.7973 | -1.1655 | -0.025169 | 0 | 0 | 0 | 0 | 0 | 0 | 0 | 0 | 0 | 0 | 0 | 0 | 0 | 0 | 0 | 0 | 0 | 0 | 0 | 78.3005 | 58.2217 | 35.9457 | -23.3109 | -0.50337 | 0 | 0 | 0
0.666666666666667385December | Resource 1 | Sublap 1 | 16:00 | 3 | 85 | December | 21000 | 0 | 0 | 0 | 0 | 0 | 0 | 0 | 0 | 0 | 0 | 0 | 0 | 0 | 0 | 0 | 0 | 3.915 | 2.9111 | 1.7973 | -1.1655 | -0.025169 | 0 | 0 | 0 | 0 | 0 | 0 | 0 | 0 | 0 | 0 | 0 | 0 | 0 | 0 | 0 | 0 | 0 | 0 | 0 | 82.2155 | 61.1328 | 37.743 | -24.4765 | -0.52854 | 0 | 0 | 0
0.666666666666667386January | Resource 1 | Sublap 1 | 16:00 | 3 | 86 | January | 10000 | 0 | 0 | 0 | 0 | 0 | 0 | 0 | 0 | 0 | 0 | 0 | 0 | 0 | 0 | 0 | 0 | 3.4211 | 2.453 | 1.4044 | -1.0539 | -0.022772 | 0 | 0 | 0 | 0 | 0 | 0 | 0 | 0 | 0 | 0 | 0 | 0 | 0 | 0 | 0 | 0 | 0 | 0 | 0 | 34.2114 | 24.5299 | 14.0439 | -10.5388 | -0.22772 | 0 | 0 | 0
0.666666666666667386February | Resource 1 | Sublap 1 | 16:00 | 3 | 86 | February | 11000 | 0 | 0 | 0 | 0 | 0 | 0 | 0 | 0 | 0 | 0 | 0 | 0 | 0 | 0 | 0 | 0 | 3.4211 | 2.453 | 1.4044 | -1.0539 | -0.022772 | 0 | 0 | 0 | 0 | 0 | 0 | 0 | 0 | 0 | 0 | 0 | 0 | 0 | 0 | 0 | 0 | 0 | 0 | 0 | 37.6325 | 26.9829 | 15.4483 | -11.5927 | -0.25049 | 0 | 0 | 0
0.666666666666667386March | Resource 1 | Sublap 1 | 16:00 | 3 | 86 | March | 12000 | 0 | 0 | 0 | 0 | 0 | 0 | 0 | 0 | 0 | 0 | 0 | 0 | 0 | 0 | 0 | 0 | 3.4211 | 2.453 | 1.4044 | -1.0539 | -0.022772 | 0 | 0 | 0 | 0 | 0 | 0 | 0 | 0 | 0 | 0 | 0 | 0 | 0 | 0 | 0 | 0 | 0 | 0 | 0 | 41.0537 | 29.4359 | 16.8527 | -12.6466 | -0.27326 | 0 | 0 | 0
0.666666666666667386April | Resource 1 | Sublap 1 | 16:00 | 3 | 86 | April | 13000 | 0 | 0 | 0 | 0 | 0 | 0 | 0 | 0 | 0 | 0 | 0 | 0 | 0 | 0 | 0 | 0 | 3.4211 | 2.453 | 1.4044 | -1.0539 | -0.022772 | 0 | 0 | 0 | 0 | 0 | 0 | 0 | 0 | 0 | 0 | 0 | 0 | 0 | 0 | 0 | 0 | 0 | 0 | 0 | 44.4748 | 31.8889 | 18.2571 | -13.7005 | -0.29604 | 0 | 0 | 0
0.666666666666667386May | Resource 1 | Sublap 1 | 16:00 | 3 | 86 | May | 14000 | 0 | 0 | 0 | 0 | 0 | 0 | 0 | 0 | 0 | 0 | 0 | 0 | 0 | 0 | 0 | 0 | 3.4211 | 2.453 | 1.4044 | -1.0539 | -0.022772 | 0 | 0 | 0 | 0 | 0 | 0 | 0 | 0 | 0 | 0 | 0 | 0 | 0 | 0 | 0 | 0 | 0 | 0 | 0 | 47.896 | 34.3419 | 19.6615 | -14.7544 | -0.31881 | 0 | 0 | 0
0.666666666666667386June | Resource 1 | Sublap 1 | 16:00 | 3 | 86 | June | 15000 | 0 | 0 | 0 | 0 | 0 | 0 | 0 | 0 | 0 | 0 | 0 | 0 | 0 | 0 | 0 | 0 | 3.4211 | 2.453 | 1.4044 | -1.0539 | -0.022772 | 0 | 0 | 0 | 0 | 0 | 0 | 0 | 0 | 0 | 0 | 0 | 0 | 0 | 0 | 0 | 0 | 0 | 0 | 0 | 51.3171 | 36.7949 | 21.0659 | -15.8082 | -0.34158 | 0 | 0 | 0
0.666666666666667386July | Resource 1 | Sublap 1 | 16:00 | 3 | 86 | July | 16000 | 0 | 0 | 0 | 0 | 0 | 0 | 0 | 0 | 0 | 0 | 0 | 0 | 0 | 0 | 0 | 0 | 3.4211 | 2.453 | 1.4044 | -1.0539 | -0.022772 | 0 | 0 | 0 | 0 | 0 | 0 | 0 | 0 | 0 | 0 | 0 | 0 | 0 | 0 | 0 | 0 | 0 | 0 | 0 | 54.7382 | 39.2479 | 22.4703 | -16.8621 | -0.36435 | 0 | 0 | 0
0.666666666666667386August | Resource 1 | Sublap 1 | 16:00 | 3 | 86 | August | 17000 | 0 | 0 | 0 | 0 | 0 | 0 | 0 | 0 | 0 | 0 | 0 | 0 | 0 | 0 | 0 | 0 | 3.4211 | 2.453 | 1.4044 | -1.0539 | -0.022772 | 0 | 0 | 0 | 0 | 0 | 0 | 0 | 0 | 0 | 0 | 0 | 0 | 0 | 0 | 0 | 0 | 0 | 0 | 0 | 58.1594 | 41.7009 | 23.8747 | -17.916 | -0.38712 | 0 | 0 | 0
0.666666666666667386September | Resource 1 | Sublap 1 | 16:00 | 3 | 86 | September | 18000 | 0 | 0 | 0 | 0 | 0 | 0 | 0 | 0 | 0 | 0 | 0 | 0 | 0 | 0 | 0 | 0 | 3.4211 | 2.453 | 1.4044 | -1.0539 | -0.022772 | 0 | 0 | 0 | 0 | 0 | 0 | 0 | 0 | 0 | 0 | 0 | 0 | 0 | 0 | 0 | 0 | 0 | 0 | 0 | 61.5805 | 44.1539 | 25.2791 | -18.9699 | -0.4099 | 0 | 0 | 0
0.666666666666667386October | Resource 1 | Sublap 1 | 16:00 | 3 | 86 | October | 19000 | 0 | 0 | 0 | 0 | 0 | 0 | 0 | 0 | 0 | 0 | 0 | 0 | 0 | 0 | 0 | 0 | 3.4211 | 2.453 | 1.4044 | -1.0539 | -0.022772 | 0 | 0 | 0 | 0 | 0 | 0 | 0 | 0 | 0 | 0 | 0 | 0 | 0 | 0 | 0 | 0 | 0 | 0 | 0 | 65.0017 | 46.6069 | 26.6834 | -20.0238 | -0.43267 | 0 | 0 | 0
0.666666666666667386November | Resource 1 | Sublap 1 | 16:00 | 3 | 86 | November | 20000 | 0 | 0 | 0 | 0 | 0 | 0 | 0 | 0 | 0 | 0 | 0 | 0 | 0 | 0 | 0 | 0 | 3.4211 | 2.453 | 1.4044 | -1.0539 | -0.022772 | 0 | 0 | 0 | 0 | 0 | 0 | 0 | 0 | 0 | 0 | 0 | 0 | 0 | 0 | 0 | 0 | 0 | 0 | 0 | 68.4228 | 49.0599 | 28.0878 | -21.0776 | -0.45544 | 0 | 0 | 0
0.666666666666667386December | Resource 1 | Sublap 1 | 16:00 | 3 | 86 | December | 21000 | 0 | 0 | 0 | 0 | 0 | 0 | 0 | 0 | 0 | 0 | 0 | 0 | 0 | 0 | 0 | 0 | 3.4211 | 2.453 | 1.4044 | -1.0539 | -0.022772 | 0 | 0 | 0 | 0 | 0 | 0 | 0 | 0 | 0 | 0 | 0 | 0 | 0 | 0 | 0 | 0 | 0 | 0 | 0 | 71.8439 | 51.5129 | 29.4922 | -22.1315 | -0.47821 | 0 | 0 | 0
0.666666666666667387January | Resource 1 | Sublap 1 | 16:00 | 3 | 87 | January | 10000 | 0 | 0 | 0 | 0 | 0 | 0 | 0 | 0 | 0 | 0 | 0 | 0 | 0 | 0 | 0 | 0 | 3.8807 | 2.8218 | 1.6671 | -1.1049 | -0.023868 | 0 | 0 | 0 | 0 | 0 | 0 | 0 | 0 | 0 | 0 | 0 | 0 | 0 | 0 | 0 | 0 | 0 | 0 | 0 | 38.8066 | 28.2176 | 16.671 | -11.0494 | -0.23868 | 0 | 0 | 0
0.666666666666667387February | Resource 1 | Sublap 1 | 16:00 | 3 | 87 | February | 11000 | 0 | 0 | 0 | 0 | 0 | 0 | 0 | 0 | 0 | 0 | 0 | 0 | 0 | 0 | 0 | 0 | 3.8807 | 2.8218 | 1.6671 | -1.1049 | -0.023868 | 0 | 0 | 0 | 0 | 0 | 0 | 0 | 0 | 0 | 0 | 0 | 0 | 0 | 0 | 0 | 0 | 0 | 0 | 0 | 42.6872 | 31.0394 | 18.3381 | -12.1543 | -0.26254 | 0 | 0 | 0
0.666666666666667387March | Resource 1 | Sublap 1 | 16:00 | 3 | 87 | March | 12000 | 0 | 0 | 0 | 0 | 0 | 0 | 0 | 0 | 0 | 0 | 0 | 0 | 0 | 0 | 0 | 0 | 3.8807 | 2.8218 | 1.6671 | -1.1049 | -0.023868 | 0 | 0 | 0 | 0 | 0 | 0 | 0 | 0 | 0 | 0 | 0 | 0 | 0 | 0 | 0 | 0 | 0 | 0 | 0 | 46.5679 | 33.8611 | 20.0052 | -13.2592 | -0.28641 | 0 | 0 | 0
0.666666666666667387April | Resource 1 | Sublap 1 | 16:00 | 3 | 87 | April | 13000 | 0 | 0 | 0 | 0 | 0 | 0 | 0 | 0 | 0 | 0 | 0 | 0 | 0 | 0 | 0 | 0 | 3.8807 | 2.8218 | 1.6671 | -1.1049 | -0.023868 | 0 | 0 | 0 | 0 | 0 | 0 | 0 | 0 | 0 | 0 | 0 | 0 | 0 | 0 | 0 | 0 | 0 | 0 | 0 | 50.4485 | 36.6829 | 21.6723 | -14.3642 | -0.31028 | 0 | 0 | 0
0.666666666666667387May | Resource 1 | Sublap 1 | 16:00 | 3 | 87 | May | 14000 | 0 | 0 | 0 | 0 | 0 | 0 | 0 | 0 | 0 | 0 | 0 | 0 | 0 | 0 | 0 | 0 | 3.8807 | 2.8218 | 1.6671 | -1.1049 | -0.023868 | 0 | 0 | 0 | 0 | 0 | 0 | 0 | 0 | 0 | 0 | 0 | 0 | 0 | 0 | 0 | 0 | 0 | 0 | 0 | 54.3292 | 39.5046 | 23.3394 | -15.4691 | -0.33415 | 0 | 0 | 0
0.666666666666667387June | Resource 1 | Sublap 1 | 16:00 | 3 | 87 | June | 15000 | 0 | 0 | 0 | 0 | 0 | 0 | 0 | 0 | 0 | 0 | 0 | 0 | 0 | 0 | 0 | 0 | 3.8807 | 2.8218 | 1.6671 | -1.1049 | -0.023868 | 0 | 0 | 0 | 0 | 0 | 0 | 0 | 0 | 0 | 0 | 0 | 0 | 0 | 0 | 0 | 0 | 0 | 0 | 0 | 58.2099 | 42.3264 | 25.0065 | -16.574 | -0.35802 | 0 | 0 | 0
0.666666666666667387July | Resource 1 | Sublap 1 | 16:00 | 3 | 87 | July | 16000 | 0 | 0 | 0 | 0 | 0 | 0 | 0 | 0 | 0 | 0 | 0 | 0 | 0 | 0 | 0 | 0 | 3.8807 | 2.8218 | 1.6671 | -1.1049 | -0.023868 | 0 | 0 | 0 | 0 | 0 | 0 | 0 | 0 | 0 | 0 | 0 | 0 | 0 | 0 | 0 | 0 | 0 | 0 | 0 | 62.0905 | 45.1482 | 26.6736 | -17.679 | -0.38188 | 0 | 0 | 0
0.666666666666667387August | Resource 1 | Sublap 1 | 16:00 | 3 | 87 | August | 17000 | 0 | 0 | 0 | 0 | 0 | 0 | 0 | 0 | 0 | 0 | 0 | 0 | 0 | 0 | 0 | 0 | 3.8807 | 2.8218 | 1.6671 | -1.1049 | -0.023868 | 0 | 0 | 0 | 0 | 0 | 0 | 0 | 0 | 0 | 0 | 0 | 0 | 0 | 0 | 0 | 0 | 0 | 0 | 0 | 65.9712 | 47.9699 | 28.3407 | -18.7839 | -0.40575 | 0 | 0 | 0
0.666666666666667387September | Resource 1 | Sublap 1 | 16:00 | 3 | 87 | September | 18000 | 0 | 0 | 0 | 0 | 0 | 0 | 0 | 0 | 0 | 0 | 0 | 0 | 0 | 0 | 0 | 0 | 3.8807 | 2.8218 | 1.6671 | -1.1049 | -0.023868 | 0 | 0 | 0 | 0 | 0 | 0 | 0 | 0 | 0 | 0 | 0 | 0 | 0 | 0 | 0 | 0 | 0 | 0 | 0 | 69.8518 | 50.7917 | 30.0078 | -19.8888 | -0.42962 | 0 | 0 | 0
0.666666666666667387October | Resource 1 | Sublap 1 | 16:00 | 3 | 87 | October | 19000 | 0 | 0 | 0 | 0 | 0 | 0 | 0 | 0 | 0 | 0 | 0 | 0 | 0 | 0 | 0 | 0 | 3.8807 | 2.8218 | 1.6671 | -1.1049 | -0.023868 | 0 | 0 | 0 | 0 | 0 | 0 | 0 | 0 | 0 | 0 | 0 | 0 | 0 | 0 | 0 | 0 | 0 | 0 | 0 | 73.7325 | 53.6135 | 31.6749 | -20.9938 | -0.45349 | 0 | 0 | 0
0.666666666666667387November | Resource 1 | Sublap 1 | 16:00 | 3 | 87 | November | 20000 | 0 | 0 | 0 | 0 | 0 | 0 | 0 | 0 | 0 | 0 | 0 | 0 | 0 | 0 | 0 | 0 | 3.8807 | 2.8218 | 1.6671 | -1.1049 | -0.023868 | 0 | 0 | 0 | 0 | 0 | 0 | 0 | 0 | 0 | 0 | 0 | 0 | 0 | 0 | 0 | 0 | 0 | 0 | 0 | 77.6131 | 56.4352 | 33.342 | -22.0987 | -0.47735 | 0 | 0 | 0
0.666666666666667387December | Resource 1 | Sublap 1 | 16:00 | 3 | 87 | December | 21000 | 0 | 0 | 0 | 0 | 0 | 0 | 0 | 0 | 0 | 0 | 0 | 0 | 0 | 0 | 0 | 0 | 3.8807 | 2.8218 | 1.6671 | -1.1049 | -0.023868 | 0 | 0 | 0 | 0 | 0 | 0 | 0 | 0 | 0 | 0 | 0 | 0 | 0 | 0 | 0 | 0 | 0 | 0 | 0 | 81.4938 | 59.257 | 35.0091 | -23.2036 | -0.50122 | 0 | 0 | 0
0.666666666666667388January | Resource 1 | Sublap 1 | 16:00 | 3 | 88 | January | 10000 | 0 | 0 | 0 | 0 | 0 | 0 | 0 | 0 | 0 | 0 | 0 | 0 | 0 | 0 | 0 | 0 | 4.4407 | 3.2347 | 1.9083 | -1.2153 | -0.026236 | 0 | 0 | 0 | 0 | 0 | 0 | 0 | 0 | 0 | 0 | 0 | 0 | 0 | 0 | 0 | 0 | 0 | 0 | 0 | 44.4075 | 32.347 | 19.0827 | -12.1529 | -0.26236 | 0 | 0 | 0
0.666666666666667388February | Resource 1 | Sublap 1 | 16:00 | 3 | 88 | February | 11000 | 0 | 0 | 0 | 0 | 0 | 0 | 0 | 0 | 0 | 0 | 0 | 0 | 0 | 0 | 0 | 0 | 4.4407 | 3.2347 | 1.9083 | -1.2153 | -0.026236 | 0 | 0 | 0 | 0 | 0 | 0 | 0 | 0 | 0 | 0 | 0 | 0 | 0 | 0 | 0 | 0 | 0 | 0 | 0 | 48.8482 | 35.5817 | 20.9909 | -13.3681 | -0.2886 | 0 | 0 | 0
0.666666666666667388March | Resource 1 | Sublap 1 | 16:00 | 3 | 88 | March | 12000 | 0 | 0 | 0 | 0 | 0 | 0 | 0 | 0 | 0 | 0 | 0 | 0 | 0 | 0 | 0 | 0 | 4.4407 | 3.2347 | 1.9083 | -1.2153 | -0.026236 | 0 | 0 | 0 | 0 | 0 | 0 | 0 | 0 | 0 | 0 | 0 | 0 | 0 | 0 | 0 | 0 | 0 | 0 | 0 | 53.2889 | 38.8164 | 22.8992 | -14.5834 | -0.31483 | 0 | 0 | 0
0.666666666666667388April | Resource 1 | Sublap 1 | 16:00 | 3 | 88 | April | 13000 | 0 | 0 | 0 | 0 | 0 | 0 | 0 | 0 | 0 | 0 | 0 | 0 | 0 | 0 | 0 | 0 | 4.4407 | 3.2347 | 1.9083 | -1.2153 | -0.026236 | 0 | 0 | 0 | 0 | 0 | 0 | 0 | 0 | 0 | 0 | 0 | 0 | 0 | 0 | 0 | 0 | 0 | 0 | 0 | 57.7297 | 42.0511 | 24.8074 | -15.7987 | -0.34107 | 0 | 0 | 0
0.666666666666667388May | Resource 1 | Sublap 1 | 16:00 | 3 | 88 | May | 14000 | 0 | 0 | 0 | 0 | 0 | 0 | 0 | 0 | 0 | 0 | 0 | 0 | 0 | 0 | 0 | 0 | 4.4407 | 3.2347 | 1.9083 | -1.2153 | -0.026236 | 0 | 0 | 0 | 0 | 0 | 0 | 0 | 0 | 0 | 0 | 0 | 0 | 0 | 0 | 0 | 0 | 0 | 0 | 0 | 62.1704 | 45.2858 | 26.7157 | -17.014 | -0.36731 | 0 | 0 | 0
0.666666666666667388June | Resource 1 | Sublap 1 | 16:00 | 3 | 88 | June | 15000 | 0 | 0 | 0 | 0 | 0 | 0 | 0 | 0 | 0 | 0 | 0 | 0 | 0 | 0 | 0 | 0 | 4.4407 | 3.2347 | 1.9083 | -1.2153 | -0.026236 | 0 | 0 | 0 | 0 | 0 | 0 | 0 | 0 | 0 | 0 | 0 | 0 | 0 | 0 | 0 | 0 | 0 | 0 | 0 | 66.6112 | 48.5205 | 28.624 | -18.2293 | -0.39354 | 0 | 0 | 0
0.666666666666667388July | Resource 1 | Sublap 1 | 16:00 | 3 | 88 | July | 16000 | 0 | 0 | 0 | 0 | 0 | 0 | 0 | 0 | 0 | 0 | 0 | 0 | 0 | 0 | 0 | 0 | 4.4407 | 3.2347 | 1.9083 | -1.2153 | -0.026236 | 0 | 0 | 0 | 0 | 0 | 0 | 0 | 0 | 0 | 0 | 0 | 0 | 0 | 0 | 0 | 0 | 0 | 0 | 0 | 71.0519 | 51.7552 | 30.5322 | -19.4446 | -0.41978 | 0 | 0 | 0
0.666666666666667388August | Resource 1 | Sublap 1 | 16:00 | 3 | 88 | August | 17000 | 0 | 0 | 0 | 0 | 0 | 0 | 0 | 0 | 0 | 0 | 0 | 0 | 0 | 0 | 0 | 0 | 4.4407 | 3.2347 | 1.9083 | -1.2153 | -0.026236 | 0 | 0 | 0 | 0 | 0 | 0 | 0 | 0 | 0 | 0 | 0 | 0 | 0 | 0 | 0 | 0 | 0 | 0 | 0 | 75.4927 | 54.9899 | 32.4405 | -20.6599 | -0.44601 | 0 | 0 | 0
0.666666666666667388September | Resource 1 | Sublap 1 | 16:00 | 3 | 88 | September | 18000 | 0 | 0 | 0 | 0 | 0 | 0 | 0 | 0 | 0 | 0 | 0 | 0 | 0 | 0 | 0 | 0 | 4.4407 | 3.2347 | 1.9083 | -1.2153 | -0.026236 | 0 | 0 | 0 | 0 | 0 | 0 | 0 | 0 | 0 | 0 | 0 | 0 | 0 | 0 | 0 | 0 | 0 | 0 | 0 | 79.9334 | 58.2246 | 34.3488 | -21.8752 | -0.47225 | 0 | 0 | 0
0.666666666666667388October | Resource 1 | Sublap 1 | 16:00 | 3 | 88 | October | 19000 | 0 | 0 | 0 | 0 | 0 | 0 | 0 | 0 | 0 | 0 | 0 | 0 | 0 | 0 | 0 | 0 | 4.4407 | 3.2347 | 1.9083 | -1.2153 | -0.026236 | 0 | 0 | 0 | 0 | 0 | 0 | 0 | 0 | 0 | 0 | 0 | 0 | 0 | 0 | 0 | 0 | 0 | 0 | 0 | 84.3742 | 61.4593 | 36.257 | -23.0905 | -0.49849 | 0 | 0 | 0
0.666666666666667388November | Resource 1 | Sublap 1 | 16:00 | 3 | 88 | November | 20000 | 0 | 0 | 0 | 0 | 0 | 0 | 0 | 0 | 0 | 0 | 0 | 0 | 0 | 0 | 0 | 0 | 4.4407 | 3.2347 | 1.9083 | -1.2153 | -0.026236 | 0 | 0 | 0 | 0 | 0 | 0 | 0 | 0 | 0 | 0 | 0 | 0 | 0 | 0 | 0 | 0 | 0 | 0 | 0 | 88.8149 | 64.694 | 38.1653 | -24.3057 | -0.52472 | 0 | 0 | 0
0.666666666666667388December | Resource 1 | Sublap 1 | 16:00 | 3 | 88 | December | 21000 | 0 | 0 | 0 | 0 | 0 | 0 | 0 | 0 | 0 | 0 | 0 | 0 | 0 | 0 | 0 | 0 | 4.4407 | 3.2347 | 1.9083 | -1.2153 | -0.026236 | 0 | 0 | 0 | 0 | 0 | 0 | 0 | 0 | 0 | 0 | 0 | 0 | 0 | 0 | 0 | 0 | 0 | 0 | 0 | 93.2557 | 67.9287 | 40.0736 | -25.521 | -0.55096 | 0 | 0 | 0
0.666666666666667389January | Resource 1 | Sublap 1 | 16:00 | 3 | 89 | January | 10000 | 0 | 0 | 0 | 0 | 0 | 0 | 0 | 0 | 0 | 0 | 0 | 0 | 0 | 0 | 0 | 0 | 4.4058 | 3.2359 | 1.9351 | -1.1825 | -0.025532 | 0 | 0 | 0 | 0 | 0 | 0 | 0 | 0 | 0 | 0 | 0 | 0 | 0 | 0 | 0 | 0 | 0 | 0 | 0 | 44.058 | 32.3586 | 19.3512 | -11.8248 | -0.25532 | 0 | 0 | 0
0.666666666666667389February | Resource 1 | Sublap 1 | 16:00 | 3 | 89 | February | 11000 | 0 | 0 | 0 | 0 | 0 | 0 | 0 | 0 | 0 | 0 | 0 | 0 | 0 | 0 | 0 | 0 | 4.4058 | 3.2359 | 1.9351 | -1.1825 | -0.025532 | 0 | 0 | 0 | 0 | 0 | 0 | 0 | 0 | 0 | 0 | 0 | 0 | 0 | 0 | 0 | 0 | 0 | 0 | 0 | 48.4638 | 35.5944 | 21.2863 | -13.0073 | -0.28085 | 0 | 0 | 0
0.666666666666667389March | Resource 1 | Sublap 1 | 16:00 | 3 | 89 | March | 12000 | 0 | 0 | 0 | 0 | 0 | 0 | 0 | 0 | 0 | 0 | 0 | 0 | 0 | 0 | 0 | 0 | 4.4058 | 3.2359 | 1.9351 | -1.1825 | -0.025532 | 0 | 0 | 0 | 0 | 0 | 0 | 0 | 0 | 0 | 0 | 0 | 0 | 0 | 0 | 0 | 0 | 0 | 0 | 0 | 52.8696 | 38.8303 | 23.2214 | -14.1898 | -0.30638 | 0 | 0 | 0
0.666666666666667389April | Resource 1 | Sublap 1 | 16:00 | 3 | 89 | April | 13000 | 0 | 0 | 0 | 0 | 0 | 0 | 0 | 0 | 0 | 0 | 0 | 0 | 0 | 0 | 0 | 0 | 4.4058 | 3.2359 | 1.9351 | -1.1825 | -0.025532 | 0 | 0 | 0 | 0 | 0 | 0 | 0 | 0 | 0 | 0 | 0 | 0 | 0 | 0 | 0 | 0 | 0 | 0 | 0 | 57.2754 | 42.0661 | 25.1565 | -15.3723 | -0.33192 | 0 | 0 | 0
0.666666666666667389May | Resource 1 | Sublap 1 | 16:00 | 3 | 89 | May | 14000 | 0 | 0 | 0 | 0 | 0 | 0 | 0 | 0 | 0 | 0 | 0 | 0 | 0 | 0 | 0 | 0 | 4.4058 | 3.2359 | 1.9351 | -1.1825 | -0.025532 | 0 | 0 | 0 | 0 | 0 | 0 | 0 | 0 | 0 | 0 | 0 | 0 | 0 | 0 | 0 | 0 | 0 | 0 | 0 | 61.6812 | 45.302 | 27.0916 | -16.5548 | -0.35745 | 0 | 0 | 0
0.666666666666667389June | Resource 1 | Sublap 1 | 16:00 | 3 | 89 | June | 15000 | 0 | 0 | 0 | 0 | 0 | 0 | 0 | 0 | 0 | 0 | 0 | 0 | 0 | 0 | 0 | 0 | 4.4058 | 3.2359 | 1.9351 | -1.1825 | -0.025532 | 0 | 0 | 0 | 0 | 0 | 0 | 0 | 0 | 0 | 0 | 0 | 0 | 0 | 0 | 0 | 0 | 0 | 0 | 0 | 66.087 | 48.5379 | 29.0267 | -17.7372 | -0.38298 | 0 | 0 | 0
0.666666666666667389July | Resource 1 | Sublap 1 | 16:00 | 3 | 89 | July | 16000 | 0 | 0 | 0 | 0 | 0 | 0 | 0 | 0 | 0 | 0 | 0 | 0 | 0 | 0 | 0 | 0 | 4.4058 | 3.2359 | 1.9351 | -1.1825 | -0.025532 | 0 | 0 | 0 | 0 | 0 | 0 | 0 | 0 | 0 | 0 | 0 | 0 | 0 | 0 | 0 | 0 | 0 | 0 | 0 | 70.4928 | 51.7737 | 30.9618 | -18.9197 | -0.40851 | 0 | 0 | 0
0.666666666666667389August | Resource 1 | Sublap 1 | 16:00 | 3 | 89 | August | 17000 | 0 | 0 | 0 | 0 | 0 | 0 | 0 | 0 | 0 | 0 | 0 | 0 | 0 | 0 | 0 | 0 | 4.4058 | 3.2359 | 1.9351 | -1.1825 | -0.025532 | 0 | 0 | 0 | 0 | 0 | 0 | 0 | 0 | 0 | 0 | 0 | 0 | 0 | 0 | 0 | 0 | 0 | 0 | 0 | 74.8986 | 55.0096 | 32.897 | -20.1022 | -0.43405 | 0 | 0 | 0
0.666666666666667389September | Resource 1 | Sublap 1 | 16:00 | 3 | 89 | September | 18000 | 0 | 0 | 0 | 0 | 0 | 0 | 0 | 0 | 0 | 0 | 0 | 0 | 0 | 0 | 0 | 0 | 4.4058 | 3.2359 | 1.9351 | -1.1825 | -0.025532 | 0 | 0 | 0 | 0 | 0 | 0 | 0 | 0 | 0 | 0 | 0 | 0 | 0 | 0 | 0 | 0 | 0 | 0 | 0 | 79.3044 | 58.2454 | 34.8321 | -21.2847 | -0.45958 | 0 | 0 | 0
0.666666666666667389October | Resource 1 | Sublap 1 | 16:00 | 3 | 89 | October | 19000 | 0 | 0 | 0 | 0 | 0 | 0 | 0 | 0 | 0 | 0 | 0 | 0 | 0 | 0 | 0 | 0 | 4.4058 | 3.2359 | 1.9351 | -1.1825 | -0.025532 | 0 | 0 | 0 | 0 | 0 | 0 | 0 | 0 | 0 | 0 | 0 | 0 | 0 | 0 | 0 | 0 | 0 | 0 | 0 | 83.7102 | 61.4813 | 36.7672 | -22.4672 | -0.48511 | 0 | 0 | 0
0.666666666666667389November | Resource 1 | Sublap 1 | 16:00 | 3 | 89 | November | 20000 | 0 | 0 | 0 | 0 | 0 | 0 | 0 | 0 | 0 | 0 | 0 | 0 | 0 | 0 | 0 | 0 | 4.4058 | 3.2359 | 1.9351 | -1.1825 | -0.025532 | 0 | 0 | 0 | 0 | 0 | 0 | 0 | 0 | 0 | 0 | 0 | 0 | 0 | 0 | 0 | 0 | 0 | 0 | 0 | 88.116 | 64.7171 | 38.7023 | -23.6497 | -0.51064 | 0 | 0 | 0
0.666666666666667389December | Resource 1 | Sublap 1 | 16:00 | 3 | 89 | December | 21000 | 0 | 0 | 0 | 0 | 0 | 0 | 0 | 0 | 0 | 0 | 0 | 0 | 0 | 0 | 0 | 0 | 4.4058 | 3.2359 | 1.9351 | -1.1825 | -0.025532 | 0 | 0 | 0 | 0 | 0 | 0 | 0 | 0 | 0 | 0 | 0 | 0 | 0 | 0 | 0 | 0 | 0 | 0 | 0 | 92.5218 | 67.953 | 40.6374 | -24.8321 | -0.53617 | 0 | 0 | 0
0.666666666666667390January | Resource 1 | Sublap 1 | 16:00 | 3 | 90 | January | 10000 | 0 | 0 | 0 | 0 | 0 | 0 | 0 | 0 | 0 | 0 | 0 | 0 | 0 | 0 | 0 | 0 | 5.0156 | 3.7339 | 2.2163 | -1.3377 | -0.028863 | 0 | 0 | 0 | 0 | 0 | 0 | 0 | 0 | 0 | 0 | 0 | 0 | 0 | 0 | 0 | 0 | 0 | 0 | 0 | 50.1561 | 37.3387 | 22.1625 | -13.377 | -0.28863 | 0 | 0 | 0
0.666666666666667390February | Resource 1 | Sublap 1 | 16:00 | 3 | 90 | February | 11000 | 0 | 0 | 0 | 0 | 0 | 0 | 0 | 0 | 0 | 0 | 0 | 0 | 0 | 0 | 0 | 0 | 5.0156 | 3.7339 | 2.2163 | -1.3377 | -0.028863 | 0 | 0 | 0 | 0 | 0 | 0 | 0 | 0 | 0 | 0 | 0 | 0 | 0 | 0 | 0 | 0 | 0 | 0 | 0 | 55.1718 | 41.0725 | 24.3788 | -14.7147 | -0.3175 | 0 | 0 | 0
0.666666666666667390March | Resource 1 | Sublap 1 | 16:00 | 3 | 90 | March | 12000 | 0 | 0 | 0 | 0 | 0 | 0 | 0 | 0 | 0 | 0 | 0 | 0 | 0 | 0 | 0 | 0 | 5.0156 | 3.7339 | 2.2163 | -1.3377 | -0.028863 | 0 | 0 | 0 | 0 | 0 | 0 | 0 | 0 | 0 | 0 | 0 | 0 | 0 | 0 | 0 | 0 | 0 | 0 | 0 | 60.1874 | 44.8064 | 26.5951 | -16.0524 | -0.34636 | 0 | 0 | 0
0.666666666666667390April | Resource 1 | Sublap 1 | 16:00 | 3 | 90 | April | 13000 | 0 | 0 | 0 | 0 | 0 | 0 | 0 | 0 | 0 | 0 | 0 | 0 | 0 | 0 | 0 | 0 | 5.0156 | 3.7339 | 2.2163 | -1.3377 | -0.028863 | 0 | 0 | 0 | 0 | 0 | 0 | 0 | 0 | 0 | 0 | 0 | 0 | 0 | 0 | 0 | 0 | 0 | 0 | 0 | 65.203 | 48.5403 | 28.8113 | -17.3901 | -0.37522 | 0 | 0 | 0
0.666666666666667390May | Resource 1 | Sublap 1 | 16:00 | 3 | 90 | May | 14000 | 0 | 0 | 0 | 0 | 0 | 0 | 0 | 0 | 0 | 0 | 0 | 0 | 0 | 0 | 0 | 0 | 5.0156 | 3.7339 | 2.2163 | -1.3377 | -0.028863 | 0 | 0 | 0 | 0 | 0 | 0 | 0 | 0 | 0 | 0 | 0 | 0 | 0 | 0 | 0 | 0 | 0 | 0 | 0 | 70.2186 | 52.2741 | 31.0276 | -18.7278 | -0.40409 | 0 | 0 | 0
0.666666666666667390June | Resource 1 | Sublap 1 | 16:00 | 3 | 90 | June | 15000 | 0 | 0 | 0 | 0 | 0 | 0 | 0 | 0 | 0 | 0 | 0 | 0 | 0 | 0 | 0 | 0 | 5.0156 | 3.7339 | 2.2163 | -1.3377 | -0.028863 | 0 | 0 | 0 | 0 | 0 | 0 | 0 | 0 | 0 | 0 | 0 | 0 | 0 | 0 | 0 | 0 | 0 | 0 | 0 | 75.2342 | 56.008 | 33.2438 | -20.0654 | -0.43295 | 0 | 0 | 0
0.666666666666667390July | Resource 1 | Sublap 1 | 16:00 | 3 | 90 | July | 16000 | 0 | 0 | 0 | 0 | 0 | 0 | 0 | 0 | 0 | 0 | 0 | 0 | 0 | 0 | 0 | 0 | 5.0156 | 3.7339 | 2.2163 | -1.3377 | -0.028863 | 0 | 0 | 0 | 0 | 0 | 0 | 0 | 0 | 0 | 0 | 0 | 0 | 0 | 0 | 0 | 0 | 0 | 0 | 0 | 80.2498 | 59.7419 | 35.4601 | -21.4032 | -0.46181 | 0 | 0 | 0
0.666666666666667390August | Resource 1 | Sublap 1 | 16:00 | 3 | 90 | August | 17000 | 0 | 0 | 0 | 0 | 0 | 0 | 0 | 0 | 0 | 0 | 0 | 0 | 0 | 0 | 0 | 0 | 5.0156 | 3.7339 | 2.2163 | -1.3377 | -0.028863 | 0 | 0 | 0 | 0 | 0 | 0 | 0 | 0 | 0 | 0 | 0 | 0 | 0 | 0 | 0 | 0 | 0 | 0 | 0 | 85.2654 | 63.4757 | 37.6763 | -22.7408 | -0.49068 | 0 | 0 | 0
0.666666666666667390September | Resource 1 | Sublap 1 | 16:00 | 3 | 90 | September | 18000 | 0 | 0 | 0 | 0 | 0 | 0 | 0 | 0 | 0 | 0 | 0 | 0 | 0 | 0 | 0 | 0 | 5.0156 | 3.7339 | 2.2163 | -1.3377 | -0.028863 | 0 | 0 | 0 | 0 | 0 | 0 | 0 | 0 | 0 | 0 | 0 | 0 | 0 | 0 | 0 | 0 | 0 | 0 | 0 | 90.281 | 67.2096 | 39.8926 | -24.0785 | -0.51954 | 0 | 0 | 0
0.666666666666667390October | Resource 1 | Sublap 1 | 16:00 | 3 | 90 | October | 19000 | 0 | 0 | 0 | 0 | 0 | 0 | 0 | 0 | 0 | 0 | 0 | 0 | 0 | 0 | 0 | 0 | 5.0156 | 3.7339 | 2.2163 | -1.3377 | -0.028863 | 0 | 0 | 0 | 0 | 0 | 0 | 0 | 0 | 0 | 0 | 0 | 0 | 0 | 0 | 0 | 0 | 0 | 0 | 0 | 95.2967 | 70.9435 | 42.1088 | -25.4162 | -0.5484 | 0 | 0 | 0
0.666666666666667390November | Resource 1 | Sublap 1 | 16:00 | 3 | 90 | November | 20000 | 0 | 0 | 0 | 0 | 0 | 0 | 0 | 0 | 0 | 0 | 0 | 0 | 0 | 0 | 0 | 0 | 5.0156 | 3.7339 | 2.2163 | -1.3377 | -0.028863 | 0 | 0 | 0 | 0 | 0 | 0 | 0 | 0 | 0 | 0 | 0 | 0 | 0 | 0 | 0 | 0 | 0 | 0 | 0 | 100.3123 | 74.6774 | 44.3251 | -26.7539 | -0.57727 | 0 | 0 | 0
0.666666666666667390December | Resource 1 | Sublap 1 | 16:00 | 3 | 90 | December | 21000 | 0 | 0 | 0 | 0 | 0 | 0 | 0 | 0 | 0 | 0 | 0 | 0 | 0 | 0 | 0 | 0 | 5.0156 | 3.7339 | 2.2163 | -1.3377 | -0.028863 | 0 | 0 | 0 | 0 | 0 | 0 | 0 | 0 | 0 | 0 | 0 | 0 | 0 | 0 | 0 | 0 | 0 | 0 | 0 | 105.3279 | 78.4112 | 46.5414 | -28.0916 | -0.60613 | 0 | 0 | 0
0.666666666666667391January | Resource 1 | Sublap 1 | 16:00 | 3 | 91 | January | 10000 | 0 | 0 | 0 | 0 | 0 | 0 | 0 | 0 | 0 | 0 | 0 | 0 | 0 | 0 | 0 | 0 | 6.0407 | 4.5829 | 2.8856 | -1.5077 | -0.032511 | 0 | 0 | 0 | 0 | 0 | 0 | 0 | 0 | 0 | 0 | 0 | 0 | 0 | 0 | 0 | 0 | 0 | 0 | 0 | 60.4073 | 45.8288 | 28.8563 | -15.0768 | -0.32512 | 0 | 0 | 0
0.666666666666667391February | Resource 1 | Sublap 1 | 16:00 | 3 | 91 | February | 11000 | 0 | 0 | 0 | 0 | 0 | 0 | 0 | 0 | 0 | 0 | 0 | 0 | 0 | 0 | 0 | 0 | 6.0407 | 4.5829 | 2.8856 | -1.5077 | -0.032511 | 0 | 0 | 0 | 0 | 0 | 0 | 0 | 0 | 0 | 0 | 0 | 0 | 0 | 0 | 0 | 0 | 0 | 0 | 0 | 66.448 | 50.4117 | 31.7419 | -16.5845 | -0.35763 | 0 | 0 | 0
0.666666666666667391March | Resource 1 | Sublap 1 | 16:00 | 3 | 91 | March | 12000 | 0 | 0 | 0 | 0 | 0 | 0 | 0 | 0 | 0 | 0 | 0 | 0 | 0 | 0 | 0 | 0 | 6.0407 | 4.5829 | 2.8856 | -1.5077 | -0.032511 | 0 | 0 | 0 | 0 | 0 | 0 | 0 | 0 | 0 | 0 | 0 | 0 | 0 | 0 | 0 | 0 | 0 | 0 | 0 | 72.4888 | 54.9946 | 34.6275 | -18.0922 | -0.39014 | 0 | 0 | 0
0.666666666666667391April | Resource 1 | Sublap 1 | 16:00 | 3 | 91 | April | 13000 | 0 | 0 | 0 | 0 | 0 | 0 | 0 | 0 | 0 | 0 | 0 | 0 | 0 | 0 | 0 | 0 | 6.0407 | 4.5829 | 2.8856 | -1.5077 | -0.032511 | 0 | 0 | 0 | 0 | 0 | 0 | 0 | 0 | 0 | 0 | 0 | 0 | 0 | 0 | 0 | 0 | 0 | 0 | 0 | 78.5295 | 59.5775 | 37.5131 | -19.5999 | -0.42265 | 0 | 0 | 0
0.666666666666667391May | Resource 1 | Sublap 1 | 16:00 | 3 | 91 | May | 14000 | 0 | 0 | 0 | 0 | 0 | 0 | 0 | 0 | 0 | 0 | 0 | 0 | 0 | 0 | 0 | 0 | 6.0407 | 4.5829 | 2.8856 | -1.5077 | -0.032511 | 0 | 0 | 0 | 0 | 0 | 0 | 0 | 0 | 0 | 0 | 0 | 0 | 0 | 0 | 0 | 0 | 0 | 0 | 0 | 84.5702 | 64.1604 | 40.3988 | -21.1075 | -0.45516 | 0 | 0 | 0
0.666666666666667391June | Resource 1 | Sublap 1 | 16:00 | 3 | 91 | June | 15000 | 0 | 0 | 0 | 0 | 0 | 0 | 0 | 0 | 0 | 0 | 0 | 0 | 0 | 0 | 0 | 0 | 6.0407 | 4.5829 | 2.8856 | -1.5077 | -0.032511 | 0 | 0 | 0 | 0 | 0 | 0 | 0 | 0 | 0 | 0 | 0 | 0 | 0 | 0 | 0 | 0 | 0 | 0 | 0 | 90.611 | 68.7433 | 43.2844 | -22.6152 | -0.48767 | 0 | 0 | 0
0.666666666666667391July | Resource 1 | Sublap 1 | 16:00 | 3 | 91 | July | 16000 | 0 | 0 | 0 | 0 | 0 | 0 | 0 | 0 | 0 | 0 | 0 | 0 | 0 | 0 | 0 | 0 | 6.0407 | 4.5829 | 2.8856 | -1.5077 | -0.032511 | 0 | 0 | 0 | 0 | 0 | 0 | 0 | 0 | 0 | 0 | 0 | 0 | 0 | 0 | 0 | 0 | 0 | 0 | 0 | 96.6517 | 73.3261 | 46.17 | -24.1229 | -0.52018 | 0 | 0 | 0
0.666666666666667391August | Resource 1 | Sublap 1 | 16:00 | 3 | 91 | August | 17000 | 0 | 0 | 0 | 0 | 0 | 0 | 0 | 0 | 0 | 0 | 0 | 0 | 0 | 0 | 0 | 0 | 6.0407 | 4.5829 | 2.8856 | -1.5077 | -0.032511 | 0 | 0 | 0 | 0 | 0 | 0 | 0 | 0 | 0 | 0 | 0 | 0 | 0 | 0 | 0 | 0 | 0 | 0 | 0 | 102.6924 | 77.909 | 49.0556 | -25.6306 | -0.5527 | 0 | 0 | 0
0.666666666666667391September | Resource 1 | Sublap 1 | 16:00 | 3 | 91 | September | 18000 | 0 | 0 | 0 | 0 | 0 | 0 | 0 | 0 | 0 | 0 | 0 | 0 | 0 | 0 | 0 | 0 | 6.0407 | 4.5829 | 2.8856 | -1.5077 | -0.032511 | 0 | 0 | 0 | 0 | 0 | 0 | 0 | 0 | 0 | 0 | 0 | 0 | 0 | 0 | 0 | 0 | 0 | 0 | 0 | 108.7332 | 82.4919 | 51.9413 | -27.1383 | -0.58521 | 0 | 0 | 0
0.666666666666667391October | Resource 1 | Sublap 1 | 16:00 | 3 | 91 | October | 19000 | 0 | 0 | 0 | 0 | 0 | 0 | 0 | 0 | 0 | 0 | 0 | 0 | 0 | 0 | 0 | 0 | 6.0407 | 4.5829 | 2.8856 | -1.5077 | -0.032511 | 0 | 0 | 0 | 0 | 0 | 0 | 0 | 0 | 0 | 0 | 0 | 0 | 0 | 0 | 0 | 0 | 0 | 0 | 0 | 114.7739 | 87.0748 | 54.8269 | -28.646 | -0.61772 | 0 | 0 | 0
0.666666666666667391November | Resource 1 | Sublap 1 | 16:00 | 3 | 91 | November | 20000 | 0 | 0 | 0 | 0 | 0 | 0 | 0 | 0 | 0 | 0 | 0 | 0 | 0 | 0 | 0 | 0 | 6.0407 | 4.5829 | 2.8856 | -1.5077 | -0.032511 | 0 | 0 | 0 | 0 | 0 | 0 | 0 | 0 | 0 | 0 | 0 | 0 | 0 | 0 | 0 | 0 | 0 | 0 | 0 | 120.8146 | 91.6577 | 57.7125 | -30.1536 | -0.65023 | 0 | 0 | 0
0.666666666666667391December | Resource 1 | Sublap 1 | 16:00 | 3 | 91 | December | 21000 | 0 | 0 | 0 | 0 | 0 | 0 | 0 | 0 | 0 | 0 | 0 | 0 | 0 | 0 | 0 | 0 | 6.0407 | 4.5829 | 2.8856 | -1.5077 | -0.032511 | 0 | 0 | 0 | 0 | 0 | 0 | 0 | 0 | 0 | 0 | 0 | 0 | 0 | 0 | 0 | 0 | 0 | 0 | 0 | 126.8554 | 96.2406 | 60.5981 | -31.6613 | -0.68274 | 0 | 0 | 0
0.666666666666667392January | Resource 1 | Sublap 1 | 16:00 | 3 | 92 | January | 10000 | 0 | 0 | 0 | 0 | 0 | 0 | 0 | 0 | 0 | 0 | 0 | 0 | 0 | 0 | 0 | 0 | 6.4494 | 4.9005 | 2.9811 | -1.55 | -0.033421 | 0 | 0 | 0 | 0 | 0 | 0 | 0 | 0 | 0 | 0 | 0 | 0 | 0 | 0 | 0 | 0 | 0 | 0 | 0 | 64.4936 | 49.0054 | 29.8109 | -15.5005 | -0.33421 | 0 | 0 | 0
0.666666666666667392February | Resource 1 | Sublap 1 | 16:00 | 3 | 92 | February | 11000 | 0 | 0 | 0 | 0 | 0 | 0 | 0 | 0 | 0 | 0 | 0 | 0 | 0 | 0 | 0 | 0 | 6.4494 | 4.9005 | 2.9811 | -1.55 | -0.033421 | 0 | 0 | 0 | 0 | 0 | 0 | 0 | 0 | 0 | 0 | 0 | 0 | 0 | 0 | 0 | 0 | 0 | 0 | 0 | 70.943 | 53.906 | 32.792 | -17.0505 | -0.36763 | 0 | 0 | 0
0.666666666666667392March | Resource 1 | Sublap 1 | 16:00 | 3 | 92 | March | 12000 | 0 | 0 | 0 | 0 | 0 | 0 | 0 | 0 | 0 | 0 | 0 | 0 | 0 | 0 | 0 | 0 | 6.4494 | 4.9005 | 2.9811 | -1.55 | -0.033421 | 0 | 0 | 0 | 0 | 0 | 0 | 0 | 0 | 0 | 0 | 0 | 0 | 0 | 0 | 0 | 0 | 0 | 0 | 0 | 77.3923 | 58.8065 | 35.7731 | -18.6006 | -0.40105 | 0 | 0 | 0
0.666666666666667392April | Resource 1 | Sublap 1 | 16:00 | 3 | 92 | April | 13000 | 0 | 0 | 0 | 0 | 0 | 0 | 0 | 0 | 0 | 0 | 0 | 0 | 0 | 0 | 0 | 0 | 6.4494 | 4.9005 | 2.9811 | -1.55 | -0.033421 | 0 | 0 | 0 | 0 | 0 | 0 | 0 | 0 | 0 | 0 | 0 | 0 | 0 | 0 | 0 | 0 | 0 | 0 | 0 | 83.8417 | 63.7071 | 38.7542 | -20.1506 | -0.43447 | 0 | 0 | 0
0.666666666666667392May | Resource 1 | Sublap 1 | 16:00 | 3 | 92 | May | 14000 | 0 | 0 | 0 | 0 | 0 | 0 | 0 | 0 | 0 | 0 | 0 | 0 | 0 | 0 | 0 | 0 | 6.4494 | 4.9005 | 2.9811 | -1.55 | -0.033421 | 0 | 0 | 0 | 0 | 0 | 0 | 0 | 0 | 0 | 0 | 0 | 0 | 0 | 0 | 0 | 0 | 0 | 0 | 0 | 90.291 | 68.6076 | 41.7353 | -21.7007 | -0.46789 | 0 | 0 | 0
0.666666666666667392June | Resource 1 | Sublap 1 | 16:00 | 3 | 92 | June | 15000 | 0 | 0 | 0 | 0 | 0 | 0 | 0 | 0 | 0 | 0 | 0 | 0 | 0 | 0 | 0 | 0 | 6.4494 | 4.9005 | 2.9811 | -1.55 | -0.033421 | 0 | 0 | 0 | 0 | 0 | 0 | 0 | 0 | 0 | 0 | 0 | 0 | 0 | 0 | 0 | 0 | 0 | 0 | 0 | 96.7404 | 73.5081 | 44.7164 | -23.2507 | -0.50131 | 0 | 0 | 0
0.666666666666667392July | Resource 1 | Sublap 1 | 16:00 | 3 | 92 | July | 16000 | 0 | 0 | 0 | 0 | 0 | 0 | 0 | 0 | 0 | 0 | 0 | 0 | 0 | 0 | 0 | 0 | 6.4494 | 4.9005 | 2.9811 | -1.55 | -0.033421 | 0 | 0 | 0 | 0 | 0 | 0 | 0 | 0 | 0 | 0 | 0 | 0 | 0 | 0 | 0 | 0 | 0 | 0 | 0 | 103.1898 | 78.4087 | 47.6975 | -24.8008 | -0.53473 | 0 | 0 | 0
0.666666666666667392August | Resource 1 | Sublap 1 | 16:00 | 3 | 92 | August | 17000 | 0 | 0 | 0 | 0 | 0 | 0 | 0 | 0 | 0 | 0 | 0 | 0 | 0 | 0 | 0 | 0 | 6.4494 | 4.9005 | 2.9811 | -1.55 | -0.033421 | 0 | 0 | 0 | 0 | 0 | 0 | 0 | 0 | 0 | 0 | 0 | 0 | 0 | 0 | 0 | 0 | 0 | 0 | 0 | 109.6391 | 83.3092 | 50.6786 | -26.3508 | -0.56815 | 0 | 0 | 0
0.666666666666667392September | Resource 1 | Sublap 1 | 16:00 | 3 | 92 | September | 18000 | 0 | 0 | 0 | 0 | 0 | 0 | 0 | 0 | 0 | 0 | 0 | 0 | 0 | 0 | 0 | 0 | 6.4494 | 4.9005 | 2.9811 | -1.55 | -0.033421 | 0 | 0 | 0 | 0 | 0 | 0 | 0 | 0 | 0 | 0 | 0 | 0 | 0 | 0 | 0 | 0 | 0 | 0 | 0 | 116.0885 | 88.2097 | 53.6597 | -27.9008 | -0.60157 | 0 | 0 | 0
0.666666666666667392October | Resource 1 | Sublap 1 | 16:00 | 3 | 92 | October | 19000 | 0 | 0 | 0 | 0 | 0 | 0 | 0 | 0 | 0 | 0 | 0 | 0 | 0 | 0 | 0 | 0 | 6.4494 | 4.9005 | 2.9811 | -1.55 | -0.033421 | 0 | 0 | 0 | 0 | 0 | 0 | 0 | 0 | 0 | 0 | 0 | 0 | 0 | 0 | 0 | 0 | 0 | 0 | 0 | 122.5379 | 93.1103 | 56.6408 | -29.4509 | -0.63499 | 0 | 0 | 0
0.666666666666667392November | Resource 1 | Sublap 1 | 16:00 | 3 | 92 | November | 20000 | 0 | 0 | 0 | 0 | 0 | 0 | 0 | 0 | 0 | 0 | 0 | 0 | 0 | 0 | 0 | 0 | 6.4494 | 4.9005 | 2.9811 | -1.55 | -0.033421 | 0 | 0 | 0 | 0 | 0 | 0 | 0 | 0 | 0 | 0 | 0 | 0 | 0 | 0 | 0 | 0 | 0 | 0 | 0 | 128.9872 | 98.0108 | 59.6219 | -31.0009 | -0.66842 | 0 | 0 | 0
0.666666666666667392December | Resource 1 | Sublap 1 | 16:00 | 3 | 92 | December | 21000 | 0 | 0 | 0 | 0 | 0 | 0 | 0 | 0 | 0 | 0 | 0 | 0 | 0 | 0 | 0 | 0 | 6.4494 | 4.9005 | 2.9811 | -1.55 | -0.033421 | 0 | 0 | 0 | 0 | 0 | 0 | 0 | 0 | 0 | 0 | 0 | 0 | 0 | 0 | 0 | 0 | 0 | 0 | 0 | 135.4366 | 102.9114 | 62.603 | -32.551 | -0.70184 | 0 | 0 | 0
0.666666666666667393January | Resource 1 | Sublap 1 | 16:00 | 3 | 93 | January | 10000 | 0 | 0 | 0 | 0 | 0 | 0 | 0 | 0 | 0 | 0 | 0 | 0 | 0 | 0 | 0 | 0 | 6.8498 | 5.2408 | 3.3854 | -1.6605 | -0.03579 | 0 | 0 | 0 | 0 | 0 | 0 | 0 | 0 | 0 | 0 | 0 | 0 | 0 | 0 | 0 | 0 | 0 | 0 | 0 | 68.498 | 52.4085 | 33.8537 | -16.6046 | -0.3579 | 0 | 0 | 0
0.666666666666667393February | Resource 1 | Sublap 1 | 16:00 | 3 | 93 | February | 11000 | 0 | 0 | 0 | 0 | 0 | 0 | 0 | 0 | 0 | 0 | 0 | 0 | 0 | 0 | 0 | 0 | 6.8498 | 5.2408 | 3.3854 | -1.6605 | -0.03579 | 0 | 0 | 0 | 0 | 0 | 0 | 0 | 0 | 0 | 0 | 0 | 0 | 0 | 0 | 0 | 0 | 0 | 0 | 0 | 75.3478 | 57.6493 | 37.2391 | -18.265 | -0.39369 | 0 | 0 | 0
0.666666666666667393March | Resource 1 | Sublap 1 | 16:00 | 3 | 93 | March | 12000 | 0 | 0 | 0 | 0 | 0 | 0 | 0 | 0 | 0 | 0 | 0 | 0 | 0 | 0 | 0 | 0 | 6.8498 | 5.2408 | 3.3854 | -1.6605 | -0.03579 | 0 | 0 | 0 | 0 | 0 | 0 | 0 | 0 | 0 | 0 | 0 | 0 | 0 | 0 | 0 | 0 | 0 | 0 | 0 | 82.1976 | 62.8902 | 40.6245 | -19.9255 | -0.42949 | 0 | 0 | 0
0.666666666666667393April | Resource 1 | Sublap 1 | 16:00 | 3 | 93 | April | 13000 | 0 | 0 | 0 | 0 | 0 | 0 | 0 | 0 | 0 | 0 | 0 | 0 | 0 | 0 | 0 | 0 | 6.8498 | 5.2408 | 3.3854 | -1.6605 | -0.03579 | 0 | 0 | 0 | 0 | 0 | 0 | 0 | 0 | 0 | 0 | 0 | 0 | 0 | 0 | 0 | 0 | 0 | 0 | 0 | 89.0473 | 68.131 | 44.0099 | -21.586 | -0.46528 | 0 | 0 | 0
0.666666666666667393May | Resource 1 | Sublap 1 | 16:00 | 3 | 93 | May | 14000 | 0 | 0 | 0 | 0 | 0 | 0 | 0 | 0 | 0 | 0 | 0 | 0 | 0 | 0 | 0 | 0 | 6.8498 | 5.2408 | 3.3854 | -1.6605 | -0.03579 | 0 | 0 | 0 | 0 | 0 | 0 | 0 | 0 | 0 | 0 | 0 | 0 | 0 | 0 | 0 | 0 | 0 | 0 | 0 | 95.8971 | 73.3719 | 47.3952 | -23.2464 | -0.50107 | 0 | 0 | 0
0.666666666666667393June | Resource 1 | Sublap 1 | 16:00 | 3 | 93 | June | 15000 | 0 | 0 | 0 | 0 | 0 | 0 | 0 | 0 | 0 | 0 | 0 | 0 | 0 | 0 | 0 | 0 | 6.8498 | 5.2408 | 3.3854 | -1.6605 | -0.03579 | 0 | 0 | 0 | 0 | 0 | 0 | 0 | 0 | 0 | 0 | 0 | 0 | 0 | 0 | 0 | 0 | 0 | 0 | 0 | 102.7469 | 78.6127 | 50.7806 | -24.9069 | -0.53686 | 0 | 0 | 0
0.666666666666667393July | Resource 1 | Sublap 1 | 16:00 | 3 | 93 | July | 16000 | 0 | 0 | 0 | 0 | 0 | 0 | 0 | 0 | 0 | 0 | 0 | 0 | 0 | 0 | 0 | 0 | 6.8498 | 5.2408 | 3.3854 | -1.6605 | -0.03579 | 0 | 0 | 0 | 0 | 0 | 0 | 0 | 0 | 0 | 0 | 0 | 0 | 0 | 0 | 0 | 0 | 0 | 0 | 0 | 109.5967 | 83.8536 | 54.166 | -26.5673 | -0.57265 | 0 | 0 | 0
0.666666666666667393August | Resource 1 | Sublap 1 | 16:00 | 3 | 93 | August | 17000 | 0 | 0 | 0 | 0 | 0 | 0 | 0 | 0 | 0 | 0 | 0 | 0 | 0 | 0 | 0 | 0 | 6.8498 | 5.2408 | 3.3854 | -1.6605 | -0.03579 | 0 | 0 | 0 | 0 | 0 | 0 | 0 | 0 | 0 | 0 | 0 | 0 | 0 | 0 | 0 | 0 | 0 | 0 | 0 | 116.4465 | 89.0944 | 57.5513 | -28.2278 | -0.60844 | 0 | 0 | 0
0.666666666666667393September | Resource 1 | Sublap 1 | 16:00 | 3 | 93 | September | 18000 | 0 | 0 | 0 | 0 | 0 | 0 | 0 | 0 | 0 | 0 | 0 | 0 | 0 | 0 | 0 | 0 | 6.8498 | 5.2408 | 3.3854 | -1.6605 | -0.03579 | 0 | 0 | 0 | 0 | 0 | 0 | 0 | 0 | 0 | 0 | 0 | 0 | 0 | 0 | 0 | 0 | 0 | 0 | 0 | 123.2963 | 94.3353 | 60.9367 | -29.8883 | -0.64423 | 0 | 0 | 0
0.666666666666667393October | Resource 1 | Sublap 1 | 16:00 | 3 | 93 | October | 19000 | 0 | 0 | 0 | 0 | 0 | 0 | 0 | 0 | 0 | 0 | 0 | 0 | 0 | 0 | 0 | 0 | 6.8498 | 5.2408 | 3.3854 | -1.6605 | -0.03579 | 0 | 0 | 0 | 0 | 0 | 0 | 0 | 0 | 0 | 0 | 0 | 0 | 0 | 0 | 0 | 0 | 0 | 0 | 0 | 130.1461 | 99.5761 | 64.3221 | -31.5487 | -0.68002 | 0 | 0 | 0
0.666666666666667393November | Resource 1 | Sublap 1 | 16:00 | 3 | 93 | November | 20000 | 0 | 0 | 0 | 0 | 0 | 0 | 0 | 0 | 0 | 0 | 0 | 0 | 0 | 0 | 0 | 0 | 6.8498 | 5.2408 | 3.3854 | -1.6605 | -0.03579 | 0 | 0 | 0 | 0 | 0 | 0 | 0 | 0 | 0 | 0 | 0 | 0 | 0 | 0 | 0 | 0 | 0 | 0 | 0 | 136.9959 | 104.817 | 67.7075 | -33.2092 | -0.71581 | 0 | 0 | 0
0.666666666666667393December | Resource 1 | Sublap 1 | 16:00 | 3 | 93 | December | 21000 | 0 | 0 | 0 | 0 | 0 | 0 | 0 | 0 | 0 | 0 | 0 | 0 | 0 | 0 | 0 | 0 | 6.8498 | 5.2408 | 3.3854 | -1.6605 | -0.03579 | 0 | 0 | 0 | 0 | 0 | 0 | 0 | 0 | 0 | 0 | 0 | 0 | 0 | 0 | 0 | 0 | 0 | 0 | 0 | 143.8457 | 110.0578 | 71.0928 | -34.8696 | -0.7516 | 0 | 0 | 0
0.666666666666667394January | Resource 1 | Sublap 1 | 16:00 | 3 | 94 | January | 10000 | 0 | 0 | 0 | 0 | 0 | 0 | 0 | 0 | 0 | 0 | 0 | 0 | 0 | 0 | 0 | 0 | 6.6415 | 4.9913 | 3.3044 | -1.6625 | -0.035835 | 0 | 0 | 0 | 0 | 0 | 0 | 0 | 0 | 0 | 0 | 0 | 0 | 0 | 0 | 0 | 0 | 0 | 0 | 0 | 66.4146 | 49.9133 | 33.044 | -16.6252 | -0.35835 | 0 | 0 | 0
0.666666666666667394February | Resource 1 | Sublap 1 | 16:00 | 3 | 94 | February | 11000 | 0 | 0 | 0 | 0 | 0 | 0 | 0 | 0 | 0 | 0 | 0 | 0 | 0 | 0 | 0 | 0 | 6.6415 | 4.9913 | 3.3044 | -1.6625 | -0.035835 | 0 | 0 | 0 | 0 | 0 | 0 | 0 | 0 | 0 | 0 | 0 | 0 | 0 | 0 | 0 | 0 | 0 | 0 | 0 | 73.056 | 54.9046 | 36.3484 | -18.2877 | -0.39418 | 0 | 0 | 0
0.666666666666667394March | Resource 1 | Sublap 1 | 16:00 | 3 | 94 | March | 12000 | 0 | 0 | 0 | 0 | 0 | 0 | 0 | 0 | 0 | 0 | 0 | 0 | 0 | 0 | 0 | 0 | 6.6415 | 4.9913 | 3.3044 | -1.6625 | -0.035835 | 0 | 0 | 0 | 0 | 0 | 0 | 0 | 0 | 0 | 0 | 0 | 0 | 0 | 0 | 0 | 0 | 0 | 0 | 0 | 79.6975 | 59.896 | 39.6527 | -19.9502 | -0.43002 | 0 | 0 | 0
0.666666666666667394April | Resource 1 | Sublap 1 | 16:00 | 3 | 94 | April | 13000 | 0 | 0 | 0 | 0 | 0 | 0 | 0 | 0 | 0 | 0 | 0 | 0 | 0 | 0 | 0 | 0 | 6.6415 | 4.9913 | 3.3044 | -1.6625 | -0.035835 | 0 | 0 | 0 | 0 | 0 | 0 | 0 | 0 | 0 | 0 | 0 | 0 | 0 | 0 | 0 | 0 | 0 | 0 | 0 | 86.3389 | 64.8873 | 42.9571 | -21.6127 | -0.46585 | 0 | 0 | 0
0.666666666666667394May | Resource 1 | Sublap 1 | 16:00 | 3 | 94 | May | 14000 | 0 | 0 | 0 | 0 | 0 | 0 | 0 | 0 | 0 | 0 | 0 | 0 | 0 | 0 | 0 | 0 | 6.6415 | 4.9913 | 3.3044 | -1.6625 | -0.035835 | 0 | 0 | 0 | 0 | 0 | 0 | 0 | 0 | 0 | 0 | 0 | 0 | 0 | 0 | 0 | 0 | 0 | 0 | 0 | 92.9804 | 69.8786 | 46.2615 | -23.2752 | -0.50168 | 0 | 0 | 0
0.666666666666667394June | Resource 1 | Sublap 1 | 16:00 | 3 | 94 | June | 15000 | 0 | 0 | 0 | 0 | 0 | 0 | 0 | 0 | 0 | 0 | 0 | 0 | 0 | 0 | 0 | 0 | 6.6415 | 4.9913 | 3.3044 | -1.6625 | -0.035835 | 0 | 0 | 0 | 0 | 0 | 0 | 0 | 0 | 0 | 0 | 0 | 0 | 0 | 0 | 0 | 0 | 0 | 0 | 0 | 99.6219 | 74.87 | 49.5659 | -24.9377 | -0.53752 | 0 | 0 | 0
0.666666666666667394July | Resource 1 | Sublap 1 | 16:00 | 3 | 94 | July | 16000 | 0 | 0 | 0 | 0 | 0 | 0 | 0 | 0 | 0 | 0 | 0 | 0 | 0 | 0 | 0 | 0 | 6.6415 | 4.9913 | 3.3044 | -1.6625 | -0.035835 | 0 | 0 | 0 | 0 | 0 | 0 | 0 | 0 | 0 | 0 | 0 | 0 | 0 | 0 | 0 | 0 | 0 | 0 | 0 | 106.2633 | 79.8613 | 52.8703 | -26.6002 | -0.57335 | 0 | 0 | 0
0.666666666666667394August | Resource 1 | Sublap 1 | 16:00 | 3 | 94 | August | 17000 | 0 | 0 | 0 | 0 | 0 | 0 | 0 | 0 | 0 | 0 | 0 | 0 | 0 | 0 | 0 | 0 | 6.6415 | 4.9913 | 3.3044 | -1.6625 | -0.035835 | 0 | 0 | 0 | 0 | 0 | 0 | 0 | 0 | 0 | 0 | 0 | 0 | 0 | 0 | 0 | 0 | 0 | 0 | 0 | 112.9048 | 84.8526 | 56.1747 | -28.2628 | -0.60919 | 0 | 0 | 0
0.666666666666667394September | Resource 1 | Sublap 1 | 16:00 | 3 | 94 | September | 18000 | 0 | 0 | 0 | 0 | 0 | 0 | 0 | 0 | 0 | 0 | 0 | 0 | 0 | 0 | 0 | 0 | 6.6415 | 4.9913 | 3.3044 | -1.6625 | -0.035835 | 0 | 0 | 0 | 0 | 0 | 0 | 0 | 0 | 0 | 0 | 0 | 0 | 0 | 0 | 0 | 0 | 0 | 0 | 0 | 119.5462 | 89.844 | 59.4791 | -29.9253 | -0.64502 | 0 | 0 | 0
0.666666666666667394October | Resource 1 | Sublap 1 | 16:00 | 3 | 94 | October | 19000 | 0 | 0 | 0 | 0 | 0 | 0 | 0 | 0 | 0 | 0 | 0 | 0 | 0 | 0 | 0 | 0 | 6.6415 | 4.9913 | 3.3044 | -1.6625 | -0.035835 | 0 | 0 | 0 | 0 | 0 | 0 | 0 | 0 | 0 | 0 | 0 | 0 | 0 | 0 | 0 | 0 | 0 | 0 | 0 | 126.1877 | 94.8353 | 62.7835 | -31.5878 | -0.68086 | 0 | 0 | 0
0.666666666666667394November | Resource 1 | Sublap 1 | 16:00 | 3 | 94 | November | 20000 | 0 | 0 | 0 | 0 | 0 | 0 | 0 | 0 | 0 | 0 | 0 | 0 | 0 | 0 | 0 | 0 | 6.6415 | 4.9913 | 3.3044 | -1.6625 | -0.035835 | 0 | 0 | 0 | 0 | 0 | 0 | 0 | 0 | 0 | 0 | 0 | 0 | 0 | 0 | 0 | 0 | 0 | 0 | 0 | 132.8291 | 99.8266 | 66.0879 | -33.2503 | -0.71669 | 0 | 0 | 0
0.666666666666667394December | Resource 1 | Sublap 1 | 16:00 | 3 | 94 | December | 21000 | 0 | 0 | 0 | 0 | 0 | 0 | 0 | 0 | 0 | 0 | 0 | 0 | 0 | 0 | 0 | 0 | 6.6415 | 4.9913 | 3.3044 | -1.6625 | -0.035835 | 0 | 0 | 0 | 0 | 0 | 0 | 0 | 0 | 0 | 0 | 0 | 0 | 0 | 0 | 0 | 0 | 0 | 0 | 0 | 139.4706 | 104.818 | 69.3923 | -34.9128 | -0.75253 | 0 | 0 | 0
0.666666666666667395January | Resource 1 | Sublap 1 | 16:00 | 3 | 95 | January | 10000 | 0 | 0 | 0 | 0 | 0 | 0 | 0 | 0 | 0 | 0 | 0 | 0 | 0 | 0 | 0 | 0 | 10.2017 | 8.0627 | 5.7491 | -2.1732 | -0.046794 | 0 | 0 | 0 | 0 | 0 | 0 | 0 | 0 | 0 | 0 | 0 | 0 | 0 | 0 | 0 | 0 | 0 | 0 | 0 | 102.0169 | 80.6273 | 57.4913 | -21.7316 | -0.46794 | 0 | 0 | 0
0.666666666666667395February | Resource 1 | Sublap 1 | 16:00 | 3 | 95 | February | 11000 | 0 | 0 | 0 | 0 | 0 | 0 | 0 | 0 | 0 | 0 | 0 | 0 | 0 | 0 | 0 | 0 | 10.2017 | 8.0627 | 5.7491 | -2.1732 | -0.046794 | 0 | 0 | 0 | 0 | 0 | 0 | 0 | 0 | 0 | 0 | 0 | 0 | 0 | 0 | 0 | 0 | 0 | 0 | 0 | 112.2186 | 88.69 | 63.2405 | -23.9048 | -0.51474 | 0 | 0 | 0
0.666666666666667395March | Resource 1 | Sublap 1 | 16:00 | 3 | 95 | March | 12000 | 0 | 0 | 0 | 0 | 0 | 0 | 0 | 0 | 0 | 0 | 0 | 0 | 0 | 0 | 0 | 0 | 10.2017 | 8.0627 | 5.7491 | -2.1732 | -0.046794 | 0 | 0 | 0 | 0 | 0 | 0 | 0 | 0 | 0 | 0 | 0 | 0 | 0 | 0 | 0 | 0 | 0 | 0 | 0 | 122.4203 | 96.7527 | 68.9896 | -26.078 | -0.56153 | 0 | 0 | 0
0.666666666666667395April | Resource 1 | Sublap 1 | 16:00 | 3 | 95 | April | 13000 | 0 | 0 | 0 | 0 | 0 | 0 | 0 | 0 | 0 | 0 | 0 | 0 | 0 | 0 | 0 | 0 | 10.2017 | 8.0627 | 5.7491 | -2.1732 | -0.046794 | 0 | 0 | 0 | 0 | 0 | 0 | 0 | 0 | 0 | 0 | 0 | 0 | 0 | 0 | 0 | 0 | 0 | 0 | 0 | 132.622 | 104.8155 | 74.7387 | -28.2511 | -0.60832 | 0 | 0 | 0
0.666666666666667395May | Resource 1 | Sublap 1 | 16:00 | 3 | 95 | May | 14000 | 0 | 0 | 0 | 0 | 0 | 0 | 0 | 0 | 0 | 0 | 0 | 0 | 0 | 0 | 0 | 0 | 10.2017 | 8.0627 | 5.7491 | -2.1732 | -0.046794 | 0 | 0 | 0 | 0 | 0 | 0 | 0 | 0 | 0 | 0 | 0 | 0 | 0 | 0 | 0 | 0 | 0 | 0 | 0 | 142.8237 | 112.8782 | 80.4879 | -30.4243 | -0.65512 | 0 | 0 | 0
0.666666666666667395June | Resource 1 | Sublap 1 | 16:00 | 3 | 95 | June | 15000 | 0 | 0 | 0 | 0 | 0 | 0 | 0 | 0 | 0 | 0 | 0 | 0 | 0 | 0 | 0 | 0 | 10.2017 | 8.0627 | 5.7491 | -2.1732 | -0.046794 | 0 | 0 | 0 | 0 | 0 | 0 | 0 | 0 | 0 | 0 | 0 | 0 | 0 | 0 | 0 | 0 | 0 | 0 | 0 | 153.0254 | 120.9409 | 86.237 | -32.5975 | -0.70191 | 0 | 0 | 0
0.666666666666667395July | Resource 1 | Sublap 1 | 16:00 | 3 | 95 | July | 16000 | 0 | 0 | 0 | 0 | 0 | 0 | 0 | 0 | 0 | 0 | 0 | 0 | 0 | 0 | 0 | 0 | 10.2017 | 8.0627 | 5.7491 | -2.1732 | -0.046794 | 0 | 0 | 0 | 0 | 0 | 0 | 0 | 0 | 0 | 0 | 0 | 0 | 0 | 0 | 0 | 0 | 0 | 0 | 0 | 163.2271 | 129.0036 | 91.9861 | -34.7706 | -0.74871 | 0 | 0 | 0
0.666666666666667395August | Resource 1 | Sublap 1 | 16:00 | 3 | 95 | August | 17000 | 0 | 0 | 0 | 0 | 0 | 0 | 0 | 0 | 0 | 0 | 0 | 0 | 0 | 0 | 0 | 0 | 10.2017 | 8.0627 | 5.7491 | -2.1732 | -0.046794 | 0 | 0 | 0 | 0 | 0 | 0 | 0 | 0 | 0 | 0 | 0 | 0 | 0 | 0 | 0 | 0 | 0 | 0 | 0 | 173.4288 | 137.0664 | 97.7353 | -36.9438 | -0.7955 | 0 | 0 | 0
0.666666666666667395September | Resource 1 | Sublap 1 | 16:00 | 3 | 95 | September | 18000 | 0 | 0 | 0 | 0 | 0 | 0 | 0 | 0 | 0 | 0 | 0 | 0 | 0 | 0 | 0 | 0 | 10.2017 | 8.0627 | 5.7491 | -2.1732 | -0.046794 | 0 | 0 | 0 | 0 | 0 | 0 | 0 | 0 | 0 | 0 | 0 | 0 | 0 | 0 | 0 | 0 | 0 | 0 | 0 | 183.6304 | 145.1291 | 103.4844 | -39.1169 | -0.8423 | 0 | 0 | 0
0.666666666666667395October | Resource 1 | Sublap 1 | 16:00 | 3 | 95 | October | 19000 | 0 | 0 | 0 | 0 | 0 | 0 | 0 | 0 | 0 | 0 | 0 | 0 | 0 | 0 | 0 | 0 | 10.2017 | 8.0627 | 5.7491 | -2.1732 | -0.046794 | 0 | 0 | 0 | 0 | 0 | 0 | 0 | 0 | 0 | 0 | 0 | 0 | 0 | 0 | 0 | 0 | 0 | 0 | 0 | 193.8321 | 153.1918 | 109.2335 | -41.2901 | -0.88909 | 0 | 0 | 0
0.666666666666667395November | Resource 1 | Sublap 1 | 16:00 | 3 | 95 | November | 20000 | 0 | 0 | 0 | 0 | 0 | 0 | 0 | 0 | 0 | 0 | 0 | 0 | 0 | 0 | 0 | 0 | 10.2017 | 8.0627 | 5.7491 | -2.1732 | -0.046794 | 0 | 0 | 0 | 0 | 0 | 0 | 0 | 0 | 0 | 0 | 0 | 0 | 0 | 0 | 0 | 0 | 0 | 0 | 0 | 204.0338 | 161.2545 | 114.9827 | -43.4633 | -0.93588 | 0 | 0 | 0
0.666666666666667395December | Resource 1 | Sublap 1 | 16:00 | 3 | 95 | December | 21000 | 0 | 0 | 0 | 0 | 0 | 0 | 0 | 0 | 0 | 0 | 0 | 0 | 0 | 0 | 0 | 0 | 10.2017 | 8.0627 | 5.7491 | -2.1732 | -0.046794 | 0 | 0 | 0 | 0 | 0 | 0 | 0 | 0 | 0 | 0 | 0 | 0 | 0 | 0 | 0 | 0 | 0 | 0 | 0 | 214.2355 | 169.3173 | 120.7318 | -45.6364 | -0.98268 | 0 | 0 | 0
0.666666666666667396January | Resource 1 | Sublap 1 | 16:00 | 3 | 96 | January | 10000 | 0 | 0 | 0 | 0 | 0 | 0 | 0 | 0 | 0 | 0 | 0 | 0 | 0 | 0 | 0 | 0 | 9.0582 | 7.4253 | 5.2653 | -1.9343 | -0.041668 | 0 | 0 | 0 | 0 | 0 | 0 | 0 | 0 | 0 | 0 | 0 | 0 | 0 | 0 | 0 | 0 | 0 | 0 | 0 | 90.5815 | 74.2531 | 52.6533 | -19.3431 | -0.41668 | 0 | 0 | 0
0.666666666666667396February | Resource 1 | Sublap 1 | 16:00 | 3 | 96 | February | 11000 | 0 | 0 | 0 | 0 | 0 | 0 | 0 | 0 | 0 | 0 | 0 | 0 | 0 | 0 | 0 | 0 | 9.0582 | 7.4253 | 5.2653 | -1.9343 | -0.041668 | 0 | 0 | 0 | 0 | 0 | 0 | 0 | 0 | 0 | 0 | 0 | 0 | 0 | 0 | 0 | 0 | 0 | 0 | 0 | 99.6397 | 81.6784 | 57.9186 | -21.2774 | -0.45835 | 0 | 0 | 0
0.666666666666667396March | Resource 1 | Sublap 1 | 16:00 | 3 | 96 | March | 12000 | 0 | 0 | 0 | 0 | 0 | 0 | 0 | 0 | 0 | 0 | 0 | 0 | 0 | 0 | 0 | 0 | 9.0582 | 7.4253 | 5.2653 | -1.9343 | -0.041668 | 0 | 0 | 0 | 0 | 0 | 0 | 0 | 0 | 0 | 0 | 0 | 0 | 0 | 0 | 0 | 0 | 0 | 0 | 0 | 108.6978 | 89.1037 | 63.184 | -23.2117 | -0.50001 | 0 | 0 | 0
0.666666666666667396April | Resource 1 | Sublap 1 | 16:00 | 3 | 96 | April | 13000 | 0 | 0 | 0 | 0 | 0 | 0 | 0 | 0 | 0 | 0 | 0 | 0 | 0 | 0 | 0 | 0 | 9.0582 | 7.4253 | 5.2653 | -1.9343 | -0.041668 | 0 | 0 | 0 | 0 | 0 | 0 | 0 | 0 | 0 | 0 | 0 | 0 | 0 | 0 | 0 | 0 | 0 | 0 | 0 | 117.756 | 96.529 | 68.4493 | -25.146 | -0.54168 | 0 | 0 | 0
0.666666666666667396May | Resource 1 | Sublap 1 | 16:00 | 3 | 96 | May | 14000 | 0 | 0 | 0 | 0 | 0 | 0 | 0 | 0 | 0 | 0 | 0 | 0 | 0 | 0 | 0 | 0 | 9.0582 | 7.4253 | 5.2653 | -1.9343 | -0.041668 | 0 | 0 | 0 | 0 | 0 | 0 | 0 | 0 | 0 | 0 | 0 | 0 | 0 | 0 | 0 | 0 | 0 | 0 | 0 | 126.8141 | 103.9543 | 73.7146 | -27.0803 | -0.58335 | 0 | 0 | 0
0.666666666666667396June | Resource 1 | Sublap 1 | 16:00 | 3 | 96 | June | 15000 | 0 | 0 | 0 | 0 | 0 | 0 | 0 | 0 | 0 | 0 | 0 | 0 | 0 | 0 | 0 | 0 | 9.0582 | 7.4253 | 5.2653 | -1.9343 | -0.041668 | 0 | 0 | 0 | 0 | 0 | 0 | 0 | 0 | 0 | 0 | 0 | 0 | 0 | 0 | 0 | 0 | 0 | 0 | 0 | 135.8723 | 111.3796 | 78.98 | -29.0146 | -0.62502 | 0 | 0 | 0
0.666666666666667396July | Resource 1 | Sublap 1 | 16:00 | 3 | 96 | July | 16000 | 0 | 0 | 0 | 0 | 0 | 0 | 0 | 0 | 0 | 0 | 0 | 0 | 0 | 0 | 0 | 0 | 9.0582 | 7.4253 | 5.2653 | -1.9343 | -0.041668 | 0 | 0 | 0 | 0 | 0 | 0 | 0 | 0 | 0 | 0 | 0 | 0 | 0 | 0 | 0 | 0 | 0 | 0 | 0 | 144.9304 | 118.8049 | 84.2453 | -30.9489 | -0.66669 | 0 | 0 | 0
0.666666666666667396August | Resource 1 | Sublap 1 | 16:00 | 3 | 96 | August | 17000 | 0 | 0 | 0 | 0 | 0 | 0 | 0 | 0 | 0 | 0 | 0 | 0 | 0 | 0 | 0 | 0 | 9.0582 | 7.4253 | 5.2653 | -1.9343 | -0.041668 | 0 | 0 | 0 | 0 | 0 | 0 | 0 | 0 | 0 | 0 | 0 | 0 | 0 | 0 | 0 | 0 | 0 | 0 | 0 | 153.9886 | 126.2302 | 89.5106 | -32.8833 | -0.70835 | 0 | 0 | 0
0.666666666666667396September | Resource 1 | Sublap 1 | 16:00 | 3 | 96 | September | 18000 | 0 | 0 | 0 | 0 | 0 | 0 | 0 | 0 | 0 | 0 | 0 | 0 | 0 | 0 | 0 | 0 | 9.0582 | 7.4253 | 5.2653 | -1.9343 | -0.041668 | 0 | 0 | 0 | 0 | 0 | 0 | 0 | 0 | 0 | 0 | 0 | 0 | 0 | 0 | 0 | 0 | 0 | 0 | 0 | 163.0467 | 133.6555 | 94.7759 | -34.8176 | -0.75002 | 0 | 0 | 0
0.666666666666667396October | Resource 1 | Sublap 1 | 16:00 | 3 | 96 | October | 19000 | 0 | 0 | 0 | 0 | 0 | 0 | 0 | 0 | 0 | 0 | 0 | 0 | 0 | 0 | 0 | 0 | 9.0582 | 7.4253 | 5.2653 | -1.9343 | -0.041668 | 0 | 0 | 0 | 0 | 0 | 0 | 0 | 0 | 0 | 0 | 0 | 0 | 0 | 0 | 0 | 0 | 0 | 0 | 0 | 172.1049 | 141.0808 | 100.0413 | -36.7519 | -0.79169 | 0 | 0 | 0
0.666666666666667396November | Resource 1 | Sublap 1 | 16:00 | 3 | 96 | November | 20000 | 0 | 0 | 0 | 0 | 0 | 0 | 0 | 0 | 0 | 0 | 0 | 0 | 0 | 0 | 0 | 0 | 9.0582 | 7.4253 | 5.2653 | -1.9343 | -0.041668 | 0 | 0 | 0 | 0 | 0 | 0 | 0 | 0 | 0 | 0 | 0 | 0 | 0 | 0 | 0 | 0 | 0 | 0 | 0 | 181.163 | 148.5061 | 105.3066 | -38.6862 | -0.83336 | 0 | 0 | 0
0.666666666666667396December | Resource 1 | Sublap 1 | 16:00 | 3 | 96 | December | 21000 | 0 | 0 | 0 | 0 | 0 | 0 | 0 | 0 | 0 | 0 | 0 | 0 | 0 | 0 | 0 | 0 | 9.0582 | 7.4253 | 5.2653 | -1.9343 | -0.041668 | 0 | 0 | 0 | 0 | 0 | 0 | 0 | 0 | 0 | 0 | 0 | 0 | 0 | 0 | 0 | 0 | 0 | 0 | 0 | 190.2212 | 155.9314 | 110.5719 | -40.6205 | -0.87503 | 0 | 0 | 0
0.666666666666667397January | Resource 1 | Sublap 1 | 16:00 | 3 | 97 | January | 10000 | 0 | 0 | 0 | 0 | 0 | 0 | 0 | 0 | 0 | 0 | 0 | 0 | 0 | 0 | 0 | 0 | 8.1248 | 5.7882 | 3.3489 | -1.796 | -0.038699 | 0 | 0 | 0 | 0 | 0 | 0 | 0 | 0 | 0 | 0 | 0 | 0 | 0 | 0 | 0 | 0 | 0 | 0 | 0 | 81.2481 | 57.8817 | 33.4889 | -17.9599 | -0.38699 | 0 | 0 | 0
0.666666666666667397February | Resource 1 | Sublap 1 | 16:00 | 3 | 97 | February | 11000 | 0 | 0 | 0 | 0 | 0 | 0 | 0 | 0 | 0 | 0 | 0 | 0 | 0 | 0 | 0 | 0 | 8.1248 | 5.7882 | 3.3489 | -1.796 | -0.038699 | 0 | 0 | 0 | 0 | 0 | 0 | 0 | 0 | 0 | 0 | 0 | 0 | 0 | 0 | 0 | 0 | 0 | 0 | 0 | 89.3729 | 63.6699 | 36.8378 | -19.7558 | -0.42569 | 0 | 0 | 0
0.666666666666667397March | Resource 1 | Sublap 1 | 16:00 | 3 | 97 | March | 12000 | 0 | 0 | 0 | 0 | 0 | 0 | 0 | 0 | 0 | 0 | 0 | 0 | 0 | 0 | 0 | 0 | 8.1248 | 5.7882 | 3.3489 | -1.796 | -0.038699 | 0 | 0 | 0 | 0 | 0 | 0 | 0 | 0 | 0 | 0 | 0 | 0 | 0 | 0 | 0 | 0 | 0 | 0 | 0 | 97.4977 | 69.4581 | 40.1867 | -21.5518 | -0.46439 | 0 | 0 | 0
0.666666666666667397April | Resource 1 | Sublap 1 | 16:00 | 3 | 97 | April | 13000 | 0 | 0 | 0 | 0 | 0 | 0 | 0 | 0 | 0 | 0 | 0 | 0 | 0 | 0 | 0 | 0 | 8.1248 | 5.7882 | 3.3489 | -1.796 | -0.038699 | 0 | 0 | 0 | 0 | 0 | 0 | 0 | 0 | 0 | 0 | 0 | 0 | 0 | 0 | 0 | 0 | 0 | 0 | 0 | 105.6225 | 75.2462 | 43.5356 | -23.3478 | -0.50309 | 0 | 0 | 0
0.666666666666667397May | Resource 1 | Sublap 1 | 16:00 | 3 | 97 | May | 14000 | 0 | 0 | 0 | 0 | 0 | 0 | 0 | 0 | 0 | 0 | 0 | 0 | 0 | 0 | 0 | 0 | 8.1248 | 5.7882 | 3.3489 | -1.796 | -0.038699 | 0 | 0 | 0 | 0 | 0 | 0 | 0 | 0 | 0 | 0 | 0 | 0 | 0 | 0 | 0 | 0 | 0 | 0 | 0 | 113.7473 | 81.0344 | 46.8845 | -25.1438 | -0.54179 | 0 | 0 | 0
0.666666666666667397June | Resource 1 | Sublap 1 | 16:00 | 3 | 97 | June | 15000 | 0 | 0 | 0 | 0 | 0 | 0 | 0 | 0 | 0 | 0 | 0 | 0 | 0 | 0 | 0 | 0 | 8.1248 | 5.7882 | 3.3489 | -1.796 | -0.038699 | 0 | 0 | 0 | 0 | 0 | 0 | 0 | 0 | 0 | 0 | 0 | 0 | 0 | 0 | 0 | 0 | 0 | 0 | 0 | 121.8721 | 86.8226 | 50.2334 | -26.9398 | -0.58049 | 0 | 0 | 0
0.666666666666667397July | Resource 1 | Sublap 1 | 16:00 | 3 | 97 | July | 16000 | 0 | 0 | 0 | 0 | 0 | 0 | 0 | 0 | 0 | 0 | 0 | 0 | 0 | 0 | 0 | 0 | 8.1248 | 5.7882 | 3.3489 | -1.796 | -0.038699 | 0 | 0 | 0 | 0 | 0 | 0 | 0 | 0 | 0 | 0 | 0 | 0 | 0 | 0 | 0 | 0 | 0 | 0 | 0 | 129.9969 | 92.6107 | 53.5822 | -28.7358 | -0.61919 | 0 | 0 | 0
0.666666666666667397August | Resource 1 | Sublap 1 | 16:00 | 3 | 97 | August | 17000 | 0 | 0 | 0 | 0 | 0 | 0 | 0 | 0 | 0 | 0 | 0 | 0 | 0 | 0 | 0 | 0 | 8.1248 | 5.7882 | 3.3489 | -1.796 | -0.038699 | 0 | 0 | 0 | 0 | 0 | 0 | 0 | 0 | 0 | 0 | 0 | 0 | 0 | 0 | 0 | 0 | 0 | 0 | 0 | 138.1217 | 98.3989 | 56.9311 | -30.5317 | -0.65789 | 0 | 0 | 0
0.666666666666667397September | Resource 1 | Sublap 1 | 16:00 | 3 | 97 | September | 18000 | 0 | 0 | 0 | 0 | 0 | 0 | 0 | 0 | 0 | 0 | 0 | 0 | 0 | 0 | 0 | 0 | 8.1248 | 5.7882 | 3.3489 | -1.796 | -0.038699 | 0 | 0 | 0 | 0 | 0 | 0 | 0 | 0 | 0 | 0 | 0 | 0 | 0 | 0 | 0 | 0 | 0 | 0 | 0 | 146.2465 | 104.1871 | 60.28 | -32.3277 | -0.69658 | 0 | 0 | 0
0.666666666666667397October | Resource 1 | Sublap 1 | 16:00 | 3 | 97 | October | 19000 | 0 | 0 | 0 | 0 | 0 | 0 | 0 | 0 | 0 | 0 | 0 | 0 | 0 | 0 | 0 | 0 | 8.1248 | 5.7882 | 3.3489 | -1.796 | -0.038699 | 0 | 0 | 0 | 0 | 0 | 0 | 0 | 0 | 0 | 0 | 0 | 0 | 0 | 0 | 0 | 0 | 0 | 0 | 0 | 154.3713 | 109.9752 | 63.6289 | -34.1237 | -0.73528 | 0 | 0 | 0
0.666666666666667397November | Resource 1 | Sublap 1 | 16:00 | 3 | 97 | November | 20000 | 0 | 0 | 0 | 0 | 0 | 0 | 0 | 0 | 0 | 0 | 0 | 0 | 0 | 0 | 0 | 0 | 8.1248 | 5.7882 | 3.3489 | -1.796 | -0.038699 | 0 | 0 | 0 | 0 | 0 | 0 | 0 | 0 | 0 | 0 | 0 | 0 | 0 | 0 | 0 | 0 | 0 | 0 | 0 | 162.4961 | 115.7634 | 66.9778 | -35.9197 | -0.77398 | 0 | 0 | 0
0.666666666666667397December | Resource 1 | Sublap 1 | 16:00 | 3 | 97 | December | 21000 | 0 | 0 | 0 | 0 | 0 | 0 | 0 | 0 | 0 | 0 | 0 | 0 | 0 | 0 | 0 | 0 | 8.1248 | 5.7882 | 3.3489 | -1.796 | -0.038699 | 0 | 0 | 0 | 0 | 0 | 0 | 0 | 0 | 0 | 0 | 0 | 0 | 0 | 0 | 0 | 0 | 0 | 0 | 0 | 170.6209 | 121.5516 | 70.3267 | -37.7157 | -0.81268 | 0 | 0 | 0
0.666666666666667398January | Resource 1 | Sublap 1 | 16:00 | 3 | 98 | January | 10000 | 0 | 0 | 0 | 0 | 0 | 0 | 0 | 0 | 0 | 0 | 0 | 0 | 0 | 0 | 0 | 0 | 9.842 | 7.6203 | 4.9949 | -2.0537 | -0.04423 | 0 | 0 | 0 | 0 | 0 | 0 | 0 | 0 | 0 | 0 | 0 | 0 | 0 | 0 | 0 | 0 | 0 | 0 | 0 | 98.4198 | 76.2034 | 49.9494 | -20.537 | -0.4423 | 0 | 0 | 0
0.666666666666667398February | Resource 1 | Sublap 1 | 16:00 | 3 | 98 | February | 11000 | 0 | 0 | 0 | 0 | 0 | 0 | 0 | 0 | 0 | 0 | 0 | 0 | 0 | 0 | 0 | 0 | 9.842 | 7.6203 | 4.9949 | -2.0537 | -0.04423 | 0 | 0 | 0 | 0 | 0 | 0 | 0 | 0 | 0 | 0 | 0 | 0 | 0 | 0 | 0 | 0 | 0 | 0 | 0 | 108.2618 | 83.8238 | 54.9444 | -22.5907 | -0.48653 | 0 | 0 | 0
0.666666666666667398March | Resource 1 | Sublap 1 | 16:00 | 3 | 98 | March | 12000 | 0 | 0 | 0 | 0 | 0 | 0 | 0 | 0 | 0 | 0 | 0 | 0 | 0 | 0 | 0 | 0 | 9.842 | 7.6203 | 4.9949 | -2.0537 | -0.04423 | 0 | 0 | 0 | 0 | 0 | 0 | 0 | 0 | 0 | 0 | 0 | 0 | 0 | 0 | 0 | 0 | 0 | 0 | 0 | 118.1038 | 91.4441 | 59.9393 | -24.6444 | -0.53076 | 0 | 0 | 0
0.666666666666667398April | Resource 1 | Sublap 1 | 16:00 | 3 | 98 | April | 13000 | 0 | 0 | 0 | 0 | 0 | 0 | 0 | 0 | 0 | 0 | 0 | 0 | 0 | 0 | 0 | 0 | 9.842 | 7.6203 | 4.9949 | -2.0537 | -0.04423 | 0 | 0 | 0 | 0 | 0 | 0 | 0 | 0 | 0 | 0 | 0 | 0 | 0 | 0 | 0 | 0 | 0 | 0 | 0 | 127.9457 | 99.0645 | 64.9343 | -26.6981 | -0.57499 | 0 | 0 | 0
0.666666666666667398May | Resource 1 | Sublap 1 | 16:00 | 3 | 98 | May | 14000 | 0 | 0 | 0 | 0 | 0 | 0 | 0 | 0 | 0 | 0 | 0 | 0 | 0 | 0 | 0 | 0 | 9.842 | 7.6203 | 4.9949 | -2.0537 | -0.04423 | 0 | 0 | 0 | 0 | 0 | 0 | 0 | 0 | 0 | 0 | 0 | 0 | 0 | 0 | 0 | 0 | 0 | 0 | 0 | 137.7877 | 106.6848 | 69.9292 | -28.7518 | -0.61922 | 0 | 0 | 0
0.666666666666667398June | Resource 1 | Sublap 1 | 16:00 | 3 | 98 | June | 15000 | 0 | 0 | 0 | 0 | 0 | 0 | 0 | 0 | 0 | 0 | 0 | 0 | 0 | 0 | 0 | 0 | 9.842 | 7.6203 | 4.9949 | -2.0537 | -0.04423 | 0 | 0 | 0 | 0 | 0 | 0 | 0 | 0 | 0 | 0 | 0 | 0 | 0 | 0 | 0 | 0 | 0 | 0 | 0 | 147.6297 | 114.3052 | 74.9242 | -30.8055 | -0.66345 | 0 | 0 | 0
0.666666666666667398July | Resource 1 | Sublap 1 | 16:00 | 3 | 98 | July | 16000 | 0 | 0 | 0 | 0 | 0 | 0 | 0 | 0 | 0 | 0 | 0 | 0 | 0 | 0 | 0 | 0 | 9.842 | 7.6203 | 4.9949 | -2.0537 | -0.04423 | 0 | 0 | 0 | 0 | 0 | 0 | 0 | 0 | 0 | 0 | 0 | 0 | 0 | 0 | 0 | 0 | 0 | 0 | 0 | 157.4717 | 121.9255 | 79.9191 | -32.8593 | -0.70768 | 0 | 0 | 0
0.666666666666667398August | Resource 1 | Sublap 1 | 16:00 | 3 | 98 | August | 17000 | 0 | 0 | 0 | 0 | 0 | 0 | 0 | 0 | 0 | 0 | 0 | 0 | 0 | 0 | 0 | 0 | 9.842 | 7.6203 | 4.9949 | -2.0537 | -0.04423 | 0 | 0 | 0 | 0 | 0 | 0 | 0 | 0 | 0 | 0 | 0 | 0 | 0 | 0 | 0 | 0 | 0 | 0 | 0 | 167.3137 | 129.5458 | 84.9141 | -34.913 | -0.75191 | 0 | 0 | 0
0.666666666666667398September | Resource 1 | Sublap 1 | 16:00 | 3 | 98 | September | 18000 | 0 | 0 | 0 | 0 | 0 | 0 | 0 | 0 | 0 | 0 | 0 | 0 | 0 | 0 | 0 | 0 | 9.842 | 7.6203 | 4.9949 | -2.0537 | -0.04423 | 0 | 0 | 0 | 0 | 0 | 0 | 0 | 0 | 0 | 0 | 0 | 0 | 0 | 0 | 0 | 0 | 0 | 0 | 0 | 177.1557 | 137.1662 | 89.909 | -36.9667 | -0.79615 | 0 | 0 | 0
0.666666666666667398October | Resource 1 | Sublap 1 | 16:00 | 3 | 98 | October | 19000 | 0 | 0 | 0 | 0 | 0 | 0 | 0 | 0 | 0 | 0 | 0 | 0 | 0 | 0 | 0 | 0 | 9.842 | 7.6203 | 4.9949 | -2.0537 | -0.04423 | 0 | 0 | 0 | 0 | 0 | 0 | 0 | 0 | 0 | 0 | 0 | 0 | 0 | 0 | 0 | 0 | 0 | 0 | 0 | 186.9976 | 144.7865 | 94.904 | -39.0204 | -0.84038 | 0 | 0 | 0
0.666666666666667398November | Resource 1 | Sublap 1 | 16:00 | 3 | 98 | November | 20000 | 0 | 0 | 0 | 0 | 0 | 0 | 0 | 0 | 0 | 0 | 0 | 0 | 0 | 0 | 0 | 0 | 9.842 | 7.6203 | 4.9949 | -2.0537 | -0.04423 | 0 | 0 | 0 | 0 | 0 | 0 | 0 | 0 | 0 | 0 | 0 | 0 | 0 | 0 | 0 | 0 | 0 | 0 | 0 | 196.8396 | 152.4069 | 99.8989 | -41.074 | -0.88461 | 0 | 0 | 0
0.666666666666667398December | Resource 1 | Sublap 1 | 16:00 | 3 | 98 | December | 21000 | 0 | 0 | 0 | 0 | 0 | 0 | 0 | 0 | 0 | 0 | 0 | 0 | 0 | 0 | 0 | 0 | 9.842 | 7.6203 | 4.9949 | -2.0537 | -0.04423 | 0 | 0 | 0 | 0 | 0 | 0 | 0 | 0 | 0 | 0 | 0 | 0 | 0 | 0 | 0 | 0 | 0 | 0 | 0 | 206.6816 | 160.0272 | 104.8939 | -43.1278 | -0.92884 | 0 | 0 | 0
0.666666666666667399January | Resource 1 | Sublap 1 | 16:00 | 3 | 99 | January | 10000 | 0 | 0 | 0 | 0 | 0 | 0 | 0 | 0 | 0 | 0 | 0 | 0 | 0 | 0 | 0 | 0 | 9.6732 | 7.362 | 4.2907 | -2.0312 | -0.043748 | 0 | 0 | 0 | 0 | 0 | 0 | 0 | 0 | 0 | 0 | 0 | 0 | 0 | 0 | 0 | 0 | 0 | 0 | 0 | 96.7325 | 73.6198 | 42.907 | -20.3122 | -0.43748 | 0 | 0 | 0
0.666666666666667399February | Resource 1 | Sublap 1 | 16:00 | 3 | 99 | February | 11000 | 0 | 0 | 0 | 0 | 0 | 0 | 0 | 0 | 0 | 0 | 0 | 0 | 0 | 0 | 0 | 0 | 9.6732 | 7.362 | 4.2907 | -2.0312 | -0.043748 | 0 | 0 | 0 | 0 | 0 | 0 | 0 | 0 | 0 | 0 | 0 | 0 | 0 | 0 | 0 | 0 | 0 | 0 | 0 | 106.4057 | 80.9818 | 47.1977 | -22.3434 | -0.48123 | 0 | 0 | 0
0.666666666666667399March | Resource 1 | Sublap 1 | 16:00 | 3 | 99 | March | 12000 | 0 | 0 | 0 | 0 | 0 | 0 | 0 | 0 | 0 | 0 | 0 | 0 | 0 | 0 | 0 | 0 | 9.6732 | 7.362 | 4.2907 | -2.0312 | -0.043748 | 0 | 0 | 0 | 0 | 0 | 0 | 0 | 0 | 0 | 0 | 0 | 0 | 0 | 0 | 0 | 0 | 0 | 0 | 0 | 116.0789 | 88.3437 | 51.4884 | -24.3747 | -0.52497 | 0 | 0 | 0
0.666666666666667399April | Resource 1 | Sublap 1 | 16:00 | 3 | 99 | April | 13000 | 0 | 0 | 0 | 0 | 0 | 0 | 0 | 0 | 0 | 0 | 0 | 0 | 0 | 0 | 0 | 0 | 9.6732 | 7.362 | 4.2907 | -2.0312 | -0.043748 | 0 | 0 | 0 | 0 | 0 | 0 | 0 | 0 | 0 | 0 | 0 | 0 | 0 | 0 | 0 | 0 | 0 | 0 | 0 | 125.7522 | 95.7057 | 55.7791 | -26.4059 | -0.56872 | 0 | 0 | 0
0.666666666666667399May | Resource 1 | Sublap 1 | 16:00 | 3 | 99 | May | 14000 | 0 | 0 | 0 | 0 | 0 | 0 | 0 | 0 | 0 | 0 | 0 | 0 | 0 | 0 | 0 | 0 | 9.6732 | 7.362 | 4.2907 | -2.0312 | -0.043748 | 0 | 0 | 0 | 0 | 0 | 0 | 0 | 0 | 0 | 0 | 0 | 0 | 0 | 0 | 0 | 0 | 0 | 0 | 0 | 135.4254 | 103.0677 | 60.0698 | -28.4371 | -0.61247 | 0 | 0 | 0
0.666666666666667399June | Resource 1 | Sublap 1 | 16:00 | 3 | 99 | June | 15000 | 0 | 0 | 0 | 0 | 0 | 0 | 0 | 0 | 0 | 0 | 0 | 0 | 0 | 0 | 0 | 0 | 9.6732 | 7.362 | 4.2907 | -2.0312 | -0.043748 | 0 | 0 | 0 | 0 | 0 | 0 | 0 | 0 | 0 | 0 | 0 | 0 | 0 | 0 | 0 | 0 | 0 | 0 | 0 | 145.0987 | 110.4297 | 64.3605 | -30.4683 | -0.65622 | 0 | 0 | 0
0.666666666666667399July | Resource 1 | Sublap 1 | 16:00 | 3 | 99 | July | 16000 | 0 | 0 | 0 | 0 | 0 | 0 | 0 | 0 | 0 | 0 | 0 | 0 | 0 | 0 | 0 | 0 | 9.6732 | 7.362 | 4.2907 | -2.0312 | -0.043748 | 0 | 0 | 0 | 0 | 0 | 0 | 0 | 0 | 0 | 0 | 0 | 0 | 0 | 0 | 0 | 0 | 0 | 0 | 0 | 154.7719 | 117.7916 | 68.6512 | -32.4996 | -0.69996 | 0 | 0 | 0
0.666666666666667399August | Resource 1 | Sublap 1 | 16:00 | 3 | 99 | August | 17000 | 0 | 0 | 0 | 0 | 0 | 0 | 0 | 0 | 0 | 0 | 0 | 0 | 0 | 0 | 0 | 0 | 9.6732 | 7.362 | 4.2907 | -2.0312 | -0.043748 | 0 | 0 | 0 | 0 | 0 | 0 | 0 | 0 | 0 | 0 | 0 | 0 | 0 | 0 | 0 | 0 | 0 | 0 | 0 | 164.4452 | 125.1536 | 72.9419 | -34.5308 | -0.74371 | 0 | 0 | 0
0.666666666666667399September | Resource 1 | Sublap 1 | 16:00 | 3 | 99 | September | 18000 | 0 | 0 | 0 | 0 | 0 | 0 | 0 | 0 | 0 | 0 | 0 | 0 | 0 | 0 | 0 | 0 | 9.6732 | 7.362 | 4.2907 | -2.0312 | -0.043748 | 0 | 0 | 0 | 0 | 0 | 0 | 0 | 0 | 0 | 0 | 0 | 0 | 0 | 0 | 0 | 0 | 0 | 0 | 0 | 174.1184 | 132.5156 | 77.2326 | -36.562 | -0.78746 | 0 | 0 | 0
0.666666666666667399October | Resource 1 | Sublap 1 | 16:00 | 3 | 99 | October | 19000 | 0 | 0 | 0 | 0 | 0 | 0 | 0 | 0 | 0 | 0 | 0 | 0 | 0 | 0 | 0 | 0 | 9.6732 | 7.362 | 4.2907 | -2.0312 | -0.043748 | 0 | 0 | 0 | 0 | 0 | 0 | 0 | 0 | 0 | 0 | 0 | 0 | 0 | 0 | 0 | 0 | 0 | 0 | 0 | 183.7917 | 139.8776 | 81.5233 | -38.5932 | -0.83121 | 0 | 0 | 0
0.666666666666667399November | Resource 1 | Sublap 1 | 16:00 | 3 | 99 | November | 20000 | 0 | 0 | 0 | 0 | 0 | 0 | 0 | 0 | 0 | 0 | 0 | 0 | 0 | 0 | 0 | 0 | 9.6732 | 7.362 | 4.2907 | -2.0312 | -0.043748 | 0 | 0 | 0 | 0 | 0 | 0 | 0 | 0 | 0 | 0 | 0 | 0 | 0 | 0 | 0 | 0 | 0 | 0 | 0 | 193.4649 | 147.2395 | 85.814 | -40.6245 | -0.87496 | 0 | 0 | 0
0.666666666666667399December | Resource 1 | Sublap 1 | 16:00 | 3 | 99 | December | 21000 | 0 | 0 | 0 | 0 | 0 | 0 | 0 | 0 | 0 | 0 | 0 | 0 | 0 | 0 | 0 | 0 | 9.6732 | 7.362 | 4.2907 | -2.0312 | -0.043748 | 0 | 0 | 0 | 0 | 0 | 0 | 0 | 0 | 0 | 0 | 0 | 0 | 0 | 0 | 0 | 0 | 0 | 0 | 0 | 203.1382 | 154.6015 | 90.1047 | -42.6557 | -0.9187 | 0 | 0 | 0
0.6666666666666673100January | Resource 1 | Sublap 1 | 16:00 | 3 | 100 | January | 10000 | 0 | 0 | 0 | 0 | 0 | 0 | 0 | 0 | 0 | 0 | 0 | 0 | 0 | 0 | 0 | 0 | 11.3904 | 8.7237 | 5.4912 | -2.3516 | -0.050625 | 0 | 0 | 0 | 0 | 0 | 0 | 0 | 0 | 0 | 0 | 0 | 0 | 0 | 0 | 0 | 0 | 0 | 0 | 0 | 113.9038 | 87.2369 | 54.9115 | -23.5165 | -0.50625 | 0 | 0 | 0
0.6666666666666673100February | Resource 1 | Sublap 1 | 16:00 | 3 | 100 | February | 11000 | 0 | 0 | 0 | 0 | 0 | 0 | 0 | 0 | 0 | 0 | 0 | 0 | 0 | 0 | 0 | 0 | 11.3904 | 8.7237 | 5.4912 | -2.3516 | -0.050625 | 0 | 0 | 0 | 0 | 0 | 0 | 0 | 0 | 0 | 0 | 0 | 0 | 0 | 0 | 0 | 0 | 0 | 0 | 0 | 125.2942 | 95.9605 | 60.4027 | -25.8681 | -0.55687 | 0 | 0 | 0
0.6666666666666673100March | Resource 1 | Sublap 1 | 16:00 | 3 | 100 | March | 12000 | 0 | 0 | 0 | 0 | 0 | 0 | 0 | 0 | 0 | 0 | 0 | 0 | 0 | 0 | 0 | 0 | 11.3904 | 8.7237 | 5.4912 | -2.3516 | -0.050625 | 0 | 0 | 0 | 0 | 0 | 0 | 0 | 0 | 0 | 0 | 0 | 0 | 0 | 0 | 0 | 0 | 0 | 0 | 0 | 136.6846 | 104.6842 | 65.8939 | -28.2198 | -0.6075 | 0 | 0 | 0
0.6666666666666673100April | Resource 1 | Sublap 1 | 16:00 | 3 | 100 | April | 13000 | 0 | 0 | 0 | 0 | 0 | 0 | 0 | 0 | 0 | 0 | 0 | 0 | 0 | 0 | 0 | 0 | 11.3904 | 8.7237 | 5.4912 | -2.3516 | -0.050625 | 0 | 0 | 0 | 0 | 0 | 0 | 0 | 0 | 0 | 0 | 0 | 0 | 0 | 0 | 0 | 0 | 0 | 0 | 0 | 148.075 | 113.4079 | 71.385 | -30.5714 | -0.65812 | 0 | 0 | 0
0.6666666666666673100May | Resource 1 | Sublap 1 | 16:00 | 3 | 100 | May | 14000 | 0 | 0 | 0 | 0 | 0 | 0 | 0 | 0 | 0 | 0 | 0 | 0 | 0 | 0 | 0 | 0 | 11.3904 | 8.7237 | 5.4912 | -2.3516 | -0.050625 | 0 | 0 | 0 | 0 | 0 | 0 | 0 | 0 | 0 | 0 | 0 | 0 | 0 | 0 | 0 | 0 | 0 | 0 | 0 | 159.4654 | 122.1316 | 76.8762 | -32.9231 | -0.70875 | 0 | 0 | 0
0.6666666666666673100June | Resource 1 | Sublap 1 | 16:00 | 3 | 100 | June | 15000 | 0 | 0 | 0 | 0 | 0 | 0 | 0 | 0 | 0 | 0 | 0 | 0 | 0 | 0 | 0 | 0 | 11.3904 | 8.7237 | 5.4912 | -2.3516 | -0.050625 | 0 | 0 | 0 | 0 | 0 | 0 | 0 | 0 | 0 | 0 | 0 | 0 | 0 | 0 | 0 | 0 | 0 | 0 | 0 | 170.8558 | 130.8553 | 82.3673 | -35.2747 | -0.75937 | 0 | 0 | 0
0.6666666666666673100July | Resource 1 | Sublap 1 | 16:00 | 3 | 100 | July | 16000 | 0 | 0 | 0 | 0 | 0 | 0 | 0 | 0 | 0 | 0 | 0 | 0 | 0 | 0 | 0 | 0 | 11.3904 | 8.7237 | 5.4912 | -2.3516 | -0.050625 | 0 | 0 | 0 | 0 | 0 | 0 | 0 | 0 | 0 | 0 | 0 | 0 | 0 | 0 | 0 | 0 | 0 | 0 | 0 | 182.2461 | 139.5789 | 87.8585 | -37.6264 | -0.81 | 0 | 0 | 0
0.6666666666666673100August | Resource 1 | Sublap 1 | 16:00 | 3 | 100 | August | 17000 | 0 | 0 | 0 | 0 | 0 | 0 | 0 | 0 | 0 | 0 | 0 | 0 | 0 | 0 | 0 | 0 | 11.3904 | 8.7237 | 5.4912 | -2.3516 | -0.050625 | 0 | 0 | 0 | 0 | 0 | 0 | 0 | 0 | 0 | 0 | 0 | 0 | 0 | 0 | 0 | 0 | 0 | 0 | 0 | 193.6365 | 148.3026 | 93.3496 | -39.978 | -0.86062 | 0 | 0 | 0
0.6666666666666673100September | Resource 1 | Sublap 1 | 16:00 | 3 | 100 | September | 18000 | 0 | 0 | 0 | 0 | 0 | 0 | 0 | 0 | 0 | 0 | 0 | 0 | 0 | 0 | 0 | 0 | 11.3904 | 8.7237 | 5.4912 | -2.3516 | -0.050625 | 0 | 0 | 0 | 0 | 0 | 0 | 0 | 0 | 0 | 0 | 0 | 0 | 0 | 0 | 0 | 0 | 0 | 0 | 0 | 205.0269 | 157.0263 | 98.8408 | -42.3297 | -0.91125 | 0 | 0 | 0
0.6666666666666673100October | Resource 1 | Sublap 1 | 16:00 | 3 | 100 | October | 19000 | 0 | 0 | 0 | 0 | 0 | 0 | 0 | 0 | 0 | 0 | 0 | 0 | 0 | 0 | 0 | 0 | 11.3904 | 8.7237 | 5.4912 | -2.3516 | -0.050625 | 0 | 0 | 0 | 0 | 0 | 0 | 0 | 0 | 0 | 0 | 0 | 0 | 0 | 0 | 0 | 0 | 0 | 0 | 0 | 216.4173 | 165.75 | 104.332 | -44.6813 | -0.96187 | 0 | 0 | 0
0.6666666666666673100November | Resource 1 | Sublap 1 | 16:00 | 3 | 100 | November | 20000 | 0 | 0 | 0 | 0 | 0 | 0 | 0 | 0 | 0 | 0 | 0 | 0 | 0 | 0 | 0 | 0 | 11.3904 | 8.7237 | 5.4912 | -2.3516 | -0.050625 | 0 | 0 | 0 | 0 | 0 | 0 | 0 | 0 | 0 | 0 | 0 | 0 | 0 | 0 | 0 | 0 | 0 | 0 | 0 | 227.8077 | 174.4737 | 109.8231 | -47.0329 | -1.0125 | 0 | 0 | 0
0.6666666666666673100December | Resource 1 | Sublap 1 | 16:00 | 3 | 100 | December | 21000 | 0 | 0 | 0 | 0 | 0 | 0 | 0 | 0 | 0 | 0 | 0 | 0 | 0 | 0 | 0 | 0 | 11.3904 | 8.7237 | 5.4912 | -2.3516 | -0.050625 | 0 | 0 | 0 | 0 | 0 | 0 | 0 | 0 | 0 | 0 | 0 | 0 | 0 | 0 | 0 | 0 | 0 | 0 | 0 | 239.1981 | 183.1974 | 115.3143 | -49.3846 | -1.0631 | 0 | 0 | 0
0.6666666666666673101January | Resource 1 | Sublap 1 | 16:00 | 3 | 101 | January | 10000 | 0 | 0 | 0 | 0 | 0 | 0 | 0 | 0 | 0 | 0 | 0 | 0 | 0 | 0 | 0 | 0 | 9.7297 | 7.6227 | 4.5821 | -2.0152 | -0.043405 | 0 | 0 | 0 | 0 | 0 | 0 | 0 | 0 | 0 | 0 | 0 | 0 | 0 | 0 | 0 | 0 | 0 | 0 | 0 | 97.2972 | 76.2273 | 45.8211 | -20.1525 | -0.43405 | 0 | 0 | 0
0.6666666666666673101February | Resource 1 | Sublap 1 | 16:00 | 3 | 101 | February | 11000 | 0 | 0 | 0 | 0 | 0 | 0 | 0 | 0 | 0 | 0 | 0 | 0 | 0 | 0 | 0 | 0 | 9.7297 | 7.6227 | 4.5821 | -2.0152 | -0.043405 | 0 | 0 | 0 | 0 | 0 | 0 | 0 | 0 | 0 | 0 | 0 | 0 | 0 | 0 | 0 | 0 | 0 | 0 | 0 | 107.027 | 83.85 | 50.4032 | -22.1678 | -0.47746 | 0 | 0 | 0
0.6666666666666673101March | Resource 1 | Sublap 1 | 16:00 | 3 | 101 | March | 12000 | 0 | 0 | 0 | 0 | 0 | 0 | 0 | 0 | 0 | 0 | 0 | 0 | 0 | 0 | 0 | 0 | 9.7297 | 7.6227 | 4.5821 | -2.0152 | -0.043405 | 0 | 0 | 0 | 0 | 0 | 0 | 0 | 0 | 0 | 0 | 0 | 0 | 0 | 0 | 0 | 0 | 0 | 0 | 0 | 116.7567 | 91.4728 | 54.9853 | -24.183 | -0.52086 | 0 | 0 | 0
0.6666666666666673101April | Resource 1 | Sublap 1 | 16:00 | 3 | 101 | April | 13000 | 0 | 0 | 0 | 0 | 0 | 0 | 0 | 0 | 0 | 0 | 0 | 0 | 0 | 0 | 0 | 0 | 9.7297 | 7.6227 | 4.5821 | -2.0152 | -0.043405 | 0 | 0 | 0 | 0 | 0 | 0 | 0 | 0 | 0 | 0 | 0 | 0 | 0 | 0 | 0 | 0 | 0 | 0 | 0 | 126.4864 | 99.0955 | 59.5674 | -26.1983 | -0.56427 | 0 | 0 | 0
0.6666666666666673101May | Resource 1 | Sublap 1 | 16:00 | 3 | 101 | May | 14000 | 0 | 0 | 0 | 0 | 0 | 0 | 0 | 0 | 0 | 0 | 0 | 0 | 0 | 0 | 0 | 0 | 9.7297 | 7.6227 | 4.5821 | -2.0152 | -0.043405 | 0 | 0 | 0 | 0 | 0 | 0 | 0 | 0 | 0 | 0 | 0 | 0 | 0 | 0 | 0 | 0 | 0 | 0 | 0 | 136.2161 | 106.7183 | 64.1495 | -28.2135 | -0.60767 | 0 | 0 | 0
0.6666666666666673101June | Resource 1 | Sublap 1 | 16:00 | 3 | 101 | June | 15000 | 0 | 0 | 0 | 0 | 0 | 0 | 0 | 0 | 0 | 0 | 0 | 0 | 0 | 0 | 0 | 0 | 9.7297 | 7.6227 | 4.5821 | -2.0152 | -0.043405 | 0 | 0 | 0 | 0 | 0 | 0 | 0 | 0 | 0 | 0 | 0 | 0 | 0 | 0 | 0 | 0 | 0 | 0 | 0 | 145.9458 | 114.341 | 68.7316 | -30.2288 | -0.65108 | 0 | 0 | 0
0.6666666666666673101July | Resource 1 | Sublap 1 | 16:00 | 3 | 101 | July | 16000 | 0 | 0 | 0 | 0 | 0 | 0 | 0 | 0 | 0 | 0 | 0 | 0 | 0 | 0 | 0 | 0 | 9.7297 | 7.6227 | 4.5821 | -2.0152 | -0.043405 | 0 | 0 | 0 | 0 | 0 | 0 | 0 | 0 | 0 | 0 | 0 | 0 | 0 | 0 | 0 | 0 | 0 | 0 | 0 | 155.6756 | 121.9637 | 73.3137 | -32.244 | -0.69448 | 0 | 0 | 0
0.6666666666666673101August | Resource 1 | Sublap 1 | 16:00 | 3 | 101 | August | 17000 | 0 | 0 | 0 | 0 | 0 | 0 | 0 | 0 | 0 | 0 | 0 | 0 | 0 | 0 | 0 | 0 | 9.7297 | 7.6227 | 4.5821 | -2.0152 | -0.043405 | 0 | 0 | 0 | 0 | 0 | 0 | 0 | 0 | 0 | 0 | 0 | 0 | 0 | 0 | 0 | 0 | 0 | 0 | 0 | 165.4053 | 129.5864 | 77.8958 | -34.2593 | -0.73789 | 0 | 0 | 0
0.6666666666666673101September | Resource 1 | Sublap 1 | 16:00 | 3 | 101 | September | 18000 | 0 | 0 | 0 | 0 | 0 | 0 | 0 | 0 | 0 | 0 | 0 | 0 | 0 | 0 | 0 | 0 | 9.7297 | 7.6227 | 4.5821 | -2.0152 | -0.043405 | 0 | 0 | 0 | 0 | 0 | 0 | 0 | 0 | 0 | 0 | 0 | 0 | 0 | 0 | 0 | 0 | 0 | 0 | 0 | 175.135 | 137.2092 | 82.4779 | -36.2745 | -0.78129 | 0 | 0 | 0
0.6666666666666673101October | Resource 1 | Sublap 1 | 16:00 | 3 | 101 | October | 19000 | 0 | 0 | 0 | 0 | 0 | 0 | 0 | 0 | 0 | 0 | 0 | 0 | 0 | 0 | 0 | 0 | 9.7297 | 7.6227 | 4.5821 | -2.0152 | -0.043405 | 0 | 0 | 0 | 0 | 0 | 0 | 0 | 0 | 0 | 0 | 0 | 0 | 0 | 0 | 0 | 0 | 0 | 0 | 0 | 184.8647 | 144.8319 | 87.06 | -38.2897 | -0.8247 | 0 | 0 | 0
0.6666666666666673101November | Resource 1 | Sublap 1 | 16:00 | 3 | 101 | November | 20000 | 0 | 0 | 0 | 0 | 0 | 0 | 0 | 0 | 0 | 0 | 0 | 0 | 0 | 0 | 0 | 0 | 9.7297 | 7.6227 | 4.5821 | -2.0152 | -0.043405 | 0 | 0 | 0 | 0 | 0 | 0 | 0 | 0 | 0 | 0 | 0 | 0 | 0 | 0 | 0 | 0 | 0 | 0 | 0 | 194.5945 | 152.4547 | 91.6421 | -40.305 | -0.8681 | 0 | 0 | 0
0.6666666666666673101December | Resource 1 | Sublap 1 | 16:00 | 3 | 101 | December | 21000 | 0 | 0 | 0 | 0 | 0 | 0 | 0 | 0 | 0 | 0 | 0 | 0 | 0 | 0 | 0 | 0 | 9.7297 | 7.6227 | 4.5821 | -2.0152 | -0.043405 | 0 | 0 | 0 | 0 | 0 | 0 | 0 | 0 | 0 | 0 | 0 | 0 | 0 | 0 | 0 | 0 | 0 | 0 | 0 | 204.3242 | 160.0774 | 96.2242 | -42.3202 | -0.91151 | 0 | 0 | 0
0.6666666666666673102January | Resource 1 | Sublap 1 | 16:00 | 3 | 102 | January | 10000 | 0 | 0 | 0 | 0 | 0 | 0 | 0 | 0 | 0 | 0 | 0 | 0 | 0 | 0 | 0 | 0 | 12.6165 | 11.8276 | 10.1204 | -2.5695 | -0.0553 | 0 | 0 | 0 | 0 | 0 | 0 | 0 | 0 | 0 | 0 | 0 | 0 | 0 | 0 | 0 | 0 | 0 | 0 | 0 | 126.1651 | 118.2762 | 101.2043 | -25.6946 | -0.553 | 0 | 0 | 0
0.6666666666666673102February | Resource 1 | Sublap 1 | 16:00 | 3 | 102 | February | 11000 | 0 | 0 | 0 | 0 | 0 | 0 | 0 | 0 | 0 | 0 | 0 | 0 | 0 | 0 | 0 | 0 | 12.6165 | 11.8276 | 10.1204 | -2.5695 | -0.0553 | 0 | 0 | 0 | 0 | 0 | 0 | 0 | 0 | 0 | 0 | 0 | 0 | 0 | 0 | 0 | 0 | 0 | 0 | 0 | 138.7816 | 130.1038 | 111.3248 | -28.2641 | -0.60829 | 0 | 0 | 0
0.6666666666666673102March | Resource 1 | Sublap 1 | 16:00 | 3 | 102 | March | 12000 | 0 | 0 | 0 | 0 | 0 | 0 | 0 | 0 | 0 | 0 | 0 | 0 | 0 | 0 | 0 | 0 | 12.6165 | 11.8276 | 10.1204 | -2.5695 | -0.0553 | 0 | 0 | 0 | 0 | 0 | 0 | 0 | 0 | 0 | 0 | 0 | 0 | 0 | 0 | 0 | 0 | 0 | 0 | 0 | 151.3981 | 141.9314 | 121.4452 | -30.8335 | -0.66359 | 0 | 0 | 0
0.6666666666666673102April | Resource 1 | Sublap 1 | 16:00 | 3 | 102 | April | 13000 | 0 | 0 | 0 | 0 | 0 | 0 | 0 | 0 | 0 | 0 | 0 | 0 | 0 | 0 | 0 | 0 | 12.6165 | 11.8276 | 10.1204 | -2.5695 | -0.0553 | 0 | 0 | 0 | 0 | 0 | 0 | 0 | 0 | 0 | 0 | 0 | 0 | 0 | 0 | 0 | 0 | 0 | 0 | 0 | 164.0146 | 153.759 | 131.5657 | -33.403 | -0.71889 | 0 | 0 | 0
0.6666666666666673102May | Resource 1 | Sublap 1 | 16:00 | 3 | 102 | May | 14000 | 0 | 0 | 0 | 0 | 0 | 0 | 0 | 0 | 0 | 0 | 0 | 0 | 0 | 0 | 0 | 0 | 12.6165 | 11.8276 | 10.1204 | -2.5695 | -0.0553 | 0 | 0 | 0 | 0 | 0 | 0 | 0 | 0 | 0 | 0 | 0 | 0 | 0 | 0 | 0 | 0 | 0 | 0 | 0 | 176.6311 | 165.5867 | 141.6861 | -35.9724 | -0.77419 | 0 | 0 | 0
0.6666666666666673102June | Resource 1 | Sublap 1 | 16:00 | 3 | 102 | June | 15000 | 0 | 0 | 0 | 0 | 0 | 0 | 0 | 0 | 0 | 0 | 0 | 0 | 0 | 0 | 0 | 0 | 12.6165 | 11.8276 | 10.1204 | -2.5695 | -0.0553 | 0 | 0 | 0 | 0 | 0 | 0 | 0 | 0 | 0 | 0 | 0 | 0 | 0 | 0 | 0 | 0 | 0 | 0 | 0 | 189.2476 | 177.4143 | 151.8065 | -38.5419 | -0.82949 | 0 | 0 | 0
0.6666666666666673102July | Resource 1 | Sublap 1 | 16:00 | 3 | 102 | July | 16000 | 0 | 0 | 0 | 0 | 0 | 0 | 0 | 0 | 0 | 0 | 0 | 0 | 0 | 0 | 0 | 0 | 12.6165 | 11.8276 | 10.1204 | -2.5695 | -0.0553 | 0 | 0 | 0 | 0 | 0 | 0 | 0 | 0 | 0 | 0 | 0 | 0 | 0 | 0 | 0 | 0 | 0 | 0 | 0 | 201.8641 | 189.2419 | 161.927 | -41.1113 | -0.88479 | 0 | 0 | 0
0.6666666666666673102August | Resource 1 | Sublap 1 | 16:00 | 3 | 102 | August | 17000 | 0 | 0 | 0 | 0 | 0 | 0 | 0 | 0 | 0 | 0 | 0 | 0 | 0 | 0 | 0 | 0 | 12.6165 | 11.8276 | 10.1204 | -2.5695 | -0.0553 | 0 | 0 | 0 | 0 | 0 | 0 | 0 | 0 | 0 | 0 | 0 | 0 | 0 | 0 | 0 | 0 | 0 | 0 | 0 | 214.4806 | 201.0695 | 172.0474 | -43.6808 | -0.94009 | 0 | 0 | 0
0.6666666666666673102September | Resource 1 | Sublap 1 | 16:00 | 3 | 102 | September | 18000 | 0 | 0 | 0 | 0 | 0 | 0 | 0 | 0 | 0 | 0 | 0 | 0 | 0 | 0 | 0 | 0 | 12.6165 | 11.8276 | 10.1204 | -2.5695 | -0.0553 | 0 | 0 | 0 | 0 | 0 | 0 | 0 | 0 | 0 | 0 | 0 | 0 | 0 | 0 | 0 | 0 | 0 | 0 | 0 | 227.0971 | 212.8971 | 182.1678 | -46.2503 | -0.99539 | 0 | 0 | 0
0.6666666666666673102October | Resource 1 | Sublap 1 | 16:00 | 3 | 102 | October | 19000 | 0 | 0 | 0 | 0 | 0 | 0 | 0 | 0 | 0 | 0 | 0 | 0 | 0 | 0 | 0 | 0 | 12.6165 | 11.8276 | 10.1204 | -2.5695 | -0.0553 | 0 | 0 | 0 | 0 | 0 | 0 | 0 | 0 | 0 | 0 | 0 | 0 | 0 | 0 | 0 | 0 | 0 | 0 | 0 | 239.7137 | 224.7247 | 192.2883 | -48.8197 | -1.0507 | 0 | 0 | 0
0.6666666666666673102November | Resource 1 | Sublap 1 | 16:00 | 3 | 102 | November | 20000 | 0 | 0 | 0 | 0 | 0 | 0 | 0 | 0 | 0 | 0 | 0 | 0 | 0 | 0 | 0 | 0 | 12.6165 | 11.8276 | 10.1204 | -2.5695 | -0.0553 | 0 | 0 | 0 | 0 | 0 | 0 | 0 | 0 | 0 | 0 | 0 | 0 | 0 | 0 | 0 | 0 | 0 | 0 | 0 | 252.3302 | 236.5524 | 202.4087 | -51.3892 | -1.106 | 0 | 0 | 0
0.6666666666666673102December | Resource 1 | Sublap 1 | 16:00 | 3 | 102 | December | 21000 | 0 | 0 | 0 | 0 | 0 | 0 | 0 | 0 | 0 | 0 | 0 | 0 | 0 | 0 | 0 | 0 | 12.6165 | 11.8276 | 10.1204 | -2.5695 | -0.0553 | 0 | 0 | 0 | 0 | 0 | 0 | 0 | 0 | 0 | 0 | 0 | 0 | 0 | 0 | 0 | 0 | 0 | 0 | 0 | 264.9467 | 248.38 | 212.5291 | -53.9586 | -1.1613 | 0 | 0 | 0
0.6666666666666673103January | Resource 1 | Sublap 1 | 16:00 | 3 | 103 | January | 10000 | 0 | 0 | 0 | 0 | 0 | 0 | 0 | 0 | 0 | 0 | 0 | 0 | 0 | 0 | 0 | 0 | 13.2335 | 12.4881 | 9.9676 | -2.6953 | -0.058001 | 0 | 0 | 0 | 0 | 0 | 0 | 0 | 0 | 0 | 0 | 0 | 0 | 0 | 0 | 0 | 0 | 0 | 0 | 0 | 132.3347 | 124.8811 | 99.6759 | -26.9531 | -0.58 | 0 | 0 | 0
0.6666666666666673103February | Resource 1 | Sublap 1 | 16:00 | 3 | 103 | February | 11000 | 0 | 0 | 0 | 0 | 0 | 0 | 0 | 0 | 0 | 0 | 0 | 0 | 0 | 0 | 0 | 0 | 13.2335 | 12.4881 | 9.9676 | -2.6953 | -0.058001 | 0 | 0 | 0 | 0 | 0 | 0 | 0 | 0 | 0 | 0 | 0 | 0 | 0 | 0 | 0 | 0 | 0 | 0 | 0 | 145.5682 | 137.3692 | 109.6435 | -29.6484 | -0.63801 | 0 | 0 | 0
0.6666666666666673103March | Resource 1 | Sublap 1 | 16:00 | 3 | 103 | March | 12000 | 0 | 0 | 0 | 0 | 0 | 0 | 0 | 0 | 0 | 0 | 0 | 0 | 0 | 0 | 0 | 0 | 13.2335 | 12.4881 | 9.9676 | -2.6953 | -0.058001 | 0 | 0 | 0 | 0 | 0 | 0 | 0 | 0 | 0 | 0 | 0 | 0 | 0 | 0 | 0 | 0 | 0 | 0 | 0 | 158.8016 | 149.8573 | 119.6111 | -32.3437 | -0.69601 | 0 | 0 | 0
0.6666666666666673103April | Resource 1 | Sublap 1 | 16:00 | 3 | 103 | April | 13000 | 0 | 0 | 0 | 0 | 0 | 0 | 0 | 0 | 0 | 0 | 0 | 0 | 0 | 0 | 0 | 0 | 13.2335 | 12.4881 | 9.9676 | -2.6953 | -0.058001 | 0 | 0 | 0 | 0 | 0 | 0 | 0 | 0 | 0 | 0 | 0 | 0 | 0 | 0 | 0 | 0 | 0 | 0 | 0 | 172.0351 | 162.3454 | 129.5787 | -35.039 | -0.75401 | 0 | 0 | 0
0.6666666666666673103May | Resource 1 | Sublap 1 | 16:00 | 3 | 103 | May | 14000 | 0 | 0 | 0 | 0 | 0 | 0 | 0 | 0 | 0 | 0 | 0 | 0 | 0 | 0 | 0 | 0 | 13.2335 | 12.4881 | 9.9676 | -2.6953 | -0.058001 | 0 | 0 | 0 | 0 | 0 | 0 | 0 | 0 | 0 | 0 | 0 | 0 | 0 | 0 | 0 | 0 | 0 | 0 | 0 | 185.2686 | 174.8335 | 139.5463 | -37.7343 | -0.81201 | 0 | 0 | 0
0.6666666666666673103June | Resource 1 | Sublap 1 | 16:00 | 3 | 103 | June | 15000 | 0 | 0 | 0 | 0 | 0 | 0 | 0 | 0 | 0 | 0 | 0 | 0 | 0 | 0 | 0 | 0 | 13.2335 | 12.4881 | 9.9676 | -2.6953 | -0.058001 | 0 | 0 | 0 | 0 | 0 | 0 | 0 | 0 | 0 | 0 | 0 | 0 | 0 | 0 | 0 | 0 | 0 | 0 | 0 | 198.502 | 187.3216 | 149.5139 | -40.4296 | -0.87001 | 0 | 0 | 0
0.6666666666666673103July | Resource 1 | Sublap 1 | 16:00 | 3 | 103 | July | 16000 | 0 | 0 | 0 | 0 | 0 | 0 | 0 | 0 | 0 | 0 | 0 | 0 | 0 | 0 | 0 | 0 | 13.2335 | 12.4881 | 9.9676 | -2.6953 | -0.058001 | 0 | 0 | 0 | 0 | 0 | 0 | 0 | 0 | 0 | 0 | 0 | 0 | 0 | 0 | 0 | 0 | 0 | 0 | 0 | 211.7355 | 199.8097 | 159.4815 | -43.1249 | -0.92801 | 0 | 0 | 0
0.6666666666666673103August | Resource 1 | Sublap 1 | 16:00 | 3 | 103 | August | 17000 | 0 | 0 | 0 | 0 | 0 | 0 | 0 | 0 | 0 | 0 | 0 | 0 | 0 | 0 | 0 | 0 | 13.2335 | 12.4881 | 9.9676 | -2.6953 | -0.058001 | 0 | 0 | 0 | 0 | 0 | 0 | 0 | 0 | 0 | 0 | 0 | 0 | 0 | 0 | 0 | 0 | 0 | 0 | 0 | 224.969 | 212.2978 | 169.4491 | -45.8202 | -0.98601 | 0 | 0 | 0
0.6666666666666673103September | Resource 1 | Sublap 1 | 16:00 | 3 | 103 | September | 18000 | 0 | 0 | 0 | 0 | 0 | 0 | 0 | 0 | 0 | 0 | 0 | 0 | 0 | 0 | 0 | 0 | 13.2335 | 12.4881 | 9.9676 | -2.6953 | -0.058001 | 0 | 0 | 0 | 0 | 0 | 0 | 0 | 0 | 0 | 0 | 0 | 0 | 0 | 0 | 0 | 0 | 0 | 0 | 0 | 238.2024 | 224.7859 | 179.4167 | -48.5155 | -1.044 | 0 | 0 | 0
0.6666666666666673103October | Resource 1 | Sublap 1 | 16:00 | 3 | 103 | October | 19000 | 0 | 0 | 0 | 0 | 0 | 0 | 0 | 0 | 0 | 0 | 0 | 0 | 0 | 0 | 0 | 0 | 13.2335 | 12.4881 | 9.9676 | -2.6953 | -0.058001 | 0 | 0 | 0 | 0 | 0 | 0 | 0 | 0 | 0 | 0 | 0 | 0 | 0 | 0 | 0 | 0 | 0 | 0 | 0 | 251.4359 | 237.274 | 189.3843 | -51.2108 | -1.102 | 0 | 0 | 0
0.6666666666666673103November | Resource 1 | Sublap 1 | 16:00 | 3 | 103 | November | 20000 | 0 | 0 | 0 | 0 | 0 | 0 | 0 | 0 | 0 | 0 | 0 | 0 | 0 | 0 | 0 | 0 | 13.2335 | 12.4881 | 9.9676 | -2.6953 | -0.058001 | 0 | 0 | 0 | 0 | 0 | 0 | 0 | 0 | 0 | 0 | 0 | 0 | 0 | 0 | 0 | 0 | 0 | 0 | 0 | 264.6694 | 249.7621 | 199.3519 | -53.9061 | -1.16 | 0 | 0 | 0
0.6666666666666673103December | Resource 1 | Sublap 1 | 16:00 | 3 | 103 | December | 21000 | 0 | 0 | 0 | 0 | 0 | 0 | 0 | 0 | 0 | 0 | 0 | 0 | 0 | 0 | 0 | 0 | 13.2335 | 12.4881 | 9.9676 | -2.6953 | -0.058001 | 0 | 0 | 0 | 0 | 0 | 0 | 0 | 0 | 0 | 0 | 0 | 0 | 0 | 0 | 0 | 0 | 0 | 0 | 0 | 277.9028 | 262.2502 | 209.3195 | -56.6014 | -1.218 | 0 | 0 | 0
0.6666666666666673104January | Resource 1 | Sublap 1 | 16:00 | 3 | 104 | January | 10000 | 0 | 0 | 0 | 0 | 0 | 0 | 0 | 0 | 0 | 0 | 0 | 0 | 0 | 0 | 0 | 0 | 14.2413 | 13.3512 | 9.304 | -2.9059 | -0.062519 | 0 | 0 | 0 | 0 | 0 | 0 | 0 | 0 | 0 | 0 | 0 | 0 | 0 | 0 | 0 | 0 | 0 | 0 | 0 | 142.4127 | 133.5115 | 93.0398 | -29.0586 | -0.62519 | 0 | 0 | 0
0.6666666666666673104February | Resource 1 | Sublap 1 | 16:00 | 3 | 104 | February | 11000 | 0 | 0 | 0 | 0 | 0 | 0 | 0 | 0 | 0 | 0 | 0 | 0 | 0 | 0 | 0 | 0 | 14.2413 | 13.3512 | 9.304 | -2.9059 | -0.062519 | 0 | 0 | 0 | 0 | 0 | 0 | 0 | 0 | 0 | 0 | 0 | 0 | 0 | 0 | 0 | 0 | 0 | 0 | 0 | 156.654 | 146.8626 | 102.3438 | -31.9644 | -0.68771 | 0 | 0 | 0
0.6666666666666673104March | Resource 1 | Sublap 1 | 16:00 | 3 | 104 | March | 12000 | 0 | 0 | 0 | 0 | 0 | 0 | 0 | 0 | 0 | 0 | 0 | 0 | 0 | 0 | 0 | 0 | 14.2413 | 13.3512 | 9.304 | -2.9059 | -0.062519 | 0 | 0 | 0 | 0 | 0 | 0 | 0 | 0 | 0 | 0 | 0 | 0 | 0 | 0 | 0 | 0 | 0 | 0 | 0 | 170.8953 | 160.2137 | 111.6478 | -34.8703 | -0.75023 | 0 | 0 | 0
0.6666666666666673104April | Resource 1 | Sublap 1 | 16:00 | 3 | 104 | April | 13000 | 0 | 0 | 0 | 0 | 0 | 0 | 0 | 0 | 0 | 0 | 0 | 0 | 0 | 0 | 0 | 0 | 14.2413 | 13.3512 | 9.304 | -2.9059 | -0.062519 | 0 | 0 | 0 | 0 | 0 | 0 | 0 | 0 | 0 | 0 | 0 | 0 | 0 | 0 | 0 | 0 | 0 | 0 | 0 | 185.1366 | 173.5649 | 120.9518 | -37.7761 | -0.81275 | 0 | 0 | 0
0.6666666666666673104May | Resource 1 | Sublap 1 | 16:00 | 3 | 104 | May | 14000 | 0 | 0 | 0 | 0 | 0 | 0 | 0 | 0 | 0 | 0 | 0 | 0 | 0 | 0 | 0 | 0 | 14.2413 | 13.3512 | 9.304 | -2.9059 | -0.062519 | 0 | 0 | 0 | 0 | 0 | 0 | 0 | 0 | 0 | 0 | 0 | 0 | 0 | 0 | 0 | 0 | 0 | 0 | 0 | 199.3778 | 186.916 | 130.2558 | -40.682 | -0.87527 | 0 | 0 | 0
0.6666666666666673104June | Resource 1 | Sublap 1 | 16:00 | 3 | 104 | June | 15000 | 0 | 0 | 0 | 0 | 0 | 0 | 0 | 0 | 0 | 0 | 0 | 0 | 0 | 0 | 0 | 0 | 14.2413 | 13.3512 | 9.304 | -2.9059 | -0.062519 | 0 | 0 | 0 | 0 | 0 | 0 | 0 | 0 | 0 | 0 | 0 | 0 | 0 | 0 | 0 | 0 | 0 | 0 | 0 | 213.6191 | 200.2672 | 139.5597 | -43.5879 | -0.93779 | 0 | 0 | 0
0.6666666666666673104July | Resource 1 | Sublap 1 | 16:00 | 3 | 104 | July | 16000 | 0 | 0 | 0 | 0 | 0 | 0 | 0 | 0 | 0 | 0 | 0 | 0 | 0 | 0 | 0 | 0 | 14.2413 | 13.3512 | 9.304 | -2.9059 | -0.062519 | 0 | 0 | 0 | 0 | 0 | 0 | 0 | 0 | 0 | 0 | 0 | 0 | 0 | 0 | 0 | 0 | 0 | 0 | 0 | 227.8604 | 213.6183 | 148.8637 | -46.4937 | -1.0003 | 0 | 0 | 0
0.6666666666666673104August | Resource 1 | Sublap 1 | 16:00 | 3 | 104 | August | 17000 | 0 | 0 | 0 | 0 | 0 | 0 | 0 | 0 | 0 | 0 | 0 | 0 | 0 | 0 | 0 | 0 | 14.2413 | 13.3512 | 9.304 | -2.9059 | -0.062519 | 0 | 0 | 0 | 0 | 0 | 0 | 0 | 0 | 0 | 0 | 0 | 0 | 0 | 0 | 0 | 0 | 0 | 0 | 0 | 242.1017 | 226.9695 | 158.1677 | -49.3996 | -1.0628 | 0 | 0 | 0
0.6666666666666673104September | Resource 1 | Sublap 1 | 16:00 | 3 | 104 | September | 18000 | 0 | 0 | 0 | 0 | 0 | 0 | 0 | 0 | 0 | 0 | 0 | 0 | 0 | 0 | 0 | 0 | 14.2413 | 13.3512 | 9.304 | -2.9059 | -0.062519 | 0 | 0 | 0 | 0 | 0 | 0 | 0 | 0 | 0 | 0 | 0 | 0 | 0 | 0 | 0 | 0 | 0 | 0 | 0 | 256.3429 | 240.3206 | 167.4717 | -52.3054 | -1.1253 | 0 | 0 | 0
0.6666666666666673104October | Resource 1 | Sublap 1 | 16:00 | 3 | 104 | October | 19000 | 0 | 0 | 0 | 0 | 0 | 0 | 0 | 0 | 0 | 0 | 0 | 0 | 0 | 0 | 0 | 0 | 14.2413 | 13.3512 | 9.304 | -2.9059 | -0.062519 | 0 | 0 | 0 | 0 | 0 | 0 | 0 | 0 | 0 | 0 | 0 | 0 | 0 | 0 | 0 | 0 | 0 | 0 | 0 | 270.5842 | 253.6718 | 176.7757 | -55.2113 | -1.1879 | 0 | 0 | 0
0.6666666666666673104November | Resource 1 | Sublap 1 | 16:00 | 3 | 104 | November | 20000 | 0 | 0 | 0 | 0 | 0 | 0 | 0 | 0 | 0 | 0 | 0 | 0 | 0 | 0 | 0 | 0 | 14.2413 | 13.3512 | 9.304 | -2.9059 | -0.062519 | 0 | 0 | 0 | 0 | 0 | 0 | 0 | 0 | 0 | 0 | 0 | 0 | 0 | 0 | 0 | 0 | 0 | 0 | 0 | 284.8255 | 267.0229 | 186.0796 | -58.1171 | -1.2504 | 0 | 0 | 0
0.6666666666666673104December | Resource 1 | Sublap 1 | 16:00 | 3 | 104 | December | 21000 | 0 | 0 | 0 | 0 | 0 | 0 | 0 | 0 | 0 | 0 | 0 | 0 | 0 | 0 | 0 | 0 | 14.2413 | 13.3512 | 9.304 | -2.9059 | -0.062519 | 0 | 0 | 0 | 0 | 0 | 0 | 0 | 0 | 0 | 0 | 0 | 0 | 0 | 0 | 0 | 0 | 0 | 0 | 0 | 299.0667 | 280.3741 | 195.3836 | -61.023 | -1.3129 | 0 | 0 | 0
0.6666666666666673105January | Resource 1 | Sublap 1 | 16:00 | 3 | 105 | January | 10000 | 0 | 0 | 0 | 0 | 0 | 0 | 0 | 0 | 0 | 0 | 0 | 0 | 0 | 0 | 0 | 0 | 12.0767 | 10.5714 | 4.8439 | -2.4678 | -0.053118 | 0 | 0 | 0 | 0 | 0 | 0 | 0 | 0 | 0 | 0 | 0 | 0 | 0 | 0 | 0 | 0 | 0 | 0 | 0 | 120.7668 | 105.7139 | 48.4386 | -24.6781 | -0.53118 | 0 | 0 | 0
0.6666666666666673105February | Resource 1 | Sublap 1 | 16:00 | 3 | 105 | February | 11000 | 0 | 0 | 0 | 0 | 0 | 0 | 0 | 0 | 0 | 0 | 0 | 0 | 0 | 0 | 0 | 0 | 12.0767 | 10.5714 | 4.8439 | -2.4678 | -0.053118 | 0 | 0 | 0 | 0 | 0 | 0 | 0 | 0 | 0 | 0 | 0 | 0 | 0 | 0 | 0 | 0 | 0 | 0 | 0 | 132.8434 | 116.2853 | 53.2825 | -27.1459 | -0.5843 | 0 | 0 | 0
0.6666666666666673105March | Resource 1 | Sublap 1 | 16:00 | 3 | 105 | March | 12000 | 0 | 0 | 0 | 0 | 0 | 0 | 0 | 0 | 0 | 0 | 0 | 0 | 0 | 0 | 0 | 0 | 12.0767 | 10.5714 | 4.8439 | -2.4678 | -0.053118 | 0 | 0 | 0 | 0 | 0 | 0 | 0 | 0 | 0 | 0 | 0 | 0 | 0 | 0 | 0 | 0 | 0 | 0 | 0 | 144.9201 | 126.8567 | 58.1264 | -29.6138 | -0.63742 | 0 | 0 | 0
0.6666666666666673105April | Resource 1 | Sublap 1 | 16:00 | 3 | 105 | April | 13000 | 0 | 0 | 0 | 0 | 0 | 0 | 0 | 0 | 0 | 0 | 0 | 0 | 0 | 0 | 0 | 0 | 12.0767 | 10.5714 | 4.8439 | -2.4678 | -0.053118 | 0 | 0 | 0 | 0 | 0 | 0 | 0 | 0 | 0 | 0 | 0 | 0 | 0 | 0 | 0 | 0 | 0 | 0 | 0 | 156.9968 | 137.4281 | 62.9702 | -32.0816 | -0.69053 | 0 | 0 | 0
0.6666666666666673105May | Resource 1 | Sublap 1 | 16:00 | 3 | 105 | May | 14000 | 0 | 0 | 0 | 0 | 0 | 0 | 0 | 0 | 0 | 0 | 0 | 0 | 0 | 0 | 0 | 0 | 12.0767 | 10.5714 | 4.8439 | -2.4678 | -0.053118 | 0 | 0 | 0 | 0 | 0 | 0 | 0 | 0 | 0 | 0 | 0 | 0 | 0 | 0 | 0 | 0 | 0 | 0 | 0 | 169.0735 | 147.9995 | 67.8141 | -34.5494 | -0.74365 | 0 | 0 | 0
0.6666666666666673105June | Resource 1 | Sublap 1 | 16:00 | 3 | 105 | June | 15000 | 0 | 0 | 0 | 0 | 0 | 0 | 0 | 0 | 0 | 0 | 0 | 0 | 0 | 0 | 0 | 0 | 12.0767 | 10.5714 | 4.8439 | -2.4678 | -0.053118 | 0 | 0 | 0 | 0 | 0 | 0 | 0 | 0 | 0 | 0 | 0 | 0 | 0 | 0 | 0 | 0 | 0 | 0 | 0 | 181.1501 | 158.5709 | 72.6579 | -37.0172 | -0.79677 | 0 | 0 | 0
0.6666666666666673105July | Resource 1 | Sublap 1 | 16:00 | 3 | 105 | July | 16000 | 0 | 0 | 0 | 0 | 0 | 0 | 0 | 0 | 0 | 0 | 0 | 0 | 0 | 0 | 0 | 0 | 12.0767 | 10.5714 | 4.8439 | -2.4678 | -0.053118 | 0 | 0 | 0 | 0 | 0 | 0 | 0 | 0 | 0 | 0 | 0 | 0 | 0 | 0 | 0 | 0 | 0 | 0 | 0 | 193.2268 | 169.1422 | 77.5018 | -39.485 | -0.84989 | 0 | 0 | 0
0.6666666666666673105August | Resource 1 | Sublap 1 | 16:00 | 3 | 105 | August | 17000 | 0 | 0 | 0 | 0 | 0 | 0 | 0 | 0 | 0 | 0 | 0 | 0 | 0 | 0 | 0 | 0 | 12.0767 | 10.5714 | 4.8439 | -2.4678 | -0.053118 | 0 | 0 | 0 | 0 | 0 | 0 | 0 | 0 | 0 | 0 | 0 | 0 | 0 | 0 | 0 | 0 | 0 | 0 | 0 | 205.3035 | 179.7136 | 82.3457 | -41.9528 | -0.90301 | 0 | 0 | 0
0.6666666666666673105September | Resource 1 | Sublap 1 | 16:00 | 3 | 105 | September | 18000 | 0 | 0 | 0 | 0 | 0 | 0 | 0 | 0 | 0 | 0 | 0 | 0 | 0 | 0 | 0 | 0 | 12.0767 | 10.5714 | 4.8439 | -2.4678 | -0.053118 | 0 | 0 | 0 | 0 | 0 | 0 | 0 | 0 | 0 | 0 | 0 | 0 | 0 | 0 | 0 | 0 | 0 | 0 | 0 | 217.3802 | 190.285 | 87.1895 | -44.4206 | -0.95612 | 0 | 0 | 0
0.6666666666666673105October | Resource 1 | Sublap 1 | 16:00 | 3 | 105 | October | 19000 | 0 | 0 | 0 | 0 | 0 | 0 | 0 | 0 | 0 | 0 | 0 | 0 | 0 | 0 | 0 | 0 | 12.0767 | 10.5714 | 4.8439 | -2.4678 | -0.053118 | 0 | 0 | 0 | 0 | 0 | 0 | 0 | 0 | 0 | 0 | 0 | 0 | 0 | 0 | 0 | 0 | 0 | 0 | 0 | 229.4569 | 200.8564 | 92.0334 | -46.8884 | -1.0092 | 0 | 0 | 0
0.6666666666666673105November | Resource 1 | Sublap 1 | 16:00 | 3 | 105 | November | 20000 | 0 | 0 | 0 | 0 | 0 | 0 | 0 | 0 | 0 | 0 | 0 | 0 | 0 | 0 | 0 | 0 | 12.0767 | 10.5714 | 4.8439 | -2.4678 | -0.053118 | 0 | 0 | 0 | 0 | 0 | 0 | 0 | 0 | 0 | 0 | 0 | 0 | 0 | 0 | 0 | 0 | 0 | 0 | 0 | 241.5335 | 211.4278 | 96.8773 | -49.3563 | -1.0624 | 0 | 0 | 0
0.6666666666666673105December | Resource 1 | Sublap 1 | 16:00 | 3 | 105 | December | 21000 | 0 | 0 | 0 | 0 | 0 | 0 | 0 | 0 | 0 | 0 | 0 | 0 | 0 | 0 | 0 | 0 | 12.0767 | 10.5714 | 4.8439 | -2.4678 | -0.053118 | 0 | 0 | 0 | 0 | 0 | 0 | 0 | 0 | 0 | 0 | 0 | 0 | 0 | 0 | 0 | 0 | 0 | 0 | 0 | 253.6102 | 221.9992 | 101.7211 | -51.8241 | -1.1155 | 0 | 0 | 0
0.6666666666666673106January | Resource 1 | Sublap 1 | 16:00 | 3 | 106 | January | 10000 | 0 | 0 | 0 | 0 | 0 | 0 | 0 | 0 | 0 | 0 | 0 | 0 | 0 | 0 | 0 | 0 | 11.7873 | 11.0831 | 9.3897 | -2.3758 | -0.051144 | 0 | 0 | 0 | 0 | 0 | 0 | 0 | 0 | 0 | 0 | 0 | 0 | 0 | 0 | 0 | 0 | 0 | 0 | 0 | 117.8728 | 110.8315 | 93.8975 | -23.7585 | -0.51144 | 0 | 0 | 0
0.6666666666666673106February | Resource 1 | Sublap 1 | 16:00 | 3 | 106 | February | 11000 | 0 | 0 | 0 | 0 | 0 | 0 | 0 | 0 | 0 | 0 | 0 | 0 | 0 | 0 | 0 | 0 | 11.7873 | 11.0831 | 9.3897 | -2.3758 | -0.051144 | 0 | 0 | 0 | 0 | 0 | 0 | 0 | 0 | 0 | 0 | 0 | 0 | 0 | 0 | 0 | 0 | 0 | 0 | 0 | 129.6601 | 121.9146 | 103.2872 | -26.1343 | -0.56259 | 0 | 0 | 0
0.6666666666666673106March | Resource 1 | Sublap 1 | 16:00 | 3 | 106 | March | 12000 | 0 | 0 | 0 | 0 | 0 | 0 | 0 | 0 | 0 | 0 | 0 | 0 | 0 | 0 | 0 | 0 | 11.7873 | 11.0831 | 9.3897 | -2.3758 | -0.051144 | 0 | 0 | 0 | 0 | 0 | 0 | 0 | 0 | 0 | 0 | 0 | 0 | 0 | 0 | 0 | 0 | 0 | 0 | 0 | 141.4474 | 132.9978 | 112.677 | -28.5102 | -0.61373 | 0 | 0 | 0
0.6666666666666673106April | Resource 1 | Sublap 1 | 16:00 | 3 | 106 | April | 13000 | 0 | 0 | 0 | 0 | 0 | 0 | 0 | 0 | 0 | 0 | 0 | 0 | 0 | 0 | 0 | 0 | 11.7873 | 11.0831 | 9.3897 | -2.3758 | -0.051144 | 0 | 0 | 0 | 0 | 0 | 0 | 0 | 0 | 0 | 0 | 0 | 0 | 0 | 0 | 0 | 0 | 0 | 0 | 0 | 153.2347 | 144.0809 | 122.0667 | -30.886 | -0.66487 | 0 | 0 | 0
0.6666666666666673106May | Resource 1 | Sublap 1 | 16:00 | 3 | 106 | May | 14000 | 0 | 0 | 0 | 0 | 0 | 0 | 0 | 0 | 0 | 0 | 0 | 0 | 0 | 0 | 0 | 0 | 11.7873 | 11.0831 | 9.3897 | -2.3758 | -0.051144 | 0 | 0 | 0 | 0 | 0 | 0 | 0 | 0 | 0 | 0 | 0 | 0 | 0 | 0 | 0 | 0 | 0 | 0 | 0 | 165.022 | 155.164 | 131.4565 | -33.2619 | -0.71602 | 0 | 0 | 0
0.6666666666666673106June | Resource 1 | Sublap 1 | 16:00 | 3 | 106 | June | 15000 | 0 | 0 | 0 | 0 | 0 | 0 | 0 | 0 | 0 | 0 | 0 | 0 | 0 | 0 | 0 | 0 | 11.7873 | 11.0831 | 9.3897 | -2.3758 | -0.051144 | 0 | 0 | 0 | 0 | 0 | 0 | 0 | 0 | 0 | 0 | 0 | 0 | 0 | 0 | 0 | 0 | 0 | 0 | 0 | 176.8092 | 166.2472 | 140.8462 | -35.6377 | -0.76716 | 0 | 0 | 0
0.6666666666666673106July | Resource 1 | Sublap 1 | 16:00 | 3 | 106 | July | 16000 | 0 | 0 | 0 | 0 | 0 | 0 | 0 | 0 | 0 | 0 | 0 | 0 | 0 | 0 | 0 | 0 | 11.7873 | 11.0831 | 9.3897 | -2.3758 | -0.051144 | 0 | 0 | 0 | 0 | 0 | 0 | 0 | 0 | 0 | 0 | 0 | 0 | 0 | 0 | 0 | 0 | 0 | 0 | 0 | 188.5965 | 177.3303 | 150.236 | -38.0136 | -0.81831 | 0 | 0 | 0
0.6666666666666673106August | Resource 1 | Sublap 1 | 16:00 | 3 | 106 | August | 17000 | 0 | 0 | 0 | 0 | 0 | 0 | 0 | 0 | 0 | 0 | 0 | 0 | 0 | 0 | 0 | 0 | 11.7873 | 11.0831 | 9.3897 | -2.3758 | -0.051144 | 0 | 0 | 0 | 0 | 0 | 0 | 0 | 0 | 0 | 0 | 0 | 0 | 0 | 0 | 0 | 0 | 0 | 0 | 0 | 200.3838 | 188.4135 | 159.6257 | -40.3894 | -0.86945 | 0 | 0 | 0
0.6666666666666673106September | Resource 1 | Sublap 1 | 16:00 | 3 | 106 | September | 18000 | 0 | 0 | 0 | 0 | 0 | 0 | 0 | 0 | 0 | 0 | 0 | 0 | 0 | 0 | 0 | 0 | 11.7873 | 11.0831 | 9.3897 | -2.3758 | -0.051144 | 0 | 0 | 0 | 0 | 0 | 0 | 0 | 0 | 0 | 0 | 0 | 0 | 0 | 0 | 0 | 0 | 0 | 0 | 0 | 212.1711 | 199.4966 | 169.0155 | -42.7653 | -0.9206 | 0 | 0 | 0
0.6666666666666673106October | Resource 1 | Sublap 1 | 16:00 | 3 | 106 | October | 19000 | 0 | 0 | 0 | 0 | 0 | 0 | 0 | 0 | 0 | 0 | 0 | 0 | 0 | 0 | 0 | 0 | 11.7873 | 11.0831 | 9.3897 | -2.3758 | -0.051144 | 0 | 0 | 0 | 0 | 0 | 0 | 0 | 0 | 0 | 0 | 0 | 0 | 0 | 0 | 0 | 0 | 0 | 0 | 0 | 223.9584 | 210.5798 | 178.4052 | -45.1411 | -0.97174 | 0 | 0 | 0
0.6666666666666673106November | Resource 1 | Sublap 1 | 16:00 | 3 | 106 | November | 20000 | 0 | 0 | 0 | 0 | 0 | 0 | 0 | 0 | 0 | 0 | 0 | 0 | 0 | 0 | 0 | 0 | 11.7873 | 11.0831 | 9.3897 | -2.3758 | -0.051144 | 0 | 0 | 0 | 0 | 0 | 0 | 0 | 0 | 0 | 0 | 0 | 0 | 0 | 0 | 0 | 0 | 0 | 0 | 0 | 235.7457 | 221.6629 | 187.795 | -47.517 | -1.0229 | 0 | 0 | 0
0.6666666666666673106December | Resource 1 | Sublap 1 | 16:00 | 3 | 106 | December | 21000 | 0 | 0 | 0 | 0 | 0 | 0 | 0 | 0 | 0 | 0 | 0 | 0 | 0 | 0 | 0 | 0 | 11.7873 | 11.0831 | 9.3897 | -2.3758 | -0.051144 | 0 | 0 | 0 | 0 | 0 | 0 | 0 | 0 | 0 | 0 | 0 | 0 | 0 | 0 | 0 | 0 | 0 | 0 | 0 | 247.533 | 232.7461 | 197.1847 | -49.8928 | -1.074 | 0 | 0 | 0
0.6666666666666673107January | Resource 1 | Sublap 1 | 16:00 | 3 | 107 | January | 10000 | 0 | 0 | 0 | 0 | 0 | 0 | 0 | 0 | 0 | 0 | 0 | 0 | 0 | 0 | 0 | 0 | 13.8477 | 12.8911 | 8.2197 | -2.7824 | -0.05987 | 0 | 0 | 0 | 0 | 0 | 0 | 0 | 0 | 0 | 0 | 0 | 0 | 0 | 0 | 0 | 0 | 0 | 0 | 0 | 138.4768 | 128.9106 | 82.1969 | -27.8243 | -0.5987 | 0 | 0 | 0
0.6666666666666673107February | Resource 1 | Sublap 1 | 16:00 | 3 | 107 | February | 11000 | 0 | 0 | 0 | 0 | 0 | 0 | 0 | 0 | 0 | 0 | 0 | 0 | 0 | 0 | 0 | 0 | 13.8477 | 12.8911 | 8.2197 | -2.7824 | -0.05987 | 0 | 0 | 0 | 0 | 0 | 0 | 0 | 0 | 0 | 0 | 0 | 0 | 0 | 0 | 0 | 0 | 0 | 0 | 0 | 152.3245 | 141.8017 | 90.4166 | -30.6067 | -0.65857 | 0 | 0 | 0
0.6666666666666673107March | Resource 1 | Sublap 1 | 16:00 | 3 | 107 | March | 12000 | 0 | 0 | 0 | 0 | 0 | 0 | 0 | 0 | 0 | 0 | 0 | 0 | 0 | 0 | 0 | 0 | 13.8477 | 12.8911 | 8.2197 | -2.7824 | -0.05987 | 0 | 0 | 0 | 0 | 0 | 0 | 0 | 0 | 0 | 0 | 0 | 0 | 0 | 0 | 0 | 0 | 0 | 0 | 0 | 166.1722 | 154.6928 | 98.6363 | -33.3892 | -0.71844 | 0 | 0 | 0
0.6666666666666673107April | Resource 1 | Sublap 1 | 16:00 | 3 | 107 | April | 13000 | 0 | 0 | 0 | 0 | 0 | 0 | 0 | 0 | 0 | 0 | 0 | 0 | 0 | 0 | 0 | 0 | 13.8477 | 12.8911 | 8.2197 | -2.7824 | -0.05987 | 0 | 0 | 0 | 0 | 0 | 0 | 0 | 0 | 0 | 0 | 0 | 0 | 0 | 0 | 0 | 0 | 0 | 0 | 0 | 180.0199 | 167.5838 | 106.856 | -36.1716 | -0.77831 | 0 | 0 | 0
0.6666666666666673107May | Resource 1 | Sublap 1 | 16:00 | 3 | 107 | May | 14000 | 0 | 0 | 0 | 0 | 0 | 0 | 0 | 0 | 0 | 0 | 0 | 0 | 0 | 0 | 0 | 0 | 13.8477 | 12.8911 | 8.2197 | -2.7824 | -0.05987 | 0 | 0 | 0 | 0 | 0 | 0 | 0 | 0 | 0 | 0 | 0 | 0 | 0 | 0 | 0 | 0 | 0 | 0 | 0 | 193.8676 | 180.4749 | 115.0757 | -38.954 | -0.83818 | 0 | 0 | 0
0.6666666666666673107June | Resource 1 | Sublap 1 | 16:00 | 3 | 107 | June | 15000 | 0 | 0 | 0 | 0 | 0 | 0 | 0 | 0 | 0 | 0 | 0 | 0 | 0 | 0 | 0 | 0 | 13.8477 | 12.8911 | 8.2197 | -2.7824 | -0.05987 | 0 | 0 | 0 | 0 | 0 | 0 | 0 | 0 | 0 | 0 | 0 | 0 | 0 | 0 | 0 | 0 | 0 | 0 | 0 | 207.7153 | 193.366 | 123.2953 | -41.7365 | -0.89806 | 0 | 0 | 0
0.6666666666666673107July | Resource 1 | Sublap 1 | 16:00 | 3 | 107 | July | 16000 | 0 | 0 | 0 | 0 | 0 | 0 | 0 | 0 | 0 | 0 | 0 | 0 | 0 | 0 | 0 | 0 | 13.8477 | 12.8911 | 8.2197 | -2.7824 | -0.05987 | 0 | 0 | 0 | 0 | 0 | 0 | 0 | 0 | 0 | 0 | 0 | 0 | 0 | 0 | 0 | 0 | 0 | 0 | 0 | 221.5629 | 206.257 | 131.515 | -44.5189 | -0.95793 | 0 | 0 | 0
0.6666666666666673107August | Resource 1 | Sublap 1 | 16:00 | 3 | 107 | August | 17000 | 0 | 0 | 0 | 0 | 0 | 0 | 0 | 0 | 0 | 0 | 0 | 0 | 0 | 0 | 0 | 0 | 13.8477 | 12.8911 | 8.2197 | -2.7824 | -0.05987 | 0 | 0 | 0 | 0 | 0 | 0 | 0 | 0 | 0 | 0 | 0 | 0 | 0 | 0 | 0 | 0 | 0 | 0 | 0 | 235.4106 | 219.1481 | 139.7347 | -47.3013 | -1.0178 | 0 | 0 | 0
0.6666666666666673107September | Resource 1 | Sublap 1 | 16:00 | 3 | 107 | September | 18000 | 0 | 0 | 0 | 0 | 0 | 0 | 0 | 0 | 0 | 0 | 0 | 0 | 0 | 0 | 0 | 0 | 13.8477 | 12.8911 | 8.2197 | -2.7824 | -0.05987 | 0 | 0 | 0 | 0 | 0 | 0 | 0 | 0 | 0 | 0 | 0 | 0 | 0 | 0 | 0 | 0 | 0 | 0 | 0 | 249.2583 | 232.0392 | 147.9544 | -50.0838 | -1.0777 | 0 | 0 | 0
0.6666666666666673107October | Resource 1 | Sublap 1 | 16:00 | 3 | 107 | October | 19000 | 0 | 0 | 0 | 0 | 0 | 0 | 0 | 0 | 0 | 0 | 0 | 0 | 0 | 0 | 0 | 0 | 13.8477 | 12.8911 | 8.2197 | -2.7824 | -0.05987 | 0 | 0 | 0 | 0 | 0 | 0 | 0 | 0 | 0 | 0 | 0 | 0 | 0 | 0 | 0 | 0 | 0 | 0 | 0 | 263.106 | 244.9302 | 156.1741 | -52.8662 | -1.1375 | 0 | 0 | 0
0.6666666666666673107November | Resource 1 | Sublap 1 | 16:00 | 3 | 107 | November | 20000 | 0 | 0 | 0 | 0 | 0 | 0 | 0 | 0 | 0 | 0 | 0 | 0 | 0 | 0 | 0 | 0 | 13.8477 | 12.8911 | 8.2197 | -2.7824 | -0.05987 | 0 | 0 | 0 | 0 | 0 | 0 | 0 | 0 | 0 | 0 | 0 | 0 | 0 | 0 | 0 | 0 | 0 | 0 | 0 | 276.9537 | 257.8213 | 164.3938 | -55.6486 | -1.1974 | 0 | 0 | 0
0.6666666666666673107December | Resource 1 | Sublap 1 | 16:00 | 3 | 107 | December | 21000 | 0 | 0 | 0 | 0 | 0 | 0 | 0 | 0 | 0 | 0 | 0 | 0 | 0 | 0 | 0 | 0 | 13.8477 | 12.8911 | 8.2197 | -2.7824 | -0.05987 | 0 | 0 | 0 | 0 | 0 | 0 | 0 | 0 | 0 | 0 | 0 | 0 | 0 | 0 | 0 | 0 | 0 | 0 | 0 | 290.8014 | 270.7124 | 172.6135 | -58.431 | -1.2573 | 0 | 0 | 0
0.666666666666667471January | Resource 1 | Sublap 1 | 16:00 | 4 | 71 | January | 10000 | 0 | 0 | 0 | 0 | 0 | 0 | 0 | 0 | 0 | 0 | 0 | 0 | 0 | 0 | 0 | 0 | 0 | 0 | 0 | 0 | 0 | 0 | 0 | 0 | 0 | 0 | 0 | 0 | 0 | 0 | 0 | 0 | 0 | 0 | 0 | 0 | 0 | 0 | 0 | 0 | 0 | 0 | 0 | 0 | 0 | 0 | 0 | 0
0.666666666666667471February | Resource 1 | Sublap 1 | 16:00 | 4 | 71 | February | 11000 | 0 | 0 | 0 | 0 | 0 | 0 | 0 | 0 | 0 | 0 | 0 | 0 | 0 | 0 | 0 | 0 | 0 | 0 | 0 | 0 | 0 | 0 | 0 | 0 | 0 | 0 | 0 | 0 | 0 | 0 | 0 | 0 | 0 | 0 | 0 | 0 | 0 | 0 | 0 | 0 | 0 | 0 | 0 | 0 | 0 | 0 | 0 | 0
0.666666666666667471March | Resource 1 | Sublap 1 | 16:00 | 4 | 71 | March | 12000 | 0 | 0 | 0 | 0 | 0 | 0 | 0 | 0 | 0 | 0 | 0 | 0 | 0 | 0 | 0 | 0 | 0 | 0 | 0 | 0 | 0 | 0 | 0 | 0 | 0 | 0 | 0 | 0 | 0 | 0 | 0 | 0 | 0 | 0 | 0 | 0 | 0 | 0 | 0 | 0 | 0 | 0 | 0 | 0 | 0 | 0 | 0 | 0
0.666666666666667471April | Resource 1 | Sublap 1 | 16:00 | 4 | 71 | April | 13000 | 0 | 0 | 0 | 0 | 0 | 0 | 0 | 0 | 0 | 0 | 0 | 0 | 0 | 0 | 0 | 0 | 0 | 0 | 0 | 0 | 0 | 0 | 0 | 0 | 0 | 0 | 0 | 0 | 0 | 0 | 0 | 0 | 0 | 0 | 0 | 0 | 0 | 0 | 0 | 0 | 0 | 0 | 0 | 0 | 0 | 0 | 0 | 0
0.666666666666667471May | Resource 1 | Sublap 1 | 16:00 | 4 | 71 | May | 14000 | 0 | 0 | 0 | 0 | 0 | 0 | 0 | 0 | 0 | 0 | 0 | 0 | 0 | 0 | 0 | 0 | 0 | 0 | 0 | 0 | 0 | 0 | 0 | 0 | 0 | 0 | 0 | 0 | 0 | 0 | 0 | 0 | 0 | 0 | 0 | 0 | 0 | 0 | 0 | 0 | 0 | 0 | 0 | 0 | 0 | 0 | 0 | 0
0.666666666666667471June | Resource 1 | Sublap 1 | 16:00 | 4 | 71 | June | 15000 | 0 | 0 | 0 | 0 | 0 | 0 | 0 | 0 | 0 | 0 | 0 | 0 | 0 | 0 | 0 | 0 | 0 | 0 | 0 | 0 | 0 | 0 | 0 | 0 | 0 | 0 | 0 | 0 | 0 | 0 | 0 | 0 | 0 | 0 | 0 | 0 | 0 | 0 | 0 | 0 | 0 | 0 | 0 | 0 | 0 | 0 | 0 | 0
0.666666666666667471July | Resource 1 | Sublap 1 | 16:00 | 4 | 71 | July | 16000 | 0 | 0 | 0 | 0 | 0 | 0 | 0 | 0 | 0 | 0 | 0 | 0 | 0 | 0 | 0 | 0 | 0 | 0 | 0 | 0 | 0 | 0 | 0 | 0 | 0 | 0 | 0 | 0 | 0 | 0 | 0 | 0 | 0 | 0 | 0 | 0 | 0 | 0 | 0 | 0 | 0 | 0 | 0 | 0 | 0 | 0 | 0 | 0
0.666666666666667471August | Resource 1 | Sublap 1 | 16:00 | 4 | 71 | August | 17000 | 0 | 0 | 0 | 0 | 0 | 0 | 0 | 0 | 0 | 0 | 0 | 0 | 0 | 0 | 0 | 0 | 0 | 0 | 0 | 0 | 0 | 0 | 0 | 0 | 0 | 0 | 0 | 0 | 0 | 0 | 0 | 0 | 0 | 0 | 0 | 0 | 0 | 0 | 0 | 0 | 0 | 0 | 0 | 0 | 0 | 0 | 0 | 0
0.666666666666667471September | Resource 1 | Sublap 1 | 16:00 | 4 | 71 | September | 18000 | 0 | 0 | 0 | 0 | 0 | 0 | 0 | 0 | 0 | 0 | 0 | 0 | 0 | 0 | 0 | 0 | 0 | 0 | 0 | 0 | 0 | 0 | 0 | 0 | 0 | 0 | 0 | 0 | 0 | 0 | 0 | 0 | 0 | 0 | 0 | 0 | 0 | 0 | 0 | 0 | 0 | 0 | 0 | 0 | 0 | 0 | 0 | 0
0.666666666666667471October | Resource 1 | Sublap 1 | 16:00 | 4 | 71 | October | 19000 | 0 | 0 | 0 | 0 | 0 | 0 | 0 | 0 | 0 | 0 | 0 | 0 | 0 | 0 | 0 | 0 | 0 | 0 | 0 | 0 | 0 | 0 | 0 | 0 | 0 | 0 | 0 | 0 | 0 | 0 | 0 | 0 | 0 | 0 | 0 | 0 | 0 | 0 | 0 | 0 | 0 | 0 | 0 | 0 | 0 | 0 | 0 | 0
0.666666666666667471November | Resource 1 | Sublap 1 | 16:00 | 4 | 71 | November | 20000 | 0 | 0 | 0 | 0 | 0 | 0 | 0 | 0 | 0 | 0 | 0 | 0 | 0 | 0 | 0 | 0 | 0 | 0 | 0 | 0 | 0 | 0 | 0 | 0 | 0 | 0 | 0 | 0 | 0 | 0 | 0 | 0 | 0 | 0 | 0 | 0 | 0 | 0 | 0 | 0 | 0 | 0 | 0 | 0 | 0 | 0 | 0 | 0
0.666666666666667471December | Resource 1 | Sublap 1 | 16:00 | 4 | 71 | December | 21000 | 0 | 0 | 0 | 0 | 0 | 0 | 0 | 0 | 0 | 0 | 0 | 0 | 0 | 0 | 0 | 0 | 0 | 0 | 0 | 0 | 0 | 0 | 0 | 0 | 0 | 0 | 0 | 0 | 0 | 0 | 0 | 0 | 0 | 0 | 0 | 0 | 0 | 0 | 0 | 0 | 0 | 0 | 0 | 0 | 0 | 0 | 0 | 0
0.666666666666667472January | Resource 1 | Sublap 1 | 16:00 | 4 | 72 | January | 10000 | 0 | 0 | 0 | 0 | 0 | 0 | 0 | 0 | 0 | 0 | 0 | 0 | 0 | 0 | 0 | 0 | 0 | 0 | 0 | 0 | 0 | 0 | 0 | 0 | 0 | 0 | 0 | 0 | 0 | 0 | 0 | 0 | 0 | 0 | 0 | 0 | 0 | 0 | 0 | 0 | 0 | 0 | 0 | 0 | 0 | 0 | 0 | 0
0.666666666666667472February | Resource 1 | Sublap 1 | 16:00 | 4 | 72 | February | 11000 | 0 | 0 | 0 | 0 | 0 | 0 | 0 | 0 | 0 | 0 | 0 | 0 | 0 | 0 | 0 | 0 | 0 | 0 | 0 | 0 | 0 | 0 | 0 | 0 | 0 | 0 | 0 | 0 | 0 | 0 | 0 | 0 | 0 | 0 | 0 | 0 | 0 | 0 | 0 | 0 | 0 | 0 | 0 | 0 | 0 | 0 | 0 | 0
0.666666666666667472March | Resource 1 | Sublap 1 | 16:00 | 4 | 72 | March | 12000 | 0 | 0 | 0 | 0 | 0 | 0 | 0 | 0 | 0 | 0 | 0 | 0 | 0 | 0 | 0 | 0 | 0 | 0 | 0 | 0 | 0 | 0 | 0 | 0 | 0 | 0 | 0 | 0 | 0 | 0 | 0 | 0 | 0 | 0 | 0 | 0 | 0 | 0 | 0 | 0 | 0 | 0 | 0 | 0 | 0 | 0 | 0 | 0
0.666666666666667472April | Resource 1 | Sublap 1 | 16:00 | 4 | 72 | April | 13000 | 0 | 0 | 0 | 0 | 0 | 0 | 0 | 0 | 0 | 0 | 0 | 0 | 0 | 0 | 0 | 0 | 0 | 0 | 0 | 0 | 0 | 0 | 0 | 0 | 0 | 0 | 0 | 0 | 0 | 0 | 0 | 0 | 0 | 0 | 0 | 0 | 0 | 0 | 0 | 0 | 0 | 0 | 0 | 0 | 0 | 0 | 0 | 0
0.666666666666667472May | Resource 1 | Sublap 1 | 16:00 | 4 | 72 | May | 14000 | 0 | 0 | 0 | 0 | 0 | 0 | 0 | 0 | 0 | 0 | 0 | 0 | 0 | 0 | 0 | 0 | 0 | 0 | 0 | 0 | 0 | 0 | 0 | 0 | 0 | 0 | 0 | 0 | 0 | 0 | 0 | 0 | 0 | 0 | 0 | 0 | 0 | 0 | 0 | 0 | 0 | 0 | 0 | 0 | 0 | 0 | 0 | 0
0.666666666666667472June | Resource 1 | Sublap 1 | 16:00 | 4 | 72 | June | 15000 | 0 | 0 | 0 | 0 | 0 | 0 | 0 | 0 | 0 | 0 | 0 | 0 | 0 | 0 | 0 | 0 | 0 | 0 | 0 | 0 | 0 | 0 | 0 | 0 | 0 | 0 | 0 | 0 | 0 | 0 | 0 | 0 | 0 | 0 | 0 | 0 | 0 | 0 | 0 | 0 | 0 | 0 | 0 | 0 | 0 | 0 | 0 | 0
0.666666666666667472July | Resource 1 | Sublap 1 | 16:00 | 4 | 72 | July | 16000 | 0 | 0 | 0 | 0 | 0 | 0 | 0 | 0 | 0 | 0 | 0 | 0 | 0 | 0 | 0 | 0 | 0 | 0 | 0 | 0 | 0 | 0 | 0 | 0 | 0 | 0 | 0 | 0 | 0 | 0 | 0 | 0 | 0 | 0 | 0 | 0 | 0 | 0 | 0 | 0 | 0 | 0 | 0 | 0 | 0 | 0 | 0 | 0
0.666666666666667472August | Resource 1 | Sublap 1 | 16:00 | 4 | 72 | August | 17000 | 0 | 0 | 0 | 0 | 0 | 0 | 0 | 0 | 0 | 0 | 0 | 0 | 0 | 0 | 0 | 0 | 0 | 0 | 0 | 0 | 0 | 0 | 0 | 0 | 0 | 0 | 0 | 0 | 0 | 0 | 0 | 0 | 0 | 0 | 0 | 0 | 0 | 0 | 0 | 0 | 0 | 0 | 0 | 0 | 0 | 0 | 0 | 0
0.666666666666667472September | Resource 1 | Sublap 1 | 16:00 | 4 | 72 | September | 18000 | 0 | 0 | 0 | 0 | 0 | 0 | 0 | 0 | 0 | 0 | 0 | 0 | 0 | 0 | 0 | 0 | 0 | 0 | 0 | 0 | 0 | 0 | 0 | 0 | 0 | 0 | 0 | 0 | 0 | 0 | 0 | 0 | 0 | 0 | 0 | 0 | 0 | 0 | 0 | 0 | 0 | 0 | 0 | 0 | 0 | 0 | 0 | 0
0.666666666666667472October | Resource 1 | Sublap 1 | 16:00 | 4 | 72 | October | 19000 | 0 | 0 | 0 | 0 | 0 | 0 | 0 | 0 | 0 | 0 | 0 | 0 | 0 | 0 | 0 | 0 | 0 | 0 | 0 | 0 | 0 | 0 | 0 | 0 | 0 | 0 | 0 | 0 | 0 | 0 | 0 | 0 | 0 | 0 | 0 | 0 | 0 | 0 | 0 | 0 | 0 | 0 | 0 | 0 | 0 | 0 | 0 | 0
0.666666666666667472November | Resource 1 | Sublap 1 | 16:00 | 4 | 72 | November | 20000 | 0 | 0 | 0 | 0 | 0 | 0 | 0 | 0 | 0 | 0 | 0 | 0 | 0 | 0 | 0 | 0 | 0 | 0 | 0 | 0 | 0 | 0 | 0 | 0 | 0 | 0 | 0 | 0 | 0 | 0 | 0 | 0 | 0 | 0 | 0 | 0 | 0 | 0 | 0 | 0 | 0 | 0 | 0 | 0 | 0 | 0 | 0 | 0
0.666666666666667472December | Resource 1 | Sublap 1 | 16:00 | 4 | 72 | December | 21000 | 0 | 0 | 0 | 0 | 0 | 0 | 0 | 0 | 0 | 0 | 0 | 0 | 0 | 0 | 0 | 0 | 0 | 0 | 0 | 0 | 0 | 0 | 0 | 0 | 0 | 0 | 0 | 0 | 0 | 0 | 0 | 0 | 0 | 0 | 0 | 0 | 0 | 0 | 0 | 0 | 0 | 0 | 0 | 0 | 0 | 0 | 0 | 0
0.666666666666667473January | Resource 1 | Sublap 1 | 16:00 | 4 | 73 | January | 10000 | 0 | 0 | 0 | 0 | 0 | 0 | 0 | 0 | 0 | 0 | 0 | 0 | 0 | 0 | 0 | 0 | 0 | 0 | 0 | 0 | 0 | 0 | 0 | 0 | 0 | 0 | 0 | 0 | 0 | 0 | 0 | 0 | 0 | 0 | 0 | 0 | 0 | 0 | 0 | 0 | 0 | 0 | 0 | 0 | 0 | 0 | 0 | 0
0.666666666666667473February | Resource 1 | Sublap 1 | 16:00 | 4 | 73 | February | 11000 | 0 | 0 | 0 | 0 | 0 | 0 | 0 | 0 | 0 | 0 | 0 | 0 | 0 | 0 | 0 | 0 | 0 | 0 | 0 | 0 | 0 | 0 | 0 | 0 | 0 | 0 | 0 | 0 | 0 | 0 | 0 | 0 | 0 | 0 | 0 | 0 | 0 | 0 | 0 | 0 | 0 | 0 | 0 | 0 | 0 | 0 | 0 | 0
0.666666666666667473March | Resource 1 | Sublap 1 | 16:00 | 4 | 73 | March | 12000 | 0 | 0 | 0 | 0 | 0 | 0 | 0 | 0 | 0 | 0 | 0 | 0 | 0 | 0 | 0 | 0 | 0 | 0 | 0 | 0 | 0 | 0 | 0 | 0 | 0 | 0 | 0 | 0 | 0 | 0 | 0 | 0 | 0 | 0 | 0 | 0 | 0 | 0 | 0 | 0 | 0 | 0 | 0 | 0 | 0 | 0 | 0 | 0
0.666666666666667473April | Resource 1 | Sublap 1 | 16:00 | 4 | 73 | April | 13000 | 0 | 0 | 0 | 0 | 0 | 0 | 0 | 0 | 0 | 0 | 0 | 0 | 0 | 0 | 0 | 0 | 0 | 0 | 0 | 0 | 0 | 0 | 0 | 0 | 0 | 0 | 0 | 0 | 0 | 0 | 0 | 0 | 0 | 0 | 0 | 0 | 0 | 0 | 0 | 0 | 0 | 0 | 0 | 0 | 0 | 0 | 0 | 0
0.666666666666667473May | Resource 1 | Sublap 1 | 16:00 | 4 | 73 | May | 14000 | 0 | 0 | 0 | 0 | 0 | 0 | 0 | 0 | 0 | 0 | 0 | 0 | 0 | 0 | 0 | 0 | 0 | 0 | 0 | 0 | 0 | 0 | 0 | 0 | 0 | 0 | 0 | 0 | 0 | 0 | 0 | 0 | 0 | 0 | 0 | 0 | 0 | 0 | 0 | 0 | 0 | 0 | 0 | 0 | 0 | 0 | 0 | 0
0.666666666666667473June | Resource 1 | Sublap 1 | 16:00 | 4 | 73 | June | 15000 | 0 | 0 | 0 | 0 | 0 | 0 | 0 | 0 | 0 | 0 | 0 | 0 | 0 | 0 | 0 | 0 | 0 | 0 | 0 | 0 | 0 | 0 | 0 | 0 | 0 | 0 | 0 | 0 | 0 | 0 | 0 | 0 | 0 | 0 | 0 | 0 | 0 | 0 | 0 | 0 | 0 | 0 | 0 | 0 | 0 | 0 | 0 | 0
0.666666666666667473July | Resource 1 | Sublap 1 | 16:00 | 4 | 73 | July | 16000 | 0 | 0 | 0 | 0 | 0 | 0 | 0 | 0 | 0 | 0 | 0 | 0 | 0 | 0 | 0 | 0 | 0 | 0 | 0 | 0 | 0 | 0 | 0 | 0 | 0 | 0 | 0 | 0 | 0 | 0 | 0 | 0 | 0 | 0 | 0 | 0 | 0 | 0 | 0 | 0 | 0 | 0 | 0 | 0 | 0 | 0 | 0 | 0
0.666666666666667473August | Resource 1 | Sublap 1 | 16:00 | 4 | 73 | August | 17000 | 0 | 0 | 0 | 0 | 0 | 0 | 0 | 0 | 0 | 0 | 0 | 0 | 0 | 0 | 0 | 0 | 0 | 0 | 0 | 0 | 0 | 0 | 0 | 0 | 0 | 0 | 0 | 0 | 0 | 0 | 0 | 0 | 0 | 0 | 0 | 0 | 0 | 0 | 0 | 0 | 0 | 0 | 0 | 0 | 0 | 0 | 0 | 0
0.666666666666667473September | Resource 1 | Sublap 1 | 16:00 | 4 | 73 | September | 18000 | 0 | 0 | 0 | 0 | 0 | 0 | 0 | 0 | 0 | 0 | 0 | 0 | 0 | 0 | 0 | 0 | 0 | 0 | 0 | 0 | 0 | 0 | 0 | 0 | 0 | 0 | 0 | 0 | 0 | 0 | 0 | 0 | 0 | 0 | 0 | 0 | 0 | 0 | 0 | 0 | 0 | 0 | 0 | 0 | 0 | 0 | 0 | 0
0.666666666666667473October | Resource 1 | Sublap 1 | 16:00 | 4 | 73 | October | 19000 | 0 | 0 | 0 | 0 | 0 | 0 | 0 | 0 | 0 | 0 | 0 | 0 | 0 | 0 | 0 | 0 | 0 | 0 | 0 | 0 | 0 | 0 | 0 | 0 | 0 | 0 | 0 | 0 | 0 | 0 | 0 | 0 | 0 | 0 | 0 | 0 | 0 | 0 | 0 | 0 | 0 | 0 | 0 | 0 | 0 | 0 | 0 | 0
0.666666666666667473November | Resource 1 | Sublap 1 | 16:00 | 4 | 73 | November | 20000 | 0 | 0 | 0 | 0 | 0 | 0 | 0 | 0 | 0 | 0 | 0 | 0 | 0 | 0 | 0 | 0 | 0 | 0 | 0 | 0 | 0 | 0 | 0 | 0 | 0 | 0 | 0 | 0 | 0 | 0 | 0 | 0 | 0 | 0 | 0 | 0 | 0 | 0 | 0 | 0 | 0 | 0 | 0 | 0 | 0 | 0 | 0 | 0
0.666666666666667473December | Resource 1 | Sublap 1 | 16:00 | 4 | 73 | December | 21000 | 0 | 0 | 0 | 0 | 0 | 0 | 0 | 0 | 0 | 0 | 0 | 0 | 0 | 0 | 0 | 0 | 0 | 0 | 0 | 0 | 0 | 0 | 0 | 0 | 0 | 0 | 0 | 0 | 0 | 0 | 0 | 0 | 0 | 0 | 0 | 0 | 0 | 0 | 0 | 0 | 0 | 0 | 0 | 0 | 0 | 0 | 0 | 0
0.666666666666667474January | Resource 1 | Sublap 1 | 16:00 | 4 | 74 | January | 10000 | 0 | 0 | 0 | 0 | 0 | 0 | 0 | 0 | 0 | 0 | 0 | 0 | 0 | 0 | 0 | 0 | 0.30557 | 0.2555 | 0.18377 | 0.11504 | -0.14221 | -0.00337 | 0 | 0 | 0 | 0 | 0 | 0 | 0 | 0 | 0 | 0 | 0 | 0 | 0 | 0 | 0 | 0 | 0 | 0 | 3.0557 | 2.555 | 1.8377 | 1.1504 | -1.4221 | -0.0337 | 0 | 0
0.666666666666667474February | Resource 1 | Sublap 1 | 16:00 | 4 | 74 | February | 11000 | 0 | 0 | 0 | 0 | 0 | 0 | 0 | 0 | 0 | 0 | 0 | 0 | 0 | 0 | 0 | 0 | 0.30557 | 0.2555 | 0.18377 | 0.11504 | -0.14221 | -0.00337 | 0 | 0 | 0 | 0 | 0 | 0 | 0 | 0 | 0 | 0 | 0 | 0 | 0 | 0 | 0 | 0 | 0 | 0 | 3.3613 | 2.8105 | 2.0215 | 1.2655 | -1.5643 | -0.03707 | 0 | 0
0.666666666666667474March | Resource 1 | Sublap 1 | 16:00 | 4 | 74 | March | 12000 | 0 | 0 | 0 | 0 | 0 | 0 | 0 | 0 | 0 | 0 | 0 | 0 | 0 | 0 | 0 | 0 | 0.30557 | 0.2555 | 0.18377 | 0.11504 | -0.14221 | -0.00337 | 0 | 0 | 0 | 0 | 0 | 0 | 0 | 0 | 0 | 0 | 0 | 0 | 0 | 0 | 0 | 0 | 0 | 0 | 3.6669 | 3.066 | 2.2052 | 1.3805 | -1.7065 | -0.04044 | 0 | 0
0.666666666666667474April | Resource 1 | Sublap 1 | 16:00 | 4 | 74 | April | 13000 | 0 | 0 | 0 | 0 | 0 | 0 | 0 | 0 | 0 | 0 | 0 | 0 | 0 | 0 | 0 | 0 | 0.30557 | 0.2555 | 0.18377 | 0.11504 | -0.14221 | -0.00337 | 0 | 0 | 0 | 0 | 0 | 0 | 0 | 0 | 0 | 0 | 0 | 0 | 0 | 0 | 0 | 0 | 0 | 0 | 3.9724 | 3.3215 | 2.389 | 1.4956 | -1.8487 | -0.04381 | 0 | 0
0.666666666666667474May | Resource 1 | Sublap 1 | 16:00 | 4 | 74 | May | 14000 | 0 | 0 | 0 | 0 | 0 | 0 | 0 | 0 | 0 | 0 | 0 | 0 | 0 | 0 | 0 | 0 | 0.30557 | 0.2555 | 0.18377 | 0.11504 | -0.14221 | -0.00337 | 0 | 0 | 0 | 0 | 0 | 0 | 0 | 0 | 0 | 0 | 0 | 0 | 0 | 0 | 0 | 0 | 0 | 0 | 4.278 | 3.577 | 2.5728 | 1.6106 | -1.991 | -0.047179 | 0 | 0
0.666666666666667474June | Resource 1 | Sublap 1 | 16:00 | 4 | 74 | June | 15000 | 0 | 0 | 0 | 0 | 0 | 0 | 0 | 0 | 0 | 0 | 0 | 0 | 0 | 0 | 0 | 0 | 0.30557 | 0.2555 | 0.18377 | 0.11504 | -0.14221 | -0.00337 | 0 | 0 | 0 | 0 | 0 | 0 | 0 | 0 | 0 | 0 | 0 | 0 | 0 | 0 | 0 | 0 | 0 | 0 | 4.5836 | 3.8326 | 2.7566 | 1.7257 | -2.1332 | -0.050549 | 0 | 0
0.666666666666667474July | Resource 1 | Sublap 1 | 16:00 | 4 | 74 | July | 16000 | 0 | 0 | 0 | 0 | 0 | 0 | 0 | 0 | 0 | 0 | 0 | 0 | 0 | 0 | 0 | 0 | 0.30557 | 0.2555 | 0.18377 | 0.11504 | -0.14221 | -0.00337 | 0 | 0 | 0 | 0 | 0 | 0 | 0 | 0 | 0 | 0 | 0 | 0 | 0 | 0 | 0 | 0 | 0 | 0 | 4.8892 | 4.0881 | 2.9403 | 1.8407 | -2.2754 | -0.053919 | 0 | 0
0.666666666666667474August | Resource 1 | Sublap 1 | 16:00 | 4 | 74 | August | 17000 | 0 | 0 | 0 | 0 | 0 | 0 | 0 | 0 | 0 | 0 | 0 | 0 | 0 | 0 | 0 | 0 | 0.30557 | 0.2555 | 0.18377 | 0.11504 | -0.14221 | -0.00337 | 0 | 0 | 0 | 0 | 0 | 0 | 0 | 0 | 0 | 0 | 0 | 0 | 0 | 0 | 0 | 0 | 0 | 0 | 5.1947 | 4.3436 | 3.1241 | 1.9558 | -2.4176 | -0.057289 | 0 | 0
0.666666666666667474September | Resource 1 | Sublap 1 | 16:00 | 4 | 74 | September | 18000 | 0 | 0 | 0 | 0 | 0 | 0 | 0 | 0 | 0 | 0 | 0 | 0 | 0 | 0 | 0 | 0 | 0.30557 | 0.2555 | 0.18377 | 0.11504 | -0.14221 | -0.00337 | 0 | 0 | 0 | 0 | 0 | 0 | 0 | 0 | 0 | 0 | 0 | 0 | 0 | 0 | 0 | 0 | 0 | 0 | 5.5003 | 4.5991 | 3.3079 | 2.0708 | -2.5598 | -0.060659 | 0 | 0
0.666666666666667474October | Resource 1 | Sublap 1 | 16:00 | 4 | 74 | October | 19000 | 0 | 0 | 0 | 0 | 0 | 0 | 0 | 0 | 0 | 0 | 0 | 0 | 0 | 0 | 0 | 0 | 0.30557 | 0.2555 | 0.18377 | 0.11504 | -0.14221 | -0.00337 | 0 | 0 | 0 | 0 | 0 | 0 | 0 | 0 | 0 | 0 | 0 | 0 | 0 | 0 | 0 | 0 | 0 | 0 | 5.8059 | 4.8546 | 3.4916 | 2.1858 | -2.702 | -0.064029 | 0 | 0
0.666666666666667474November | Resource 1 | Sublap 1 | 16:00 | 4 | 74 | November | 20000 | 0 | 0 | 0 | 0 | 0 | 0 | 0 | 0 | 0 | 0 | 0 | 0 | 0 | 0 | 0 | 0 | 0.30557 | 0.2555 | 0.18377 | 0.11504 | -0.14221 | -0.00337 | 0 | 0 | 0 | 0 | 0 | 0 | 0 | 0 | 0 | 0 | 0 | 0 | 0 | 0 | 0 | 0 | 0 | 0 | 6.1115 | 5.1101 | 3.6754 | 2.3009 | -2.8442 | -0.067399 | 0 | 0
0.666666666666667474December | Resource 1 | Sublap 1 | 16:00 | 4 | 74 | December | 21000 | 0 | 0 | 0 | 0 | 0 | 0 | 0 | 0 | 0 | 0 | 0 | 0 | 0 | 0 | 0 | 0 | 0.30557 | 0.2555 | 0.18377 | 0.11504 | -0.14221 | -0.00337 | 0 | 0 | 0 | 0 | 0 | 0 | 0 | 0 | 0 | 0 | 0 | 0 | 0 | 0 | 0 | 0 | 0 | 0 | 6.417 | 5.3656 | 3.8592 | 2.4159 | -2.9864 | -0.070769 | 0 | 0
0.666666666666667475January | Resource 1 | Sublap 1 | 16:00 | 4 | 75 | January | 10000 | 0 | 0 | 0 | 0 | 0 | 0 | 0 | 0 | 0 | 0 | 0 | 0 | 0 | 0 | 0 | 0 | 0.17239 | 0.14415 | 0.10368 | 0.064904 | -0.080231 | -0.0019012 | 0 | 0 | 0 | 0 | 0 | 0 | 0 | 0 | 0 | 0 | 0 | 0 | 0 | 0 | 0 | 0 | 0 | 0 | 1.7239 | 1.4415 | 1.0368 | 0.64904 | -0.80231 | -0.019012 | 0 | 0
0.666666666666667475February | Resource 1 | Sublap 1 | 16:00 | 4 | 75 | February | 11000 | 0 | 0 | 0 | 0 | 0 | 0 | 0 | 0 | 0 | 0 | 0 | 0 | 0 | 0 | 0 | 0 | 0.17239 | 0.14415 | 0.10368 | 0.064904 | -0.080231 | -0.0019012 | 0 | 0 | 0 | 0 | 0 | 0 | 0 | 0 | 0 | 0 | 0 | 0 | 0 | 0 | 0 | 0 | 0 | 0 | 1.8963 | 1.5856 | 1.1405 | 0.71395 | -0.88254 | -0.020914 | 0 | 0
0.666666666666667475March | Resource 1 | Sublap 1 | 16:00 | 4 | 75 | March | 12000 | 0 | 0 | 0 | 0 | 0 | 0 | 0 | 0 | 0 | 0 | 0 | 0 | 0 | 0 | 0 | 0 | 0.17239 | 0.14415 | 0.10368 | 0.064904 | -0.080231 | -0.0019012 | 0 | 0 | 0 | 0 | 0 | 0 | 0 | 0 | 0 | 0 | 0 | 0 | 0 | 0 | 0 | 0 | 0 | 0 | 2.0687 | 1.7298 | 1.2441 | 0.77885 | -0.96277 | -0.022815 | 0 | 0
0.666666666666667475April | Resource 1 | Sublap 1 | 16:00 | 4 | 75 | April | 13000 | 0 | 0 | 0 | 0 | 0 | 0 | 0 | 0 | 0 | 0 | 0 | 0 | 0 | 0 | 0 | 0 | 0.17239 | 0.14415 | 0.10368 | 0.064904 | -0.080231 | -0.0019012 | 0 | 0 | 0 | 0 | 0 | 0 | 0 | 0 | 0 | 0 | 0 | 0 | 0 | 0 | 0 | 0 | 0 | 0 | 2.2411 | 1.8739 | 1.3478 | 0.84376 | -1.043 | -0.024716 | 0 | 0
0.666666666666667475May | Resource 1 | Sublap 1 | 16:00 | 4 | 75 | May | 14000 | 0 | 0 | 0 | 0 | 0 | 0 | 0 | 0 | 0 | 0 | 0 | 0 | 0 | 0 | 0 | 0 | 0.17239 | 0.14415 | 0.10368 | 0.064904 | -0.080231 | -0.0019012 | 0 | 0 | 0 | 0 | 0 | 0 | 0 | 0 | 0 | 0 | 0 | 0 | 0 | 0 | 0 | 0 | 0 | 0 | 2.4135 | 2.0181 | 1.4515 | 0.90866 | -1.1232 | -0.026617 | 0 | 0
0.666666666666667475June | Resource 1 | Sublap 1 | 16:00 | 4 | 75 | June | 15000 | 0 | 0 | 0 | 0 | 0 | 0 | 0 | 0 | 0 | 0 | 0 | 0 | 0 | 0 | 0 | 0 | 0.17239 | 0.14415 | 0.10368 | 0.064904 | -0.080231 | -0.0019012 | 0 | 0 | 0 | 0 | 0 | 0 | 0 | 0 | 0 | 0 | 0 | 0 | 0 | 0 | 0 | 0 | 0 | 0 | 2.5859 | 2.1622 | 1.5552 | 0.97356 | -1.2035 | -0.028518 | 0 | 0
0.666666666666667475July | Resource 1 | Sublap 1 | 16:00 | 4 | 75 | July | 16000 | 0 | 0 | 0 | 0 | 0 | 0 | 0 | 0 | 0 | 0 | 0 | 0 | 0 | 0 | 0 | 0 | 0.17239 | 0.14415 | 0.10368 | 0.064904 | -0.080231 | -0.0019012 | 0 | 0 | 0 | 0 | 0 | 0 | 0 | 0 | 0 | 0 | 0 | 0 | 0 | 0 | 0 | 0 | 0 | 0 | 2.7583 | 2.3064 | 1.6588 | 1.0385 | -1.2837 | -0.03042 | 0 | 0
0.666666666666667475August | Resource 1 | Sublap 1 | 16:00 | 4 | 75 | August | 17000 | 0 | 0 | 0 | 0 | 0 | 0 | 0 | 0 | 0 | 0 | 0 | 0 | 0 | 0 | 0 | 0 | 0.17239 | 0.14415 | 0.10368 | 0.064904 | -0.080231 | -0.0019012 | 0 | 0 | 0 | 0 | 0 | 0 | 0 | 0 | 0 | 0 | 0 | 0 | 0 | 0 | 0 | 0 | 0 | 0 | 2.9307 | 2.4505 | 1.7625 | 1.1034 | -1.3639 | -0.032321 | 0 | 0
0.666666666666667475September | Resource 1 | Sublap 1 | 16:00 | 4 | 75 | September | 18000 | 0 | 0 | 0 | 0 | 0 | 0 | 0 | 0 | 0 | 0 | 0 | 0 | 0 | 0 | 0 | 0 | 0.17239 | 0.14415 | 0.10368 | 0.064904 | -0.080231 | -0.0019012 | 0 | 0 | 0 | 0 | 0 | 0 | 0 | 0 | 0 | 0 | 0 | 0 | 0 | 0 | 0 | 0 | 0 | 0 | 3.1031 | 2.5946 | 1.8662 | 1.1683 | -1.4442 | -0.034222 | 0 | 0
0.666666666666667475October | Resource 1 | Sublap 1 | 16:00 | 4 | 75 | October | 19000 | 0 | 0 | 0 | 0 | 0 | 0 | 0 | 0 | 0 | 0 | 0 | 0 | 0 | 0 | 0 | 0 | 0.17239 | 0.14415 | 0.10368 | 0.064904 | -0.080231 | -0.0019012 | 0 | 0 | 0 | 0 | 0 | 0 | 0 | 0 | 0 | 0 | 0 | 0 | 0 | 0 | 0 | 0 | 0 | 0 | 3.2755 | 2.7388 | 1.9699 | 1.2332 | -1.5244 | -0.036123 | 0 | 0
0.666666666666667475November | Resource 1 | Sublap 1 | 16:00 | 4 | 75 | November | 20000 | 0 | 0 | 0 | 0 | 0 | 0 | 0 | 0 | 0 | 0 | 0 | 0 | 0 | 0 | 0 | 0 | 0.17239 | 0.14415 | 0.10368 | 0.064904 | -0.080231 | -0.0019012 | 0 | 0 | 0 | 0 | 0 | 0 | 0 | 0 | 0 | 0 | 0 | 0 | 0 | 0 | 0 | 0 | 0 | 0 | 3.4479 | 2.8829 | 2.0735 | 1.2981 | -1.6046 | -0.038025 | 0 | 0
0.666666666666667475December | Resource 1 | Sublap 1 | 16:00 | 4 | 75 | December | 21000 | 0 | 0 | 0 | 0 | 0 | 0 | 0 | 0 | 0 | 0 | 0 | 0 | 0 | 0 | 0 | 0 | 0.17239 | 0.14415 | 0.10368 | 0.064904 | -0.080231 | -0.0019012 | 0 | 0 | 0 | 0 | 0 | 0 | 0 | 0 | 0 | 0 | 0 | 0 | 0 | 0 | 0 | 0 | 0 | 0 | 3.6203 | 3.0271 | 2.1772 | 1.363 | -1.6848 | -0.039926 | 0 | 0
0.666666666666667476January | Resource 1 | Sublap 1 | 16:00 | 4 | 76 | January | 10000 | 0 | 0 | 0 | 0 | 0 | 0 | 0 | 0 | 0 | 0 | 0 | 0 | 0 | 0 | 0 | 0 | 0.57137 | 0.47775 | 0.34362 | 0.21511 | -0.26591 | -0.0063012 | 0 | 0 | 0 | 0 | 0 | 0 | 0 | 0 | 0 | 0 | 0 | 0 | 0 | 0 | 0 | 0 | 0 | 0 | 5.7137 | 4.7775 | 3.4362 | 2.1511 | -2.6591 | -0.063012 | 0 | 0
0.666666666666667476February | Resource 1 | Sublap 1 | 16:00 | 4 | 76 | February | 11000 | 0 | 0 | 0 | 0 | 0 | 0 | 0 | 0 | 0 | 0 | 0 | 0 | 0 | 0 | 0 | 0 | 0.57137 | 0.47775 | 0.34362 | 0.21511 | -0.26591 | -0.0063012 | 0 | 0 | 0 | 0 | 0 | 0 | 0 | 0 | 0 | 0 | 0 | 0 | 0 | 0 | 0 | 0 | 0 | 0 | 6.285 | 5.2552 | 3.7798 | 2.3662 | -2.925 | -0.069314 | 0 | 0
0.666666666666667476March | Resource 1 | Sublap 1 | 16:00 | 4 | 76 | March | 12000 | 0 | 0 | 0 | 0 | 0 | 0 | 0 | 0 | 0 | 0 | 0 | 0 | 0 | 0 | 0 | 0 | 0.57137 | 0.47775 | 0.34362 | 0.21511 | -0.26591 | -0.0063012 | 0 | 0 | 0 | 0 | 0 | 0 | 0 | 0 | 0 | 0 | 0 | 0 | 0 | 0 | 0 | 0 | 0 | 0 | 6.8564 | 5.733 | 4.1234 | 2.5813 | -3.1909 | -0.075615 | 0 | 0
0.666666666666667476April | Resource 1 | Sublap 1 | 16:00 | 4 | 76 | April | 13000 | 0 | 0 | 0 | 0 | 0 | 0 | 0 | 0 | 0 | 0 | 0 | 0 | 0 | 0 | 0 | 0 | 0.57137 | 0.47775 | 0.34362 | 0.21511 | -0.26591 | -0.0063012 | 0 | 0 | 0 | 0 | 0 | 0 | 0 | 0 | 0 | 0 | 0 | 0 | 0 | 0 | 0 | 0 | 0 | 0 | 7.4278 | 6.2107 | 4.467 | 2.7965 | -3.4568 | -0.081916 | 0 | 0
0.666666666666667476May | Resource 1 | Sublap 1 | 16:00 | 4 | 76 | May | 14000 | 0 | 0 | 0 | 0 | 0 | 0 | 0 | 0 | 0 | 0 | 0 | 0 | 0 | 0 | 0 | 0 | 0.57137 | 0.47775 | 0.34362 | 0.21511 | -0.26591 | -0.0063012 | 0 | 0 | 0 | 0 | 0 | 0 | 0 | 0 | 0 | 0 | 0 | 0 | 0 | 0 | 0 | 0 | 0 | 0 | 7.9991 | 6.6884 | 4.8106 | 3.0116 | -3.7227 | -0.088217 | 0 | 0
0.666666666666667476June | Resource 1 | Sublap 1 | 16:00 | 4 | 76 | June | 15000 | 0 | 0 | 0 | 0 | 0 | 0 | 0 | 0 | 0 | 0 | 0 | 0 | 0 | 0 | 0 | 0 | 0.57137 | 0.47775 | 0.34362 | 0.21511 | -0.26591 | -0.0063012 | 0 | 0 | 0 | 0 | 0 | 0 | 0 | 0 | 0 | 0 | 0 | 0 | 0 | 0 | 0 | 0 | 0 | 0 | 8.5705 | 7.1662 | 5.1543 | 3.2267 | -3.9886 | -0.094518 | 0 | 0
0.666666666666667476July | Resource 1 | Sublap 1 | 16:00 | 4 | 76 | July | 16000 | 0 | 0 | 0 | 0 | 0 | 0 | 0 | 0 | 0 | 0 | 0 | 0 | 0 | 0 | 0 | 0 | 0.57137 | 0.47775 | 0.34362 | 0.21511 | -0.26591 | -0.0063012 | 0 | 0 | 0 | 0 | 0 | 0 | 0 | 0 | 0 | 0 | 0 | 0 | 0 | 0 | 0 | 0 | 0 | 0 | 9.1419 | 7.6439 | 5.4979 | 3.4418 | -4.2545 | -0.10082 | 0 | 0
0.666666666666667476August | Resource 1 | Sublap 1 | 16:00 | 4 | 76 | August | 17000 | 0 | 0 | 0 | 0 | 0 | 0 | 0 | 0 | 0 | 0 | 0 | 0 | 0 | 0 | 0 | 0 | 0.57137 | 0.47775 | 0.34362 | 0.21511 | -0.26591 | -0.0063012 | 0 | 0 | 0 | 0 | 0 | 0 | 0 | 0 | 0 | 0 | 0 | 0 | 0 | 0 | 0 | 0 | 0 | 0 | 9.7132 | 8.1217 | 5.8415 | 3.6569 | -4.5205 | -0.10712 | 0 | 0
0.666666666666667476September | Resource 1 | Sublap 1 | 16:00 | 4 | 76 | September | 18000 | 0 | 0 | 0 | 0 | 0 | 0 | 0 | 0 | 0 | 0 | 0 | 0 | 0 | 0 | 0 | 0 | 0.57137 | 0.47775 | 0.34362 | 0.21511 | -0.26591 | -0.0063012 | 0 | 0 | 0 | 0 | 0 | 0 | 0 | 0 | 0 | 0 | 0 | 0 | 0 | 0 | 0 | 0 | 0 | 0 | 10.2846 | 8.5994 | 6.1851 | 3.872 | -4.7864 | -0.11342 | 0 | 0
0.666666666666667476October | Resource 1 | Sublap 1 | 16:00 | 4 | 76 | October | 19000 | 0 | 0 | 0 | 0 | 0 | 0 | 0 | 0 | 0 | 0 | 0 | 0 | 0 | 0 | 0 | 0 | 0.57137 | 0.47775 | 0.34362 | 0.21511 | -0.26591 | -0.0063012 | 0 | 0 | 0 | 0 | 0 | 0 | 0 | 0 | 0 | 0 | 0 | 0 | 0 | 0 | 0 | 0 | 0 | 0 | 10.856 | 9.0772 | 6.5287 | 4.0871 | -5.0523 | -0.11972 | 0 | 0
0.666666666666667476November | Resource 1 | Sublap 1 | 16:00 | 4 | 76 | November | 20000 | 0 | 0 | 0 | 0 | 0 | 0 | 0 | 0 | 0 | 0 | 0 | 0 | 0 | 0 | 0 | 0 | 0.57137 | 0.47775 | 0.34362 | 0.21511 | -0.26591 | -0.0063012 | 0 | 0 | 0 | 0 | 0 | 0 | 0 | 0 | 0 | 0 | 0 | 0 | 0 | 0 | 0 | 0 | 0 | 0 | 11.4273 | 9.5549 | 6.8724 | 4.3022 | -5.3182 | -0.12602 | 0 | 0
0.666666666666667476December | Resource 1 | Sublap 1 | 16:00 | 4 | 76 | December | 21000 | 0 | 0 | 0 | 0 | 0 | 0 | 0 | 0 | 0 | 0 | 0 | 0 | 0 | 0 | 0 | 0 | 0.57137 | 0.47775 | 0.34362 | 0.21511 | -0.26591 | -0.0063012 | 0 | 0 | 0 | 0 | 0 | 0 | 0 | 0 | 0 | 0 | 0 | 0 | 0 | 0 | 0 | 0 | 0 | 0 | 11.9987 | 10.0327 | 7.216 | 4.5174 | -5.5841 | -0.13233 | 0 | 0
0.666666666666667477January | Resource 1 | Sublap 1 | 16:00 | 4 | 77 | January | 10000 | 0 | 0 | 0 | 0 | 0 | 0 | 0 | 0 | 0 | 0 | 0 | 0 | 0 | 0 | 0 | 0 | 0.94575 | 0.74052 | 0.53228 | 0.33242 | -0.41234 | -0.0097303 | 0 | 0 | 0 | 0 | 0 | 0 | 0 | 0 | 0 | 0 | 0 | 0 | 0 | 0 | 0 | 0 | 0 | 0 | 9.4575 | 7.4052 | 5.3228 | 3.3242 | -4.1234 | -0.097303 | 0 | 0
0.666666666666667477February | Resource 1 | Sublap 1 | 16:00 | 4 | 77 | February | 11000 | 0 | 0 | 0 | 0 | 0 | 0 | 0 | 0 | 0 | 0 | 0 | 0 | 0 | 0 | 0 | 0 | 0.94575 | 0.74052 | 0.53228 | 0.33242 | -0.41234 | -0.0097303 | 0 | 0 | 0 | 0 | 0 | 0 | 0 | 0 | 0 | 0 | 0 | 0 | 0 | 0 | 0 | 0 | 0 | 0 | 10.4033 | 8.1457 | 5.8551 | 3.6567 | -4.5357 | -0.10703 | 0 | 0
0.666666666666667477March | Resource 1 | Sublap 1 | 16:00 | 4 | 77 | March | 12000 | 0 | 0 | 0 | 0 | 0 | 0 | 0 | 0 | 0 | 0 | 0 | 0 | 0 | 0 | 0 | 0 | 0.94575 | 0.74052 | 0.53228 | 0.33242 | -0.41234 | -0.0097303 | 0 | 0 | 0 | 0 | 0 | 0 | 0 | 0 | 0 | 0 | 0 | 0 | 0 | 0 | 0 | 0 | 0 | 0 | 11.3491 | 8.8862 | 6.3874 | 3.9891 | -4.9481 | -0.11676 | 0 | 0
0.666666666666667477April | Resource 1 | Sublap 1 | 16:00 | 4 | 77 | April | 13000 | 0 | 0 | 0 | 0 | 0 | 0 | 0 | 0 | 0 | 0 | 0 | 0 | 0 | 0 | 0 | 0 | 0.94575 | 0.74052 | 0.53228 | 0.33242 | -0.41234 | -0.0097303 | 0 | 0 | 0 | 0 | 0 | 0 | 0 | 0 | 0 | 0 | 0 | 0 | 0 | 0 | 0 | 0 | 0 | 0 | 12.2948 | 9.6267 | 6.9197 | 4.3215 | -5.3604 | -0.12649 | 0 | 0
0.666666666666667477May | Resource 1 | Sublap 1 | 16:00 | 4 | 77 | May | 14000 | 0 | 0 | 0 | 0 | 0 | 0 | 0 | 0 | 0 | 0 | 0 | 0 | 0 | 0 | 0 | 0 | 0.94575 | 0.74052 | 0.53228 | 0.33242 | -0.41234 | -0.0097303 | 0 | 0 | 0 | 0 | 0 | 0 | 0 | 0 | 0 | 0 | 0 | 0 | 0 | 0 | 0 | 0 | 0 | 0 | 13.2406 | 10.3672 | 7.4519 | 4.6539 | -5.7728 | -0.13622 | 0 | 0
0.666666666666667477June | Resource 1 | Sublap 1 | 16:00 | 4 | 77 | June | 15000 | 0 | 0 | 0 | 0 | 0 | 0 | 0 | 0 | 0 | 0 | 0 | 0 | 0 | 0 | 0 | 0 | 0.94575 | 0.74052 | 0.53228 | 0.33242 | -0.41234 | -0.0097303 | 0 | 0 | 0 | 0 | 0 | 0 | 0 | 0 | 0 | 0 | 0 | 0 | 0 | 0 | 0 | 0 | 0 | 0 | 14.1863 | 11.1077 | 7.9842 | 4.9864 | -6.1851 | -0.14595 | 0 | 0
0.666666666666667477July | Resource 1 | Sublap 1 | 16:00 | 4 | 77 | July | 16000 | 0 | 0 | 0 | 0 | 0 | 0 | 0 | 0 | 0 | 0 | 0 | 0 | 0 | 0 | 0 | 0 | 0.94575 | 0.74052 | 0.53228 | 0.33242 | -0.41234 | -0.0097303 | 0 | 0 | 0 | 0 | 0 | 0 | 0 | 0 | 0 | 0 | 0 | 0 | 0 | 0 | 0 | 0 | 0 | 0 | 15.1321 | 11.8483 | 8.5165 | 5.3188 | -6.5974 | -0.15568 | 0 | 0
0.666666666666667477August | Resource 1 | Sublap 1 | 16:00 | 4 | 77 | August | 17000 | 0 | 0 | 0 | 0 | 0 | 0 | 0 | 0 | 0 | 0 | 0 | 0 | 0 | 0 | 0 | 0 | 0.94575 | 0.74052 | 0.53228 | 0.33242 | -0.41234 | -0.0097303 | 0 | 0 | 0 | 0 | 0 | 0 | 0 | 0 | 0 | 0 | 0 | 0 | 0 | 0 | 0 | 0 | 0 | 0 | 16.0778 | 12.5888 | 9.0488 | 5.6512 | -7.0098 | -0.16541 | 0 | 0
0.666666666666667477September | Resource 1 | Sublap 1 | 16:00 | 4 | 77 | September | 18000 | 0 | 0 | 0 | 0 | 0 | 0 | 0 | 0 | 0 | 0 | 0 | 0 | 0 | 0 | 0 | 0 | 0.94575 | 0.74052 | 0.53228 | 0.33242 | -0.41234 | -0.0097303 | 0 | 0 | 0 | 0 | 0 | 0 | 0 | 0 | 0 | 0 | 0 | 0 | 0 | 0 | 0 | 0 | 0 | 0 | 17.0236 | 13.3293 | 9.5811 | 5.9836 | -7.4221 | -0.17515 | 0 | 0
0.666666666666667477October | Resource 1 | Sublap 1 | 16:00 | 4 | 77 | October | 19000 | 0 | 0 | 0 | 0 | 0 | 0 | 0 | 0 | 0 | 0 | 0 | 0 | 0 | 0 | 0 | 0 | 0.94575 | 0.74052 | 0.53228 | 0.33242 | -0.41234 | -0.0097303 | 0 | 0 | 0 | 0 | 0 | 0 | 0 | 0 | 0 | 0 | 0 | 0 | 0 | 0 | 0 | 0 | 0 | 0 | 17.9693 | 14.0698 | 10.1133 | 6.3161 | -7.8345 | -0.18488 | 0 | 0
0.666666666666667477November | Resource 1 | Sublap 1 | 16:00 | 4 | 77 | November | 20000 | 0 | 0 | 0 | 0 | 0 | 0 | 0 | 0 | 0 | 0 | 0 | 0 | 0 | 0 | 0 | 0 | 0.94575 | 0.74052 | 0.53228 | 0.33242 | -0.41234 | -0.0097303 | 0 | 0 | 0 | 0 | 0 | 0 | 0 | 0 | 0 | 0 | 0 | 0 | 0 | 0 | 0 | 0 | 0 | 0 | 18.9151 | 14.8103 | 10.6456 | 6.6485 | -8.2468 | -0.19461 | 0 | 0
0.666666666666667477December | Resource 1 | Sublap 1 | 16:00 | 4 | 77 | December | 21000 | 0 | 0 | 0 | 0 | 0 | 0 | 0 | 0 | 0 | 0 | 0 | 0 | 0 | 0 | 0 | 0 | 0.94575 | 0.74052 | 0.53228 | 0.33242 | -0.41234 | -0.0097303 | 0 | 0 | 0 | 0 | 0 | 0 | 0 | 0 | 0 | 0 | 0 | 0 | 0 | 0 | 0 | 0 | 0 | 0 | 19.8608 | 15.5509 | 11.1779 | 6.9809 | -8.6591 | -0.20434 | 0 | 0
0.666666666666667478January | Resource 1 | Sublap 1 | 16:00 | 4 | 78 | January | 10000 | 0 | 0 | 0 | 0 | 0 | 0 | 0 | 0 | 0 | 0 | 0 | 0 | 0 | 0 | 0 | 0 | 0.99741 | 0.76127 | 0.54717 | 0.34164 | -0.42392 | -0.0099992 | 0 | 0 | 0 | 0 | 0 | 0 | 0 | 0 | 0 | 0 | 0 | 0 | 0 | 0 | 0 | 0 | 0 | 0 | 9.9741 | 7.6127 | 5.4717 | 3.4164 | -4.2392 | -0.099992 | 0 | 0
0.666666666666667478February | Resource 1 | Sublap 1 | 16:00 | 4 | 78 | February | 11000 | 0 | 0 | 0 | 0 | 0 | 0 | 0 | 0 | 0 | 0 | 0 | 0 | 0 | 0 | 0 | 0 | 0.99741 | 0.76127 | 0.54717 | 0.34164 | -0.42392 | -0.0099992 | 0 | 0 | 0 | 0 | 0 | 0 | 0 | 0 | 0 | 0 | 0 | 0 | 0 | 0 | 0 | 0 | 0 | 0 | 10.9716 | 8.374 | 6.0188 | 3.758 | -4.6631 | -0.10999 | 0 | 0
0.666666666666667478March | Resource 1 | Sublap 1 | 16:00 | 4 | 78 | March | 12000 | 0 | 0 | 0 | 0 | 0 | 0 | 0 | 0 | 0 | 0 | 0 | 0 | 0 | 0 | 0 | 0 | 0.99741 | 0.76127 | 0.54717 | 0.34164 | -0.42392 | -0.0099992 | 0 | 0 | 0 | 0 | 0 | 0 | 0 | 0 | 0 | 0 | 0 | 0 | 0 | 0 | 0 | 0 | 0 | 0 | 11.969 | 9.1353 | 6.566 | 4.0996 | -5.087 | -0.11999 | 0 | 0
0.666666666666667478April | Resource 1 | Sublap 1 | 16:00 | 4 | 78 | April | 13000 | 0 | 0 | 0 | 0 | 0 | 0 | 0 | 0 | 0 | 0 | 0 | 0 | 0 | 0 | 0 | 0 | 0.99741 | 0.76127 | 0.54717 | 0.34164 | -0.42392 | -0.0099992 | 0 | 0 | 0 | 0 | 0 | 0 | 0 | 0 | 0 | 0 | 0 | 0 | 0 | 0 | 0 | 0 | 0 | 0 | 12.9664 | 9.8965 | 7.1132 | 4.4413 | -5.5109 | -0.12999 | 0 | 0
0.666666666666667478May | Resource 1 | Sublap 1 | 16:00 | 4 | 78 | May | 14000 | 0 | 0 | 0 | 0 | 0 | 0 | 0 | 0 | 0 | 0 | 0 | 0 | 0 | 0 | 0 | 0 | 0.99741 | 0.76127 | 0.54717 | 0.34164 | -0.42392 | -0.0099992 | 0 | 0 | 0 | 0 | 0 | 0 | 0 | 0 | 0 | 0 | 0 | 0 | 0 | 0 | 0 | 0 | 0 | 0 | 13.9638 | 10.6578 | 7.6603 | 4.7829 | -5.9348 | -0.13999 | 0 | 0
0.666666666666667478June | Resource 1 | Sublap 1 | 16:00 | 4 | 78 | June | 15000 | 0 | 0 | 0 | 0 | 0 | 0 | 0 | 0 | 0 | 0 | 0 | 0 | 0 | 0 | 0 | 0 | 0.99741 | 0.76127 | 0.54717 | 0.34164 | -0.42392 | -0.0099992 | 0 | 0 | 0 | 0 | 0 | 0 | 0 | 0 | 0 | 0 | 0 | 0 | 0 | 0 | 0 | 0 | 0 | 0 | 14.9612 | 11.4191 | 8.2075 | 5.1245 | -6.3587 | -0.14999 | 0 | 0
0.666666666666667478July | Resource 1 | Sublap 1 | 16:00 | 4 | 78 | July | 16000 | 0 | 0 | 0 | 0 | 0 | 0 | 0 | 0 | 0 | 0 | 0 | 0 | 0 | 0 | 0 | 0 | 0.99741 | 0.76127 | 0.54717 | 0.34164 | -0.42392 | -0.0099992 | 0 | 0 | 0 | 0 | 0 | 0 | 0 | 0 | 0 | 0 | 0 | 0 | 0 | 0 | 0 | 0 | 0 | 0 | 15.9586 | 12.1804 | 8.7547 | 5.4662 | -6.7826 | -0.15999 | 0 | 0
0.666666666666667478August | Resource 1 | Sublap 1 | 16:00 | 4 | 78 | August | 17000 | 0 | 0 | 0 | 0 | 0 | 0 | 0 | 0 | 0 | 0 | 0 | 0 | 0 | 0 | 0 | 0 | 0.99741 | 0.76127 | 0.54717 | 0.34164 | -0.42392 | -0.0099992 | 0 | 0 | 0 | 0 | 0 | 0 | 0 | 0 | 0 | 0 | 0 | 0 | 0 | 0 | 0 | 0 | 0 | 0 | 16.956 | 12.9416 | 9.3018 | 5.8078 | -7.2066 | -0.16999 | 0 | 0
0.666666666666667478September | Resource 1 | Sublap 1 | 16:00 | 4 | 78 | September | 18000 | 0 | 0 | 0 | 0 | 0 | 0 | 0 | 0 | 0 | 0 | 0 | 0 | 0 | 0 | 0 | 0 | 0.99741 | 0.76127 | 0.54717 | 0.34164 | -0.42392 | -0.0099992 | 0 | 0 | 0 | 0 | 0 | 0 | 0 | 0 | 0 | 0 | 0 | 0 | 0 | 0 | 0 | 0 | 0 | 0 | 17.9535 | 13.7029 | 9.849 | 6.1495 | -7.6305 | -0.17999 | 0 | 0
0.666666666666667478October | Resource 1 | Sublap 1 | 16:00 | 4 | 78 | October | 19000 | 0 | 0 | 0 | 0 | 0 | 0 | 0 | 0 | 0 | 0 | 0 | 0 | 0 | 0 | 0 | 0 | 0.99741 | 0.76127 | 0.54717 | 0.34164 | -0.42392 | -0.0099992 | 0 | 0 | 0 | 0 | 0 | 0 | 0 | 0 | 0 | 0 | 0 | 0 | 0 | 0 | 0 | 0 | 0 | 0 | 18.9509 | 14.4642 | 10.3962 | 6.4911 | -8.0544 | -0.18998 | 0 | 0
0.666666666666667478November | Resource 1 | Sublap 1 | 16:00 | 4 | 78 | November | 20000 | 0 | 0 | 0 | 0 | 0 | 0 | 0 | 0 | 0 | 0 | 0 | 0 | 0 | 0 | 0 | 0 | 0.99741 | 0.76127 | 0.54717 | 0.34164 | -0.42392 | -0.0099992 | 0 | 0 | 0 | 0 | 0 | 0 | 0 | 0 | 0 | 0 | 0 | 0 | 0 | 0 | 0 | 0 | 0 | 0 | 19.9483 | 15.2255 | 10.9433 | 6.8327 | -8.4783 | -0.19998 | 0 | 0
0.666666666666667478December | Resource 1 | Sublap 1 | 16:00 | 4 | 78 | December | 21000 | 0 | 0 | 0 | 0 | 0 | 0 | 0 | 0 | 0 | 0 | 0 | 0 | 0 | 0 | 0 | 0 | 0.99741 | 0.76127 | 0.54717 | 0.34164 | -0.42392 | -0.0099992 | 0 | 0 | 0 | 0 | 0 | 0 | 0 | 0 | 0 | 0 | 0 | 0 | 0 | 0 | 0 | 0 | 0 | 0 | 20.9457 | 15.9867 | 11.4905 | 7.1744 | -8.9022 | -0.20998 | 0 | 0
0.666666666666667479January | Resource 1 | Sublap 1 | 16:00 | 4 | 79 | January | 10000 | 0 | 0 | 0 | 0 | 0 | 0 | 0 | 0 | 0 | 0 | 0 | 0 | 0 | 0 | 0 | 0 | 1.1812 | 0.84571 | 0.60772 | 0.37912 | -0.47101 | -0.011093 | 0 | 0 | 0 | 0 | 0 | 0 | 0 | 0 | 0 | 0 | 0 | 0 | 0 | 0 | 0 | 0 | 0 | 0 | 11.8122 | 8.4571 | 6.0772 | 3.7912 | -4.7101 | -0.11093 | 0 | 0
0.666666666666667479February | Resource 1 | Sublap 1 | 16:00 | 4 | 79 | February | 11000 | 0 | 0 | 0 | 0 | 0 | 0 | 0 | 0 | 0 | 0 | 0 | 0 | 0 | 0 | 0 | 0 | 1.1812 | 0.84571 | 0.60772 | 0.37912 | -0.47101 | -0.011093 | 0 | 0 | 0 | 0 | 0 | 0 | 0 | 0 | 0 | 0 | 0 | 0 | 0 | 0 | 0 | 0 | 0 | 0 | 12.9934 | 9.3028 | 6.6849 | 4.1703 | -5.1811 | -0.12202 | 0 | 0
0.666666666666667479March | Resource 1 | Sublap 1 | 16:00 | 4 | 79 | March | 12000 | 0 | 0 | 0 | 0 | 0 | 0 | 0 | 0 | 0 | 0 | 0 | 0 | 0 | 0 | 0 | 0 | 1.1812 | 0.84571 | 0.60772 | 0.37912 | -0.47101 | -0.011093 | 0 | 0 | 0 | 0 | 0 | 0 | 0 | 0 | 0 | 0 | 0 | 0 | 0 | 0 | 0 | 0 | 0 | 0 | 14.1746 | 10.1485 | 7.2926 | 4.5494 | -5.6521 | -0.13312 | 0 | 0
0.666666666666667479April | Resource 1 | Sublap 1 | 16:00 | 4 | 79 | April | 13000 | 0 | 0 | 0 | 0 | 0 | 0 | 0 | 0 | 0 | 0 | 0 | 0 | 0 | 0 | 0 | 0 | 1.1812 | 0.84571 | 0.60772 | 0.37912 | -0.47101 | -0.011093 | 0 | 0 | 0 | 0 | 0 | 0 | 0 | 0 | 0 | 0 | 0 | 0 | 0 | 0 | 0 | 0 | 0 | 0 | 15.3558 | 10.9942 | 7.9003 | 4.9285 | -6.1231 | -0.14421 | 0 | 0
0.666666666666667479May | Resource 1 | Sublap 1 | 16:00 | 4 | 79 | May | 14000 | 0 | 0 | 0 | 0 | 0 | 0 | 0 | 0 | 0 | 0 | 0 | 0 | 0 | 0 | 0 | 0 | 1.1812 | 0.84571 | 0.60772 | 0.37912 | -0.47101 | -0.011093 | 0 | 0 | 0 | 0 | 0 | 0 | 0 | 0 | 0 | 0 | 0 | 0 | 0 | 0 | 0 | 0 | 0 | 0 | 16.537 | 11.84 | 8.5081 | 5.3076 | -6.5941 | -0.1553 | 0 | 0
0.666666666666667479June | Resource 1 | Sublap 1 | 16:00 | 4 | 79 | June | 15000 | 0 | 0 | 0 | 0 | 0 | 0 | 0 | 0 | 0 | 0 | 0 | 0 | 0 | 0 | 0 | 0 | 1.1812 | 0.84571 | 0.60772 | 0.37912 | -0.47101 | -0.011093 | 0 | 0 | 0 | 0 | 0 | 0 | 0 | 0 | 0 | 0 | 0 | 0 | 0 | 0 | 0 | 0 | 0 | 0 | 17.7183 | 12.6857 | 9.1158 | 5.6867 | -7.0651 | -0.1664 | 0 | 0
0.666666666666667479July | Resource 1 | Sublap 1 | 16:00 | 4 | 79 | July | 16000 | 0 | 0 | 0 | 0 | 0 | 0 | 0 | 0 | 0 | 0 | 0 | 0 | 0 | 0 | 0 | 0 | 1.1812 | 0.84571 | 0.60772 | 0.37912 | -0.47101 | -0.011093 | 0 | 0 | 0 | 0 | 0 | 0 | 0 | 0 | 0 | 0 | 0 | 0 | 0 | 0 | 0 | 0 | 0 | 0 | 18.8995 | 13.5314 | 9.7235 | 6.0659 | -7.5361 | -0.17749 | 0 | 0
0.666666666666667479August | Resource 1 | Sublap 1 | 16:00 | 4 | 79 | August | 17000 | 0 | 0 | 0 | 0 | 0 | 0 | 0 | 0 | 0 | 0 | 0 | 0 | 0 | 0 | 0 | 0 | 1.1812 | 0.84571 | 0.60772 | 0.37912 | -0.47101 | -0.011093 | 0 | 0 | 0 | 0 | 0 | 0 | 0 | 0 | 0 | 0 | 0 | 0 | 0 | 0 | 0 | 0 | 0 | 0 | 20.0807 | 14.3771 | 10.3312 | 6.445 | -8.0071 | -0.18858 | 0 | 0
0.666666666666667479September | Resource 1 | Sublap 1 | 16:00 | 4 | 79 | September | 18000 | 0 | 0 | 0 | 0 | 0 | 0 | 0 | 0 | 0 | 0 | 0 | 0 | 0 | 0 | 0 | 0 | 1.1812 | 0.84571 | 0.60772 | 0.37912 | -0.47101 | -0.011093 | 0 | 0 | 0 | 0 | 0 | 0 | 0 | 0 | 0 | 0 | 0 | 0 | 0 | 0 | 0 | 0 | 0 | 0 | 21.2619 | 15.2228 | 10.9389 | 6.8241 | -8.4781 | -0.19968 | 0 | 0
0.666666666666667479October | Resource 1 | Sublap 1 | 16:00 | 4 | 79 | October | 19000 | 0 | 0 | 0 | 0 | 0 | 0 | 0 | 0 | 0 | 0 | 0 | 0 | 0 | 0 | 0 | 0 | 1.1812 | 0.84571 | 0.60772 | 0.37912 | -0.47101 | -0.011093 | 0 | 0 | 0 | 0 | 0 | 0 | 0 | 0 | 0 | 0 | 0 | 0 | 0 | 0 | 0 | 0 | 0 | 0 | 22.4431 | 16.0685 | 11.5467 | 7.2032 | -8.9491 | -0.21077 | 0 | 0
0.666666666666667479November | Resource 1 | Sublap 1 | 16:00 | 4 | 79 | November | 20000 | 0 | 0 | 0 | 0 | 0 | 0 | 0 | 0 | 0 | 0 | 0 | 0 | 0 | 0 | 0 | 0 | 1.1812 | 0.84571 | 0.60772 | 0.37912 | -0.47101 | -0.011093 | 0 | 0 | 0 | 0 | 0 | 0 | 0 | 0 | 0 | 0 | 0 | 0 | 0 | 0 | 0 | 0 | 0 | 0 | 23.6243 | 16.9142 | 12.1544 | 7.5823 | -9.4201 | -0.22186 | 0 | 0
0.666666666666667479December | Resource 1 | Sublap 1 | 16:00 | 4 | 79 | December | 21000 | 0 | 0 | 0 | 0 | 0 | 0 | 0 | 0 | 0 | 0 | 0 | 0 | 0 | 0 | 0 | 0 | 1.1812 | 0.84571 | 0.60772 | 0.37912 | -0.47101 | -0.011093 | 0 | 0 | 0 | 0 | 0 | 0 | 0 | 0 | 0 | 0 | 0 | 0 | 0 | 0 | 0 | 0 | 0 | 0 | 24.8056 | 17.7599 | 12.7621 | 7.9614 | -9.8912 | -0.23296 | 0 | 0
0.666666666666667480January | Resource 1 | Sublap 1 | 16:00 | 4 | 80 | January | 10000 | 0 | 0 | 0 | 0 | 0 | 0 | 0 | 0 | 0 | 0 | 0 | 0 | 0 | 0 | 0 | 0 | 1.5142 | 1.0405 | 0.74739 | 0.46556 | -0.57963 | -0.013616 | 0 | 0 | 0 | 0 | 0 | 0 | 0 | 0 | 0 | 0 | 0 | 0 | 0 | 0 | 0 | 0 | 0 | 0 | 15.1425 | 10.4048 | 7.4739 | 4.6556 | -5.7963 | -0.13616 | 0 | 0
0.666666666666667480February | Resource 1 | Sublap 1 | 16:00 | 4 | 80 | February | 11000 | 0 | 0 | 0 | 0 | 0 | 0 | 0 | 0 | 0 | 0 | 0 | 0 | 0 | 0 | 0 | 0 | 1.5142 | 1.0405 | 0.74739 | 0.46556 | -0.57963 | -0.013616 | 0 | 0 | 0 | 0 | 0 | 0 | 0 | 0 | 0 | 0 | 0 | 0 | 0 | 0 | 0 | 0 | 0 | 0 | 16.6567 | 11.4452 | 8.2213 | 5.1212 | -6.3759 | -0.14978 | 0 | 0
0.666666666666667480March | Resource 1 | Sublap 1 | 16:00 | 4 | 80 | March | 12000 | 0 | 0 | 0 | 0 | 0 | 0 | 0 | 0 | 0 | 0 | 0 | 0 | 0 | 0 | 0 | 0 | 1.5142 | 1.0405 | 0.74739 | 0.46556 | -0.57963 | -0.013616 | 0 | 0 | 0 | 0 | 0 | 0 | 0 | 0 | 0 | 0 | 0 | 0 | 0 | 0 | 0 | 0 | 0 | 0 | 18.171 | 12.4857 | 8.9687 | 5.5868 | -6.9555 | -0.1634 | 0 | 0
0.666666666666667480April | Resource 1 | Sublap 1 | 16:00 | 4 | 80 | April | 13000 | 0 | 0 | 0 | 0 | 0 | 0 | 0 | 0 | 0 | 0 | 0 | 0 | 0 | 0 | 0 | 0 | 1.5142 | 1.0405 | 0.74739 | 0.46556 | -0.57963 | -0.013616 | 0 | 0 | 0 | 0 | 0 | 0 | 0 | 0 | 0 | 0 | 0 | 0 | 0 | 0 | 0 | 0 | 0 | 0 | 19.6852 | 13.5262 | 9.716 | 6.0523 | -7.5352 | -0.17701 | 0 | 0
0.666666666666667480May | Resource 1 | Sublap 1 | 16:00 | 4 | 80 | May | 14000 | 0 | 0 | 0 | 0 | 0 | 0 | 0 | 0 | 0 | 0 | 0 | 0 | 0 | 0 | 0 | 0 | 1.5142 | 1.0405 | 0.74739 | 0.46556 | -0.57963 | -0.013616 | 0 | 0 | 0 | 0 | 0 | 0 | 0 | 0 | 0 | 0 | 0 | 0 | 0 | 0 | 0 | 0 | 0 | 0 | 21.1994 | 14.5667 | 10.4634 | 6.5179 | -8.1148 | -0.19063 | 0 | 0
0.666666666666667480June | Resource 1 | Sublap 1 | 16:00 | 4 | 80 | June | 15000 | 0 | 0 | 0 | 0 | 0 | 0 | 0 | 0 | 0 | 0 | 0 | 0 | 0 | 0 | 0 | 0 | 1.5142 | 1.0405 | 0.74739 | 0.46556 | -0.57963 | -0.013616 | 0 | 0 | 0 | 0 | 0 | 0 | 0 | 0 | 0 | 0 | 0 | 0 | 0 | 0 | 0 | 0 | 0 | 0 | 22.7137 | 15.6071 | 11.2108 | 6.9835 | -8.6944 | -0.20425 | 0 | 0
0.666666666666667480July | Resource 1 | Sublap 1 | 16:00 | 4 | 80 | July | 16000 | 0 | 0 | 0 | 0 | 0 | 0 | 0 | 0 | 0 | 0 | 0 | 0 | 0 | 0 | 0 | 0 | 1.5142 | 1.0405 | 0.74739 | 0.46556 | -0.57963 | -0.013616 | 0 | 0 | 0 | 0 | 0 | 0 | 0 | 0 | 0 | 0 | 0 | 0 | 0 | 0 | 0 | 0 | 0 | 0 | 24.2279 | 16.6476 | 11.9582 | 7.449 | -9.2741 | -0.21786 | 0 | 0
0.666666666666667480August | Resource 1 | Sublap 1 | 16:00 | 4 | 80 | August | 17000 | 0 | 0 | 0 | 0 | 0 | 0 | 0 | 0 | 0 | 0 | 0 | 0 | 0 | 0 | 0 | 0 | 1.5142 | 1.0405 | 0.74739 | 0.46556 | -0.57963 | -0.013616 | 0 | 0 | 0 | 0 | 0 | 0 | 0 | 0 | 0 | 0 | 0 | 0 | 0 | 0 | 0 | 0 | 0 | 0 | 25.7422 | 17.6881 | 12.7056 | 7.9146 | -9.8537 | -0.23148 | 0 | 0
0.666666666666667480September | Resource 1 | Sublap 1 | 16:00 | 4 | 80 | September | 18000 | 0 | 0 | 0 | 0 | 0 | 0 | 0 | 0 | 0 | 0 | 0 | 0 | 0 | 0 | 0 | 0 | 1.5142 | 1.0405 | 0.74739 | 0.46556 | -0.57963 | -0.013616 | 0 | 0 | 0 | 0 | 0 | 0 | 0 | 0 | 0 | 0 | 0 | 0 | 0 | 0 | 0 | 0 | 0 | 0 | 27.2564 | 18.7286 | 13.453 | 8.3802 | -10.4333 | -0.24509 | 0 | 0
0.666666666666667480October | Resource 1 | Sublap 1 | 16:00 | 4 | 80 | October | 19000 | 0 | 0 | 0 | 0 | 0 | 0 | 0 | 0 | 0 | 0 | 0 | 0 | 0 | 0 | 0 | 0 | 1.5142 | 1.0405 | 0.74739 | 0.46556 | -0.57963 | -0.013616 | 0 | 0 | 0 | 0 | 0 | 0 | 0 | 0 | 0 | 0 | 0 | 0 | 0 | 0 | 0 | 0 | 0 | 0 | 28.7707 | 19.7691 | 14.2004 | 8.8457 | -11.0129 | -0.25871 | 0 | 0
0.666666666666667480November | Resource 1 | Sublap 1 | 16:00 | 4 | 80 | November | 20000 | 0 | 0 | 0 | 0 | 0 | 0 | 0 | 0 | 0 | 0 | 0 | 0 | 0 | 0 | 0 | 0 | 1.5142 | 1.0405 | 0.74739 | 0.46556 | -0.57963 | -0.013616 | 0 | 0 | 0 | 0 | 0 | 0 | 0 | 0 | 0 | 0 | 0 | 0 | 0 | 0 | 0 | 0 | 0 | 0 | 30.2849 | 20.8095 | 14.9478 | 9.3113 | -11.5926 | -0.27233 | 0 | 0
0.666666666666667480December | Resource 1 | Sublap 1 | 16:00 | 4 | 80 | December | 21000 | 0 | 0 | 0 | 0 | 0 | 0 | 0 | 0 | 0 | 0 | 0 | 0 | 0 | 0 | 0 | 0 | 1.5142 | 1.0405 | 0.74739 | 0.46556 | -0.57963 | -0.013616 | 0 | 0 | 0 | 0 | 0 | 0 | 0 | 0 | 0 | 0 | 0 | 0 | 0 | 0 | 0 | 0 | 0 | 0 | 31.7992 | 21.85 | 15.6951 | 9.7768 | -12.1722 | -0.28594 | 0 | 0
0.666666666666667481January | Resource 1 | Sublap 1 | 16:00 | 4 | 81 | January | 10000 | 0 | 0 | 0 | 0 | 0 | 0 | 0 | 0 | 0 | 0 | 0 | 0 | 0 | 0 | 0 | 0 | 2.0434 | 1.4213 | 0.92522 | 0.57564 | -0.71793 | -0.016829 | 0 | 0 | 0 | 0 | 0 | 0 | 0 | 0 | 0 | 0 | 0 | 0 | 0 | 0 | 0 | 0 | 0 | 0 | 20.4344 | 14.2127 | 9.2522 | 5.7564 | -7.1793 | -0.16829 | 0 | 0
0.666666666666667481February | Resource 1 | Sublap 1 | 16:00 | 4 | 81 | February | 11000 | 0 | 0 | 0 | 0 | 0 | 0 | 0 | 0 | 0 | 0 | 0 | 0 | 0 | 0 | 0 | 0 | 2.0434 | 1.4213 | 0.92522 | 0.57564 | -0.71793 | -0.016829 | 0 | 0 | 0 | 0 | 0 | 0 | 0 | 0 | 0 | 0 | 0 | 0 | 0 | 0 | 0 | 0 | 0 | 0 | 22.4778 | 15.634 | 10.1775 | 6.332 | -7.8972 | -0.18512 | 0 | 0
0.666666666666667481March | Resource 1 | Sublap 1 | 16:00 | 4 | 81 | March | 12000 | 0 | 0 | 0 | 0 | 0 | 0 | 0 | 0 | 0 | 0 | 0 | 0 | 0 | 0 | 0 | 0 | 2.0434 | 1.4213 | 0.92522 | 0.57564 | -0.71793 | -0.016829 | 0 | 0 | 0 | 0 | 0 | 0 | 0 | 0 | 0 | 0 | 0 | 0 | 0 | 0 | 0 | 0 | 0 | 0 | 24.5212 | 17.0552 | 11.1027 | 6.9076 | -8.6152 | -0.20195 | 0 | 0
0.666666666666667481April | Resource 1 | Sublap 1 | 16:00 | 4 | 81 | April | 13000 | 0 | 0 | 0 | 0 | 0 | 0 | 0 | 0 | 0 | 0 | 0 | 0 | 0 | 0 | 0 | 0 | 2.0434 | 1.4213 | 0.92522 | 0.57564 | -0.71793 | -0.016829 | 0 | 0 | 0 | 0 | 0 | 0 | 0 | 0 | 0 | 0 | 0 | 0 | 0 | 0 | 0 | 0 | 0 | 0 | 26.5647 | 18.4765 | 12.0279 | 7.4833 | -9.3331 | -0.21878 | 0 | 0
0.666666666666667481May | Resource 1 | Sublap 1 | 16:00 | 4 | 81 | May | 14000 | 0 | 0 | 0 | 0 | 0 | 0 | 0 | 0 | 0 | 0 | 0 | 0 | 0 | 0 | 0 | 0 | 2.0434 | 1.4213 | 0.92522 | 0.57564 | -0.71793 | -0.016829 | 0 | 0 | 0 | 0 | 0 | 0 | 0 | 0 | 0 | 0 | 0 | 0 | 0 | 0 | 0 | 0 | 0 | 0 | 28.6081 | 19.8977 | 12.9532 | 8.0589 | -10.0511 | -0.23561 | 0 | 0
0.666666666666667481June | Resource 1 | Sublap 1 | 16:00 | 4 | 81 | June | 15000 | 0 | 0 | 0 | 0 | 0 | 0 | 0 | 0 | 0 | 0 | 0 | 0 | 0 | 0 | 0 | 0 | 2.0434 | 1.4213 | 0.92522 | 0.57564 | -0.71793 | -0.016829 | 0 | 0 | 0 | 0 | 0 | 0 | 0 | 0 | 0 | 0 | 0 | 0 | 0 | 0 | 0 | 0 | 0 | 0 | 30.6515 | 21.319 | 13.8784 | 8.6345 | -10.769 | -0.25244 | 0 | 0
0.666666666666667481July | Resource 1 | Sublap 1 | 16:00 | 4 | 81 | July | 16000 | 0 | 0 | 0 | 0 | 0 | 0 | 0 | 0 | 0 | 0 | 0 | 0 | 0 | 0 | 0 | 0 | 2.0434 | 1.4213 | 0.92522 | 0.57564 | -0.71793 | -0.016829 | 0 | 0 | 0 | 0 | 0 | 0 | 0 | 0 | 0 | 0 | 0 | 0 | 0 | 0 | 0 | 0 | 0 | 0 | 32.695 | 22.7403 | 14.8036 | 9.2102 | -11.4869 | -0.26927 | 0 | 0
0.666666666666667481August | Resource 1 | Sublap 1 | 16:00 | 4 | 81 | August | 17000 | 0 | 0 | 0 | 0 | 0 | 0 | 0 | 0 | 0 | 0 | 0 | 0 | 0 | 0 | 0 | 0 | 2.0434 | 1.4213 | 0.92522 | 0.57564 | -0.71793 | -0.016829 | 0 | 0 | 0 | 0 | 0 | 0 | 0 | 0 | 0 | 0 | 0 | 0 | 0 | 0 | 0 | 0 | 0 | 0 | 34.7384 | 24.1615 | 15.7288 | 9.7858 | -12.2048 | -0.28609 | 0 | 0
0.666666666666667481September | Resource 1 | Sublap 1 | 16:00 | 4 | 81 | September | 18000 | 0 | 0 | 0 | 0 | 0 | 0 | 0 | 0 | 0 | 0 | 0 | 0 | 0 | 0 | 0 | 0 | 2.0434 | 1.4213 | 0.92522 | 0.57564 | -0.71793 | -0.016829 | 0 | 0 | 0 | 0 | 0 | 0 | 0 | 0 | 0 | 0 | 0 | 0 | 0 | 0 | 0 | 0 | 0 | 0 | 36.7818 | 25.5828 | 16.6541 | 10.3614 | -12.9228 | -0.30292 | 0 | 0
0.666666666666667481October | Resource 1 | Sublap 1 | 16:00 | 4 | 81 | October | 19000 | 0 | 0 | 0 | 0 | 0 | 0 | 0 | 0 | 0 | 0 | 0 | 0 | 0 | 0 | 0 | 0 | 2.0434 | 1.4213 | 0.92522 | 0.57564 | -0.71793 | -0.016829 | 0 | 0 | 0 | 0 | 0 | 0 | 0 | 0 | 0 | 0 | 0 | 0 | 0 | 0 | 0 | 0 | 0 | 0 | 38.8253 | 27.0041 | 17.5793 | 10.9371 | -13.6407 | -0.31975 | 0 | 0
0.666666666666667481November | Resource 1 | Sublap 1 | 16:00 | 4 | 81 | November | 20000 | 0 | 0 | 0 | 0 | 0 | 0 | 0 | 0 | 0 | 0 | 0 | 0 | 0 | 0 | 0 | 0 | 2.0434 | 1.4213 | 0.92522 | 0.57564 | -0.71793 | -0.016829 | 0 | 0 | 0 | 0 | 0 | 0 | 0 | 0 | 0 | 0 | 0 | 0 | 0 | 0 | 0 | 0 | 0 | 0 | 40.8687 | 28.4254 | 18.5045 | 11.5127 | -14.3586 | -0.33658 | 0 | 0
0.666666666666667481December | Resource 1 | Sublap 1 | 16:00 | 4 | 81 | December | 21000 | 0 | 0 | 0 | 0 | 0 | 0 | 0 | 0 | 0 | 0 | 0 | 0 | 0 | 0 | 0 | 0 | 2.0434 | 1.4213 | 0.92522 | 0.57564 | -0.71793 | -0.016829 | 0 | 0 | 0 | 0 | 0 | 0 | 0 | 0 | 0 | 0 | 0 | 0 | 0 | 0 | 0 | 0 | 0 | 0 | 42.9121 | 29.8466 | 19.4297 | 12.0884 | -15.0766 | -0.35341 | 0 | 0
0.666666666666667482January | Resource 1 | Sublap 1 | 16:00 | 4 | 82 | January | 10000 | 0 | 0 | 0 | 0 | 0 | 0 | 0 | 0 | 0 | 0 | 0 | 0 | 0 | 0 | 0 | 0 | 2.2381 | 1.5556 | 0.96378 | 0.5995 | -0.74792 | -0.017526 | 0 | 0 | 0 | 0 | 0 | 0 | 0 | 0 | 0 | 0 | 0 | 0 | 0 | 0 | 0 | 0 | 0 | 0 | 22.3809 | 15.5557 | 9.6378 | 5.995 | -7.4792 | -0.17526 | 0 | 0
0.666666666666667482February | Resource 1 | Sublap 1 | 16:00 | 4 | 82 | February | 11000 | 0 | 0 | 0 | 0 | 0 | 0 | 0 | 0 | 0 | 0 | 0 | 0 | 0 | 0 | 0 | 0 | 2.2381 | 1.5556 | 0.96378 | 0.5995 | -0.74792 | -0.017526 | 0 | 0 | 0 | 0 | 0 | 0 | 0 | 0 | 0 | 0 | 0 | 0 | 0 | 0 | 0 | 0 | 0 | 0 | 24.619 | 17.1113 | 10.6016 | 6.5945 | -8.2271 | -0.19278 | 0 | 0
0.666666666666667482March | Resource 1 | Sublap 1 | 16:00 | 4 | 82 | March | 12000 | 0 | 0 | 0 | 0 | 0 | 0 | 0 | 0 | 0 | 0 | 0 | 0 | 0 | 0 | 0 | 0 | 2.2381 | 1.5556 | 0.96378 | 0.5995 | -0.74792 | -0.017526 | 0 | 0 | 0 | 0 | 0 | 0 | 0 | 0 | 0 | 0 | 0 | 0 | 0 | 0 | 0 | 0 | 0 | 0 | 26.8571 | 18.6668 | 11.5654 | 7.194 | -8.975 | -0.21031 | 0 | 0
0.666666666666667482April | Resource 1 | Sublap 1 | 16:00 | 4 | 82 | April | 13000 | 0 | 0 | 0 | 0 | 0 | 0 | 0 | 0 | 0 | 0 | 0 | 0 | 0 | 0 | 0 | 0 | 2.2381 | 1.5556 | 0.96378 | 0.5995 | -0.74792 | -0.017526 | 0 | 0 | 0 | 0 | 0 | 0 | 0 | 0 | 0 | 0 | 0 | 0 | 0 | 0 | 0 | 0 | 0 | 0 | 29.0952 | 20.2224 | 12.5292 | 7.7935 | -9.7229 | -0.22783 | 0 | 0
0.666666666666667482May | Resource 1 | Sublap 1 | 16:00 | 4 | 82 | May | 14000 | 0 | 0 | 0 | 0 | 0 | 0 | 0 | 0 | 0 | 0 | 0 | 0 | 0 | 0 | 0 | 0 | 2.2381 | 1.5556 | 0.96378 | 0.5995 | -0.74792 | -0.017526 | 0 | 0 | 0 | 0 | 0 | 0 | 0 | 0 | 0 | 0 | 0 | 0 | 0 | 0 | 0 | 0 | 0 | 0 | 31.3333 | 21.778 | 13.4929 | 8.393 | -10.4709 | -0.24536 | 0 | 0
0.666666666666667482June | Resource 1 | Sublap 1 | 16:00 | 4 | 82 | June | 15000 | 0 | 0 | 0 | 0 | 0 | 0 | 0 | 0 | 0 | 0 | 0 | 0 | 0 | 0 | 0 | 0 | 2.2381 | 1.5556 | 0.96378 | 0.5995 | -0.74792 | -0.017526 | 0 | 0 | 0 | 0 | 0 | 0 | 0 | 0 | 0 | 0 | 0 | 0 | 0 | 0 | 0 | 0 | 0 | 0 | 33.5714 | 23.3335 | 14.4567 | 8.9925 | -11.2188 | -0.26288 | 0 | 0
0.666666666666667482July | Resource 1 | Sublap 1 | 16:00 | 4 | 82 | July | 16000 | 0 | 0 | 0 | 0 | 0 | 0 | 0 | 0 | 0 | 0 | 0 | 0 | 0 | 0 | 0 | 0 | 2.2381 | 1.5556 | 0.96378 | 0.5995 | -0.74792 | -0.017526 | 0 | 0 | 0 | 0 | 0 | 0 | 0 | 0 | 0 | 0 | 0 | 0 | 0 | 0 | 0 | 0 | 0 | 0 | 35.8095 | 24.8891 | 15.4205 | 9.592 | -11.9667 | -0.28041 | 0 | 0
0.666666666666667482August | Resource 1 | Sublap 1 | 16:00 | 4 | 82 | August | 17000 | 0 | 0 | 0 | 0 | 0 | 0 | 0 | 0 | 0 | 0 | 0 | 0 | 0 | 0 | 0 | 0 | 2.2381 | 1.5556 | 0.96378 | 0.5995 | -0.74792 | -0.017526 | 0 | 0 | 0 | 0 | 0 | 0 | 0 | 0 | 0 | 0 | 0 | 0 | 0 | 0 | 0 | 0 | 0 | 0 | 38.0476 | 26.4447 | 16.3843 | 10.1915 | -12.7146 | -0.29794 | 0 | 0
0.666666666666667482September | Resource 1 | Sublap 1 | 16:00 | 4 | 82 | September | 18000 | 0 | 0 | 0 | 0 | 0 | 0 | 0 | 0 | 0 | 0 | 0 | 0 | 0 | 0 | 0 | 0 | 2.2381 | 1.5556 | 0.96378 | 0.5995 | -0.74792 | -0.017526 | 0 | 0 | 0 | 0 | 0 | 0 | 0 | 0 | 0 | 0 | 0 | 0 | 0 | 0 | 0 | 0 | 0 | 0 | 40.2857 | 28.0002 | 17.3481 | 10.791 | -13.4625 | -0.31546 | 0 | 0
0.666666666666667482October | Resource 1 | Sublap 1 | 16:00 | 4 | 82 | October | 19000 | 0 | 0 | 0 | 0 | 0 | 0 | 0 | 0 | 0 | 0 | 0 | 0 | 0 | 0 | 0 | 0 | 2.2381 | 1.5556 | 0.96378 | 0.5995 | -0.74792 | -0.017526 | 0 | 0 | 0 | 0 | 0 | 0 | 0 | 0 | 0 | 0 | 0 | 0 | 0 | 0 | 0 | 0 | 0 | 0 | 42.5238 | 29.5558 | 18.3118 | 11.3905 | -14.2104 | -0.33299 | 0 | 0
0.666666666666667482November | Resource 1 | Sublap 1 | 16:00 | 4 | 82 | November | 20000 | 0 | 0 | 0 | 0 | 0 | 0 | 0 | 0 | 0 | 0 | 0 | 0 | 0 | 0 | 0 | 0 | 2.2381 | 1.5556 | 0.96378 | 0.5995 | -0.74792 | -0.017526 | 0 | 0 | 0 | 0 | 0 | 0 | 0 | 0 | 0 | 0 | 0 | 0 | 0 | 0 | 0 | 0 | 0 | 0 | 44.7619 | 31.1114 | 19.2756 | 11.99 | -14.9583 | -0.35051 | 0 | 0
0.666666666666667482December | Resource 1 | Sublap 1 | 16:00 | 4 | 82 | December | 21000 | 0 | 0 | 0 | 0 | 0 | 0 | 0 | 0 | 0 | 0 | 0 | 0 | 0 | 0 | 0 | 0 | 2.2381 | 1.5556 | 0.96378 | 0.5995 | -0.74792 | -0.017526 | 0 | 0 | 0 | 0 | 0 | 0 | 0 | 0 | 0 | 0 | 0 | 0 | 0 | 0 | 0 | 0 | 0 | 0 | 46.9999 | 32.6669 | 20.2394 | 12.5895 | -15.7063 | -0.36804 | 0 | 0
0.666666666666667483January | Resource 1 | Sublap 1 | 16:00 | 4 | 83 | January | 10000 | 0 | 0 | 0 | 0 | 0 | 0 | 0 | 0 | 0 | 0 | 0 | 0 | 0 | 0 | 0 | 0 | 2.6895 | 1.9544 | 1.0901 | 0.6777 | -0.84617 | -0.019808 | 0 | 0 | 0 | 0 | 0 | 0 | 0 | 0 | 0 | 0 | 0 | 0 | 0 | 0 | 0 | 0 | 0 | 0 | 26.8953 | 19.5438 | 10.9012 | 6.777 | -8.4617 | -0.19808 | 0 | 0
0.666666666666667483February | Resource 1 | Sublap 1 | 16:00 | 4 | 83 | February | 11000 | 0 | 0 | 0 | 0 | 0 | 0 | 0 | 0 | 0 | 0 | 0 | 0 | 0 | 0 | 0 | 0 | 2.6895 | 1.9544 | 1.0901 | 0.6777 | -0.84617 | -0.019808 | 0 | 0 | 0 | 0 | 0 | 0 | 0 | 0 | 0 | 0 | 0 | 0 | 0 | 0 | 0 | 0 | 0 | 0 | 29.5849 | 21.4982 | 11.9914 | 7.4547 | -9.3079 | -0.21789 | 0 | 0
0.666666666666667483March | Resource 1 | Sublap 1 | 16:00 | 4 | 83 | March | 12000 | 0 | 0 | 0 | 0 | 0 | 0 | 0 | 0 | 0 | 0 | 0 | 0 | 0 | 0 | 0 | 0 | 2.6895 | 1.9544 | 1.0901 | 0.6777 | -0.84617 | -0.019808 | 0 | 0 | 0 | 0 | 0 | 0 | 0 | 0 | 0 | 0 | 0 | 0 | 0 | 0 | 0 | 0 | 0 | 0 | 32.2744 | 23.4526 | 13.0815 | 8.1324 | -10.1541 | -0.2377 | 0 | 0
0.666666666666667483April | Resource 1 | Sublap 1 | 16:00 | 4 | 83 | April | 13000 | 0 | 0 | 0 | 0 | 0 | 0 | 0 | 0 | 0 | 0 | 0 | 0 | 0 | 0 | 0 | 0 | 2.6895 | 1.9544 | 1.0901 | 0.6777 | -0.84617 | -0.019808 | 0 | 0 | 0 | 0 | 0 | 0 | 0 | 0 | 0 | 0 | 0 | 0 | 0 | 0 | 0 | 0 | 0 | 0 | 34.9639 | 25.407 | 14.1716 | 8.8101 | -11.0003 | -0.25751 | 0 | 0
0.666666666666667483May | Resource 1 | Sublap 1 | 16:00 | 4 | 83 | May | 14000 | 0 | 0 | 0 | 0 | 0 | 0 | 0 | 0 | 0 | 0 | 0 | 0 | 0 | 0 | 0 | 0 | 2.6895 | 1.9544 | 1.0901 | 0.6777 | -0.84617 | -0.019808 | 0 | 0 | 0 | 0 | 0 | 0 | 0 | 0 | 0 | 0 | 0 | 0 | 0 | 0 | 0 | 0 | 0 | 0 | 37.6535 | 27.3614 | 15.2617 | 9.4878 | -11.8464 | -0.27731 | 0 | 0
0.666666666666667483June | Resource 1 | Sublap 1 | 16:00 | 4 | 83 | June | 15000 | 0 | 0 | 0 | 0 | 0 | 0 | 0 | 0 | 0 | 0 | 0 | 0 | 0 | 0 | 0 | 0 | 2.6895 | 1.9544 | 1.0901 | 0.6777 | -0.84617 | -0.019808 | 0 | 0 | 0 | 0 | 0 | 0 | 0 | 0 | 0 | 0 | 0 | 0 | 0 | 0 | 0 | 0 | 0 | 0 | 40.343 | 29.3158 | 16.3519 | 10.1655 | -12.6926 | -0.29712 | 0 | 0
0.666666666666667483July | Resource 1 | Sublap 1 | 16:00 | 4 | 83 | July | 16000 | 0 | 0 | 0 | 0 | 0 | 0 | 0 | 0 | 0 | 0 | 0 | 0 | 0 | 0 | 0 | 0 | 2.6895 | 1.9544 | 1.0901 | 0.6777 | -0.84617 | -0.019808 | 0 | 0 | 0 | 0 | 0 | 0 | 0 | 0 | 0 | 0 | 0 | 0 | 0 | 0 | 0 | 0 | 0 | 0 | 43.0326 | 31.2701 | 17.442 | 10.8432 | -13.5388 | -0.31693 | 0 | 0
0.666666666666667483August | Resource 1 | Sublap 1 | 16:00 | 4 | 83 | August | 17000 | 0 | 0 | 0 | 0 | 0 | 0 | 0 | 0 | 0 | 0 | 0 | 0 | 0 | 0 | 0 | 0 | 2.6895 | 1.9544 | 1.0901 | 0.6777 | -0.84617 | -0.019808 | 0 | 0 | 0 | 0 | 0 | 0 | 0 | 0 | 0 | 0 | 0 | 0 | 0 | 0 | 0 | 0 | 0 | 0 | 45.7221 | 33.2245 | 18.5321 | 11.5209 | -14.385 | -0.33674 | 0 | 0
0.666666666666667483September | Resource 1 | Sublap 1 | 16:00 | 4 | 83 | September | 18000 | 0 | 0 | 0 | 0 | 0 | 0 | 0 | 0 | 0 | 0 | 0 | 0 | 0 | 0 | 0 | 0 | 2.6895 | 1.9544 | 1.0901 | 0.6777 | -0.84617 | -0.019808 | 0 | 0 | 0 | 0 | 0 | 0 | 0 | 0 | 0 | 0 | 0 | 0 | 0 | 0 | 0 | 0 | 0 | 0 | 48.4116 | 35.1789 | 19.6222 | 12.1986 | -15.2311 | -0.35655 | 0 | 0
0.666666666666667483October | Resource 1 | Sublap 1 | 16:00 | 4 | 83 | October | 19000 | 0 | 0 | 0 | 0 | 0 | 0 | 0 | 0 | 0 | 0 | 0 | 0 | 0 | 0 | 0 | 0 | 2.6895 | 1.9544 | 1.0901 | 0.6777 | -0.84617 | -0.019808 | 0 | 0 | 0 | 0 | 0 | 0 | 0 | 0 | 0 | 0 | 0 | 0 | 0 | 0 | 0 | 0 | 0 | 0 | 51.1011 | 37.1333 | 20.7124 | 12.8763 | -16.0773 | -0.37635 | 0 | 0
0.666666666666667483November | Resource 1 | Sublap 1 | 16:00 | 4 | 83 | November | 20000 | 0 | 0 | 0 | 0 | 0 | 0 | 0 | 0 | 0 | 0 | 0 | 0 | 0 | 0 | 0 | 0 | 2.6895 | 1.9544 | 1.0901 | 0.6777 | -0.84617 | -0.019808 | 0 | 0 | 0 | 0 | 0 | 0 | 0 | 0 | 0 | 0 | 0 | 0 | 0 | 0 | 0 | 0 | 0 | 0 | 53.7907 | 39.0877 | 21.8025 | 13.554 | -16.9235 | -0.39616 | 0 | 0
0.666666666666667483December | Resource 1 | Sublap 1 | 16:00 | 4 | 83 | December | 21000 | 0 | 0 | 0 | 0 | 0 | 0 | 0 | 0 | 0 | 0 | 0 | 0 | 0 | 0 | 0 | 0 | 2.6895 | 1.9544 | 1.0901 | 0.6777 | -0.84617 | -0.019808 | 0 | 0 | 0 | 0 | 0 | 0 | 0 | 0 | 0 | 0 | 0 | 0 | 0 | 0 | 0 | 0 | 0 | 0 | 56.4802 | 41.0421 | 22.8926 | 14.2317 | -17.7697 | -0.41597 | 0 | 0
0.666666666666667484January | Resource 1 | Sublap 1 | 16:00 | 4 | 84 | January | 10000 | 0 | 0 | 0 | 0 | 0 | 0 | 0 | 0 | 0 | 0 | 0 | 0 | 0 | 0 | 0 | 0 | 2.8552 | 1.9704 | 1.1379 | 0.70727 | -0.88333 | -0.020671 | 0 | 0 | 0 | 0 | 0 | 0 | 0 | 0 | 0 | 0 | 0 | 0 | 0 | 0 | 0 | 0 | 0 | 0 | 28.5516 | 19.7039 | 11.379 | 7.0727 | -8.8333 | -0.20671 | 0 | 0
0.666666666666667484February | Resource 1 | Sublap 1 | 16:00 | 4 | 84 | February | 11000 | 0 | 0 | 0 | 0 | 0 | 0 | 0 | 0 | 0 | 0 | 0 | 0 | 0 | 0 | 0 | 0 | 2.8552 | 1.9704 | 1.1379 | 0.70727 | -0.88333 | -0.020671 | 0 | 0 | 0 | 0 | 0 | 0 | 0 | 0 | 0 | 0 | 0 | 0 | 0 | 0 | 0 | 0 | 0 | 0 | 31.4067 | 21.6744 | 12.5169 | 7.78 | -9.7166 | -0.22738 | 0 | 0
0.666666666666667484March | Resource 1 | Sublap 1 | 16:00 | 4 | 84 | March | 12000 | 0 | 0 | 0 | 0 | 0 | 0 | 0 | 0 | 0 | 0 | 0 | 0 | 0 | 0 | 0 | 0 | 2.8552 | 1.9704 | 1.1379 | 0.70727 | -0.88333 | -0.020671 | 0 | 0 | 0 | 0 | 0 | 0 | 0 | 0 | 0 | 0 | 0 | 0 | 0 | 0 | 0 | 0 | 0 | 0 | 34.2619 | 23.6447 | 13.6548 | 8.4873 | -10.6 | -0.24805 | 0 | 0
0.666666666666667484April | Resource 1 | Sublap 1 | 16:00 | 4 | 84 | April | 13000 | 0 | 0 | 0 | 0 | 0 | 0 | 0 | 0 | 0 | 0 | 0 | 0 | 0 | 0 | 0 | 0 | 2.8552 | 1.9704 | 1.1379 | 0.70727 | -0.88333 | -0.020671 | 0 | 0 | 0 | 0 | 0 | 0 | 0 | 0 | 0 | 0 | 0 | 0 | 0 | 0 | 0 | 0 | 0 | 0 | 37.1171 | 25.6151 | 14.7927 | 9.1945 | -11.4833 | -0.26873 | 0 | 0
0.666666666666667484May | Resource 1 | Sublap 1 | 16:00 | 4 | 84 | May | 14000 | 0 | 0 | 0 | 0 | 0 | 0 | 0 | 0 | 0 | 0 | 0 | 0 | 0 | 0 | 0 | 0 | 2.8552 | 1.9704 | 1.1379 | 0.70727 | -0.88333 | -0.020671 | 0 | 0 | 0 | 0 | 0 | 0 | 0 | 0 | 0 | 0 | 0 | 0 | 0 | 0 | 0 | 0 | 0 | 0 | 39.9722 | 27.5855 | 15.9306 | 9.9018 | -12.3666 | -0.2894 | 0 | 0
0.666666666666667484June | Resource 1 | Sublap 1 | 16:00 | 4 | 84 | June | 15000 | 0 | 0 | 0 | 0 | 0 | 0 | 0 | 0 | 0 | 0 | 0 | 0 | 0 | 0 | 0 | 0 | 2.8552 | 1.9704 | 1.1379 | 0.70727 | -0.88333 | -0.020671 | 0 | 0 | 0 | 0 | 0 | 0 | 0 | 0 | 0 | 0 | 0 | 0 | 0 | 0 | 0 | 0 | 0 | 0 | 42.8274 | 29.5559 | 17.0685 | 10.6091 | -13.25 | -0.31007 | 0 | 0
0.666666666666667484July | Resource 1 | Sublap 1 | 16:00 | 4 | 84 | July | 16000 | 0 | 0 | 0 | 0 | 0 | 0 | 0 | 0 | 0 | 0 | 0 | 0 | 0 | 0 | 0 | 0 | 2.8552 | 1.9704 | 1.1379 | 0.70727 | -0.88333 | -0.020671 | 0 | 0 | 0 | 0 | 0 | 0 | 0 | 0 | 0 | 0 | 0 | 0 | 0 | 0 | 0 | 0 | 0 | 0 | 45.6825 | 31.5263 | 18.2064 | 11.3163 | -14.1333 | -0.33074 | 0 | 0
0.666666666666667484August | Resource 1 | Sublap 1 | 16:00 | 4 | 84 | August | 17000 | 0 | 0 | 0 | 0 | 0 | 0 | 0 | 0 | 0 | 0 | 0 | 0 | 0 | 0 | 0 | 0 | 2.8552 | 1.9704 | 1.1379 | 0.70727 | -0.88333 | -0.020671 | 0 | 0 | 0 | 0 | 0 | 0 | 0 | 0 | 0 | 0 | 0 | 0 | 0 | 0 | 0 | 0 | 0 | 0 | 48.5377 | 33.4967 | 19.3443 | 12.0236 | -15.0166 | -0.35141 | 0 | 0
0.666666666666667484September | Resource 1 | Sublap 1 | 16:00 | 4 | 84 | September | 18000 | 0 | 0 | 0 | 0 | 0 | 0 | 0 | 0 | 0 | 0 | 0 | 0 | 0 | 0 | 0 | 0 | 2.8552 | 1.9704 | 1.1379 | 0.70727 | -0.88333 | -0.020671 | 0 | 0 | 0 | 0 | 0 | 0 | 0 | 0 | 0 | 0 | 0 | 0 | 0 | 0 | 0 | 0 | 0 | 0 | 51.3929 | 35.4671 | 20.4822 | 12.7309 | -15.9 | -0.37208 | 0 | 0
0.666666666666667484October | Resource 1 | Sublap 1 | 16:00 | 4 | 84 | October | 19000 | 0 | 0 | 0 | 0 | 0 | 0 | 0 | 0 | 0 | 0 | 0 | 0 | 0 | 0 | 0 | 0 | 2.8552 | 1.9704 | 1.1379 | 0.70727 | -0.88333 | -0.020671 | 0 | 0 | 0 | 0 | 0 | 0 | 0 | 0 | 0 | 0 | 0 | 0 | 0 | 0 | 0 | 0 | 0 | 0 | 54.248 | 37.4375 | 21.6201 | 13.4382 | -16.7833 | -0.39275 | 0 | 0
0.666666666666667484November | Resource 1 | Sublap 1 | 16:00 | 4 | 84 | November | 20000 | 0 | 0 | 0 | 0 | 0 | 0 | 0 | 0 | 0 | 0 | 0 | 0 | 0 | 0 | 0 | 0 | 2.8552 | 1.9704 | 1.1379 | 0.70727 | -0.88333 | -0.020671 | 0 | 0 | 0 | 0 | 0 | 0 | 0 | 0 | 0 | 0 | 0 | 0 | 0 | 0 | 0 | 0 | 0 | 0 | 57.1032 | 39.4079 | 22.758 | 14.1454 | -17.6666 | -0.41342 | 0 | 0
0.666666666666667484December | Resource 1 | Sublap 1 | 16:00 | 4 | 84 | December | 21000 | 0 | 0 | 0 | 0 | 0 | 0 | 0 | 0 | 0 | 0 | 0 | 0 | 0 | 0 | 0 | 0 | 2.8552 | 1.9704 | 1.1379 | 0.70727 | -0.88333 | -0.020671 | 0 | 0 | 0 | 0 | 0 | 0 | 0 | 0 | 0 | 0 | 0 | 0 | 0 | 0 | 0 | 0 | 0 | 0 | 59.9583 | 41.3783 | 23.8959 | 14.8527 | -18.5499 | -0.4341 | 0 | 0
0.666666666666667485January | Resource 1 | Sublap 1 | 16:00 | 4 | 85 | January | 10000 | 0 | 0 | 0 | 0 | 0 | 0 | 0 | 0 | 0 | 0 | 0 | 0 | 0 | 0 | 0 | 0 | 3.915 | 2.9111 | 1.7973 | 0.88292 | -1.104 | -0.025798 | 0 | 0 | 0 | 0 | 0 | 0 | 0 | 0 | 0 | 0 | 0 | 0 | 0 | 0 | 0 | 0 | 0 | 0 | 39.1502 | 29.1108 | 17.9729 | 8.8292 | -11.0403 | -0.25798 | 0 | 0
0.666666666666667485February | Resource 1 | Sublap 1 | 16:00 | 4 | 85 | February | 11000 | 0 | 0 | 0 | 0 | 0 | 0 | 0 | 0 | 0 | 0 | 0 | 0 | 0 | 0 | 0 | 0 | 3.915 | 2.9111 | 1.7973 | 0.88292 | -1.104 | -0.025798 | 0 | 0 | 0 | 0 | 0 | 0 | 0 | 0 | 0 | 0 | 0 | 0 | 0 | 0 | 0 | 0 | 0 | 0 | 43.0653 | 32.0219 | 19.7702 | 9.7121 | -12.1443 | -0.28378 | 0 | 0
0.666666666666667485March | Resource 1 | Sublap 1 | 16:00 | 4 | 85 | March | 12000 | 0 | 0 | 0 | 0 | 0 | 0 | 0 | 0 | 0 | 0 | 0 | 0 | 0 | 0 | 0 | 0 | 3.915 | 2.9111 | 1.7973 | 0.88292 | -1.104 | -0.025798 | 0 | 0 | 0 | 0 | 0 | 0 | 0 | 0 | 0 | 0 | 0 | 0 | 0 | 0 | 0 | 0 | 0 | 0 | 46.9803 | 34.933 | 21.5675 | 10.595 | -13.2483 | -0.30958 | 0 | 0
0.666666666666667485April | Resource 1 | Sublap 1 | 16:00 | 4 | 85 | April | 13000 | 0 | 0 | 0 | 0 | 0 | 0 | 0 | 0 | 0 | 0 | 0 | 0 | 0 | 0 | 0 | 0 | 3.915 | 2.9111 | 1.7973 | 0.88292 | -1.104 | -0.025798 | 0 | 0 | 0 | 0 | 0 | 0 | 0 | 0 | 0 | 0 | 0 | 0 | 0 | 0 | 0 | 0 | 0 | 0 | 50.8953 | 37.8441 | 23.3647 | 11.4779 | -14.3524 | -0.33537 | 0 | 0
0.666666666666667485May | Resource 1 | Sublap 1 | 16:00 | 4 | 85 | May | 14000 | 0 | 0 | 0 | 0 | 0 | 0 | 0 | 0 | 0 | 0 | 0 | 0 | 0 | 0 | 0 | 0 | 3.915 | 2.9111 | 1.7973 | 0.88292 | -1.104 | -0.025798 | 0 | 0 | 0 | 0 | 0 | 0 | 0 | 0 | 0 | 0 | 0 | 0 | 0 | 0 | 0 | 0 | 0 | 0 | 54.8103 | 40.7552 | 25.162 | 12.3609 | -15.4564 | -0.36117 | 0 | 0
0.666666666666667485June | Resource 1 | Sublap 1 | 16:00 | 4 | 85 | June | 15000 | 0 | 0 | 0 | 0 | 0 | 0 | 0 | 0 | 0 | 0 | 0 | 0 | 0 | 0 | 0 | 0 | 3.915 | 2.9111 | 1.7973 | 0.88292 | -1.104 | -0.025798 | 0 | 0 | 0 | 0 | 0 | 0 | 0 | 0 | 0 | 0 | 0 | 0 | 0 | 0 | 0 | 0 | 0 | 0 | 58.7254 | 43.6662 | 26.9593 | 13.2438 | -16.5604 | -0.38697 | 0 | 0
0.666666666666667485July | Resource 1 | Sublap 1 | 16:00 | 4 | 85 | July | 16000 | 0 | 0 | 0 | 0 | 0 | 0 | 0 | 0 | 0 | 0 | 0 | 0 | 0 | 0 | 0 | 0 | 3.915 | 2.9111 | 1.7973 | 0.88292 | -1.104 | -0.025798 | 0 | 0 | 0 | 0 | 0 | 0 | 0 | 0 | 0 | 0 | 0 | 0 | 0 | 0 | 0 | 0 | 0 | 0 | 62.6404 | 46.5773 | 28.7566 | 14.1267 | -17.6644 | -0.41277 | 0 | 0
0.666666666666667485August | Resource 1 | Sublap 1 | 16:00 | 4 | 85 | August | 17000 | 0 | 0 | 0 | 0 | 0 | 0 | 0 | 0 | 0 | 0 | 0 | 0 | 0 | 0 | 0 | 0 | 3.915 | 2.9111 | 1.7973 | 0.88292 | -1.104 | -0.025798 | 0 | 0 | 0 | 0 | 0 | 0 | 0 | 0 | 0 | 0 | 0 | 0 | 0 | 0 | 0 | 0 | 0 | 0 | 66.5554 | 49.4884 | 30.5539 | 15.0096 | -18.7685 | -0.43856 | 0 | 0
0.666666666666667485September | Resource 1 | Sublap 1 | 16:00 | 4 | 85 | September | 18000 | 0 | 0 | 0 | 0 | 0 | 0 | 0 | 0 | 0 | 0 | 0 | 0 | 0 | 0 | 0 | 0 | 3.915 | 2.9111 | 1.7973 | 0.88292 | -1.104 | -0.025798 | 0 | 0 | 0 | 0 | 0 | 0 | 0 | 0 | 0 | 0 | 0 | 0 | 0 | 0 | 0 | 0 | 0 | 0 | 70.4704 | 52.3995 | 32.3512 | 15.8925 | -19.8725 | -0.46436 | 0 | 0
0.666666666666667485October | Resource 1 | Sublap 1 | 16:00 | 4 | 85 | October | 19000 | 0 | 0 | 0 | 0 | 0 | 0 | 0 | 0 | 0 | 0 | 0 | 0 | 0 | 0 | 0 | 0 | 3.915 | 2.9111 | 1.7973 | 0.88292 | -1.104 | -0.025798 | 0 | 0 | 0 | 0 | 0 | 0 | 0 | 0 | 0 | 0 | 0 | 0 | 0 | 0 | 0 | 0 | 0 | 0 | 74.3855 | 55.3106 | 34.1485 | 16.7754 | -20.9765 | -0.49016 | 0 | 0
0.666666666666667485November | Resource 1 | Sublap 1 | 16:00 | 4 | 85 | November | 20000 | 0 | 0 | 0 | 0 | 0 | 0 | 0 | 0 | 0 | 0 | 0 | 0 | 0 | 0 | 0 | 0 | 3.915 | 2.9111 | 1.7973 | 0.88292 | -1.104 | -0.025798 | 0 | 0 | 0 | 0 | 0 | 0 | 0 | 0 | 0 | 0 | 0 | 0 | 0 | 0 | 0 | 0 | 0 | 0 | 78.3005 | 58.2217 | 35.9457 | 17.6584 | -22.0806 | -0.51596 | 0 | 0
0.666666666666667485December | Resource 1 | Sublap 1 | 16:00 | 4 | 85 | December | 21000 | 0 | 0 | 0 | 0 | 0 | 0 | 0 | 0 | 0 | 0 | 0 | 0 | 0 | 0 | 0 | 0 | 3.915 | 2.9111 | 1.7973 | 0.88292 | -1.104 | -0.025798 | 0 | 0 | 0 | 0 | 0 | 0 | 0 | 0 | 0 | 0 | 0 | 0 | 0 | 0 | 0 | 0 | 0 | 0 | 82.2155 | 61.1328 | 37.743 | 18.5413 | -23.1846 | -0.54176 | 0 | 0
0.666666666666667486January | Resource 1 | Sublap 1 | 16:00 | 4 | 86 | January | 10000 | 0 | 0 | 0 | 0 | 0 | 0 | 0 | 0 | 0 | 0 | 0 | 0 | 0 | 0 | 0 | 0 | 3.4211 | 2.453 | 1.4044 | 0.79874 | -0.99826 | -0.023341 | 0 | 0 | 0 | 0 | 0 | 0 | 0 | 0 | 0 | 0 | 0 | 0 | 0 | 0 | 0 | 0 | 0 | 0 | 34.2114 | 24.5299 | 14.0439 | 7.9874 | -9.9826 | -0.23341 | 0 | 0
0.666666666666667486February | Resource 1 | Sublap 1 | 16:00 | 4 | 86 | February | 11000 | 0 | 0 | 0 | 0 | 0 | 0 | 0 | 0 | 0 | 0 | 0 | 0 | 0 | 0 | 0 | 0 | 3.4211 | 2.453 | 1.4044 | 0.79874 | -0.99826 | -0.023341 | 0 | 0 | 0 | 0 | 0 | 0 | 0 | 0 | 0 | 0 | 0 | 0 | 0 | 0 | 0 | 0 | 0 | 0 | 37.6325 | 26.9829 | 15.4483 | 8.7861 | -10.9809 | -0.25675 | 0 | 0
0.666666666666667486March | Resource 1 | Sublap 1 | 16:00 | 4 | 86 | March | 12000 | 0 | 0 | 0 | 0 | 0 | 0 | 0 | 0 | 0 | 0 | 0 | 0 | 0 | 0 | 0 | 0 | 3.4211 | 2.453 | 1.4044 | 0.79874 | -0.99826 | -0.023341 | 0 | 0 | 0 | 0 | 0 | 0 | 0 | 0 | 0 | 0 | 0 | 0 | 0 | 0 | 0 | 0 | 0 | 0 | 41.0537 | 29.4359 | 16.8527 | 9.5849 | -11.9791 | -0.28009 | 0 | 0
0.666666666666667486April | Resource 1 | Sublap 1 | 16:00 | 4 | 86 | April | 13000 | 0 | 0 | 0 | 0 | 0 | 0 | 0 | 0 | 0 | 0 | 0 | 0 | 0 | 0 | 0 | 0 | 3.4211 | 2.453 | 1.4044 | 0.79874 | -0.99826 | -0.023341 | 0 | 0 | 0 | 0 | 0 | 0 | 0 | 0 | 0 | 0 | 0 | 0 | 0 | 0 | 0 | 0 | 0 | 0 | 44.4748 | 31.8889 | 18.2571 | 10.3836 | -12.9774 | -0.30343 | 0 | 0
0.666666666666667486May | Resource 1 | Sublap 1 | 16:00 | 4 | 86 | May | 14000 | 0 | 0 | 0 | 0 | 0 | 0 | 0 | 0 | 0 | 0 | 0 | 0 | 0 | 0 | 0 | 0 | 3.4211 | 2.453 | 1.4044 | 0.79874 | -0.99826 | -0.023341 | 0 | 0 | 0 | 0 | 0 | 0 | 0 | 0 | 0 | 0 | 0 | 0 | 0 | 0 | 0 | 0 | 0 | 0 | 47.896 | 34.3419 | 19.6615 | 11.1824 | -13.9756 | -0.32677 | 0 | 0
0.666666666666667486June | Resource 1 | Sublap 1 | 16:00 | 4 | 86 | June | 15000 | 0 | 0 | 0 | 0 | 0 | 0 | 0 | 0 | 0 | 0 | 0 | 0 | 0 | 0 | 0 | 0 | 3.4211 | 2.453 | 1.4044 | 0.79874 | -0.99826 | -0.023341 | 0 | 0 | 0 | 0 | 0 | 0 | 0 | 0 | 0 | 0 | 0 | 0 | 0 | 0 | 0 | 0 | 0 | 0 | 51.3171 | 36.7949 | 21.0659 | 11.9811 | -14.9739 | -0.35011 | 0 | 0
0.666666666666667486July | Resource 1 | Sublap 1 | 16:00 | 4 | 86 | July | 16000 | 0 | 0 | 0 | 0 | 0 | 0 | 0 | 0 | 0 | 0 | 0 | 0 | 0 | 0 | 0 | 0 | 3.4211 | 2.453 | 1.4044 | 0.79874 | -0.99826 | -0.023341 | 0 | 0 | 0 | 0 | 0 | 0 | 0 | 0 | 0 | 0 | 0 | 0 | 0 | 0 | 0 | 0 | 0 | 0 | 54.7382 | 39.2479 | 22.4703 | 12.7798 | -15.9721 | -0.37346 | 0 | 0
0.666666666666667486August | Resource 1 | Sublap 1 | 16:00 | 4 | 86 | August | 17000 | 0 | 0 | 0 | 0 | 0 | 0 | 0 | 0 | 0 | 0 | 0 | 0 | 0 | 0 | 0 | 0 | 3.4211 | 2.453 | 1.4044 | 0.79874 | -0.99826 | -0.023341 | 0 | 0 | 0 | 0 | 0 | 0 | 0 | 0 | 0 | 0 | 0 | 0 | 0 | 0 | 0 | 0 | 0 | 0 | 58.1594 | 41.7009 | 23.8747 | 13.5786 | -16.9704 | -0.3968 | 0 | 0
0.666666666666667486September | Resource 1 | Sublap 1 | 16:00 | 4 | 86 | September | 18000 | 0 | 0 | 0 | 0 | 0 | 0 | 0 | 0 | 0 | 0 | 0 | 0 | 0 | 0 | 0 | 0 | 3.4211 | 2.453 | 1.4044 | 0.79874 | -0.99826 | -0.023341 | 0 | 0 | 0 | 0 | 0 | 0 | 0 | 0 | 0 | 0 | 0 | 0 | 0 | 0 | 0 | 0 | 0 | 0 | 61.5805 | 44.1539 | 25.2791 | 14.3773 | -17.9687 | -0.42014 | 0 | 0
0.666666666666667486October | Resource 1 | Sublap 1 | 16:00 | 4 | 86 | October | 19000 | 0 | 0 | 0 | 0 | 0 | 0 | 0 | 0 | 0 | 0 | 0 | 0 | 0 | 0 | 0 | 0 | 3.4211 | 2.453 | 1.4044 | 0.79874 | -0.99826 | -0.023341 | 0 | 0 | 0 | 0 | 0 | 0 | 0 | 0 | 0 | 0 | 0 | 0 | 0 | 0 | 0 | 0 | 0 | 0 | 65.0017 | 46.6069 | 26.6834 | 15.1761 | -18.9669 | -0.44348 | 0 | 0
0.666666666666667486November | Resource 1 | Sublap 1 | 16:00 | 4 | 86 | November | 20000 | 0 | 0 | 0 | 0 | 0 | 0 | 0 | 0 | 0 | 0 | 0 | 0 | 0 | 0 | 0 | 0 | 3.4211 | 2.453 | 1.4044 | 0.79874 | -0.99826 | -0.023341 | 0 | 0 | 0 | 0 | 0 | 0 | 0 | 0 | 0 | 0 | 0 | 0 | 0 | 0 | 0 | 0 | 0 | 0 | 68.4228 | 49.0599 | 28.0878 | 15.9748 | -19.9652 | -0.46682 | 0 | 0
0.666666666666667486December | Resource 1 | Sublap 1 | 16:00 | 4 | 86 | December | 21000 | 0 | 0 | 0 | 0 | 0 | 0 | 0 | 0 | 0 | 0 | 0 | 0 | 0 | 0 | 0 | 0 | 3.4211 | 2.453 | 1.4044 | 0.79874 | -0.99826 | -0.023341 | 0 | 0 | 0 | 0 | 0 | 0 | 0 | 0 | 0 | 0 | 0 | 0 | 0 | 0 | 0 | 0 | 0 | 0 | 71.8439 | 51.5129 | 29.4922 | 16.7735 | -20.9634 | -0.49016 | 0 | 0
0.666666666666667487January | Resource 1 | Sublap 1 | 16:00 | 4 | 87 | January | 10000 | 0 | 0 | 0 | 0 | 0 | 0 | 0 | 0 | 0 | 0 | 0 | 0 | 0 | 0 | 0 | 0 | 3.8807 | 2.8218 | 1.6671 | 0.83723 | -1.0466 | -0.024464 | 0 | 0 | 0 | 0 | 0 | 0 | 0 | 0 | 0 | 0 | 0 | 0 | 0 | 0 | 0 | 0 | 0 | 0 | 38.8066 | 28.2176 | 16.671 | 8.3723 | -10.4662 | -0.24464 | 0 | 0
0.666666666666667487February | Resource 1 | Sublap 1 | 16:00 | 4 | 87 | February | 11000 | 0 | 0 | 0 | 0 | 0 | 0 | 0 | 0 | 0 | 0 | 0 | 0 | 0 | 0 | 0 | 0 | 3.8807 | 2.8218 | 1.6671 | 0.83723 | -1.0466 | -0.024464 | 0 | 0 | 0 | 0 | 0 | 0 | 0 | 0 | 0 | 0 | 0 | 0 | 0 | 0 | 0 | 0 | 0 | 0 | 42.6872 | 31.0394 | 18.3381 | 9.2095 | -11.5128 | -0.26911 | 0 | 0
0.666666666666667487March | Resource 1 | Sublap 1 | 16:00 | 4 | 87 | March | 12000 | 0 | 0 | 0 | 0 | 0 | 0 | 0 | 0 | 0 | 0 | 0 | 0 | 0 | 0 | 0 | 0 | 3.8807 | 2.8218 | 1.6671 | 0.83723 | -1.0466 | -0.024464 | 0 | 0 | 0 | 0 | 0 | 0 | 0 | 0 | 0 | 0 | 0 | 0 | 0 | 0 | 0 | 0 | 0 | 0 | 46.5679 | 33.8611 | 20.0052 | 10.0467 | -12.5594 | -0.29357 | 0 | 0
0.666666666666667487April | Resource 1 | Sublap 1 | 16:00 | 4 | 87 | April | 13000 | 0 | 0 | 0 | 0 | 0 | 0 | 0 | 0 | 0 | 0 | 0 | 0 | 0 | 0 | 0 | 0 | 3.8807 | 2.8218 | 1.6671 | 0.83723 | -1.0466 | -0.024464 | 0 | 0 | 0 | 0 | 0 | 0 | 0 | 0 | 0 | 0 | 0 | 0 | 0 | 0 | 0 | 0 | 0 | 0 | 50.4485 | 36.6829 | 21.6723 | 10.8839 | -13.606 | -0.31804 | 0 | 0
0.666666666666667487May | Resource 1 | Sublap 1 | 16:00 | 4 | 87 | May | 14000 | 0 | 0 | 0 | 0 | 0 | 0 | 0 | 0 | 0 | 0 | 0 | 0 | 0 | 0 | 0 | 0 | 3.8807 | 2.8218 | 1.6671 | 0.83723 | -1.0466 | -0.024464 | 0 | 0 | 0 | 0 | 0 | 0 | 0 | 0 | 0 | 0 | 0 | 0 | 0 | 0 | 0 | 0 | 0 | 0 | 54.3292 | 39.5046 | 23.3394 | 11.7212 | -14.6526 | -0.3425 | 0 | 0
0.666666666666667487June | Resource 1 | Sublap 1 | 16:00 | 4 | 87 | June | 15000 | 0 | 0 | 0 | 0 | 0 | 0 | 0 | 0 | 0 | 0 | 0 | 0 | 0 | 0 | 0 | 0 | 3.8807 | 2.8218 | 1.6671 | 0.83723 | -1.0466 | -0.024464 | 0 | 0 | 0 | 0 | 0 | 0 | 0 | 0 | 0 | 0 | 0 | 0 | 0 | 0 | 0 | 0 | 0 | 0 | 58.2099 | 42.3264 | 25.0065 | 12.5584 | -15.6992 | -0.36696 | 0 | 0
0.666666666666667487July | Resource 1 | Sublap 1 | 16:00 | 4 | 87 | July | 16000 | 0 | 0 | 0 | 0 | 0 | 0 | 0 | 0 | 0 | 0 | 0 | 0 | 0 | 0 | 0 | 0 | 3.8807 | 2.8218 | 1.6671 | 0.83723 | -1.0466 | -0.024464 | 0 | 0 | 0 | 0 | 0 | 0 | 0 | 0 | 0 | 0 | 0 | 0 | 0 | 0 | 0 | 0 | 0 | 0 | 62.0905 | 45.1482 | 26.6736 | 13.3956 | -16.7459 | -0.39143 | 0 | 0
0.666666666666667487August | Resource 1 | Sublap 1 | 16:00 | 4 | 87 | August | 17000 | 0 | 0 | 0 | 0 | 0 | 0 | 0 | 0 | 0 | 0 | 0 | 0 | 0 | 0 | 0 | 0 | 3.8807 | 2.8218 | 1.6671 | 0.83723 | -1.0466 | -0.024464 | 0 | 0 | 0 | 0 | 0 | 0 | 0 | 0 | 0 | 0 | 0 | 0 | 0 | 0 | 0 | 0 | 0 | 0 | 65.9712 | 47.9699 | 28.3407 | 14.2328 | -17.7925 | -0.41589 | 0 | 0
0.666666666666667487September | Resource 1 | Sublap 1 | 16:00 | 4 | 87 | September | 18000 | 0 | 0 | 0 | 0 | 0 | 0 | 0 | 0 | 0 | 0 | 0 | 0 | 0 | 0 | 0 | 0 | 3.8807 | 2.8218 | 1.6671 | 0.83723 | -1.0466 | -0.024464 | 0 | 0 | 0 | 0 | 0 | 0 | 0 | 0 | 0 | 0 | 0 | 0 | 0 | 0 | 0 | 0 | 0 | 0 | 69.8518 | 50.7917 | 30.0078 | 15.0701 | -18.8391 | -0.44036 | 0 | 0
0.666666666666667487October | Resource 1 | Sublap 1 | 16:00 | 4 | 87 | October | 19000 | 0 | 0 | 0 | 0 | 0 | 0 | 0 | 0 | 0 | 0 | 0 | 0 | 0 | 0 | 0 | 0 | 3.8807 | 2.8218 | 1.6671 | 0.83723 | -1.0466 | -0.024464 | 0 | 0 | 0 | 0 | 0 | 0 | 0 | 0 | 0 | 0 | 0 | 0 | 0 | 0 | 0 | 0 | 0 | 0 | 73.7325 | 53.6135 | 31.6749 | 15.9073 | -19.8857 | -0.46482 | 0 | 0
0.666666666666667487November | Resource 1 | Sublap 1 | 16:00 | 4 | 87 | November | 20000 | 0 | 0 | 0 | 0 | 0 | 0 | 0 | 0 | 0 | 0 | 0 | 0 | 0 | 0 | 0 | 0 | 3.8807 | 2.8218 | 1.6671 | 0.83723 | -1.0466 | -0.024464 | 0 | 0 | 0 | 0 | 0 | 0 | 0 | 0 | 0 | 0 | 0 | 0 | 0 | 0 | 0 | 0 | 0 | 0 | 77.6131 | 56.4352 | 33.342 | 16.7445 | -20.9323 | -0.48929 | 0 | 0
0.666666666666667487December | Resource 1 | Sublap 1 | 16:00 | 4 | 87 | December | 21000 | 0 | 0 | 0 | 0 | 0 | 0 | 0 | 0 | 0 | 0 | 0 | 0 | 0 | 0 | 0 | 0 | 3.8807 | 2.8218 | 1.6671 | 0.83723 | -1.0466 | -0.024464 | 0 | 0 | 0 | 0 | 0 | 0 | 0 | 0 | 0 | 0 | 0 | 0 | 0 | 0 | 0 | 0 | 0 | 0 | 81.4938 | 59.257 | 35.0091 | 17.5818 | -21.979 | -0.51375 | 0 | 0
0.666666666666667488January | Resource 1 | Sublap 1 | 16:00 | 4 | 88 | January | 10000 | 0 | 0 | 0 | 0 | 0 | 0 | 0 | 0 | 0 | 0 | 0 | 0 | 0 | 0 | 0 | 0 | 4.4407 | 3.2347 | 1.9083 | 0.92042 | -1.1511 | -0.026892 | 0 | 0 | 0 | 0 | 0 | 0 | 0 | 0 | 0 | 0 | 0 | 0 | 0 | 0 | 0 | 0 | 0 | 0 | 44.4075 | 32.347 | 19.0827 | 9.2042 | -11.5114 | -0.26892 | 0 | 0
0.666666666666667488February | Resource 1 | Sublap 1 | 16:00 | 4 | 88 | February | 11000 | 0 | 0 | 0 | 0 | 0 | 0 | 0 | 0 | 0 | 0 | 0 | 0 | 0 | 0 | 0 | 0 | 4.4407 | 3.2347 | 1.9083 | 0.92042 | -1.1511 | -0.026892 | 0 | 0 | 0 | 0 | 0 | 0 | 0 | 0 | 0 | 0 | 0 | 0 | 0 | 0 | 0 | 0 | 0 | 0 | 48.8482 | 35.5817 | 20.9909 | 10.1246 | -12.6626 | -0.29582 | 0 | 0
0.666666666666667488March | Resource 1 | Sublap 1 | 16:00 | 4 | 88 | March | 12000 | 0 | 0 | 0 | 0 | 0 | 0 | 0 | 0 | 0 | 0 | 0 | 0 | 0 | 0 | 0 | 0 | 4.4407 | 3.2347 | 1.9083 | 0.92042 | -1.1511 | -0.026892 | 0 | 0 | 0 | 0 | 0 | 0 | 0 | 0 | 0 | 0 | 0 | 0 | 0 | 0 | 0 | 0 | 0 | 0 | 53.2889 | 38.8164 | 22.8992 | 11.045 | -13.8137 | -0.32271 | 0 | 0
0.666666666666667488April | Resource 1 | Sublap 1 | 16:00 | 4 | 88 | April | 13000 | 0 | 0 | 0 | 0 | 0 | 0 | 0 | 0 | 0 | 0 | 0 | 0 | 0 | 0 | 0 | 0 | 4.4407 | 3.2347 | 1.9083 | 0.92042 | -1.1511 | -0.026892 | 0 | 0 | 0 | 0 | 0 | 0 | 0 | 0 | 0 | 0 | 0 | 0 | 0 | 0 | 0 | 0 | 0 | 0 | 57.7297 | 42.0511 | 24.8074 | 11.9654 | -14.9649 | -0.3496 | 0 | 0
0.666666666666667488May | Resource 1 | Sublap 1 | 16:00 | 4 | 88 | May | 14000 | 0 | 0 | 0 | 0 | 0 | 0 | 0 | 0 | 0 | 0 | 0 | 0 | 0 | 0 | 0 | 0 | 4.4407 | 3.2347 | 1.9083 | 0.92042 | -1.1511 | -0.026892 | 0 | 0 | 0 | 0 | 0 | 0 | 0 | 0 | 0 | 0 | 0 | 0 | 0 | 0 | 0 | 0 | 0 | 0 | 62.1704 | 45.2858 | 26.7157 | 12.8858 | -16.116 | -0.37649 | 0 | 0
0.666666666666667488June | Resource 1 | Sublap 1 | 16:00 | 4 | 88 | June | 15000 | 0 | 0 | 0 | 0 | 0 | 0 | 0 | 0 | 0 | 0 | 0 | 0 | 0 | 0 | 0 | 0 | 4.4407 | 3.2347 | 1.9083 | 0.92042 | -1.1511 | -0.026892 | 0 | 0 | 0 | 0 | 0 | 0 | 0 | 0 | 0 | 0 | 0 | 0 | 0 | 0 | 0 | 0 | 0 | 0 | 66.6112 | 48.5205 | 28.624 | 13.8062 | -17.2671 | -0.40339 | 0 | 0
0.666666666666667488July | Resource 1 | Sublap 1 | 16:00 | 4 | 88 | July | 16000 | 0 | 0 | 0 | 0 | 0 | 0 | 0 | 0 | 0 | 0 | 0 | 0 | 0 | 0 | 0 | 0 | 4.4407 | 3.2347 | 1.9083 | 0.92042 | -1.1511 | -0.026892 | 0 | 0 | 0 | 0 | 0 | 0 | 0 | 0 | 0 | 0 | 0 | 0 | 0 | 0 | 0 | 0 | 0 | 0 | 71.0519 | 51.7552 | 30.5322 | 14.7266 | -18.4183 | -0.43028 | 0 | 0
0.666666666666667488August | Resource 1 | Sublap 1 | 16:00 | 4 | 88 | August | 17000 | 0 | 0 | 0 | 0 | 0 | 0 | 0 | 0 | 0 | 0 | 0 | 0 | 0 | 0 | 0 | 0 | 4.4407 | 3.2347 | 1.9083 | 0.92042 | -1.1511 | -0.026892 | 0 | 0 | 0 | 0 | 0 | 0 | 0 | 0 | 0 | 0 | 0 | 0 | 0 | 0 | 0 | 0 | 0 | 0 | 75.4927 | 54.9899 | 32.4405 | 15.6471 | -19.5694 | -0.45717 | 0 | 0
0.666666666666667488September | Resource 1 | Sublap 1 | 16:00 | 4 | 88 | September | 18000 | 0 | 0 | 0 | 0 | 0 | 0 | 0 | 0 | 0 | 0 | 0 | 0 | 0 | 0 | 0 | 0 | 4.4407 | 3.2347 | 1.9083 | 0.92042 | -1.1511 | -0.026892 | 0 | 0 | 0 | 0 | 0 | 0 | 0 | 0 | 0 | 0 | 0 | 0 | 0 | 0 | 0 | 0 | 0 | 0 | 79.9334 | 58.2246 | 34.3488 | 16.5675 | -20.7206 | -0.48406 | 0 | 0
0.666666666666667488October | Resource 1 | Sublap 1 | 16:00 | 4 | 88 | October | 19000 | 0 | 0 | 0 | 0 | 0 | 0 | 0 | 0 | 0 | 0 | 0 | 0 | 0 | 0 | 0 | 0 | 4.4407 | 3.2347 | 1.9083 | 0.92042 | -1.1511 | -0.026892 | 0 | 0 | 0 | 0 | 0 | 0 | 0 | 0 | 0 | 0 | 0 | 0 | 0 | 0 | 0 | 0 | 0 | 0 | 84.3742 | 61.4593 | 36.257 | 17.4879 | -21.8717 | -0.51096 | 0 | 0
0.666666666666667488November | Resource 1 | Sublap 1 | 16:00 | 4 | 88 | November | 20000 | 0 | 0 | 0 | 0 | 0 | 0 | 0 | 0 | 0 | 0 | 0 | 0 | 0 | 0 | 0 | 0 | 4.4407 | 3.2347 | 1.9083 | 0.92042 | -1.1511 | -0.026892 | 0 | 0 | 0 | 0 | 0 | 0 | 0 | 0 | 0 | 0 | 0 | 0 | 0 | 0 | 0 | 0 | 0 | 0 | 88.8149 | 64.694 | 38.1653 | 18.4083 | -23.0228 | -0.53785 | 0 | 0
0.666666666666667488December | Resource 1 | Sublap 1 | 16:00 | 4 | 88 | December | 21000 | 0 | 0 | 0 | 0 | 0 | 0 | 0 | 0 | 0 | 0 | 0 | 0 | 0 | 0 | 0 | 0 | 4.4407 | 3.2347 | 1.9083 | 0.92042 | -1.1511 | -0.026892 | 0 | 0 | 0 | 0 | 0 | 0 | 0 | 0 | 0 | 0 | 0 | 0 | 0 | 0 | 0 | 0 | 0 | 0 | 93.2557 | 67.9287 | 40.0736 | 19.3287 | -24.174 | -0.56474 | 0 | 0
0.666666666666667489January | Resource 1 | Sublap 1 | 16:00 | 4 | 89 | January | 10000 | 0 | 0 | 0 | 0 | 0 | 0 | 0 | 0 | 0 | 0 | 0 | 0 | 0 | 0 | 0 | 0 | 4.4058 | 3.2359 | 1.9351 | 0.89569 | -1.1201 | -0.026171 | 0 | 0 | 0 | 0 | 0 | 0 | 0 | 0 | 0 | 0 | 0 | 0 | 0 | 0 | 0 | 0 | 0 | 0 | 44.058 | 32.3586 | 19.3512 | 8.9569 | -11.2007 | -0.26171 | 0 | 0
0.666666666666667489February | Resource 1 | Sublap 1 | 16:00 | 4 | 89 | February | 11000 | 0 | 0 | 0 | 0 | 0 | 0 | 0 | 0 | 0 | 0 | 0 | 0 | 0 | 0 | 0 | 0 | 4.4058 | 3.2359 | 1.9351 | 0.89569 | -1.1201 | -0.026171 | 0 | 0 | 0 | 0 | 0 | 0 | 0 | 0 | 0 | 0 | 0 | 0 | 0 | 0 | 0 | 0 | 0 | 0 | 48.4638 | 35.5944 | 21.2863 | 9.8525 | -12.3208 | -0.28788 | 0 | 0
0.666666666666667489March | Resource 1 | Sublap 1 | 16:00 | 4 | 89 | March | 12000 | 0 | 0 | 0 | 0 | 0 | 0 | 0 | 0 | 0 | 0 | 0 | 0 | 0 | 0 | 0 | 0 | 4.4058 | 3.2359 | 1.9351 | 0.89569 | -1.1201 | -0.026171 | 0 | 0 | 0 | 0 | 0 | 0 | 0 | 0 | 0 | 0 | 0 | 0 | 0 | 0 | 0 | 0 | 0 | 0 | 52.8696 | 38.8303 | 23.2214 | 10.7482 | -13.4408 | -0.31405 | 0 | 0
0.666666666666667489April | Resource 1 | Sublap 1 | 16:00 | 4 | 89 | April | 13000 | 0 | 0 | 0 | 0 | 0 | 0 | 0 | 0 | 0 | 0 | 0 | 0 | 0 | 0 | 0 | 0 | 4.4058 | 3.2359 | 1.9351 | 0.89569 | -1.1201 | -0.026171 | 0 | 0 | 0 | 0 | 0 | 0 | 0 | 0 | 0 | 0 | 0 | 0 | 0 | 0 | 0 | 0 | 0 | 0 | 57.2754 | 42.0661 | 25.1565 | 11.6439 | -14.5609 | -0.34022 | 0 | 0
0.666666666666667489May | Resource 1 | Sublap 1 | 16:00 | 4 | 89 | May | 14000 | 0 | 0 | 0 | 0 | 0 | 0 | 0 | 0 | 0 | 0 | 0 | 0 | 0 | 0 | 0 | 0 | 4.4058 | 3.2359 | 1.9351 | 0.89569 | -1.1201 | -0.026171 | 0 | 0 | 0 | 0 | 0 | 0 | 0 | 0 | 0 | 0 | 0 | 0 | 0 | 0 | 0 | 0 | 0 | 0 | 61.6812 | 45.302 | 27.0916 | 12.5396 | -15.681 | -0.36639 | 0 | 0
0.666666666666667489June | Resource 1 | Sublap 1 | 16:00 | 4 | 89 | June | 15000 | 0 | 0 | 0 | 0 | 0 | 0 | 0 | 0 | 0 | 0 | 0 | 0 | 0 | 0 | 0 | 0 | 4.4058 | 3.2359 | 1.9351 | 0.89569 | -1.1201 | -0.026171 | 0 | 0 | 0 | 0 | 0 | 0 | 0 | 0 | 0 | 0 | 0 | 0 | 0 | 0 | 0 | 0 | 0 | 0 | 66.087 | 48.5379 | 29.0267 | 13.4353 | -16.8011 | -0.39256 | 0 | 0
0.666666666666667489July | Resource 1 | Sublap 1 | 16:00 | 4 | 89 | July | 16000 | 0 | 0 | 0 | 0 | 0 | 0 | 0 | 0 | 0 | 0 | 0 | 0 | 0 | 0 | 0 | 0 | 4.4058 | 3.2359 | 1.9351 | 0.89569 | -1.1201 | -0.026171 | 0 | 0 | 0 | 0 | 0 | 0 | 0 | 0 | 0 | 0 | 0 | 0 | 0 | 0 | 0 | 0 | 0 | 0 | 70.4928 | 51.7737 | 30.9618 | 14.331 | -17.9211 | -0.41873 | 0 | 0
0.666666666666667489August | Resource 1 | Sublap 1 | 16:00 | 4 | 89 | August | 17000 | 0 | 0 | 0 | 0 | 0 | 0 | 0 | 0 | 0 | 0 | 0 | 0 | 0 | 0 | 0 | 0 | 4.4058 | 3.2359 | 1.9351 | 0.89569 | -1.1201 | -0.026171 | 0 | 0 | 0 | 0 | 0 | 0 | 0 | 0 | 0 | 0 | 0 | 0 | 0 | 0 | 0 | 0 | 0 | 0 | 74.8986 | 55.0096 | 32.897 | 15.2267 | -19.0412 | -0.4449 | 0 | 0
0.666666666666667489September | Resource 1 | Sublap 1 | 16:00 | 4 | 89 | September | 18000 | 0 | 0 | 0 | 0 | 0 | 0 | 0 | 0 | 0 | 0 | 0 | 0 | 0 | 0 | 0 | 0 | 4.4058 | 3.2359 | 1.9351 | 0.89569 | -1.1201 | -0.026171 | 0 | 0 | 0 | 0 | 0 | 0 | 0 | 0 | 0 | 0 | 0 | 0 | 0 | 0 | 0 | 0 | 0 | 0 | 79.3044 | 58.2454 | 34.8321 | 16.1224 | -20.1613 | -0.47107 | 0 | 0
0.666666666666667489October | Resource 1 | Sublap 1 | 16:00 | 4 | 89 | October | 19000 | 0 | 0 | 0 | 0 | 0 | 0 | 0 | 0 | 0 | 0 | 0 | 0 | 0 | 0 | 0 | 0 | 4.4058 | 3.2359 | 1.9351 | 0.89569 | -1.1201 | -0.026171 | 0 | 0 | 0 | 0 | 0 | 0 | 0 | 0 | 0 | 0 | 0 | 0 | 0 | 0 | 0 | 0 | 0 | 0 | 83.7102 | 61.4813 | 36.7672 | 17.018 | -21.2813 | -0.49724 | 0 | 0
0.666666666666667489November | Resource 1 | Sublap 1 | 16:00 | 4 | 89 | November | 20000 | 0 | 0 | 0 | 0 | 0 | 0 | 0 | 0 | 0 | 0 | 0 | 0 | 0 | 0 | 0 | 0 | 4.4058 | 3.2359 | 1.9351 | 0.89569 | -1.1201 | -0.026171 | 0 | 0 | 0 | 0 | 0 | 0 | 0 | 0 | 0 | 0 | 0 | 0 | 0 | 0 | 0 | 0 | 0 | 0 | 88.116 | 64.7171 | 38.7023 | 17.9137 | -22.4014 | -0.52341 | 0 | 0
0.666666666666667489December | Resource 1 | Sublap 1 | 16:00 | 4 | 89 | December | 21000 | 0 | 0 | 0 | 0 | 0 | 0 | 0 | 0 | 0 | 0 | 0 | 0 | 0 | 0 | 0 | 0 | 4.4058 | 3.2359 | 1.9351 | 0.89569 | -1.1201 | -0.026171 | 0 | 0 | 0 | 0 | 0 | 0 | 0 | 0 | 0 | 0 | 0 | 0 | 0 | 0 | 0 | 0 | 0 | 0 | 92.5218 | 67.953 | 40.6374 | 18.8094 | -23.5215 | -0.54958 | 0 | 0
0.666666666666667490January | Resource 1 | Sublap 1 | 16:00 | 4 | 90 | January | 10000 | 0 | 0 | 0 | 0 | 0 | 0 | 0 | 0 | 0 | 0 | 0 | 0 | 0 | 0 | 0 | 0 | 5.0156 | 3.7339 | 2.2163 | 1.0451 | -1.2671 | -0.029586 | 0 | 0 | 0 | 0 | 0 | 0 | 0 | 0 | 0 | 0 | 0 | 0 | 0 | 0 | 0 | 0 | 0 | 0 | 50.1561 | 37.3387 | 22.1625 | 10.4507 | -12.6709 | -0.29586 | 0 | 0
0.666666666666667490February | Resource 1 | Sublap 1 | 16:00 | 4 | 90 | February | 11000 | 0 | 0 | 0 | 0 | 0 | 0 | 0 | 0 | 0 | 0 | 0 | 0 | 0 | 0 | 0 | 0 | 5.0156 | 3.7339 | 2.2163 | 1.0451 | -1.2671 | -0.029586 | 0 | 0 | 0 | 0 | 0 | 0 | 0 | 0 | 0 | 0 | 0 | 0 | 0 | 0 | 0 | 0 | 0 | 0 | 55.1718 | 41.0725 | 24.3788 | 11.4958 | -13.938 | -0.32544 | 0 | 0
0.666666666666667490March | Resource 1 | Sublap 1 | 16:00 | 4 | 90 | March | 12000 | 0 | 0 | 0 | 0 | 0 | 0 | 0 | 0 | 0 | 0 | 0 | 0 | 0 | 0 | 0 | 0 | 5.0156 | 3.7339 | 2.2163 | 1.0451 | -1.2671 | -0.029586 | 0 | 0 | 0 | 0 | 0 | 0 | 0 | 0 | 0 | 0 | 0 | 0 | 0 | 0 | 0 | 0 | 0 | 0 | 60.1874 | 44.8064 | 26.5951 | 12.5409 | -15.2051 | -0.35503 | 0 | 0
0.666666666666667490April | Resource 1 | Sublap 1 | 16:00 | 4 | 90 | April | 13000 | 0 | 0 | 0 | 0 | 0 | 0 | 0 | 0 | 0 | 0 | 0 | 0 | 0 | 0 | 0 | 0 | 5.0156 | 3.7339 | 2.2163 | 1.0451 | -1.2671 | -0.029586 | 0 | 0 | 0 | 0 | 0 | 0 | 0 | 0 | 0 | 0 | 0 | 0 | 0 | 0 | 0 | 0 | 0 | 0 | 65.203 | 48.5403 | 28.8113 | 13.5859 | -16.4722 | -0.38462 | 0 | 0
0.666666666666667490May | Resource 1 | Sublap 1 | 16:00 | 4 | 90 | May | 14000 | 0 | 0 | 0 | 0 | 0 | 0 | 0 | 0 | 0 | 0 | 0 | 0 | 0 | 0 | 0 | 0 | 5.0156 | 3.7339 | 2.2163 | 1.0451 | -1.2671 | -0.029586 | 0 | 0 | 0 | 0 | 0 | 0 | 0 | 0 | 0 | 0 | 0 | 0 | 0 | 0 | 0 | 0 | 0 | 0 | 70.2186 | 52.2741 | 31.0276 | 14.631 | -17.7393 | -0.4142 | 0 | 0
0.666666666666667490June | Resource 1 | Sublap 1 | 16:00 | 4 | 90 | June | 15000 | 0 | 0 | 0 | 0 | 0 | 0 | 0 | 0 | 0 | 0 | 0 | 0 | 0 | 0 | 0 | 0 | 5.0156 | 3.7339 | 2.2163 | 1.0451 | -1.2671 | -0.029586 | 0 | 0 | 0 | 0 | 0 | 0 | 0 | 0 | 0 | 0 | 0 | 0 | 0 | 0 | 0 | 0 | 0 | 0 | 75.2342 | 56.008 | 33.2438 | 15.6761 | -19.0064 | -0.44379 | 0 | 0
0.666666666666667490July | Resource 1 | Sublap 1 | 16:00 | 4 | 90 | July | 16000 | 0 | 0 | 0 | 0 | 0 | 0 | 0 | 0 | 0 | 0 | 0 | 0 | 0 | 0 | 0 | 0 | 5.0156 | 3.7339 | 2.2163 | 1.0451 | -1.2671 | -0.029586 | 0 | 0 | 0 | 0 | 0 | 0 | 0 | 0 | 0 | 0 | 0 | 0 | 0 | 0 | 0 | 0 | 0 | 0 | 80.2498 | 59.7419 | 35.4601 | 16.7212 | -20.2735 | -0.47337 | 0 | 0
0.666666666666667490August | Resource 1 | Sublap 1 | 16:00 | 4 | 90 | August | 17000 | 0 | 0 | 0 | 0 | 0 | 0 | 0 | 0 | 0 | 0 | 0 | 0 | 0 | 0 | 0 | 0 | 5.0156 | 3.7339 | 2.2163 | 1.0451 | -1.2671 | -0.029586 | 0 | 0 | 0 | 0 | 0 | 0 | 0 | 0 | 0 | 0 | 0 | 0 | 0 | 0 | 0 | 0 | 0 | 0 | 85.2654 | 63.4757 | 37.6763 | 17.7662 | -21.5405 | -0.50296 | 0 | 0
0.666666666666667490September | Resource 1 | Sublap 1 | 16:00 | 4 | 90 | September | 18000 | 0 | 0 | 0 | 0 | 0 | 0 | 0 | 0 | 0 | 0 | 0 | 0 | 0 | 0 | 0 | 0 | 5.0156 | 3.7339 | 2.2163 | 1.0451 | -1.2671 | -0.029586 | 0 | 0 | 0 | 0 | 0 | 0 | 0 | 0 | 0 | 0 | 0 | 0 | 0 | 0 | 0 | 0 | 0 | 0 | 90.281 | 67.2096 | 39.8926 | 18.8113 | -22.8076 | -0.53254 | 0 | 0
0.666666666666667490October | Resource 1 | Sublap 1 | 16:00 | 4 | 90 | October | 19000 | 0 | 0 | 0 | 0 | 0 | 0 | 0 | 0 | 0 | 0 | 0 | 0 | 0 | 0 | 0 | 0 | 5.0156 | 3.7339 | 2.2163 | 1.0451 | -1.2671 | -0.029586 | 0 | 0 | 0 | 0 | 0 | 0 | 0 | 0 | 0 | 0 | 0 | 0 | 0 | 0 | 0 | 0 | 0 | 0 | 95.2967 | 70.9435 | 42.1088 | 19.8564 | -24.0747 | -0.56213 | 0 | 0
0.666666666666667490November | Resource 1 | Sublap 1 | 16:00 | 4 | 90 | November | 20000 | 0 | 0 | 0 | 0 | 0 | 0 | 0 | 0 | 0 | 0 | 0 | 0 | 0 | 0 | 0 | 0 | 5.0156 | 3.7339 | 2.2163 | 1.0451 | -1.2671 | -0.029586 | 0 | 0 | 0 | 0 | 0 | 0 | 0 | 0 | 0 | 0 | 0 | 0 | 0 | 0 | 0 | 0 | 0 | 0 | 100.3123 | 74.6774 | 44.3251 | 20.9014 | -25.3418 | -0.59172 | 0 | 0
0.666666666666667490December | Resource 1 | Sublap 1 | 16:00 | 4 | 90 | December | 21000 | 0 | 0 | 0 | 0 | 0 | 0 | 0 | 0 | 0 | 0 | 0 | 0 | 0 | 0 | 0 | 0 | 5.0156 | 3.7339 | 2.2163 | 1.0451 | -1.2671 | -0.029586 | 0 | 0 | 0 | 0 | 0 | 0 | 0 | 0 | 0 | 0 | 0 | 0 | 0 | 0 | 0 | 0 | 0 | 0 | 105.3279 | 78.4112 | 46.5414 | 21.9465 | -26.6089 | -0.6213 | 0 | 0
0.666666666666667491January | Resource 1 | Sublap 1 | 16:00 | 4 | 91 | January | 10000 | 0 | 0 | 0 | 0 | 0 | 0 | 0 | 0 | 0 | 0 | 0 | 0 | 0 | 0 | 0 | 0 | 6.0407 | 4.5829 | 2.8856 | 1.4705 | -1.4281 | -0.033326 | 0 | 0 | 0 | 0 | 0 | 0 | 0 | 0 | 0 | 0 | 0 | 0 | 0 | 0 | 0 | 0 | 0 | 0 | 60.4073 | 45.8288 | 28.8563 | 14.7047 | -14.281 | -0.33326 | 0 | 0
0.666666666666667491February | Resource 1 | Sublap 1 | 16:00 | 4 | 91 | February | 11000 | 0 | 0 | 0 | 0 | 0 | 0 | 0 | 0 | 0 | 0 | 0 | 0 | 0 | 0 | 0 | 0 | 6.0407 | 4.5829 | 2.8856 | 1.4705 | -1.4281 | -0.033326 | 0 | 0 | 0 | 0 | 0 | 0 | 0 | 0 | 0 | 0 | 0 | 0 | 0 | 0 | 0 | 0 | 0 | 0 | 66.448 | 50.4117 | 31.7419 | 16.1752 | -15.7091 | -0.36659 | 0 | 0
0.666666666666667491March | Resource 1 | Sublap 1 | 16:00 | 4 | 91 | March | 12000 | 0 | 0 | 0 | 0 | 0 | 0 | 0 | 0 | 0 | 0 | 0 | 0 | 0 | 0 | 0 | 0 | 6.0407 | 4.5829 | 2.8856 | 1.4705 | -1.4281 | -0.033326 | 0 | 0 | 0 | 0 | 0 | 0 | 0 | 0 | 0 | 0 | 0 | 0 | 0 | 0 | 0 | 0 | 0 | 0 | 72.4888 | 54.9946 | 34.6275 | 17.6456 | -17.1372 | -0.39991 | 0 | 0
0.666666666666667491April | Resource 1 | Sublap 1 | 16:00 | 4 | 91 | April | 13000 | 0 | 0 | 0 | 0 | 0 | 0 | 0 | 0 | 0 | 0 | 0 | 0 | 0 | 0 | 0 | 0 | 6.0407 | 4.5829 | 2.8856 | 1.4705 | -1.4281 | -0.033326 | 0 | 0 | 0 | 0 | 0 | 0 | 0 | 0 | 0 | 0 | 0 | 0 | 0 | 0 | 0 | 0 | 0 | 0 | 78.5295 | 59.5775 | 37.5131 | 19.1161 | -18.5653 | -0.43324 | 0 | 0
0.666666666666667491May | Resource 1 | Sublap 1 | 16:00 | 4 | 91 | May | 14000 | 0 | 0 | 0 | 0 | 0 | 0 | 0 | 0 | 0 | 0 | 0 | 0 | 0 | 0 | 0 | 0 | 6.0407 | 4.5829 | 2.8856 | 1.4705 | -1.4281 | -0.033326 | 0 | 0 | 0 | 0 | 0 | 0 | 0 | 0 | 0 | 0 | 0 | 0 | 0 | 0 | 0 | 0 | 0 | 0 | 84.5702 | 64.1604 | 40.3988 | 20.5866 | -19.9934 | -0.46656 | 0 | 0
0.666666666666667491June | Resource 1 | Sublap 1 | 16:00 | 4 | 91 | June | 15000 | 0 | 0 | 0 | 0 | 0 | 0 | 0 | 0 | 0 | 0 | 0 | 0 | 0 | 0 | 0 | 0 | 6.0407 | 4.5829 | 2.8856 | 1.4705 | -1.4281 | -0.033326 | 0 | 0 | 0 | 0 | 0 | 0 | 0 | 0 | 0 | 0 | 0 | 0 | 0 | 0 | 0 | 0 | 0 | 0 | 90.611 | 68.7433 | 43.2844 | 22.0571 | -21.4215 | -0.49989 | 0 | 0
0.666666666666667491July | Resource 1 | Sublap 1 | 16:00 | 4 | 91 | July | 16000 | 0 | 0 | 0 | 0 | 0 | 0 | 0 | 0 | 0 | 0 | 0 | 0 | 0 | 0 | 0 | 0 | 6.0407 | 4.5829 | 2.8856 | 1.4705 | -1.4281 | -0.033326 | 0 | 0 | 0 | 0 | 0 | 0 | 0 | 0 | 0 | 0 | 0 | 0 | 0 | 0 | 0 | 0 | 0 | 0 | 96.6517 | 73.3261 | 46.17 | 23.5275 | -22.8496 | -0.53322 | 0 | 0
0.666666666666667491August | Resource 1 | Sublap 1 | 16:00 | 4 | 91 | August | 17000 | 0 | 0 | 0 | 0 | 0 | 0 | 0 | 0 | 0 | 0 | 0 | 0 | 0 | 0 | 0 | 0 | 6.0407 | 4.5829 | 2.8856 | 1.4705 | -1.4281 | -0.033326 | 0 | 0 | 0 | 0 | 0 | 0 | 0 | 0 | 0 | 0 | 0 | 0 | 0 | 0 | 0 | 0 | 0 | 0 | 102.6924 | 77.909 | 49.0556 | 24.998 | -24.2777 | -0.56654 | 0 | 0
0.666666666666667491September | Resource 1 | Sublap 1 | 16:00 | 4 | 91 | September | 18000 | 0 | 0 | 0 | 0 | 0 | 0 | 0 | 0 | 0 | 0 | 0 | 0 | 0 | 0 | 0 | 0 | 6.0407 | 4.5829 | 2.8856 | 1.4705 | -1.4281 | -0.033326 | 0 | 0 | 0 | 0 | 0 | 0 | 0 | 0 | 0 | 0 | 0 | 0 | 0 | 0 | 0 | 0 | 0 | 0 | 108.7332 | 82.4919 | 51.9413 | 26.4685 | -25.7058 | -0.59987 | 0 | 0
0.666666666666667491October | Resource 1 | Sublap 1 | 16:00 | 4 | 91 | October | 19000 | 0 | 0 | 0 | 0 | 0 | 0 | 0 | 0 | 0 | 0 | 0 | 0 | 0 | 0 | 0 | 0 | 6.0407 | 4.5829 | 2.8856 | 1.4705 | -1.4281 | -0.033326 | 0 | 0 | 0 | 0 | 0 | 0 | 0 | 0 | 0 | 0 | 0 | 0 | 0 | 0 | 0 | 0 | 0 | 0 | 114.7739 | 87.0748 | 54.8269 | 27.9389 | -27.1339 | -0.63319 | 0 | 0
0.666666666666667491November | Resource 1 | Sublap 1 | 16:00 | 4 | 91 | November | 20000 | 0 | 0 | 0 | 0 | 0 | 0 | 0 | 0 | 0 | 0 | 0 | 0 | 0 | 0 | 0 | 0 | 6.0407 | 4.5829 | 2.8856 | 1.4705 | -1.4281 | -0.033326 | 0 | 0 | 0 | 0 | 0 | 0 | 0 | 0 | 0 | 0 | 0 | 0 | 0 | 0 | 0 | 0 | 0 | 0 | 120.8146 | 91.6577 | 57.7125 | 29.4094 | -28.562 | -0.66652 | 0 | 0
0.666666666666667491December | Resource 1 | Sublap 1 | 16:00 | 4 | 91 | December | 21000 | 0 | 0 | 0 | 0 | 0 | 0 | 0 | 0 | 0 | 0 | 0 | 0 | 0 | 0 | 0 | 0 | 6.0407 | 4.5829 | 2.8856 | 1.4705 | -1.4281 | -0.033326 | 0 | 0 | 0 | 0 | 0 | 0 | 0 | 0 | 0 | 0 | 0 | 0 | 0 | 0 | 0 | 0 | 0 | 0 | 126.8554 | 96.2406 | 60.5981 | 30.8799 | -29.9901 | -0.69985 | 0 | 0
0.666666666666667492January | Resource 1 | Sublap 1 | 16:00 | 4 | 92 | January | 10000 | 0 | 0 | 0 | 0 | 0 | 0 | 0 | 0 | 0 | 0 | 0 | 0 | 0 | 0 | 0 | 0 | 6.4494 | 4.9005 | 2.9811 | 1.5783 | -1.4682 | -0.034258 | 0 | 0 | 0 | 0 | 0 | 0 | 0 | 0 | 0 | 0 | 0 | 0 | 0 | 0 | 0 | 0 | 0 | 0 | 64.4936 | 49.0054 | 29.8109 | 15.783 | -14.6823 | -0.34258 | 0 | 0
0.666666666666667492February | Resource 1 | Sublap 1 | 16:00 | 4 | 92 | February | 11000 | 0 | 0 | 0 | 0 | 0 | 0 | 0 | 0 | 0 | 0 | 0 | 0 | 0 | 0 | 0 | 0 | 6.4494 | 4.9005 | 2.9811 | 1.5783 | -1.4682 | -0.034258 | 0 | 0 | 0 | 0 | 0 | 0 | 0 | 0 | 0 | 0 | 0 | 0 | 0 | 0 | 0 | 0 | 0 | 0 | 70.943 | 53.906 | 32.792 | 17.3613 | -16.1505 | -0.37684 | 0 | 0
0.666666666666667492March | Resource 1 | Sublap 1 | 16:00 | 4 | 92 | March | 12000 | 0 | 0 | 0 | 0 | 0 | 0 | 0 | 0 | 0 | 0 | 0 | 0 | 0 | 0 | 0 | 0 | 6.4494 | 4.9005 | 2.9811 | 1.5783 | -1.4682 | -0.034258 | 0 | 0 | 0 | 0 | 0 | 0 | 0 | 0 | 0 | 0 | 0 | 0 | 0 | 0 | 0 | 0 | 0 | 0 | 77.3923 | 58.8065 | 35.7731 | 18.9396 | -17.6188 | -0.4111 | 0 | 0
0.666666666666667492April | Resource 1 | Sublap 1 | 16:00 | 4 | 92 | April | 13000 | 0 | 0 | 0 | 0 | 0 | 0 | 0 | 0 | 0 | 0 | 0 | 0 | 0 | 0 | 0 | 0 | 6.4494 | 4.9005 | 2.9811 | 1.5783 | -1.4682 | -0.034258 | 0 | 0 | 0 | 0 | 0 | 0 | 0 | 0 | 0 | 0 | 0 | 0 | 0 | 0 | 0 | 0 | 0 | 0 | 83.8417 | 63.7071 | 38.7542 | 20.5178 | -19.087 | -0.44536 | 0 | 0
0.666666666666667492May | Resource 1 | Sublap 1 | 16:00 | 4 | 92 | May | 14000 | 0 | 0 | 0 | 0 | 0 | 0 | 0 | 0 | 0 | 0 | 0 | 0 | 0 | 0 | 0 | 0 | 6.4494 | 4.9005 | 2.9811 | 1.5783 | -1.4682 | -0.034258 | 0 | 0 | 0 | 0 | 0 | 0 | 0 | 0 | 0 | 0 | 0 | 0 | 0 | 0 | 0 | 0 | 0 | 0 | 90.291 | 68.6076 | 41.7353 | 22.0962 | -20.5552 | -0.47962 | 0 | 0
0.666666666666667492June | Resource 1 | Sublap 1 | 16:00 | 4 | 92 | June | 15000 | 0 | 0 | 0 | 0 | 0 | 0 | 0 | 0 | 0 | 0 | 0 | 0 | 0 | 0 | 0 | 0 | 6.4494 | 4.9005 | 2.9811 | 1.5783 | -1.4682 | -0.034258 | 0 | 0 | 0 | 0 | 0 | 0 | 0 | 0 | 0 | 0 | 0 | 0 | 0 | 0 | 0 | 0 | 0 | 0 | 96.7404 | 73.5081 | 44.7164 | 23.6744 | -22.0235 | -0.51387 | 0 | 0
0.666666666666667492July | Resource 1 | Sublap 1 | 16:00 | 4 | 92 | July | 16000 | 0 | 0 | 0 | 0 | 0 | 0 | 0 | 0 | 0 | 0 | 0 | 0 | 0 | 0 | 0 | 0 | 6.4494 | 4.9005 | 2.9811 | 1.5783 | -1.4682 | -0.034258 | 0 | 0 | 0 | 0 | 0 | 0 | 0 | 0 | 0 | 0 | 0 | 0 | 0 | 0 | 0 | 0 | 0 | 0 | 103.1898 | 78.4087 | 47.6975 | 25.2527 | -23.4917 | -0.54813 | 0 | 0
0.666666666666667492August | Resource 1 | Sublap 1 | 16:00 | 4 | 92 | August | 17000 | 0 | 0 | 0 | 0 | 0 | 0 | 0 | 0 | 0 | 0 | 0 | 0 | 0 | 0 | 0 | 0 | 6.4494 | 4.9005 | 2.9811 | 1.5783 | -1.4682 | -0.034258 | 0 | 0 | 0 | 0 | 0 | 0 | 0 | 0 | 0 | 0 | 0 | 0 | 0 | 0 | 0 | 0 | 0 | 0 | 109.6391 | 83.3092 | 50.6786 | 26.831 | -24.9599 | -0.58239 | 0 | 0
0.666666666666667492September | Resource 1 | Sublap 1 | 16:00 | 4 | 92 | September | 18000 | 0 | 0 | 0 | 0 | 0 | 0 | 0 | 0 | 0 | 0 | 0 | 0 | 0 | 0 | 0 | 0 | 6.4494 | 4.9005 | 2.9811 | 1.5783 | -1.4682 | -0.034258 | 0 | 0 | 0 | 0 | 0 | 0 | 0 | 0 | 0 | 0 | 0 | 0 | 0 | 0 | 0 | 0 | 0 | 0 | 116.0885 | 88.2097 | 53.6597 | 28.4093 | -26.4281 | -0.61665 | 0 | 0
0.666666666666667492October | Resource 1 | Sublap 1 | 16:00 | 4 | 92 | October | 19000 | 0 | 0 | 0 | 0 | 0 | 0 | 0 | 0 | 0 | 0 | 0 | 0 | 0 | 0 | 0 | 0 | 6.4494 | 4.9005 | 2.9811 | 1.5783 | -1.4682 | -0.034258 | 0 | 0 | 0 | 0 | 0 | 0 | 0 | 0 | 0 | 0 | 0 | 0 | 0 | 0 | 0 | 0 | 0 | 0 | 122.5379 | 93.1103 | 56.6408 | 29.9876 | -27.8964 | -0.65091 | 0 | 0
0.666666666666667492November | Resource 1 | Sublap 1 | 16:00 | 4 | 92 | November | 20000 | 0 | 0 | 0 | 0 | 0 | 0 | 0 | 0 | 0 | 0 | 0 | 0 | 0 | 0 | 0 | 0 | 6.4494 | 4.9005 | 2.9811 | 1.5783 | -1.4682 | -0.034258 | 0 | 0 | 0 | 0 | 0 | 0 | 0 | 0 | 0 | 0 | 0 | 0 | 0 | 0 | 0 | 0 | 0 | 0 | 128.9872 | 98.0108 | 59.6219 | 31.5659 | -29.3646 | -0.68516 | 0 | 0
0.666666666666667492December | Resource 1 | Sublap 1 | 16:00 | 4 | 92 | December | 21000 | 0 | 0 | 0 | 0 | 0 | 0 | 0 | 0 | 0 | 0 | 0 | 0 | 0 | 0 | 0 | 0 | 6.4494 | 4.9005 | 2.9811 | 1.5783 | -1.4682 | -0.034258 | 0 | 0 | 0 | 0 | 0 | 0 | 0 | 0 | 0 | 0 | 0 | 0 | 0 | 0 | 0 | 0 | 0 | 0 | 135.4366 | 102.9114 | 62.603 | 33.1442 | -30.8328 | -0.71942 | 0 | 0
0.666666666666667493January | Resource 1 | Sublap 1 | 16:00 | 4 | 93 | January | 10000 | 0 | 0 | 0 | 0 | 0 | 0 | 0 | 0 | 0 | 0 | 0 | 0 | 0 | 0 | 0 | 0 | 6.8498 | 5.2408 | 3.3854 | 1.9213 | -1.5728 | -0.036688 | 0 | 0 | 0 | 0 | 0 | 0 | 0 | 0 | 0 | 0 | 0 | 0 | 0 | 0 | 0 | 0 | 0 | 0 | 68.498 | 52.4085 | 33.8537 | 19.2127 | -15.7281 | -0.36688 | 0 | 0
0.666666666666667493February | Resource 1 | Sublap 1 | 16:00 | 4 | 93 | February | 11000 | 0 | 0 | 0 | 0 | 0 | 0 | 0 | 0 | 0 | 0 | 0 | 0 | 0 | 0 | 0 | 0 | 6.8498 | 5.2408 | 3.3854 | 1.9213 | -1.5728 | -0.036688 | 0 | 0 | 0 | 0 | 0 | 0 | 0 | 0 | 0 | 0 | 0 | 0 | 0 | 0 | 0 | 0 | 0 | 0 | 75.3478 | 57.6493 | 37.2391 | 21.1339 | -17.301 | -0.40356 | 0 | 0
0.666666666666667493March | Resource 1 | Sublap 1 | 16:00 | 4 | 93 | March | 12000 | 0 | 0 | 0 | 0 | 0 | 0 | 0 | 0 | 0 | 0 | 0 | 0 | 0 | 0 | 0 | 0 | 6.8498 | 5.2408 | 3.3854 | 1.9213 | -1.5728 | -0.036688 | 0 | 0 | 0 | 0 | 0 | 0 | 0 | 0 | 0 | 0 | 0 | 0 | 0 | 0 | 0 | 0 | 0 | 0 | 82.1976 | 62.8902 | 40.6245 | 23.0552 | -18.8738 | -0.44025 | 0 | 0
0.666666666666667493April | Resource 1 | Sublap 1 | 16:00 | 4 | 93 | April | 13000 | 0 | 0 | 0 | 0 | 0 | 0 | 0 | 0 | 0 | 0 | 0 | 0 | 0 | 0 | 0 | 0 | 6.8498 | 5.2408 | 3.3854 | 1.9213 | -1.5728 | -0.036688 | 0 | 0 | 0 | 0 | 0 | 0 | 0 | 0 | 0 | 0 | 0 | 0 | 0 | 0 | 0 | 0 | 0 | 0 | 89.0473 | 68.131 | 44.0099 | 24.9765 | -20.4466 | -0.47694 | 0 | 0
0.666666666666667493May | Resource 1 | Sublap 1 | 16:00 | 4 | 93 | May | 14000 | 0 | 0 | 0 | 0 | 0 | 0 | 0 | 0 | 0 | 0 | 0 | 0 | 0 | 0 | 0 | 0 | 6.8498 | 5.2408 | 3.3854 | 1.9213 | -1.5728 | -0.036688 | 0 | 0 | 0 | 0 | 0 | 0 | 0 | 0 | 0 | 0 | 0 | 0 | 0 | 0 | 0 | 0 | 0 | 0 | 95.8971 | 73.3719 | 47.3952 | 26.8977 | -22.0194 | -0.51363 | 0 | 0
0.666666666666667493June | Resource 1 | Sublap 1 | 16:00 | 4 | 93 | June | 15000 | 0 | 0 | 0 | 0 | 0 | 0 | 0 | 0 | 0 | 0 | 0 | 0 | 0 | 0 | 0 | 0 | 6.8498 | 5.2408 | 3.3854 | 1.9213 | -1.5728 | -0.036688 | 0 | 0 | 0 | 0 | 0 | 0 | 0 | 0 | 0 | 0 | 0 | 0 | 0 | 0 | 0 | 0 | 0 | 0 | 102.7469 | 78.6127 | 50.7806 | 28.819 | -23.5922 | -0.55031 | 0 | 0
0.666666666666667493July | Resource 1 | Sublap 1 | 16:00 | 4 | 93 | July | 16000 | 0 | 0 | 0 | 0 | 0 | 0 | 0 | 0 | 0 | 0 | 0 | 0 | 0 | 0 | 0 | 0 | 6.8498 | 5.2408 | 3.3854 | 1.9213 | -1.5728 | -0.036688 | 0 | 0 | 0 | 0 | 0 | 0 | 0 | 0 | 0 | 0 | 0 | 0 | 0 | 0 | 0 | 0 | 0 | 0 | 109.5967 | 83.8536 | 54.166 | 30.7403 | -25.165 | -0.587 | 0 | 0
0.666666666666667493August | Resource 1 | Sublap 1 | 16:00 | 4 | 93 | August | 17000 | 0 | 0 | 0 | 0 | 0 | 0 | 0 | 0 | 0 | 0 | 0 | 0 | 0 | 0 | 0 | 0 | 6.8498 | 5.2408 | 3.3854 | 1.9213 | -1.5728 | -0.036688 | 0 | 0 | 0 | 0 | 0 | 0 | 0 | 0 | 0 | 0 | 0 | 0 | 0 | 0 | 0 | 0 | 0 | 0 | 116.4465 | 89.0944 | 57.5513 | 32.6615 | -26.7378 | -0.62369 | 0 | 0
0.666666666666667493September | Resource 1 | Sublap 1 | 16:00 | 4 | 93 | September | 18000 | 0 | 0 | 0 | 0 | 0 | 0 | 0 | 0 | 0 | 0 | 0 | 0 | 0 | 0 | 0 | 0 | 6.8498 | 5.2408 | 3.3854 | 1.9213 | -1.5728 | -0.036688 | 0 | 0 | 0 | 0 | 0 | 0 | 0 | 0 | 0 | 0 | 0 | 0 | 0 | 0 | 0 | 0 | 0 | 0 | 123.2963 | 94.3353 | 60.9367 | 34.5828 | -28.3106 | -0.66038 | 0 | 0
0.666666666666667493October | Resource 1 | Sublap 1 | 16:00 | 4 | 93 | October | 19000 | 0 | 0 | 0 | 0 | 0 | 0 | 0 | 0 | 0 | 0 | 0 | 0 | 0 | 0 | 0 | 0 | 6.8498 | 5.2408 | 3.3854 | 1.9213 | -1.5728 | -0.036688 | 0 | 0 | 0 | 0 | 0 | 0 | 0 | 0 | 0 | 0 | 0 | 0 | 0 | 0 | 0 | 0 | 0 | 0 | 130.1461 | 99.5761 | 64.3221 | 36.5041 | -29.8835 | -0.69707 | 0 | 0
0.666666666666667493November | Resource 1 | Sublap 1 | 16:00 | 4 | 93 | November | 20000 | 0 | 0 | 0 | 0 | 0 | 0 | 0 | 0 | 0 | 0 | 0 | 0 | 0 | 0 | 0 | 0 | 6.8498 | 5.2408 | 3.3854 | 1.9213 | -1.5728 | -0.036688 | 0 | 0 | 0 | 0 | 0 | 0 | 0 | 0 | 0 | 0 | 0 | 0 | 0 | 0 | 0 | 0 | 0 | 0 | 136.9959 | 104.817 | 67.7075 | 38.4253 | -31.4563 | -0.73375 | 0 | 0
0.666666666666667493December | Resource 1 | Sublap 1 | 16:00 | 4 | 93 | December | 21000 | 0 | 0 | 0 | 0 | 0 | 0 | 0 | 0 | 0 | 0 | 0 | 0 | 0 | 0 | 0 | 0 | 6.8498 | 5.2408 | 3.3854 | 1.9213 | -1.5728 | -0.036688 | 0 | 0 | 0 | 0 | 0 | 0 | 0 | 0 | 0 | 0 | 0 | 0 | 0 | 0 | 0 | 0 | 0 | 0 | 143.8457 | 110.0578 | 71.0928 | 40.3466 | -33.0291 | -0.77044 | 0 | 0
0.666666666666667494January | Resource 1 | Sublap 1 | 16:00 | 4 | 94 | January | 10000 | 0 | 0 | 0 | 0 | 0 | 0 | 0 | 0 | 0 | 0 | 0 | 0 | 0 | 0 | 0 | 0 | 6.6415 | 4.9913 | 3.3044 | 1.6947 | -1.5748 | -0.036733 | 0 | 0 | 0 | 0 | 0 | 0 | 0 | 0 | 0 | 0 | 0 | 0 | 0 | 0 | 0 | 0 | 0 | 0 | 66.4146 | 49.9133 | 33.044 | 16.9467 | -15.7476 | -0.36733 | 0 | 0
0.666666666666667494February | Resource 1 | Sublap 1 | 16:00 | 4 | 94 | February | 11000 | 0 | 0 | 0 | 0 | 0 | 0 | 0 | 0 | 0 | 0 | 0 | 0 | 0 | 0 | 0 | 0 | 6.6415 | 4.9913 | 3.3044 | 1.6947 | -1.5748 | -0.036733 | 0 | 0 | 0 | 0 | 0 | 0 | 0 | 0 | 0 | 0 | 0 | 0 | 0 | 0 | 0 | 0 | 0 | 0 | 73.056 | 54.9046 | 36.3484 | 18.6414 | -17.3224 | -0.40406 | 0 | 0
0.666666666666667494March | Resource 1 | Sublap 1 | 16:00 | 4 | 94 | March | 12000 | 0 | 0 | 0 | 0 | 0 | 0 | 0 | 0 | 0 | 0 | 0 | 0 | 0 | 0 | 0 | 0 | 6.6415 | 4.9913 | 3.3044 | 1.6947 | -1.5748 | -0.036733 | 0 | 0 | 0 | 0 | 0 | 0 | 0 | 0 | 0 | 0 | 0 | 0 | 0 | 0 | 0 | 0 | 0 | 0 | 79.6975 | 59.896 | 39.6527 | 20.3361 | -18.8971 | -0.44079 | 0 | 0
0.666666666666667494April | Resource 1 | Sublap 1 | 16:00 | 4 | 94 | April | 13000 | 0 | 0 | 0 | 0 | 0 | 0 | 0 | 0 | 0 | 0 | 0 | 0 | 0 | 0 | 0 | 0 | 6.6415 | 4.9913 | 3.3044 | 1.6947 | -1.5748 | -0.036733 | 0 | 0 | 0 | 0 | 0 | 0 | 0 | 0 | 0 | 0 | 0 | 0 | 0 | 0 | 0 | 0 | 0 | 0 | 86.3389 | 64.8873 | 42.9571 | 22.0308 | -20.4719 | -0.47753 | 0 | 0
0.666666666666667494May | Resource 1 | Sublap 1 | 16:00 | 4 | 94 | May | 14000 | 0 | 0 | 0 | 0 | 0 | 0 | 0 | 0 | 0 | 0 | 0 | 0 | 0 | 0 | 0 | 0 | 6.6415 | 4.9913 | 3.3044 | 1.6947 | -1.5748 | -0.036733 | 0 | 0 | 0 | 0 | 0 | 0 | 0 | 0 | 0 | 0 | 0 | 0 | 0 | 0 | 0 | 0 | 0 | 0 | 92.9804 | 69.8786 | 46.2615 | 23.7254 | -22.0467 | -0.51426 | 0 | 0
0.666666666666667494June | Resource 1 | Sublap 1 | 16:00 | 4 | 94 | June | 15000 | 0 | 0 | 0 | 0 | 0 | 0 | 0 | 0 | 0 | 0 | 0 | 0 | 0 | 0 | 0 | 0 | 6.6415 | 4.9913 | 3.3044 | 1.6947 | -1.5748 | -0.036733 | 0 | 0 | 0 | 0 | 0 | 0 | 0 | 0 | 0 | 0 | 0 | 0 | 0 | 0 | 0 | 0 | 0 | 0 | 99.6219 | 74.87 | 49.5659 | 25.4201 | -23.6214 | -0.55099 | 0 | 0
0.666666666666667494July | Resource 1 | Sublap 1 | 16:00 | 4 | 94 | July | 16000 | 0 | 0 | 0 | 0 | 0 | 0 | 0 | 0 | 0 | 0 | 0 | 0 | 0 | 0 | 0 | 0 | 6.6415 | 4.9913 | 3.3044 | 1.6947 | -1.5748 | -0.036733 | 0 | 0 | 0 | 0 | 0 | 0 | 0 | 0 | 0 | 0 | 0 | 0 | 0 | 0 | 0 | 0 | 0 | 0 | 106.2633 | 79.8613 | 52.8703 | 27.1148 | -25.1962 | -0.58773 | 0 | 0
0.666666666666667494August | Resource 1 | Sublap 1 | 16:00 | 4 | 94 | August | 17000 | 0 | 0 | 0 | 0 | 0 | 0 | 0 | 0 | 0 | 0 | 0 | 0 | 0 | 0 | 0 | 0 | 6.6415 | 4.9913 | 3.3044 | 1.6947 | -1.5748 | -0.036733 | 0 | 0 | 0 | 0 | 0 | 0 | 0 | 0 | 0 | 0 | 0 | 0 | 0 | 0 | 0 | 0 | 0 | 0 | 112.9048 | 84.8526 | 56.1747 | 28.8095 | -26.7709 | -0.62446 | 0 | 0
0.666666666666667494September | Resource 1 | Sublap 1 | 16:00 | 4 | 94 | September | 18000 | 0 | 0 | 0 | 0 | 0 | 0 | 0 | 0 | 0 | 0 | 0 | 0 | 0 | 0 | 0 | 0 | 6.6415 | 4.9913 | 3.3044 | 1.6947 | -1.5748 | -0.036733 | 0 | 0 | 0 | 0 | 0 | 0 | 0 | 0 | 0 | 0 | 0 | 0 | 0 | 0 | 0 | 0 | 0 | 0 | 119.5462 | 89.844 | 59.4791 | 30.5041 | -28.3457 | -0.66119 | 0 | 0
0.666666666666667494October | Resource 1 | Sublap 1 | 16:00 | 4 | 94 | October | 19000 | 0 | 0 | 0 | 0 | 0 | 0 | 0 | 0 | 0 | 0 | 0 | 0 | 0 | 0 | 0 | 0 | 6.6415 | 4.9913 | 3.3044 | 1.6947 | -1.5748 | -0.036733 | 0 | 0 | 0 | 0 | 0 | 0 | 0 | 0 | 0 | 0 | 0 | 0 | 0 | 0 | 0 | 0 | 0 | 0 | 126.1877 | 94.8353 | 62.7835 | 32.1988 | -29.9205 | -0.69793 | 0 | 0
0.666666666666667494November | Resource 1 | Sublap 1 | 16:00 | 4 | 94 | November | 20000 | 0 | 0 | 0 | 0 | 0 | 0 | 0 | 0 | 0 | 0 | 0 | 0 | 0 | 0 | 0 | 0 | 6.6415 | 4.9913 | 3.3044 | 1.6947 | -1.5748 | -0.036733 | 0 | 0 | 0 | 0 | 0 | 0 | 0 | 0 | 0 | 0 | 0 | 0 | 0 | 0 | 0 | 0 | 0 | 0 | 132.8291 | 99.8266 | 66.0879 | 33.8935 | -31.4952 | -0.73466 | 0 | 0
0.666666666666667494December | Resource 1 | Sublap 1 | 16:00 | 4 | 94 | December | 21000 | 0 | 0 | 0 | 0 | 0 | 0 | 0 | 0 | 0 | 0 | 0 | 0 | 0 | 0 | 0 | 0 | 6.6415 | 4.9913 | 3.3044 | 1.6947 | -1.5748 | -0.036733 | 0 | 0 | 0 | 0 | 0 | 0 | 0 | 0 | 0 | 0 | 0 | 0 | 0 | 0 | 0 | 0 | 0 | 0 | 139.4706 | 104.818 | 69.3923 | 35.5881 | -33.07 | -0.77139 | 0 | 0
0.666666666666667495January | Resource 1 | Sublap 1 | 16:00 | 4 | 95 | January | 10000 | 0 | 0 | 0 | 0 | 0 | 0 | 0 | 0 | 0 | 0 | 0 | 0 | 0 | 0 | 0 | 0 | 10.2017 | 8.0627 | 5.7491 | 3.6538 | -2.0585 | -0.047969 | 0 | 0 | 0 | 0 | 0 | 0 | 0 | 0 | 0 | 0 | 0 | 0 | 0 | 0 | 0 | 0 | 0 | 0 | 102.0169 | 80.6273 | 57.4913 | 36.5378 | -20.5845 | -0.47969 | 0 | 0
0.666666666666667495February | Resource 1 | Sublap 1 | 16:00 | 4 | 95 | February | 11000 | 0 | 0 | 0 | 0 | 0 | 0 | 0 | 0 | 0 | 0 | 0 | 0 | 0 | 0 | 0 | 0 | 10.2017 | 8.0627 | 5.7491 | 3.6538 | -2.0585 | -0.047969 | 0 | 0 | 0 | 0 | 0 | 0 | 0 | 0 | 0 | 0 | 0 | 0 | 0 | 0 | 0 | 0 | 0 | 0 | 112.2186 | 88.69 | 63.2405 | 40.1915 | -22.643 | -0.52766 | 0 | 0
0.666666666666667495March | Resource 1 | Sublap 1 | 16:00 | 4 | 95 | March | 12000 | 0 | 0 | 0 | 0 | 0 | 0 | 0 | 0 | 0 | 0 | 0 | 0 | 0 | 0 | 0 | 0 | 10.2017 | 8.0627 | 5.7491 | 3.6538 | -2.0585 | -0.047969 | 0 | 0 | 0 | 0 | 0 | 0 | 0 | 0 | 0 | 0 | 0 | 0 | 0 | 0 | 0 | 0 | 0 | 0 | 122.4203 | 96.7527 | 68.9896 | 43.8453 | -24.7014 | -0.57563 | 0 | 0
0.666666666666667495April | Resource 1 | Sublap 1 | 16:00 | 4 | 95 | April | 13000 | 0 | 0 | 0 | 0 | 0 | 0 | 0 | 0 | 0 | 0 | 0 | 0 | 0 | 0 | 0 | 0 | 10.2017 | 8.0627 | 5.7491 | 3.6538 | -2.0585 | -0.047969 | 0 | 0 | 0 | 0 | 0 | 0 | 0 | 0 | 0 | 0 | 0 | 0 | 0 | 0 | 0 | 0 | 0 | 0 | 132.622 | 104.8155 | 74.7387 | 47.4991 | -26.7599 | -0.62359 | 0 | 0
0.666666666666667495May | Resource 1 | Sublap 1 | 16:00 | 4 | 95 | May | 14000 | 0 | 0 | 0 | 0 | 0 | 0 | 0 | 0 | 0 | 0 | 0 | 0 | 0 | 0 | 0 | 0 | 10.2017 | 8.0627 | 5.7491 | 3.6538 | -2.0585 | -0.047969 | 0 | 0 | 0 | 0 | 0 | 0 | 0 | 0 | 0 | 0 | 0 | 0 | 0 | 0 | 0 | 0 | 0 | 0 | 142.8237 | 112.8782 | 80.4879 | 51.1529 | -28.8183 | -0.67156 | 0 | 0
0.666666666666667495June | Resource 1 | Sublap 1 | 16:00 | 4 | 95 | June | 15000 | 0 | 0 | 0 | 0 | 0 | 0 | 0 | 0 | 0 | 0 | 0 | 0 | 0 | 0 | 0 | 0 | 10.2017 | 8.0627 | 5.7491 | 3.6538 | -2.0585 | -0.047969 | 0 | 0 | 0 | 0 | 0 | 0 | 0 | 0 | 0 | 0 | 0 | 0 | 0 | 0 | 0 | 0 | 0 | 0 | 153.0254 | 120.9409 | 86.237 | 54.8066 | -30.8768 | -0.71953 | 0 | 0
0.666666666666667495July | Resource 1 | Sublap 1 | 16:00 | 4 | 95 | July | 16000 | 0 | 0 | 0 | 0 | 0 | 0 | 0 | 0 | 0 | 0 | 0 | 0 | 0 | 0 | 0 | 0 | 10.2017 | 8.0627 | 5.7491 | 3.6538 | -2.0585 | -0.047969 | 0 | 0 | 0 | 0 | 0 | 0 | 0 | 0 | 0 | 0 | 0 | 0 | 0 | 0 | 0 | 0 | 0 | 0 | 163.2271 | 129.0036 | 91.9861 | 58.4604 | -32.9352 | -0.7675 | 0 | 0
0.666666666666667495August | Resource 1 | Sublap 1 | 16:00 | 4 | 95 | August | 17000 | 0 | 0 | 0 | 0 | 0 | 0 | 0 | 0 | 0 | 0 | 0 | 0 | 0 | 0 | 0 | 0 | 10.2017 | 8.0627 | 5.7491 | 3.6538 | -2.0585 | -0.047969 | 0 | 0 | 0 | 0 | 0 | 0 | 0 | 0 | 0 | 0 | 0 | 0 | 0 | 0 | 0 | 0 | 0 | 0 | 173.4288 | 137.0664 | 97.7353 | 62.1142 | -34.9937 | -0.81547 | 0 | 0
0.666666666666667495September | Resource 1 | Sublap 1 | 16:00 | 4 | 95 | September | 18000 | 0 | 0 | 0 | 0 | 0 | 0 | 0 | 0 | 0 | 0 | 0 | 0 | 0 | 0 | 0 | 0 | 10.2017 | 8.0627 | 5.7491 | 3.6538 | -2.0585 | -0.047969 | 0 | 0 | 0 | 0 | 0 | 0 | 0 | 0 | 0 | 0 | 0 | 0 | 0 | 0 | 0 | 0 | 0 | 0 | 183.6304 | 145.1291 | 103.4844 | 65.7679 | -37.0521 | -0.86344 | 0 | 0
0.666666666666667495October | Resource 1 | Sublap 1 | 16:00 | 4 | 95 | October | 19000 | 0 | 0 | 0 | 0 | 0 | 0 | 0 | 0 | 0 | 0 | 0 | 0 | 0 | 0 | 0 | 0 | 10.2017 | 8.0627 | 5.7491 | 3.6538 | -2.0585 | -0.047969 | 0 | 0 | 0 | 0 | 0 | 0 | 0 | 0 | 0 | 0 | 0 | 0 | 0 | 0 | 0 | 0 | 0 | 0 | 193.8321 | 153.1918 | 109.2335 | 69.4217 | -39.1106 | -0.91141 | 0 | 0
0.666666666666667495November | Resource 1 | Sublap 1 | 16:00 | 4 | 95 | November | 20000 | 0 | 0 | 0 | 0 | 0 | 0 | 0 | 0 | 0 | 0 | 0 | 0 | 0 | 0 | 0 | 0 | 10.2017 | 8.0627 | 5.7491 | 3.6538 | -2.0585 | -0.047969 | 0 | 0 | 0 | 0 | 0 | 0 | 0 | 0 | 0 | 0 | 0 | 0 | 0 | 0 | 0 | 0 | 0 | 0 | 204.0338 | 161.2545 | 114.9827 | 73.0755 | -41.169 | -0.95938 | 0 | 0
0.666666666666667495December | Resource 1 | Sublap 1 | 16:00 | 4 | 95 | December | 21000 | 0 | 0 | 0 | 0 | 0 | 0 | 0 | 0 | 0 | 0 | 0 | 0 | 0 | 0 | 0 | 0 | 10.2017 | 8.0627 | 5.7491 | 3.6538 | -2.0585 | -0.047969 | 0 | 0 | 0 | 0 | 0 | 0 | 0 | 0 | 0 | 0 | 0 | 0 | 0 | 0 | 0 | 0 | 0 | 0 | 214.2355 | 169.3173 | 120.7318 | 76.7293 | -43.2275 | -1.0073 | 0 | 0
0.666666666666667496January | Resource 1 | Sublap 1 | 16:00 | 4 | 96 | January | 10000 | 0 | 0 | 0 | 0 | 0 | 0 | 0 | 0 | 0 | 0 | 0 | 0 | 0 | 0 | 0 | 0 | 9.0582 | 7.4253 | 5.2653 | 3.1835 | -1.8322 | -0.042713 | 0 | 0 | 0 | 0 | 0 | 0 | 0 | 0 | 0 | 0 | 0 | 0 | 0 | 0 | 0 | 0 | 0 | 0 | 90.5815 | 74.2531 | 52.6533 | 31.8351 | -18.3221 | -0.42713 | 0 | 0
0.666666666666667496February | Resource 1 | Sublap 1 | 16:00 | 4 | 96 | February | 11000 | 0 | 0 | 0 | 0 | 0 | 0 | 0 | 0 | 0 | 0 | 0 | 0 | 0 | 0 | 0 | 0 | 9.0582 | 7.4253 | 5.2653 | 3.1835 | -1.8322 | -0.042713 | 0 | 0 | 0 | 0 | 0 | 0 | 0 | 0 | 0 | 0 | 0 | 0 | 0 | 0 | 0 | 0 | 0 | 0 | 99.6397 | 81.6784 | 57.9186 | 35.0186 | -20.1543 | -0.46985 | 0 | 0
0.666666666666667496March | Resource 1 | Sublap 1 | 16:00 | 4 | 96 | March | 12000 | 0 | 0 | 0 | 0 | 0 | 0 | 0 | 0 | 0 | 0 | 0 | 0 | 0 | 0 | 0 | 0 | 9.0582 | 7.4253 | 5.2653 | 3.1835 | -1.8322 | -0.042713 | 0 | 0 | 0 | 0 | 0 | 0 | 0 | 0 | 0 | 0 | 0 | 0 | 0 | 0 | 0 | 0 | 0 | 0 | 108.6978 | 89.1037 | 63.184 | 38.2021 | -21.9865 | -0.51256 | 0 | 0
0.666666666666667496April | Resource 1 | Sublap 1 | 16:00 | 4 | 96 | April | 13000 | 0 | 0 | 0 | 0 | 0 | 0 | 0 | 0 | 0 | 0 | 0 | 0 | 0 | 0 | 0 | 0 | 9.0582 | 7.4253 | 5.2653 | 3.1835 | -1.8322 | -0.042713 | 0 | 0 | 0 | 0 | 0 | 0 | 0 | 0 | 0 | 0 | 0 | 0 | 0 | 0 | 0 | 0 | 0 | 0 | 117.756 | 96.529 | 68.4493 | 41.3856 | -23.8187 | -0.55527 | 0 | 0
0.666666666666667496May | Resource 1 | Sublap 1 | 16:00 | 4 | 96 | May | 14000 | 0 | 0 | 0 | 0 | 0 | 0 | 0 | 0 | 0 | 0 | 0 | 0 | 0 | 0 | 0 | 0 | 9.0582 | 7.4253 | 5.2653 | 3.1835 | -1.8322 | -0.042713 | 0 | 0 | 0 | 0 | 0 | 0 | 0 | 0 | 0 | 0 | 0 | 0 | 0 | 0 | 0 | 0 | 0 | 0 | 126.8141 | 103.9543 | 73.7146 | 44.5691 | -25.6509 | -0.59799 | 0 | 0
0.666666666666667496June | Resource 1 | Sublap 1 | 16:00 | 4 | 96 | June | 15000 | 0 | 0 | 0 | 0 | 0 | 0 | 0 | 0 | 0 | 0 | 0 | 0 | 0 | 0 | 0 | 0 | 9.0582 | 7.4253 | 5.2653 | 3.1835 | -1.8322 | -0.042713 | 0 | 0 | 0 | 0 | 0 | 0 | 0 | 0 | 0 | 0 | 0 | 0 | 0 | 0 | 0 | 0 | 0 | 0 | 135.8723 | 111.3796 | 78.98 | 47.7526 | -27.4831 | -0.6407 | 0 | 0
0.666666666666667496July | Resource 1 | Sublap 1 | 16:00 | 4 | 96 | July | 16000 | 0 | 0 | 0 | 0 | 0 | 0 | 0 | 0 | 0 | 0 | 0 | 0 | 0 | 0 | 0 | 0 | 9.0582 | 7.4253 | 5.2653 | 3.1835 | -1.8322 | -0.042713 | 0 | 0 | 0 | 0 | 0 | 0 | 0 | 0 | 0 | 0 | 0 | 0 | 0 | 0 | 0 | 0 | 0 | 0 | 144.9304 | 118.8049 | 84.2453 | 50.9361 | -29.3153 | -0.68341 | 0 | 0
0.666666666666667496August | Resource 1 | Sublap 1 | 16:00 | 4 | 96 | August | 17000 | 0 | 0 | 0 | 0 | 0 | 0 | 0 | 0 | 0 | 0 | 0 | 0 | 0 | 0 | 0 | 0 | 9.0582 | 7.4253 | 5.2653 | 3.1835 | -1.8322 | -0.042713 | 0 | 0 | 0 | 0 | 0 | 0 | 0 | 0 | 0 | 0 | 0 | 0 | 0 | 0 | 0 | 0 | 0 | 0 | 153.9886 | 126.2302 | 89.5106 | 54.1196 | -31.1475 | -0.72613 | 0 | 0
0.666666666666667496September | Resource 1 | Sublap 1 | 16:00 | 4 | 96 | September | 18000 | 0 | 0 | 0 | 0 | 0 | 0 | 0 | 0 | 0 | 0 | 0 | 0 | 0 | 0 | 0 | 0 | 9.0582 | 7.4253 | 5.2653 | 3.1835 | -1.8322 | -0.042713 | 0 | 0 | 0 | 0 | 0 | 0 | 0 | 0 | 0 | 0 | 0 | 0 | 0 | 0 | 0 | 0 | 0 | 0 | 163.0467 | 133.6555 | 94.7759 | 57.3031 | -32.9797 | -0.76884 | 0 | 0
0.666666666666667496October | Resource 1 | Sublap 1 | 16:00 | 4 | 96 | October | 19000 | 0 | 0 | 0 | 0 | 0 | 0 | 0 | 0 | 0 | 0 | 0 | 0 | 0 | 0 | 0 | 0 | 9.0582 | 7.4253 | 5.2653 | 3.1835 | -1.8322 | -0.042713 | 0 | 0 | 0 | 0 | 0 | 0 | 0 | 0 | 0 | 0 | 0 | 0 | 0 | 0 | 0 | 0 | 0 | 0 | 172.1049 | 141.0808 | 100.0413 | 60.4866 | -34.812 | -0.81155 | 0 | 0
0.666666666666667496November | Resource 1 | Sublap 1 | 16:00 | 4 | 96 | November | 20000 | 0 | 0 | 0 | 0 | 0 | 0 | 0 | 0 | 0 | 0 | 0 | 0 | 0 | 0 | 0 | 0 | 9.0582 | 7.4253 | 5.2653 | 3.1835 | -1.8322 | -0.042713 | 0 | 0 | 0 | 0 | 0 | 0 | 0 | 0 | 0 | 0 | 0 | 0 | 0 | 0 | 0 | 0 | 0 | 0 | 181.163 | 148.5061 | 105.3066 | 63.6701 | -36.6442 | -0.85427 | 0 | 0
0.666666666666667496December | Resource 1 | Sublap 1 | 16:00 | 4 | 96 | December | 21000 | 0 | 0 | 0 | 0 | 0 | 0 | 0 | 0 | 0 | 0 | 0 | 0 | 0 | 0 | 0 | 0 | 9.0582 | 7.4253 | 5.2653 | 3.1835 | -1.8322 | -0.042713 | 0 | 0 | 0 | 0 | 0 | 0 | 0 | 0 | 0 | 0 | 0 | 0 | 0 | 0 | 0 | 0 | 0 | 0 | 190.2212 | 155.9314 | 110.5719 | 66.8536 | -38.4764 | -0.89698 | 0 | 0
0.666666666666667497January | Resource 1 | Sublap 1 | 16:00 | 4 | 97 | January | 10000 | 0 | 0 | 0 | 0 | 0 | 0 | 0 | 0 | 0 | 0 | 0 | 0 | 0 | 0 | 0 | 0 | 8.1248 | 5.7882 | 3.3489 | 1.8977 | -1.7012 | -0.03967 | 0 | 0 | 0 | 0 | 0 | 0 | 0 | 0 | 0 | 0 | 0 | 0 | 0 | 0 | 0 | 0 | 0 | 0 | 81.2481 | 57.8817 | 33.4889 | 18.9766 | -17.0119 | -0.3967 | 0 | 0
0.666666666666667497February | Resource 1 | Sublap 1 | 16:00 | 4 | 97 | February | 11000 | 0 | 0 | 0 | 0 | 0 | 0 | 0 | 0 | 0 | 0 | 0 | 0 | 0 | 0 | 0 | 0 | 8.1248 | 5.7882 | 3.3489 | 1.8977 | -1.7012 | -0.03967 | 0 | 0 | 0 | 0 | 0 | 0 | 0 | 0 | 0 | 0 | 0 | 0 | 0 | 0 | 0 | 0 | 0 | 0 | 89.3729 | 63.6699 | 36.8378 | 20.8742 | -18.713 | -0.43637 | 0 | 0
0.666666666666667497March | Resource 1 | Sublap 1 | 16:00 | 4 | 97 | March | 12000 | 0 | 0 | 0 | 0 | 0 | 0 | 0 | 0 | 0 | 0 | 0 | 0 | 0 | 0 | 0 | 0 | 8.1248 | 5.7882 | 3.3489 | 1.8977 | -1.7012 | -0.03967 | 0 | 0 | 0 | 0 | 0 | 0 | 0 | 0 | 0 | 0 | 0 | 0 | 0 | 0 | 0 | 0 | 0 | 0 | 97.4977 | 69.4581 | 40.1867 | 22.7719 | -20.4142 | -0.47604 | 0 | 0
0.666666666666667497April | Resource 1 | Sublap 1 | 16:00 | 4 | 97 | April | 13000 | 0 | 0 | 0 | 0 | 0 | 0 | 0 | 0 | 0 | 0 | 0 | 0 | 0 | 0 | 0 | 0 | 8.1248 | 5.7882 | 3.3489 | 1.8977 | -1.7012 | -0.03967 | 0 | 0 | 0 | 0 | 0 | 0 | 0 | 0 | 0 | 0 | 0 | 0 | 0 | 0 | 0 | 0 | 0 | 0 | 105.6225 | 75.2462 | 43.5356 | 24.6696 | -22.1154 | -0.51571 | 0 | 0
0.666666666666667497May | Resource 1 | Sublap 1 | 16:00 | 4 | 97 | May | 14000 | 0 | 0 | 0 | 0 | 0 | 0 | 0 | 0 | 0 | 0 | 0 | 0 | 0 | 0 | 0 | 0 | 8.1248 | 5.7882 | 3.3489 | 1.8977 | -1.7012 | -0.03967 | 0 | 0 | 0 | 0 | 0 | 0 | 0 | 0 | 0 | 0 | 0 | 0 | 0 | 0 | 0 | 0 | 0 | 0 | 113.7473 | 81.0344 | 46.8845 | 26.5672 | -23.8166 | -0.55538 | 0 | 0
0.666666666666667497June | Resource 1 | Sublap 1 | 16:00 | 4 | 97 | June | 15000 | 0 | 0 | 0 | 0 | 0 | 0 | 0 | 0 | 0 | 0 | 0 | 0 | 0 | 0 | 0 | 0 | 8.1248 | 5.7882 | 3.3489 | 1.8977 | -1.7012 | -0.03967 | 0 | 0 | 0 | 0 | 0 | 0 | 0 | 0 | 0 | 0 | 0 | 0 | 0 | 0 | 0 | 0 | 0 | 0 | 121.8721 | 86.8226 | 50.2334 | 28.4649 | -25.5178 | -0.59505 | 0 | 0
0.666666666666667497July | Resource 1 | Sublap 1 | 16:00 | 4 | 97 | July | 16000 | 0 | 0 | 0 | 0 | 0 | 0 | 0 | 0 | 0 | 0 | 0 | 0 | 0 | 0 | 0 | 0 | 8.1248 | 5.7882 | 3.3489 | 1.8977 | -1.7012 | -0.03967 | 0 | 0 | 0 | 0 | 0 | 0 | 0 | 0 | 0 | 0 | 0 | 0 | 0 | 0 | 0 | 0 | 0 | 0 | 129.9969 | 92.6107 | 53.5822 | 30.3625 | -27.219 | -0.63472 | 0 | 0
0.666666666666667497August | Resource 1 | Sublap 1 | 16:00 | 4 | 97 | August | 17000 | 0 | 0 | 0 | 0 | 0 | 0 | 0 | 0 | 0 | 0 | 0 | 0 | 0 | 0 | 0 | 0 | 8.1248 | 5.7882 | 3.3489 | 1.8977 | -1.7012 | -0.03967 | 0 | 0 | 0 | 0 | 0 | 0 | 0 | 0 | 0 | 0 | 0 | 0 | 0 | 0 | 0 | 0 | 0 | 0 | 138.1217 | 98.3989 | 56.9311 | 32.2602 | -28.9202 | -0.67438 | 0 | 0
0.666666666666667497September | Resource 1 | Sublap 1 | 16:00 | 4 | 97 | September | 18000 | 0 | 0 | 0 | 0 | 0 | 0 | 0 | 0 | 0 | 0 | 0 | 0 | 0 | 0 | 0 | 0 | 8.1248 | 5.7882 | 3.3489 | 1.8977 | -1.7012 | -0.03967 | 0 | 0 | 0 | 0 | 0 | 0 | 0 | 0 | 0 | 0 | 0 | 0 | 0 | 0 | 0 | 0 | 0 | 0 | 146.2465 | 104.1871 | 60.28 | 34.1579 | -30.6213 | -0.71405 | 0 | 0
0.666666666666667497October | Resource 1 | Sublap 1 | 16:00 | 4 | 97 | October | 19000 | 0 | 0 | 0 | 0 | 0 | 0 | 0 | 0 | 0 | 0 | 0 | 0 | 0 | 0 | 0 | 0 | 8.1248 | 5.7882 | 3.3489 | 1.8977 | -1.7012 | -0.03967 | 0 | 0 | 0 | 0 | 0 | 0 | 0 | 0 | 0 | 0 | 0 | 0 | 0 | 0 | 0 | 0 | 0 | 0 | 154.3713 | 109.9752 | 63.6289 | 36.0555 | -32.3225 | -0.75372 | 0 | 0
0.666666666666667497November | Resource 1 | Sublap 1 | 16:00 | 4 | 97 | November | 20000 | 0 | 0 | 0 | 0 | 0 | 0 | 0 | 0 | 0 | 0 | 0 | 0 | 0 | 0 | 0 | 0 | 8.1248 | 5.7882 | 3.3489 | 1.8977 | -1.7012 | -0.03967 | 0 | 0 | 0 | 0 | 0 | 0 | 0 | 0 | 0 | 0 | 0 | 0 | 0 | 0 | 0 | 0 | 0 | 0 | 162.4961 | 115.7634 | 66.9778 | 37.9532 | -34.0237 | -0.79339 | 0 | 0
0.666666666666667497December | Resource 1 | Sublap 1 | 16:00 | 4 | 97 | December | 21000 | 0 | 0 | 0 | 0 | 0 | 0 | 0 | 0 | 0 | 0 | 0 | 0 | 0 | 0 | 0 | 0 | 8.1248 | 5.7882 | 3.3489 | 1.8977 | -1.7012 | -0.03967 | 0 | 0 | 0 | 0 | 0 | 0 | 0 | 0 | 0 | 0 | 0 | 0 | 0 | 0 | 0 | 0 | 0 | 0 | 170.6209 | 121.5516 | 70.3267 | 39.8508 | -35.7249 | -0.83306 | 0 | 0
0.666666666666667498January | Resource 1 | Sublap 1 | 16:00 | 4 | 98 | January | 10000 | 0 | 0 | 0 | 0 | 0 | 0 | 0 | 0 | 0 | 0 | 0 | 0 | 0 | 0 | 0 | 0 | 9.842 | 7.6203 | 4.9949 | 2.7399 | -1.9453 | -0.04534 | 0 | 0 | 0 | 0 | 0 | 0 | 0 | 0 | 0 | 0 | 0 | 0 | 0 | 0 | 0 | 0 | 0 | 0 | 98.4198 | 76.2034 | 49.9494 | 27.3992 | -19.453 | -0.4534 | 0 | 0
0.666666666666667498February | Resource 1 | Sublap 1 | 16:00 | 4 | 98 | February | 11000 | 0 | 0 | 0 | 0 | 0 | 0 | 0 | 0 | 0 | 0 | 0 | 0 | 0 | 0 | 0 | 0 | 9.842 | 7.6203 | 4.9949 | 2.7399 | -1.9453 | -0.04534 | 0 | 0 | 0 | 0 | 0 | 0 | 0 | 0 | 0 | 0 | 0 | 0 | 0 | 0 | 0 | 0 | 0 | 0 | 108.2618 | 83.8238 | 54.9444 | 30.1392 | -21.3983 | -0.49874 | 0 | 0
0.666666666666667498March | Resource 1 | Sublap 1 | 16:00 | 4 | 98 | March | 12000 | 0 | 0 | 0 | 0 | 0 | 0 | 0 | 0 | 0 | 0 | 0 | 0 | 0 | 0 | 0 | 0 | 9.842 | 7.6203 | 4.9949 | 2.7399 | -1.9453 | -0.04534 | 0 | 0 | 0 | 0 | 0 | 0 | 0 | 0 | 0 | 0 | 0 | 0 | 0 | 0 | 0 | 0 | 0 | 0 | 118.1038 | 91.4441 | 59.9393 | 32.8791 | -23.3436 | -0.54408 | 0 | 0
0.666666666666667498April | Resource 1 | Sublap 1 | 16:00 | 4 | 98 | April | 13000 | 0 | 0 | 0 | 0 | 0 | 0 | 0 | 0 | 0 | 0 | 0 | 0 | 0 | 0 | 0 | 0 | 9.842 | 7.6203 | 4.9949 | 2.7399 | -1.9453 | -0.04534 | 0 | 0 | 0 | 0 | 0 | 0 | 0 | 0 | 0 | 0 | 0 | 0 | 0 | 0 | 0 | 0 | 0 | 0 | 127.9457 | 99.0645 | 64.9343 | 35.619 | -25.2889 | -0.58942 | 0 | 0
0.666666666666667498May | Resource 1 | Sublap 1 | 16:00 | 4 | 98 | May | 14000 | 0 | 0 | 0 | 0 | 0 | 0 | 0 | 0 | 0 | 0 | 0 | 0 | 0 | 0 | 0 | 0 | 9.842 | 7.6203 | 4.9949 | 2.7399 | -1.9453 | -0.04534 | 0 | 0 | 0 | 0 | 0 | 0 | 0 | 0 | 0 | 0 | 0 | 0 | 0 | 0 | 0 | 0 | 0 | 0 | 137.7877 | 106.6848 | 69.9292 | 38.3589 | -27.2342 | -0.63476 | 0 | 0
0.666666666666667498June | Resource 1 | Sublap 1 | 16:00 | 4 | 98 | June | 15000 | 0 | 0 | 0 | 0 | 0 | 0 | 0 | 0 | 0 | 0 | 0 | 0 | 0 | 0 | 0 | 0 | 9.842 | 7.6203 | 4.9949 | 2.7399 | -1.9453 | -0.04534 | 0 | 0 | 0 | 0 | 0 | 0 | 0 | 0 | 0 | 0 | 0 | 0 | 0 | 0 | 0 | 0 | 0 | 0 | 147.6297 | 114.3052 | 74.9242 | 41.0989 | -29.1795 | -0.6801 | 0 | 0
0.666666666666667498July | Resource 1 | Sublap 1 | 16:00 | 4 | 98 | July | 16000 | 0 | 0 | 0 | 0 | 0 | 0 | 0 | 0 | 0 | 0 | 0 | 0 | 0 | 0 | 0 | 0 | 9.842 | 7.6203 | 4.9949 | 2.7399 | -1.9453 | -0.04534 | 0 | 0 | 0 | 0 | 0 | 0 | 0 | 0 | 0 | 0 | 0 | 0 | 0 | 0 | 0 | 0 | 0 | 0 | 157.4717 | 121.9255 | 79.9191 | 43.8388 | -31.1248 | -0.72545 | 0 | 0
0.666666666666667498August | Resource 1 | Sublap 1 | 16:00 | 4 | 98 | August | 17000 | 0 | 0 | 0 | 0 | 0 | 0 | 0 | 0 | 0 | 0 | 0 | 0 | 0 | 0 | 0 | 0 | 9.842 | 7.6203 | 4.9949 | 2.7399 | -1.9453 | -0.04534 | 0 | 0 | 0 | 0 | 0 | 0 | 0 | 0 | 0 | 0 | 0 | 0 | 0 | 0 | 0 | 0 | 0 | 0 | 167.3137 | 129.5458 | 84.9141 | 46.5787 | -33.0701 | -0.77079 | 0 | 0
0.666666666666667498September | Resource 1 | Sublap 1 | 16:00 | 4 | 98 | September | 18000 | 0 | 0 | 0 | 0 | 0 | 0 | 0 | 0 | 0 | 0 | 0 | 0 | 0 | 0 | 0 | 0 | 9.842 | 7.6203 | 4.9949 | 2.7399 | -1.9453 | -0.04534 | 0 | 0 | 0 | 0 | 0 | 0 | 0 | 0 | 0 | 0 | 0 | 0 | 0 | 0 | 0 | 0 | 0 | 0 | 177.1557 | 137.1662 | 89.909 | 49.3186 | -35.0154 | -0.81613 | 0 | 0
0.666666666666667498October | Resource 1 | Sublap 1 | 16:00 | 4 | 98 | October | 19000 | 0 | 0 | 0 | 0 | 0 | 0 | 0 | 0 | 0 | 0 | 0 | 0 | 0 | 0 | 0 | 0 | 9.842 | 7.6203 | 4.9949 | 2.7399 | -1.9453 | -0.04534 | 0 | 0 | 0 | 0 | 0 | 0 | 0 | 0 | 0 | 0 | 0 | 0 | 0 | 0 | 0 | 0 | 0 | 0 | 186.9976 | 144.7865 | 94.904 | 52.0586 | -36.9607 | -0.86147 | 0 | 0
0.666666666666667498November | Resource 1 | Sublap 1 | 16:00 | 4 | 98 | November | 20000 | 0 | 0 | 0 | 0 | 0 | 0 | 0 | 0 | 0 | 0 | 0 | 0 | 0 | 0 | 0 | 0 | 9.842 | 7.6203 | 4.9949 | 2.7399 | -1.9453 | -0.04534 | 0 | 0 | 0 | 0 | 0 | 0 | 0 | 0 | 0 | 0 | 0 | 0 | 0 | 0 | 0 | 0 | 0 | 0 | 196.8396 | 152.4069 | 99.8989 | 54.7985 | -38.906 | -0.90681 | 0 | 0
0.666666666666667498December | Resource 1 | Sublap 1 | 16:00 | 4 | 98 | December | 21000 | 0 | 0 | 0 | 0 | 0 | 0 | 0 | 0 | 0 | 0 | 0 | 0 | 0 | 0 | 0 | 0 | 9.842 | 7.6203 | 4.9949 | 2.7399 | -1.9453 | -0.04534 | 0 | 0 | 0 | 0 | 0 | 0 | 0 | 0 | 0 | 0 | 0 | 0 | 0 | 0 | 0 | 0 | 0 | 0 | 206.6816 | 160.0272 | 104.8939 | 57.5384 | -40.8513 | -0.95215 | 0 | 0
0.666666666666667499January | Resource 1 | Sublap 1 | 16:00 | 4 | 99 | January | 10000 | 0 | 0 | 0 | 0 | 0 | 0 | 0 | 0 | 0 | 0 | 0 | 0 | 0 | 0 | 0 | 0 | 9.6732 | 7.362 | 4.2907 | 2.4299 | -1.924 | -0.044846 | 0 | 0 | 0 | 0 | 0 | 0 | 0 | 0 | 0 | 0 | 0 | 0 | 0 | 0 | 0 | 0 | 0 | 0 | 96.7325 | 73.6198 | 42.907 | 24.2995 | -19.24 | -0.44846 | 0 | 0
0.666666666666667499February | Resource 1 | Sublap 1 | 16:00 | 4 | 99 | February | 11000 | 0 | 0 | 0 | 0 | 0 | 0 | 0 | 0 | 0 | 0 | 0 | 0 | 0 | 0 | 0 | 0 | 9.6732 | 7.362 | 4.2907 | 2.4299 | -1.924 | -0.044846 | 0 | 0 | 0 | 0 | 0 | 0 | 0 | 0 | 0 | 0 | 0 | 0 | 0 | 0 | 0 | 0 | 0 | 0 | 106.4057 | 80.9818 | 47.1977 | 26.7294 | -21.164 | -0.4933 | 0 | 0
0.666666666666667499March | Resource 1 | Sublap 1 | 16:00 | 4 | 99 | March | 12000 | 0 | 0 | 0 | 0 | 0 | 0 | 0 | 0 | 0 | 0 | 0 | 0 | 0 | 0 | 0 | 0 | 9.6732 | 7.362 | 4.2907 | 2.4299 | -1.924 | -0.044846 | 0 | 0 | 0 | 0 | 0 | 0 | 0 | 0 | 0 | 0 | 0 | 0 | 0 | 0 | 0 | 0 | 0 | 0 | 116.0789 | 88.3437 | 51.4884 | 29.1594 | -23.088 | -0.53815 | 0 | 0
0.666666666666667499April | Resource 1 | Sublap 1 | 16:00 | 4 | 99 | April | 13000 | 0 | 0 | 0 | 0 | 0 | 0 | 0 | 0 | 0 | 0 | 0 | 0 | 0 | 0 | 0 | 0 | 9.6732 | 7.362 | 4.2907 | 2.4299 | -1.924 | -0.044846 | 0 | 0 | 0 | 0 | 0 | 0 | 0 | 0 | 0 | 0 | 0 | 0 | 0 | 0 | 0 | 0 | 0 | 0 | 125.7522 | 95.7057 | 55.7791 | 31.5894 | -25.0121 | -0.58299 | 0 | 0
0.666666666666667499May | Resource 1 | Sublap 1 | 16:00 | 4 | 99 | May | 14000 | 0 | 0 | 0 | 0 | 0 | 0 | 0 | 0 | 0 | 0 | 0 | 0 | 0 | 0 | 0 | 0 | 9.6732 | 7.362 | 4.2907 | 2.4299 | -1.924 | -0.044846 | 0 | 0 | 0 | 0 | 0 | 0 | 0 | 0 | 0 | 0 | 0 | 0 | 0 | 0 | 0 | 0 | 0 | 0 | 135.4254 | 103.0677 | 60.0698 | 34.0193 | -26.9361 | -0.62784 | 0 | 0
0.666666666666667499June | Resource 1 | Sublap 1 | 16:00 | 4 | 99 | June | 15000 | 0 | 0 | 0 | 0 | 0 | 0 | 0 | 0 | 0 | 0 | 0 | 0 | 0 | 0 | 0 | 0 | 9.6732 | 7.362 | 4.2907 | 2.4299 | -1.924 | -0.044846 | 0 | 0 | 0 | 0 | 0 | 0 | 0 | 0 | 0 | 0 | 0 | 0 | 0 | 0 | 0 | 0 | 0 | 0 | 145.0987 | 110.4297 | 64.3605 | 36.4493 | -28.8601 | -0.67268 | 0 | 0
0.666666666666667499July | Resource 1 | Sublap 1 | 16:00 | 4 | 99 | July | 16000 | 0 | 0 | 0 | 0 | 0 | 0 | 0 | 0 | 0 | 0 | 0 | 0 | 0 | 0 | 0 | 0 | 9.6732 | 7.362 | 4.2907 | 2.4299 | -1.924 | -0.044846 | 0 | 0 | 0 | 0 | 0 | 0 | 0 | 0 | 0 | 0 | 0 | 0 | 0 | 0 | 0 | 0 | 0 | 0 | 154.7719 | 117.7916 | 68.6512 | 38.8792 | -30.7841 | -0.71753 | 0 | 0
0.666666666666667499August | Resource 1 | Sublap 1 | 16:00 | 4 | 99 | August | 17000 | 0 | 0 | 0 | 0 | 0 | 0 | 0 | 0 | 0 | 0 | 0 | 0 | 0 | 0 | 0 | 0 | 9.6732 | 7.362 | 4.2907 | 2.4299 | -1.924 | -0.044846 | 0 | 0 | 0 | 0 | 0 | 0 | 0 | 0 | 0 | 0 | 0 | 0 | 0 | 0 | 0 | 0 | 0 | 0 | 164.4452 | 125.1536 | 72.9419 | 41.3092 | -32.7081 | -0.76238 | 0 | 0
0.666666666666667499September | Resource 1 | Sublap 1 | 16:00 | 4 | 99 | September | 18000 | 0 | 0 | 0 | 0 | 0 | 0 | 0 | 0 | 0 | 0 | 0 | 0 | 0 | 0 | 0 | 0 | 9.6732 | 7.362 | 4.2907 | 2.4299 | -1.924 | -0.044846 | 0 | 0 | 0 | 0 | 0 | 0 | 0 | 0 | 0 | 0 | 0 | 0 | 0 | 0 | 0 | 0 | 0 | 0 | 174.1184 | 132.5156 | 77.2326 | 43.7391 | -34.6321 | -0.80722 | 0 | 0
0.666666666666667499October | Resource 1 | Sublap 1 | 16:00 | 4 | 99 | October | 19000 | 0 | 0 | 0 | 0 | 0 | 0 | 0 | 0 | 0 | 0 | 0 | 0 | 0 | 0 | 0 | 0 | 9.6732 | 7.362 | 4.2907 | 2.4299 | -1.924 | -0.044846 | 0 | 0 | 0 | 0 | 0 | 0 | 0 | 0 | 0 | 0 | 0 | 0 | 0 | 0 | 0 | 0 | 0 | 0 | 183.7917 | 139.8776 | 81.5233 | 46.1691 | -36.5561 | -0.85207 | 0 | 0
0.666666666666667499November | Resource 1 | Sublap 1 | 16:00 | 4 | 99 | November | 20000 | 0 | 0 | 0 | 0 | 0 | 0 | 0 | 0 | 0 | 0 | 0 | 0 | 0 | 0 | 0 | 0 | 9.6732 | 7.362 | 4.2907 | 2.4299 | -1.924 | -0.044846 | 0 | 0 | 0 | 0 | 0 | 0 | 0 | 0 | 0 | 0 | 0 | 0 | 0 | 0 | 0 | 0 | 0 | 0 | 193.4649 | 147.2395 | 85.814 | 48.599 | -38.4801 | -0.89691 | 0 | 0
0.666666666666667499December | Resource 1 | Sublap 1 | 16:00 | 4 | 99 | December | 21000 | 0 | 0 | 0 | 0 | 0 | 0 | 0 | 0 | 0 | 0 | 0 | 0 | 0 | 0 | 0 | 0 | 9.6732 | 7.362 | 4.2907 | 2.4299 | -1.924 | -0.044846 | 0 | 0 | 0 | 0 | 0 | 0 | 0 | 0 | 0 | 0 | 0 | 0 | 0 | 0 | 0 | 0 | 0 | 0 | 203.1382 | 154.6015 | 90.1047 | 51.029 | -40.4041 | -0.94176 | 0 | 0
0.6666666666666674100January | Resource 1 | Sublap 1 | 16:00 | 4 | 100 | January | 10000 | 0 | 0 | 0 | 0 | 0 | 0 | 0 | 0 | 0 | 0 | 0 | 0 | 0 | 0 | 0 | 0 | 11.3904 | 8.7237 | 5.4912 | 3.6589 | -2.2275 | -0.051896 | 0 | 0 | 0 | 0 | 0 | 0 | 0 | 0 | 0 | 0 | 0 | 0 | 0 | 0 | 0 | 0 | 0 | 0 | 113.9038 | 87.2369 | 54.9115 | 36.589 | -22.2751 | -0.51896 | 0 | 0
0.6666666666666674100February | Resource 1 | Sublap 1 | 16:00 | 4 | 100 | February | 11000 | 0 | 0 | 0 | 0 | 0 | 0 | 0 | 0 | 0 | 0 | 0 | 0 | 0 | 0 | 0 | 0 | 11.3904 | 8.7237 | 5.4912 | 3.6589 | -2.2275 | -0.051896 | 0 | 0 | 0 | 0 | 0 | 0 | 0 | 0 | 0 | 0 | 0 | 0 | 0 | 0 | 0 | 0 | 0 | 0 | 125.2942 | 95.9605 | 60.4027 | 40.2479 | -24.5026 | -0.57086 | 0 | 0
0.6666666666666674100March | Resource 1 | Sublap 1 | 16:00 | 4 | 100 | March | 12000 | 0 | 0 | 0 | 0 | 0 | 0 | 0 | 0 | 0 | 0 | 0 | 0 | 0 | 0 | 0 | 0 | 11.3904 | 8.7237 | 5.4912 | 3.6589 | -2.2275 | -0.051896 | 0 | 0 | 0 | 0 | 0 | 0 | 0 | 0 | 0 | 0 | 0 | 0 | 0 | 0 | 0 | 0 | 0 | 0 | 136.6846 | 104.6842 | 65.8939 | 43.9068 | -26.7302 | -0.62275 | 0 | 0
0.6666666666666674100April | Resource 1 | Sublap 1 | 16:00 | 4 | 100 | April | 13000 | 0 | 0 | 0 | 0 | 0 | 0 | 0 | 0 | 0 | 0 | 0 | 0 | 0 | 0 | 0 | 0 | 11.3904 | 8.7237 | 5.4912 | 3.6589 | -2.2275 | -0.051896 | 0 | 0 | 0 | 0 | 0 | 0 | 0 | 0 | 0 | 0 | 0 | 0 | 0 | 0 | 0 | 0 | 0 | 0 | 148.075 | 113.4079 | 71.385 | 47.5657 | -28.9577 | -0.67465 | 0 | 0
0.6666666666666674100May | Resource 1 | Sublap 1 | 16:00 | 4 | 100 | May | 14000 | 0 | 0 | 0 | 0 | 0 | 0 | 0 | 0 | 0 | 0 | 0 | 0 | 0 | 0 | 0 | 0 | 11.3904 | 8.7237 | 5.4912 | 3.6589 | -2.2275 | -0.051896 | 0 | 0 | 0 | 0 | 0 | 0 | 0 | 0 | 0 | 0 | 0 | 0 | 0 | 0 | 0 | 0 | 0 | 0 | 159.4654 | 122.1316 | 76.8762 | 51.2246 | -31.1852 | -0.72655 | 0 | 0
0.6666666666666674100June | Resource 1 | Sublap 1 | 16:00 | 4 | 100 | June | 15000 | 0 | 0 | 0 | 0 | 0 | 0 | 0 | 0 | 0 | 0 | 0 | 0 | 0 | 0 | 0 | 0 | 11.3904 | 8.7237 | 5.4912 | 3.6589 | -2.2275 | -0.051896 | 0 | 0 | 0 | 0 | 0 | 0 | 0 | 0 | 0 | 0 | 0 | 0 | 0 | 0 | 0 | 0 | 0 | 0 | 170.8558 | 130.8553 | 82.3673 | 54.8835 | -33.4127 | -0.77844 | 0 | 0
0.6666666666666674100July | Resource 1 | Sublap 1 | 16:00 | 4 | 100 | July | 16000 | 0 | 0 | 0 | 0 | 0 | 0 | 0 | 0 | 0 | 0 | 0 | 0 | 0 | 0 | 0 | 0 | 11.3904 | 8.7237 | 5.4912 | 3.6589 | -2.2275 | -0.051896 | 0 | 0 | 0 | 0 | 0 | 0 | 0 | 0 | 0 | 0 | 0 | 0 | 0 | 0 | 0 | 0 | 0 | 0 | 182.2461 | 139.5789 | 87.8585 | 58.5424 | -35.6402 | -0.83034 | 0 | 0
0.6666666666666674100August | Resource 1 | Sublap 1 | 16:00 | 4 | 100 | August | 17000 | 0 | 0 | 0 | 0 | 0 | 0 | 0 | 0 | 0 | 0 | 0 | 0 | 0 | 0 | 0 | 0 | 11.3904 | 8.7237 | 5.4912 | 3.6589 | -2.2275 | -0.051896 | 0 | 0 | 0 | 0 | 0 | 0 | 0 | 0 | 0 | 0 | 0 | 0 | 0 | 0 | 0 | 0 | 0 | 0 | 193.6365 | 148.3026 | 93.3496 | 62.2013 | -37.8677 | -0.88223 | 0 | 0
0.6666666666666674100September | Resource 1 | Sublap 1 | 16:00 | 4 | 100 | September | 18000 | 0 | 0 | 0 | 0 | 0 | 0 | 0 | 0 | 0 | 0 | 0 | 0 | 0 | 0 | 0 | 0 | 11.3904 | 8.7237 | 5.4912 | 3.6589 | -2.2275 | -0.051896 | 0 | 0 | 0 | 0 | 0 | 0 | 0 | 0 | 0 | 0 | 0 | 0 | 0 | 0 | 0 | 0 | 0 | 0 | 205.0269 | 157.0263 | 98.8408 | 65.8602 | -40.0953 | -0.93413 | 0 | 0
0.6666666666666674100October | Resource 1 | Sublap 1 | 16:00 | 4 | 100 | October | 19000 | 0 | 0 | 0 | 0 | 0 | 0 | 0 | 0 | 0 | 0 | 0 | 0 | 0 | 0 | 0 | 0 | 11.3904 | 8.7237 | 5.4912 | 3.6589 | -2.2275 | -0.051896 | 0 | 0 | 0 | 0 | 0 | 0 | 0 | 0 | 0 | 0 | 0 | 0 | 0 | 0 | 0 | 0 | 0 | 0 | 216.4173 | 165.75 | 104.332 | 69.5191 | -42.3228 | -0.98603 | 0 | 0
0.6666666666666674100November | Resource 1 | Sublap 1 | 16:00 | 4 | 100 | November | 20000 | 0 | 0 | 0 | 0 | 0 | 0 | 0 | 0 | 0 | 0 | 0 | 0 | 0 | 0 | 0 | 0 | 11.3904 | 8.7237 | 5.4912 | 3.6589 | -2.2275 | -0.051896 | 0 | 0 | 0 | 0 | 0 | 0 | 0 | 0 | 0 | 0 | 0 | 0 | 0 | 0 | 0 | 0 | 0 | 0 | 227.8077 | 174.4737 | 109.8231 | 73.178 | -44.5503 | -1.0379 | 0 | 0
0.6666666666666674100December | Resource 1 | Sublap 1 | 16:00 | 4 | 100 | December | 21000 | 0 | 0 | 0 | 0 | 0 | 0 | 0 | 0 | 0 | 0 | 0 | 0 | 0 | 0 | 0 | 0 | 11.3904 | 8.7237 | 5.4912 | 3.6589 | -2.2275 | -0.051896 | 0 | 0 | 0 | 0 | 0 | 0 | 0 | 0 | 0 | 0 | 0 | 0 | 0 | 0 | 0 | 0 | 0 | 0 | 239.1981 | 183.1974 | 115.3143 | 76.8369 | -46.7778 | -1.0898 | 0 | 0
0.6666666666666674101January | Resource 1 | Sublap 1 | 16:00 | 4 | 101 | January | 10000 | 0 | 0 | 0 | 0 | 0 | 0 | 0 | 0 | 0 | 0 | 0 | 0 | 0 | 0 | 0 | 0 | 9.7297 | 7.6227 | 4.5821 | 2.3302 | -1.9089 | -0.044494 | 0 | 0 | 0 | 0 | 0 | 0 | 0 | 0 | 0 | 0 | 0 | 0 | 0 | 0 | 0 | 0 | 0 | 0 | 97.2972 | 76.2273 | 45.8211 | 23.3023 | -19.0888 | -0.44494 | 0 | 0
0.6666666666666674101February | Resource 1 | Sublap 1 | 16:00 | 4 | 101 | February | 11000 | 0 | 0 | 0 | 0 | 0 | 0 | 0 | 0 | 0 | 0 | 0 | 0 | 0 | 0 | 0 | 0 | 9.7297 | 7.6227 | 4.5821 | 2.3302 | -1.9089 | -0.044494 | 0 | 0 | 0 | 0 | 0 | 0 | 0 | 0 | 0 | 0 | 0 | 0 | 0 | 0 | 0 | 0 | 0 | 0 | 107.027 | 83.85 | 50.4032 | 25.6325 | -20.9976 | -0.48944 | 0 | 0
0.6666666666666674101March | Resource 1 | Sublap 1 | 16:00 | 4 | 101 | March | 12000 | 0 | 0 | 0 | 0 | 0 | 0 | 0 | 0 | 0 | 0 | 0 | 0 | 0 | 0 | 0 | 0 | 9.7297 | 7.6227 | 4.5821 | 2.3302 | -1.9089 | -0.044494 | 0 | 0 | 0 | 0 | 0 | 0 | 0 | 0 | 0 | 0 | 0 | 0 | 0 | 0 | 0 | 0 | 0 | 0 | 116.7567 | 91.4728 | 54.9853 | 27.9627 | -22.9065 | -0.53393 | 0 | 0
0.6666666666666674101April | Resource 1 | Sublap 1 | 16:00 | 4 | 101 | April | 13000 | 0 | 0 | 0 | 0 | 0 | 0 | 0 | 0 | 0 | 0 | 0 | 0 | 0 | 0 | 0 | 0 | 9.7297 | 7.6227 | 4.5821 | 2.3302 | -1.9089 | -0.044494 | 0 | 0 | 0 | 0 | 0 | 0 | 0 | 0 | 0 | 0 | 0 | 0 | 0 | 0 | 0 | 0 | 0 | 0 | 126.4864 | 99.0955 | 59.5674 | 30.293 | -24.8154 | -0.57842 | 0 | 0
0.6666666666666674101May | Resource 1 | Sublap 1 | 16:00 | 4 | 101 | May | 14000 | 0 | 0 | 0 | 0 | 0 | 0 | 0 | 0 | 0 | 0 | 0 | 0 | 0 | 0 | 0 | 0 | 9.7297 | 7.6227 | 4.5821 | 2.3302 | -1.9089 | -0.044494 | 0 | 0 | 0 | 0 | 0 | 0 | 0 | 0 | 0 | 0 | 0 | 0 | 0 | 0 | 0 | 0 | 0 | 0 | 136.2161 | 106.7183 | 64.1495 | 32.6232 | -26.7243 | -0.62292 | 0 | 0
0.6666666666666674101June | Resource 1 | Sublap 1 | 16:00 | 4 | 101 | June | 15000 | 0 | 0 | 0 | 0 | 0 | 0 | 0 | 0 | 0 | 0 | 0 | 0 | 0 | 0 | 0 | 0 | 9.7297 | 7.6227 | 4.5821 | 2.3302 | -1.9089 | -0.044494 | 0 | 0 | 0 | 0 | 0 | 0 | 0 | 0 | 0 | 0 | 0 | 0 | 0 | 0 | 0 | 0 | 0 | 0 | 145.9458 | 114.341 | 68.7316 | 34.9534 | -28.6331 | -0.66741 | 0 | 0
0.6666666666666674101July | Resource 1 | Sublap 1 | 16:00 | 4 | 101 | July | 16000 | 0 | 0 | 0 | 0 | 0 | 0 | 0 | 0 | 0 | 0 | 0 | 0 | 0 | 0 | 0 | 0 | 9.7297 | 7.6227 | 4.5821 | 2.3302 | -1.9089 | -0.044494 | 0 | 0 | 0 | 0 | 0 | 0 | 0 | 0 | 0 | 0 | 0 | 0 | 0 | 0 | 0 | 0 | 0 | 0 | 155.6756 | 121.9637 | 73.3137 | 37.2836 | -30.542 | -0.71191 | 0 | 0
0.6666666666666674101August | Resource 1 | Sublap 1 | 16:00 | 4 | 101 | August | 17000 | 0 | 0 | 0 | 0 | 0 | 0 | 0 | 0 | 0 | 0 | 0 | 0 | 0 | 0 | 0 | 0 | 9.7297 | 7.6227 | 4.5821 | 2.3302 | -1.9089 | -0.044494 | 0 | 0 | 0 | 0 | 0 | 0 | 0 | 0 | 0 | 0 | 0 | 0 | 0 | 0 | 0 | 0 | 0 | 0 | 165.4053 | 129.5864 | 77.8958 | 39.6138 | -32.4509 | -0.7564 | 0 | 0
0.6666666666666674101September | Resource 1 | Sublap 1 | 16:00 | 4 | 101 | September | 18000 | 0 | 0 | 0 | 0 | 0 | 0 | 0 | 0 | 0 | 0 | 0 | 0 | 0 | 0 | 0 | 0 | 9.7297 | 7.6227 | 4.5821 | 2.3302 | -1.9089 | -0.044494 | 0 | 0 | 0 | 0 | 0 | 0 | 0 | 0 | 0 | 0 | 0 | 0 | 0 | 0 | 0 | 0 | 0 | 0 | 175.135 | 137.2092 | 82.4779 | 41.9441 | -34.3597 | -0.8009 | 0 | 0
0.6666666666666674101October | Resource 1 | Sublap 1 | 16:00 | 4 | 101 | October | 19000 | 0 | 0 | 0 | 0 | 0 | 0 | 0 | 0 | 0 | 0 | 0 | 0 | 0 | 0 | 0 | 0 | 9.7297 | 7.6227 | 4.5821 | 2.3302 | -1.9089 | -0.044494 | 0 | 0 | 0 | 0 | 0 | 0 | 0 | 0 | 0 | 0 | 0 | 0 | 0 | 0 | 0 | 0 | 0 | 0 | 184.8647 | 144.8319 | 87.06 | 44.2743 | -36.2686 | -0.84539 | 0 | 0
0.6666666666666674101November | Resource 1 | Sublap 1 | 16:00 | 4 | 101 | November | 20000 | 0 | 0 | 0 | 0 | 0 | 0 | 0 | 0 | 0 | 0 | 0 | 0 | 0 | 0 | 0 | 0 | 9.7297 | 7.6227 | 4.5821 | 2.3302 | -1.9089 | -0.044494 | 0 | 0 | 0 | 0 | 0 | 0 | 0 | 0 | 0 | 0 | 0 | 0 | 0 | 0 | 0 | 0 | 0 | 0 | 194.5945 | 152.4547 | 91.6421 | 46.6045 | -38.1775 | -0.88988 | 0 | 0
0.6666666666666674101December | Resource 1 | Sublap 1 | 16:00 | 4 | 101 | December | 21000 | 0 | 0 | 0 | 0 | 0 | 0 | 0 | 0 | 0 | 0 | 0 | 0 | 0 | 0 | 0 | 0 | 9.7297 | 7.6227 | 4.5821 | 2.3302 | -1.9089 | -0.044494 | 0 | 0 | 0 | 0 | 0 | 0 | 0 | 0 | 0 | 0 | 0 | 0 | 0 | 0 | 0 | 0 | 0 | 0 | 204.3242 | 160.0774 | 96.2242 | 48.9348 | -40.0864 | -0.93438 | 0 | 0
0.6666666666666674102January | Resource 1 | Sublap 1 | 16:00 | 4 | 102 | January | 10000 | 0 | 0 | 0 | 0 | 0 | 0 | 0 | 0 | 0 | 0 | 0 | 0 | 0 | 0 | 0 | 0 | 12.6165 | 11.8276 | 10.1204 | 6.0524 | -2.4338 | -0.056689 | 0 | 0 | 0 | 0 | 0 | 0 | 0 | 0 | 0 | 0 | 0 | 0 | 0 | 0 | 0 | 0 | 0 | 0 | 126.1651 | 118.2762 | 101.2043 | 60.5241 | -24.3383 | -0.56689 | 0 | 0
0.6666666666666674102February | Resource 1 | Sublap 1 | 16:00 | 4 | 102 | February | 11000 | 0 | 0 | 0 | 0 | 0 | 0 | 0 | 0 | 0 | 0 | 0 | 0 | 0 | 0 | 0 | 0 | 12.6165 | 11.8276 | 10.1204 | 6.0524 | -2.4338 | -0.056689 | 0 | 0 | 0 | 0 | 0 | 0 | 0 | 0 | 0 | 0 | 0 | 0 | 0 | 0 | 0 | 0 | 0 | 0 | 138.7816 | 130.1038 | 111.3248 | 66.5765 | -26.7721 | -0.62358 | 0 | 0
0.6666666666666674102March | Resource 1 | Sublap 1 | 16:00 | 4 | 102 | March | 12000 | 0 | 0 | 0 | 0 | 0 | 0 | 0 | 0 | 0 | 0 | 0 | 0 | 0 | 0 | 0 | 0 | 12.6165 | 11.8276 | 10.1204 | 6.0524 | -2.4338 | -0.056689 | 0 | 0 | 0 | 0 | 0 | 0 | 0 | 0 | 0 | 0 | 0 | 0 | 0 | 0 | 0 | 0 | 0 | 0 | 151.3981 | 141.9314 | 121.4452 | 72.6289 | -29.2059 | -0.68026 | 0 | 0
0.6666666666666674102April | Resource 1 | Sublap 1 | 16:00 | 4 | 102 | April | 13000 | 0 | 0 | 0 | 0 | 0 | 0 | 0 | 0 | 0 | 0 | 0 | 0 | 0 | 0 | 0 | 0 | 12.6165 | 11.8276 | 10.1204 | 6.0524 | -2.4338 | -0.056689 | 0 | 0 | 0 | 0 | 0 | 0 | 0 | 0 | 0 | 0 | 0 | 0 | 0 | 0 | 0 | 0 | 0 | 0 | 164.0146 | 153.759 | 131.5657 | 78.6813 | -31.6397 | -0.73695 | 0 | 0
0.6666666666666674102May | Resource 1 | Sublap 1 | 16:00 | 4 | 102 | May | 14000 | 0 | 0 | 0 | 0 | 0 | 0 | 0 | 0 | 0 | 0 | 0 | 0 | 0 | 0 | 0 | 0 | 12.6165 | 11.8276 | 10.1204 | 6.0524 | -2.4338 | -0.056689 | 0 | 0 | 0 | 0 | 0 | 0 | 0 | 0 | 0 | 0 | 0 | 0 | 0 | 0 | 0 | 0 | 0 | 0 | 176.6311 | 165.5867 | 141.6861 | 84.7337 | -34.0736 | -0.79364 | 0 | 0
0.6666666666666674102June | Resource 1 | Sublap 1 | 16:00 | 4 | 102 | June | 15000 | 0 | 0 | 0 | 0 | 0 | 0 | 0 | 0 | 0 | 0 | 0 | 0 | 0 | 0 | 0 | 0 | 12.6165 | 11.8276 | 10.1204 | 6.0524 | -2.4338 | -0.056689 | 0 | 0 | 0 | 0 | 0 | 0 | 0 | 0 | 0 | 0 | 0 | 0 | 0 | 0 | 0 | 0 | 0 | 0 | 189.2476 | 177.4143 | 151.8065 | 90.7861 | -36.5074 | -0.85033 | 0 | 0
0.6666666666666674102July | Resource 1 | Sublap 1 | 16:00 | 4 | 102 | July | 16000 | 0 | 0 | 0 | 0 | 0 | 0 | 0 | 0 | 0 | 0 | 0 | 0 | 0 | 0 | 0 | 0 | 12.6165 | 11.8276 | 10.1204 | 6.0524 | -2.4338 | -0.056689 | 0 | 0 | 0 | 0 | 0 | 0 | 0 | 0 | 0 | 0 | 0 | 0 | 0 | 0 | 0 | 0 | 0 | 0 | 201.8641 | 189.2419 | 161.927 | 96.8385 | -38.9412 | -0.90702 | 0 | 0
0.6666666666666674102August | Resource 1 | Sublap 1 | 16:00 | 4 | 102 | August | 17000 | 0 | 0 | 0 | 0 | 0 | 0 | 0 | 0 | 0 | 0 | 0 | 0 | 0 | 0 | 0 | 0 | 12.6165 | 11.8276 | 10.1204 | 6.0524 | -2.4338 | -0.056689 | 0 | 0 | 0 | 0 | 0 | 0 | 0 | 0 | 0 | 0 | 0 | 0 | 0 | 0 | 0 | 0 | 0 | 0 | 214.4806 | 201.0695 | 172.0474 | 102.8909 | -41.3751 | -0.96371 | 0 | 0
0.6666666666666674102September | Resource 1 | Sublap 1 | 16:00 | 4 | 102 | September | 18000 | 0 | 0 | 0 | 0 | 0 | 0 | 0 | 0 | 0 | 0 | 0 | 0 | 0 | 0 | 0 | 0 | 12.6165 | 11.8276 | 10.1204 | 6.0524 | -2.4338 | -0.056689 | 0 | 0 | 0 | 0 | 0 | 0 | 0 | 0 | 0 | 0 | 0 | 0 | 0 | 0 | 0 | 0 | 0 | 0 | 227.0971 | 212.8971 | 182.1678 | 108.9433 | -43.8089 | -1.0204 | 0 | 0
0.6666666666666674102October | Resource 1 | Sublap 1 | 16:00 | 4 | 102 | October | 19000 | 0 | 0 | 0 | 0 | 0 | 0 | 0 | 0 | 0 | 0 | 0 | 0 | 0 | 0 | 0 | 0 | 12.6165 | 11.8276 | 10.1204 | 6.0524 | -2.4338 | -0.056689 | 0 | 0 | 0 | 0 | 0 | 0 | 0 | 0 | 0 | 0 | 0 | 0 | 0 | 0 | 0 | 0 | 0 | 0 | 239.7137 | 224.7247 | 192.2883 | 114.9957 | -46.2427 | -1.0771 | 0 | 0
0.6666666666666674102November | Resource 1 | Sublap 1 | 16:00 | 4 | 102 | November | 20000 | 0 | 0 | 0 | 0 | 0 | 0 | 0 | 0 | 0 | 0 | 0 | 0 | 0 | 0 | 0 | 0 | 12.6165 | 11.8276 | 10.1204 | 6.0524 | -2.4338 | -0.056689 | 0 | 0 | 0 | 0 | 0 | 0 | 0 | 0 | 0 | 0 | 0 | 0 | 0 | 0 | 0 | 0 | 0 | 0 | 252.3302 | 236.5524 | 202.4087 | 121.0481 | -48.6765 | -1.1338 | 0 | 0
0.6666666666666674102December | Resource 1 | Sublap 1 | 16:00 | 4 | 102 | December | 21000 | 0 | 0 | 0 | 0 | 0 | 0 | 0 | 0 | 0 | 0 | 0 | 0 | 0 | 0 | 0 | 0 | 12.6165 | 11.8276 | 10.1204 | 6.0524 | -2.4338 | -0.056689 | 0 | 0 | 0 | 0 | 0 | 0 | 0 | 0 | 0 | 0 | 0 | 0 | 0 | 0 | 0 | 0 | 0 | 0 | 264.9467 | 248.38 | 212.5291 | 127.1005 | -51.1104 | -1.1905 | 0 | 0
0.6666666666666674103January | Resource 1 | Sublap 1 | 16:00 | 4 | 103 | January | 10000 | 0 | 0 | 0 | 0 | 0 | 0 | 0 | 0 | 0 | 0 | 0 | 0 | 0 | 0 | 0 | 0 | 13.2335 | 12.4881 | 9.9676 | 6.887 | -2.553 | -0.059458 | 0 | 0 | 0 | 0 | 0 | 0 | 0 | 0 | 0 | 0 | 0 | 0 | 0 | 0 | 0 | 0 | 0 | 0 | 132.3347 | 124.8811 | 99.6759 | 68.8703 | -25.5303 | -0.59458 | 0 | 0
0.6666666666666674103February | Resource 1 | Sublap 1 | 16:00 | 4 | 103 | February | 11000 | 0 | 0 | 0 | 0 | 0 | 0 | 0 | 0 | 0 | 0 | 0 | 0 | 0 | 0 | 0 | 0 | 13.2335 | 12.4881 | 9.9676 | 6.887 | -2.553 | -0.059458 | 0 | 0 | 0 | 0 | 0 | 0 | 0 | 0 | 0 | 0 | 0 | 0 | 0 | 0 | 0 | 0 | 0 | 0 | 145.5682 | 137.3692 | 109.6435 | 75.7573 | -28.0833 | -0.65403 | 0 | 0
0.6666666666666674103March | Resource 1 | Sublap 1 | 16:00 | 4 | 103 | March | 12000 | 0 | 0 | 0 | 0 | 0 | 0 | 0 | 0 | 0 | 0 | 0 | 0 | 0 | 0 | 0 | 0 | 13.2335 | 12.4881 | 9.9676 | 6.887 | -2.553 | -0.059458 | 0 | 0 | 0 | 0 | 0 | 0 | 0 | 0 | 0 | 0 | 0 | 0 | 0 | 0 | 0 | 0 | 0 | 0 | 158.8016 | 149.8573 | 119.6111 | 82.6443 | -30.6364 | -0.71349 | 0 | 0
0.6666666666666674103April | Resource 1 | Sublap 1 | 16:00 | 4 | 103 | April | 13000 | 0 | 0 | 0 | 0 | 0 | 0 | 0 | 0 | 0 | 0 | 0 | 0 | 0 | 0 | 0 | 0 | 13.2335 | 12.4881 | 9.9676 | 6.887 | -2.553 | -0.059458 | 0 | 0 | 0 | 0 | 0 | 0 | 0 | 0 | 0 | 0 | 0 | 0 | 0 | 0 | 0 | 0 | 0 | 0 | 172.0351 | 162.3454 | 129.5787 | 89.5314 | -33.1894 | -0.77295 | 0 | 0
0.6666666666666674103May | Resource 1 | Sublap 1 | 16:00 | 4 | 103 | May | 14000 | 0 | 0 | 0 | 0 | 0 | 0 | 0 | 0 | 0 | 0 | 0 | 0 | 0 | 0 | 0 | 0 | 13.2335 | 12.4881 | 9.9676 | 6.887 | -2.553 | -0.059458 | 0 | 0 | 0 | 0 | 0 | 0 | 0 | 0 | 0 | 0 | 0 | 0 | 0 | 0 | 0 | 0 | 0 | 0 | 185.2686 | 174.8335 | 139.5463 | 96.4184 | -35.7424 | -0.83241 | 0 | 0
0.6666666666666674103June | Resource 1 | Sublap 1 | 16:00 | 4 | 103 | June | 15000 | 0 | 0 | 0 | 0 | 0 | 0 | 0 | 0 | 0 | 0 | 0 | 0 | 0 | 0 | 0 | 0 | 13.2335 | 12.4881 | 9.9676 | 6.887 | -2.553 | -0.059458 | 0 | 0 | 0 | 0 | 0 | 0 | 0 | 0 | 0 | 0 | 0 | 0 | 0 | 0 | 0 | 0 | 0 | 0 | 198.502 | 187.3216 | 149.5139 | 103.3054 | -38.2955 | -0.89187 | 0 | 0
0.6666666666666674103July | Resource 1 | Sublap 1 | 16:00 | 4 | 103 | July | 16000 | 0 | 0 | 0 | 0 | 0 | 0 | 0 | 0 | 0 | 0 | 0 | 0 | 0 | 0 | 0 | 0 | 13.2335 | 12.4881 | 9.9676 | 6.887 | -2.553 | -0.059458 | 0 | 0 | 0 | 0 | 0 | 0 | 0 | 0 | 0 | 0 | 0 | 0 | 0 | 0 | 0 | 0 | 0 | 0 | 211.7355 | 199.8097 | 159.4815 | 110.1924 | -40.8485 | -0.95132 | 0 | 0
0.6666666666666674103August | Resource 1 | Sublap 1 | 16:00 | 4 | 103 | August | 17000 | 0 | 0 | 0 | 0 | 0 | 0 | 0 | 0 | 0 | 0 | 0 | 0 | 0 | 0 | 0 | 0 | 13.2335 | 12.4881 | 9.9676 | 6.887 | -2.553 | -0.059458 | 0 | 0 | 0 | 0 | 0 | 0 | 0 | 0 | 0 | 0 | 0 | 0 | 0 | 0 | 0 | 0 | 0 | 0 | 224.969 | 212.2978 | 169.4491 | 117.0795 | -43.4015 | -1.0108 | 0 | 0
0.6666666666666674103September | Resource 1 | Sublap 1 | 16:00 | 4 | 103 | September | 18000 | 0 | 0 | 0 | 0 | 0 | 0 | 0 | 0 | 0 | 0 | 0 | 0 | 0 | 0 | 0 | 0 | 13.2335 | 12.4881 | 9.9676 | 6.887 | -2.553 | -0.059458 | 0 | 0 | 0 | 0 | 0 | 0 | 0 | 0 | 0 | 0 | 0 | 0 | 0 | 0 | 0 | 0 | 0 | 0 | 238.2024 | 224.7859 | 179.4167 | 123.9665 | -45.9545 | -1.0702 | 0 | 0
0.6666666666666674103October | Resource 1 | Sublap 1 | 16:00 | 4 | 103 | October | 19000 | 0 | 0 | 0 | 0 | 0 | 0 | 0 | 0 | 0 | 0 | 0 | 0 | 0 | 0 | 0 | 0 | 13.2335 | 12.4881 | 9.9676 | 6.887 | -2.553 | -0.059458 | 0 | 0 | 0 | 0 | 0 | 0 | 0 | 0 | 0 | 0 | 0 | 0 | 0 | 0 | 0 | 0 | 0 | 0 | 251.4359 | 237.274 | 189.3843 | 130.8535 | -48.5076 | -1.1297 | 0 | 0
0.6666666666666674103November | Resource 1 | Sublap 1 | 16:00 | 4 | 103 | November | 20000 | 0 | 0 | 0 | 0 | 0 | 0 | 0 | 0 | 0 | 0 | 0 | 0 | 0 | 0 | 0 | 0 | 13.2335 | 12.4881 | 9.9676 | 6.887 | -2.553 | -0.059458 | 0 | 0 | 0 | 0 | 0 | 0 | 0 | 0 | 0 | 0 | 0 | 0 | 0 | 0 | 0 | 0 | 0 | 0 | 264.6694 | 249.7621 | 199.3519 | 137.7406 | -51.0606 | -1.1892 | 0 | 0
0.6666666666666674103December | Resource 1 | Sublap 1 | 16:00 | 4 | 103 | December | 21000 | 0 | 0 | 0 | 0 | 0 | 0 | 0 | 0 | 0 | 0 | 0 | 0 | 0 | 0 | 0 | 0 | 13.2335 | 12.4881 | 9.9676 | 6.887 | -2.553 | -0.059458 | 0 | 0 | 0 | 0 | 0 | 0 | 0 | 0 | 0 | 0 | 0 | 0 | 0 | 0 | 0 | 0 | 0 | 0 | 277.9028 | 262.2502 | 209.3195 | 144.6276 | -53.6136 | -1.2486 | 0 | 0
0.6666666666666674104January | Resource 1 | Sublap 1 | 16:00 | 4 | 104 | January | 10000 | 0 | 0 | 0 | 0 | 0 | 0 | 0 | 0 | 0 | 0 | 0 | 0 | 0 | 0 | 0 | 0 | 14.2413 | 13.3512 | 9.304 | 6.2617 | -2.7525 | -0.06409 | 0 | 0 | 0 | 0 | 0 | 0 | 0 | 0 | 0 | 0 | 0 | 0 | 0 | 0 | 0 | 0 | 0 | 0 | 142.4127 | 133.5115 | 93.0398 | 62.6168 | -27.5247 | -0.64091 | 0 | 0
0.6666666666666674104February | Resource 1 | Sublap 1 | 16:00 | 4 | 104 | February | 11000 | 0 | 0 | 0 | 0 | 0 | 0 | 0 | 0 | 0 | 0 | 0 | 0 | 0 | 0 | 0 | 0 | 14.2413 | 13.3512 | 9.304 | 6.2617 | -2.7525 | -0.06409 | 0 | 0 | 0 | 0 | 0 | 0 | 0 | 0 | 0 | 0 | 0 | 0 | 0 | 0 | 0 | 0 | 0 | 0 | 156.654 | 146.8626 | 102.3438 | 68.8785 | -30.2771 | -0.705 | 0 | 0
0.6666666666666674104March | Resource 1 | Sublap 1 | 16:00 | 4 | 104 | March | 12000 | 0 | 0 | 0 | 0 | 0 | 0 | 0 | 0 | 0 | 0 | 0 | 0 | 0 | 0 | 0 | 0 | 14.2413 | 13.3512 | 9.304 | 6.2617 | -2.7525 | -0.06409 | 0 | 0 | 0 | 0 | 0 | 0 | 0 | 0 | 0 | 0 | 0 | 0 | 0 | 0 | 0 | 0 | 0 | 0 | 170.8953 | 160.2137 | 111.6478 | 75.1402 | -33.0296 | -0.76909 | 0 | 0
0.6666666666666674104April | Resource 1 | Sublap 1 | 16:00 | 4 | 104 | April | 13000 | 0 | 0 | 0 | 0 | 0 | 0 | 0 | 0 | 0 | 0 | 0 | 0 | 0 | 0 | 0 | 0 | 14.2413 | 13.3512 | 9.304 | 6.2617 | -2.7525 | -0.06409 | 0 | 0 | 0 | 0 | 0 | 0 | 0 | 0 | 0 | 0 | 0 | 0 | 0 | 0 | 0 | 0 | 0 | 0 | 185.1366 | 173.5649 | 120.9518 | 81.4019 | -35.7821 | -0.83318 | 0 | 0
0.6666666666666674104May | Resource 1 | Sublap 1 | 16:00 | 4 | 104 | May | 14000 | 0 | 0 | 0 | 0 | 0 | 0 | 0 | 0 | 0 | 0 | 0 | 0 | 0 | 0 | 0 | 0 | 14.2413 | 13.3512 | 9.304 | 6.2617 | -2.7525 | -0.06409 | 0 | 0 | 0 | 0 | 0 | 0 | 0 | 0 | 0 | 0 | 0 | 0 | 0 | 0 | 0 | 0 | 0 | 0 | 199.3778 | 186.916 | 130.2558 | 87.6636 | -38.5345 | -0.89727 | 0 | 0
0.6666666666666674104June | Resource 1 | Sublap 1 | 16:00 | 4 | 104 | June | 15000 | 0 | 0 | 0 | 0 | 0 | 0 | 0 | 0 | 0 | 0 | 0 | 0 | 0 | 0 | 0 | 0 | 14.2413 | 13.3512 | 9.304 | 6.2617 | -2.7525 | -0.06409 | 0 | 0 | 0 | 0 | 0 | 0 | 0 | 0 | 0 | 0 | 0 | 0 | 0 | 0 | 0 | 0 | 0 | 0 | 213.6191 | 200.2672 | 139.5597 | 93.9252 | -41.287 | -0.96136 | 0 | 0
0.6666666666666674104July | Resource 1 | Sublap 1 | 16:00 | 4 | 104 | July | 16000 | 0 | 0 | 0 | 0 | 0 | 0 | 0 | 0 | 0 | 0 | 0 | 0 | 0 | 0 | 0 | 0 | 14.2413 | 13.3512 | 9.304 | 6.2617 | -2.7525 | -0.06409 | 0 | 0 | 0 | 0 | 0 | 0 | 0 | 0 | 0 | 0 | 0 | 0 | 0 | 0 | 0 | 0 | 0 | 0 | 227.8604 | 213.6183 | 148.8637 | 100.1869 | -44.0395 | -1.0254 | 0 | 0
0.6666666666666674104August | Resource 1 | Sublap 1 | 16:00 | 4 | 104 | August | 17000 | 0 | 0 | 0 | 0 | 0 | 0 | 0 | 0 | 0 | 0 | 0 | 0 | 0 | 0 | 0 | 0 | 14.2413 | 13.3512 | 9.304 | 6.2617 | -2.7525 | -0.06409 | 0 | 0 | 0 | 0 | 0 | 0 | 0 | 0 | 0 | 0 | 0 | 0 | 0 | 0 | 0 | 0 | 0 | 0 | 242.1017 | 226.9695 | 158.1677 | 106.4486 | -46.7919 | -1.0895 | 0 | 0
0.6666666666666674104September | Resource 1 | Sublap 1 | 16:00 | 4 | 104 | September | 18000 | 0 | 0 | 0 | 0 | 0 | 0 | 0 | 0 | 0 | 0 | 0 | 0 | 0 | 0 | 0 | 0 | 14.2413 | 13.3512 | 9.304 | 6.2617 | -2.7525 | -0.06409 | 0 | 0 | 0 | 0 | 0 | 0 | 0 | 0 | 0 | 0 | 0 | 0 | 0 | 0 | 0 | 0 | 0 | 0 | 256.3429 | 240.3206 | 167.4717 | 112.7103 | -49.5444 | -1.1536 | 0 | 0
0.6666666666666674104October | Resource 1 | Sublap 1 | 16:00 | 4 | 104 | October | 19000 | 0 | 0 | 0 | 0 | 0 | 0 | 0 | 0 | 0 | 0 | 0 | 0 | 0 | 0 | 0 | 0 | 14.2413 | 13.3512 | 9.304 | 6.2617 | -2.7525 | -0.06409 | 0 | 0 | 0 | 0 | 0 | 0 | 0 | 0 | 0 | 0 | 0 | 0 | 0 | 0 | 0 | 0 | 0 | 0 | 270.5842 | 253.6718 | 176.7757 | 118.972 | -52.2969 | -1.2177 | 0 | 0
0.6666666666666674104November | Resource 1 | Sublap 1 | 16:00 | 4 | 104 | November | 20000 | 0 | 0 | 0 | 0 | 0 | 0 | 0 | 0 | 0 | 0 | 0 | 0 | 0 | 0 | 0 | 0 | 14.2413 | 13.3512 | 9.304 | 6.2617 | -2.7525 | -0.06409 | 0 | 0 | 0 | 0 | 0 | 0 | 0 | 0 | 0 | 0 | 0 | 0 | 0 | 0 | 0 | 0 | 0 | 0 | 284.8255 | 267.0229 | 186.0796 | 125.2337 | -55.0493 | -1.2818 | 0 | 0
0.6666666666666674104December | Resource 1 | Sublap 1 | 16:00 | 4 | 104 | December | 21000 | 0 | 0 | 0 | 0 | 0 | 0 | 0 | 0 | 0 | 0 | 0 | 0 | 0 | 0 | 0 | 0 | 14.2413 | 13.3512 | 9.304 | 6.2617 | -2.7525 | -0.06409 | 0 | 0 | 0 | 0 | 0 | 0 | 0 | 0 | 0 | 0 | 0 | 0 | 0 | 0 | 0 | 0 | 0 | 0 | 299.0667 | 280.3741 | 195.3836 | 131.4953 | -57.8018 | -1.3459 | 0 | 0
0.6666666666666674105January | Resource 1 | Sublap 1 | 16:00 | 4 | 105 | January | 10000 | 0 | 0 | 0 | 0 | 0 | 0 | 0 | 0 | 0 | 0 | 0 | 0 | 0 | 0 | 0 | 0 | 12.0767 | 10.5714 | 4.8439 | 3.0987 | -2.3375 | -0.054452 | 0 | 0 | 0 | 0 | 0 | 0 | 0 | 0 | 0 | 0 | 0 | 0 | 0 | 0 | 0 | 0 | 0 | 0 | 120.7668 | 105.7139 | 48.4386 | 30.987 | -23.3755 | -0.54452 | 0 | 0
0.6666666666666674105February | Resource 1 | Sublap 1 | 16:00 | 4 | 105 | February | 11000 | 0 | 0 | 0 | 0 | 0 | 0 | 0 | 0 | 0 | 0 | 0 | 0 | 0 | 0 | 0 | 0 | 12.0767 | 10.5714 | 4.8439 | 3.0987 | -2.3375 | -0.054452 | 0 | 0 | 0 | 0 | 0 | 0 | 0 | 0 | 0 | 0 | 0 | 0 | 0 | 0 | 0 | 0 | 0 | 0 | 132.8434 | 116.2853 | 53.2825 | 34.0857 | -25.713 | -0.59897 | 0 | 0
0.6666666666666674105March | Resource 1 | Sublap 1 | 16:00 | 4 | 105 | March | 12000 | 0 | 0 | 0 | 0 | 0 | 0 | 0 | 0 | 0 | 0 | 0 | 0 | 0 | 0 | 0 | 0 | 12.0767 | 10.5714 | 4.8439 | 3.0987 | -2.3375 | -0.054452 | 0 | 0 | 0 | 0 | 0 | 0 | 0 | 0 | 0 | 0 | 0 | 0 | 0 | 0 | 0 | 0 | 0 | 0 | 144.9201 | 126.8567 | 58.1264 | 37.1844 | -28.0506 | -0.65343 | 0 | 0
0.6666666666666674105April | Resource 1 | Sublap 1 | 16:00 | 4 | 105 | April | 13000 | 0 | 0 | 0 | 0 | 0 | 0 | 0 | 0 | 0 | 0 | 0 | 0 | 0 | 0 | 0 | 0 | 12.0767 | 10.5714 | 4.8439 | 3.0987 | -2.3375 | -0.054452 | 0 | 0 | 0 | 0 | 0 | 0 | 0 | 0 | 0 | 0 | 0 | 0 | 0 | 0 | 0 | 0 | 0 | 0 | 156.9968 | 137.4281 | 62.9702 | 40.2831 | -30.3881 | -0.70788 | 0 | 0
0.6666666666666674105May | Resource 1 | Sublap 1 | 16:00 | 4 | 105 | May | 14000 | 0 | 0 | 0 | 0 | 0 | 0 | 0 | 0 | 0 | 0 | 0 | 0 | 0 | 0 | 0 | 0 | 12.0767 | 10.5714 | 4.8439 | 3.0987 | -2.3375 | -0.054452 | 0 | 0 | 0 | 0 | 0 | 0 | 0 | 0 | 0 | 0 | 0 | 0 | 0 | 0 | 0 | 0 | 0 | 0 | 169.0735 | 147.9995 | 67.8141 | 43.3818 | -32.7257 | -0.76233 | 0 | 0
0.6666666666666674105June | Resource 1 | Sublap 1 | 16:00 | 4 | 105 | June | 15000 | 0 | 0 | 0 | 0 | 0 | 0 | 0 | 0 | 0 | 0 | 0 | 0 | 0 | 0 | 0 | 0 | 12.0767 | 10.5714 | 4.8439 | 3.0987 | -2.3375 | -0.054452 | 0 | 0 | 0 | 0 | 0 | 0 | 0 | 0 | 0 | 0 | 0 | 0 | 0 | 0 | 0 | 0 | 0 | 0 | 181.1501 | 158.5709 | 72.6579 | 46.4805 | -35.0632 | -0.81678 | 0 | 0
0.6666666666666674105July | Resource 1 | Sublap 1 | 16:00 | 4 | 105 | July | 16000 | 0 | 0 | 0 | 0 | 0 | 0 | 0 | 0 | 0 | 0 | 0 | 0 | 0 | 0 | 0 | 0 | 12.0767 | 10.5714 | 4.8439 | 3.0987 | -2.3375 | -0.054452 | 0 | 0 | 0 | 0 | 0 | 0 | 0 | 0 | 0 | 0 | 0 | 0 | 0 | 0 | 0 | 0 | 0 | 0 | 193.2268 | 169.1422 | 77.5018 | 49.5792 | -37.4008 | -0.87123 | 0 | 0
0.6666666666666674105August | Resource 1 | Sublap 1 | 16:00 | 4 | 105 | August | 17000 | 0 | 0 | 0 | 0 | 0 | 0 | 0 | 0 | 0 | 0 | 0 | 0 | 0 | 0 | 0 | 0 | 12.0767 | 10.5714 | 4.8439 | 3.0987 | -2.3375 | -0.054452 | 0 | 0 | 0 | 0 | 0 | 0 | 0 | 0 | 0 | 0 | 0 | 0 | 0 | 0 | 0 | 0 | 0 | 0 | 205.3035 | 179.7136 | 82.3457 | 52.6779 | -39.7383 | -0.92569 | 0 | 0
0.6666666666666674105September | Resource 1 | Sublap 1 | 16:00 | 4 | 105 | September | 18000 | 0 | 0 | 0 | 0 | 0 | 0 | 0 | 0 | 0 | 0 | 0 | 0 | 0 | 0 | 0 | 0 | 12.0767 | 10.5714 | 4.8439 | 3.0987 | -2.3375 | -0.054452 | 0 | 0 | 0 | 0 | 0 | 0 | 0 | 0 | 0 | 0 | 0 | 0 | 0 | 0 | 0 | 0 | 0 | 0 | 217.3802 | 190.285 | 87.1895 | 55.7766 | -42.0759 | -0.98014 | 0 | 0
0.6666666666666674105October | Resource 1 | Sublap 1 | 16:00 | 4 | 105 | October | 19000 | 0 | 0 | 0 | 0 | 0 | 0 | 0 | 0 | 0 | 0 | 0 | 0 | 0 | 0 | 0 | 0 | 12.0767 | 10.5714 | 4.8439 | 3.0987 | -2.3375 | -0.054452 | 0 | 0 | 0 | 0 | 0 | 0 | 0 | 0 | 0 | 0 | 0 | 0 | 0 | 0 | 0 | 0 | 0 | 0 | 229.4569 | 200.8564 | 92.0334 | 58.8753 | -44.4134 | -1.0346 | 0 | 0
0.6666666666666674105November | Resource 1 | Sublap 1 | 16:00 | 4 | 105 | November | 20000 | 0 | 0 | 0 | 0 | 0 | 0 | 0 | 0 | 0 | 0 | 0 | 0 | 0 | 0 | 0 | 0 | 12.0767 | 10.5714 | 4.8439 | 3.0987 | -2.3375 | -0.054452 | 0 | 0 | 0 | 0 | 0 | 0 | 0 | 0 | 0 | 0 | 0 | 0 | 0 | 0 | 0 | 0 | 0 | 0 | 241.5335 | 211.4278 | 96.8773 | 61.974 | -46.751 | -1.089 | 0 | 0
0.6666666666666674105December | Resource 1 | Sublap 1 | 16:00 | 4 | 105 | December | 21000 | 0 | 0 | 0 | 0 | 0 | 0 | 0 | 0 | 0 | 0 | 0 | 0 | 0 | 0 | 0 | 0 | 12.0767 | 10.5714 | 4.8439 | 3.0987 | -2.3375 | -0.054452 | 0 | 0 | 0 | 0 | 0 | 0 | 0 | 0 | 0 | 0 | 0 | 0 | 0 | 0 | 0 | 0 | 0 | 0 | 253.6102 | 221.9992 | 101.7211 | 65.0727 | -49.0885 | -1.1435 | 0 | 0
0.6666666666666674106January | Resource 1 | Sublap 1 | 16:00 | 4 | 106 | January | 10000 | 0 | 0 | 0 | 0 | 0 | 0 | 0 | 0 | 0 | 0 | 0 | 0 | 0 | 0 | 0 | 0 | 11.7873 | 11.0831 | 9.3897 | 5.3599 | -2.2504 | -0.052429 | 0 | 0 | 0 | 0 | 0 | 0 | 0 | 0 | 0 | 0 | 0 | 0 | 0 | 0 | 0 | 0 | 0 | 0 | 117.8728 | 110.8315 | 93.8975 | 53.5995 | -22.5044 | -0.52429 | 0 | 0
0.6666666666666674106February | Resource 1 | Sublap 1 | 16:00 | 4 | 106 | February | 11000 | 0 | 0 | 0 | 0 | 0 | 0 | 0 | 0 | 0 | 0 | 0 | 0 | 0 | 0 | 0 | 0 | 11.7873 | 11.0831 | 9.3897 | 5.3599 | -2.2504 | -0.052429 | 0 | 0 | 0 | 0 | 0 | 0 | 0 | 0 | 0 | 0 | 0 | 0 | 0 | 0 | 0 | 0 | 0 | 0 | 129.6601 | 121.9146 | 103.2872 | 58.9594 | -24.7548 | -0.57671 | 0 | 0
0.6666666666666674106March | Resource 1 | Sublap 1 | 16:00 | 4 | 106 | March | 12000 | 0 | 0 | 0 | 0 | 0 | 0 | 0 | 0 | 0 | 0 | 0 | 0 | 0 | 0 | 0 | 0 | 11.7873 | 11.0831 | 9.3897 | 5.3599 | -2.2504 | -0.052429 | 0 | 0 | 0 | 0 | 0 | 0 | 0 | 0 | 0 | 0 | 0 | 0 | 0 | 0 | 0 | 0 | 0 | 0 | 141.4474 | 132.9978 | 112.677 | 64.3194 | -27.0053 | -0.62914 | 0 | 0
0.6666666666666674106April | Resource 1 | Sublap 1 | 16:00 | 4 | 106 | April | 13000 | 0 | 0 | 0 | 0 | 0 | 0 | 0 | 0 | 0 | 0 | 0 | 0 | 0 | 0 | 0 | 0 | 11.7873 | 11.0831 | 9.3897 | 5.3599 | -2.2504 | -0.052429 | 0 | 0 | 0 | 0 | 0 | 0 | 0 | 0 | 0 | 0 | 0 | 0 | 0 | 0 | 0 | 0 | 0 | 0 | 153.2347 | 144.0809 | 122.0667 | 69.6793 | -29.2557 | -0.68157 | 0 | 0
0.6666666666666674106May | Resource 1 | Sublap 1 | 16:00 | 4 | 106 | May | 14000 | 0 | 0 | 0 | 0 | 0 | 0 | 0 | 0 | 0 | 0 | 0 | 0 | 0 | 0 | 0 | 0 | 11.7873 | 11.0831 | 9.3897 | 5.3599 | -2.2504 | -0.052429 | 0 | 0 | 0 | 0 | 0 | 0 | 0 | 0 | 0 | 0 | 0 | 0 | 0 | 0 | 0 | 0 | 0 | 0 | 165.022 | 155.164 | 131.4565 | 75.0392 | -31.5061 | -0.734 | 0 | 0
0.6666666666666674106June | Resource 1 | Sublap 1 | 16:00 | 4 | 106 | June | 15000 | 0 | 0 | 0 | 0 | 0 | 0 | 0 | 0 | 0 | 0 | 0 | 0 | 0 | 0 | 0 | 0 | 11.7873 | 11.0831 | 9.3897 | 5.3599 | -2.2504 | -0.052429 | 0 | 0 | 0 | 0 | 0 | 0 | 0 | 0 | 0 | 0 | 0 | 0 | 0 | 0 | 0 | 0 | 0 | 0 | 176.8092 | 166.2472 | 140.8462 | 80.3992 | -33.7566 | -0.78643 | 0 | 0
0.6666666666666674106July | Resource 1 | Sublap 1 | 16:00 | 4 | 106 | July | 16000 | 0 | 0 | 0 | 0 | 0 | 0 | 0 | 0 | 0 | 0 | 0 | 0 | 0 | 0 | 0 | 0 | 11.7873 | 11.0831 | 9.3897 | 5.3599 | -2.2504 | -0.052429 | 0 | 0 | 0 | 0 | 0 | 0 | 0 | 0 | 0 | 0 | 0 | 0 | 0 | 0 | 0 | 0 | 0 | 0 | 188.5965 | 177.3303 | 150.236 | 85.7591 | -36.007 | -0.83886 | 0 | 0
0.6666666666666674106August | Resource 1 | Sublap 1 | 16:00 | 4 | 106 | August | 17000 | 0 | 0 | 0 | 0 | 0 | 0 | 0 | 0 | 0 | 0 | 0 | 0 | 0 | 0 | 0 | 0 | 11.7873 | 11.0831 | 9.3897 | 5.3599 | -2.2504 | -0.052429 | 0 | 0 | 0 | 0 | 0 | 0 | 0 | 0 | 0 | 0 | 0 | 0 | 0 | 0 | 0 | 0 | 0 | 0 | 200.3838 | 188.4135 | 159.6257 | 91.1191 | -38.2574 | -0.89129 | 0 | 0
0.6666666666666674106September | Resource 1 | Sublap 1 | 16:00 | 4 | 106 | September | 18000 | 0 | 0 | 0 | 0 | 0 | 0 | 0 | 0 | 0 | 0 | 0 | 0 | 0 | 0 | 0 | 0 | 11.7873 | 11.0831 | 9.3897 | 5.3599 | -2.2504 | -0.052429 | 0 | 0 | 0 | 0 | 0 | 0 | 0 | 0 | 0 | 0 | 0 | 0 | 0 | 0 | 0 | 0 | 0 | 0 | 212.1711 | 199.4966 | 169.0155 | 96.479 | -40.5079 | -0.94371 | 0 | 0
0.6666666666666674106October | Resource 1 | Sublap 1 | 16:00 | 4 | 106 | October | 19000 | 0 | 0 | 0 | 0 | 0 | 0 | 0 | 0 | 0 | 0 | 0 | 0 | 0 | 0 | 0 | 0 | 11.7873 | 11.0831 | 9.3897 | 5.3599 | -2.2504 | -0.052429 | 0 | 0 | 0 | 0 | 0 | 0 | 0 | 0 | 0 | 0 | 0 | 0 | 0 | 0 | 0 | 0 | 0 | 0 | 223.9584 | 210.5798 | 178.4052 | 101.839 | -42.7583 | -0.99614 | 0 | 0
0.6666666666666674106November | Resource 1 | Sublap 1 | 16:00 | 4 | 106 | November | 20000 | 0 | 0 | 0 | 0 | 0 | 0 | 0 | 0 | 0 | 0 | 0 | 0 | 0 | 0 | 0 | 0 | 11.7873 | 11.0831 | 9.3897 | 5.3599 | -2.2504 | -0.052429 | 0 | 0 | 0 | 0 | 0 | 0 | 0 | 0 | 0 | 0 | 0 | 0 | 0 | 0 | 0 | 0 | 0 | 0 | 235.7457 | 221.6629 | 187.795 | 107.1989 | -45.0087 | -1.0486 | 0 | 0
0.6666666666666674106December | Resource 1 | Sublap 1 | 16:00 | 4 | 106 | December | 21000 | 0 | 0 | 0 | 0 | 0 | 0 | 0 | 0 | 0 | 0 | 0 | 0 | 0 | 0 | 0 | 0 | 11.7873 | 11.0831 | 9.3897 | 5.3599 | -2.2504 | -0.052429 | 0 | 0 | 0 | 0 | 0 | 0 | 0 | 0 | 0 | 0 | 0 | 0 | 0 | 0 | 0 | 0 | 0 | 0 | 247.533 | 232.7461 | 197.1847 | 112.5589 | -47.2592 | -1.101 | 0 | 0
0.6666666666666674107January | Resource 1 | Sublap 1 | 16:00 | 4 | 107 | January | 10000 | 0 | 0 | 0 | 0 | 0 | 0 | 0 | 0 | 0 | 0 | 0 | 0 | 0 | 0 | 0 | 0 | 13.8477 | 12.8911 | 8.2197 | 4.3273 | -2.6356 | -0.061375 | 0 | 0 | 0 | 0 | 0 | 0 | 0 | 0 | 0 | 0 | 0 | 0 | 0 | 0 | 0 | 0 | 0 | 0 | 138.4768 | 128.9106 | 82.1969 | 43.2726 | -26.3556 | -0.61375 | 0 | 0
0.6666666666666674107February | Resource 1 | Sublap 1 | 16:00 | 4 | 107 | February | 11000 | 0 | 0 | 0 | 0 | 0 | 0 | 0 | 0 | 0 | 0 | 0 | 0 | 0 | 0 | 0 | 0 | 13.8477 | 12.8911 | 8.2197 | 4.3273 | -2.6356 | -0.061375 | 0 | 0 | 0 | 0 | 0 | 0 | 0 | 0 | 0 | 0 | 0 | 0 | 0 | 0 | 0 | 0 | 0 | 0 | 152.3245 | 141.8017 | 90.4166 | 47.5999 | -28.9911 | -0.67512 | 0 | 0
0.6666666666666674107March | Resource 1 | Sublap 1 | 16:00 | 4 | 107 | March | 12000 | 0 | 0 | 0 | 0 | 0 | 0 | 0 | 0 | 0 | 0 | 0 | 0 | 0 | 0 | 0 | 0 | 13.8477 | 12.8911 | 8.2197 | 4.3273 | -2.6356 | -0.061375 | 0 | 0 | 0 | 0 | 0 | 0 | 0 | 0 | 0 | 0 | 0 | 0 | 0 | 0 | 0 | 0 | 0 | 0 | 166.1722 | 154.6928 | 98.6363 | 51.9272 | -31.6267 | -0.7365 | 0 | 0
0.6666666666666674107April | Resource 1 | Sublap 1 | 16:00 | 4 | 107 | April | 13000 | 0 | 0 | 0 | 0 | 0 | 0 | 0 | 0 | 0 | 0 | 0 | 0 | 0 | 0 | 0 | 0 | 13.8477 | 12.8911 | 8.2197 | 4.3273 | -2.6356 | -0.061375 | 0 | 0 | 0 | 0 | 0 | 0 | 0 | 0 | 0 | 0 | 0 | 0 | 0 | 0 | 0 | 0 | 0 | 0 | 180.0199 | 167.5838 | 106.856 | 56.2544 | -34.2622 | -0.79787 | 0 | 0
0.6666666666666674107May | Resource 1 | Sublap 1 | 16:00 | 4 | 107 | May | 14000 | 0 | 0 | 0 | 0 | 0 | 0 | 0 | 0 | 0 | 0 | 0 | 0 | 0 | 0 | 0 | 0 | 13.8477 | 12.8911 | 8.2197 | 4.3273 | -2.6356 | -0.061375 | 0 | 0 | 0 | 0 | 0 | 0 | 0 | 0 | 0 | 0 | 0 | 0 | 0 | 0 | 0 | 0 | 0 | 0 | 193.8676 | 180.4749 | 115.0757 | 60.5817 | -36.8978 | -0.85925 | 0 | 0
0.6666666666666674107June | Resource 1 | Sublap 1 | 16:00 | 4 | 107 | June | 15000 | 0 | 0 | 0 | 0 | 0 | 0 | 0 | 0 | 0 | 0 | 0 | 0 | 0 | 0 | 0 | 0 | 13.8477 | 12.8911 | 8.2197 | 4.3273 | -2.6356 | -0.061375 | 0 | 0 | 0 | 0 | 0 | 0 | 0 | 0 | 0 | 0 | 0 | 0 | 0 | 0 | 0 | 0 | 0 | 0 | 207.7153 | 193.366 | 123.2953 | 64.909 | -39.5333 | -0.92062 | 0 | 0
0.6666666666666674107July | Resource 1 | Sublap 1 | 16:00 | 4 | 107 | July | 16000 | 0 | 0 | 0 | 0 | 0 | 0 | 0 | 0 | 0 | 0 | 0 | 0 | 0 | 0 | 0 | 0 | 13.8477 | 12.8911 | 8.2197 | 4.3273 | -2.6356 | -0.061375 | 0 | 0 | 0 | 0 | 0 | 0 | 0 | 0 | 0 | 0 | 0 | 0 | 0 | 0 | 0 | 0 | 0 | 0 | 221.5629 | 206.257 | 131.515 | 69.2362 | -42.1689 | -0.982 | 0 | 0
0.6666666666666674107August | Resource 1 | Sublap 1 | 16:00 | 4 | 107 | August | 17000 | 0 | 0 | 0 | 0 | 0 | 0 | 0 | 0 | 0 | 0 | 0 | 0 | 0 | 0 | 0 | 0 | 13.8477 | 12.8911 | 8.2197 | 4.3273 | -2.6356 | -0.061375 | 0 | 0 | 0 | 0 | 0 | 0 | 0 | 0 | 0 | 0 | 0 | 0 | 0 | 0 | 0 | 0 | 0 | 0 | 235.4106 | 219.1481 | 139.7347 | 73.5635 | -44.8045 | -1.0434 | 0 | 0
0.6666666666666674107September | Resource 1 | Sublap 1 | 16:00 | 4 | 107 | September | 18000 | 0 | 0 | 0 | 0 | 0 | 0 | 0 | 0 | 0 | 0 | 0 | 0 | 0 | 0 | 0 | 0 | 13.8477 | 12.8911 | 8.2197 | 4.3273 | -2.6356 | -0.061375 | 0 | 0 | 0 | 0 | 0 | 0 | 0 | 0 | 0 | 0 | 0 | 0 | 0 | 0 | 0 | 0 | 0 | 0 | 249.2583 | 232.0392 | 147.9544 | 77.8907 | -47.44 | -1.1047 | 0 | 0
0.6666666666666674107October | Resource 1 | Sublap 1 | 16:00 | 4 | 107 | October | 19000 | 0 | 0 | 0 | 0 | 0 | 0 | 0 | 0 | 0 | 0 | 0 | 0 | 0 | 0 | 0 | 0 | 13.8477 | 12.8911 | 8.2197 | 4.3273 | -2.6356 | -0.061375 | 0 | 0 | 0 | 0 | 0 | 0 | 0 | 0 | 0 | 0 | 0 | 0 | 0 | 0 | 0 | 0 | 0 | 0 | 263.106 | 244.9302 | 156.1741 | 82.218 | -50.0756 | -1.1661 | 0 | 0
0.6666666666666674107November | Resource 1 | Sublap 1 | 16:00 | 4 | 107 | November | 20000 | 0 | 0 | 0 | 0 | 0 | 0 | 0 | 0 | 0 | 0 | 0 | 0 | 0 | 0 | 0 | 0 | 13.8477 | 12.8911 | 8.2197 | 4.3273 | -2.6356 | -0.061375 | 0 | 0 | 0 | 0 | 0 | 0 | 0 | 0 | 0 | 0 | 0 | 0 | 0 | 0 | 0 | 0 | 0 | 0 | 276.9537 | 257.8213 | 164.3938 | 86.5453 | -52.7111 | -1.2275 | 0 | 0
0.6666666666666674107December | Resource 1 | Sublap 1 | 16:00 | 4 | 107 | December | 21000 | 0 | 0 | 0 | 0 | 0 | 0 | 0 | 0 | 0 | 0 | 0 | 0 | 0 | 0 | 0 | 0 | 13.8477 | 12.8911 | 8.2197 | 4.3273 | -2.6356 | -0.061375 | 0 | 0 | 0 | 0 | 0 | 0 | 0 | 0 | 0 | 0 | 0 | 0 | 0 | 0 | 0 | 0 | 0 | 0 | 290.8014 | 270.7124 | 172.6135 | 90.8725 | -55.3467 | -1.2889 | 0 | 0
0.666666666666667571January | Resource 1 | Sublap 1 | 16:00 | 5 | 71 | January | 10000 | 0 | 0 | 0 | 0 | 0 | 0 | 0 | 0 | 0 | 0 | 0 | 0 | 0 | 0 | 0 | 0 | 0 | 0 | 0 | 0 | 0 | 0 | 0 | 0 | 0 | 0 | 0 | 0 | 0 | 0 | 0 | 0 | 0 | 0 | 0 | 0 | 0 | 0 | 0 | 0 | 0 | 0 | 0 | 0 | 0 | 0 | 0 | 0
0.666666666666667571February | Resource 1 | Sublap 1 | 16:00 | 5 | 71 | February | 11000 | 0 | 0 | 0 | 0 | 0 | 0 | 0 | 0 | 0 | 0 | 0 | 0 | 0 | 0 | 0 | 0 | 0 | 0 | 0 | 0 | 0 | 0 | 0 | 0 | 0 | 0 | 0 | 0 | 0 | 0 | 0 | 0 | 0 | 0 | 0 | 0 | 0 | 0 | 0 | 0 | 0 | 0 | 0 | 0 | 0 | 0 | 0 | 0
0.666666666666667571March | Resource 1 | Sublap 1 | 16:00 | 5 | 71 | March | 12000 | 0 | 0 | 0 | 0 | 0 | 0 | 0 | 0 | 0 | 0 | 0 | 0 | 0 | 0 | 0 | 0 | 0 | 0 | 0 | 0 | 0 | 0 | 0 | 0 | 0 | 0 | 0 | 0 | 0 | 0 | 0 | 0 | 0 | 0 | 0 | 0 | 0 | 0 | 0 | 0 | 0 | 0 | 0 | 0 | 0 | 0 | 0 | 0
0.666666666666667571April | Resource 1 | Sublap 1 | 16:00 | 5 | 71 | April | 13000 | 0 | 0 | 0 | 0 | 0 | 0 | 0 | 0 | 0 | 0 | 0 | 0 | 0 | 0 | 0 | 0 | 0 | 0 | 0 | 0 | 0 | 0 | 0 | 0 | 0 | 0 | 0 | 0 | 0 | 0 | 0 | 0 | 0 | 0 | 0 | 0 | 0 | 0 | 0 | 0 | 0 | 0 | 0 | 0 | 0 | 0 | 0 | 0
0.666666666666667571May | Resource 1 | Sublap 1 | 16:00 | 5 | 71 | May | 14000 | 0 | 0 | 0 | 0 | 0 | 0 | 0 | 0 | 0 | 0 | 0 | 0 | 0 | 0 | 0 | 0 | 0 | 0 | 0 | 0 | 0 | 0 | 0 | 0 | 0 | 0 | 0 | 0 | 0 | 0 | 0 | 0 | 0 | 0 | 0 | 0 | 0 | 0 | 0 | 0 | 0 | 0 | 0 | 0 | 0 | 0 | 0 | 0
0.666666666666667571June | Resource 1 | Sublap 1 | 16:00 | 5 | 71 | June | 15000 | 0 | 0 | 0 | 0 | 0 | 0 | 0 | 0 | 0 | 0 | 0 | 0 | 0 | 0 | 0 | 0 | 0 | 0 | 0 | 0 | 0 | 0 | 0 | 0 | 0 | 0 | 0 | 0 | 0 | 0 | 0 | 0 | 0 | 0 | 0 | 0 | 0 | 0 | 0 | 0 | 0 | 0 | 0 | 0 | 0 | 0 | 0 | 0
0.666666666666667571July | Resource 1 | Sublap 1 | 16:00 | 5 | 71 | July | 16000 | 0 | 0 | 0 | 0 | 0 | 0 | 0 | 0 | 0 | 0 | 0 | 0 | 0 | 0 | 0 | 0 | 0 | 0 | 0 | 0 | 0 | 0 | 0 | 0 | 0 | 0 | 0 | 0 | 0 | 0 | 0 | 0 | 0 | 0 | 0 | 0 | 0 | 0 | 0 | 0 | 0 | 0 | 0 | 0 | 0 | 0 | 0 | 0
0.666666666666667571August | Resource 1 | Sublap 1 | 16:00 | 5 | 71 | August | 17000 | 0 | 0 | 0 | 0 | 0 | 0 | 0 | 0 | 0 | 0 | 0 | 0 | 0 | 0 | 0 | 0 | 0 | 0 | 0 | 0 | 0 | 0 | 0 | 0 | 0 | 0 | 0 | 0 | 0 | 0 | 0 | 0 | 0 | 0 | 0 | 0 | 0 | 0 | 0 | 0 | 0 | 0 | 0 | 0 | 0 | 0 | 0 | 0
0.666666666666667571September | Resource 1 | Sublap 1 | 16:00 | 5 | 71 | September | 18000 | 0 | 0 | 0 | 0 | 0 | 0 | 0 | 0 | 0 | 0 | 0 | 0 | 0 | 0 | 0 | 0 | 0 | 0 | 0 | 0 | 0 | 0 | 0 | 0 | 0 | 0 | 0 | 0 | 0 | 0 | 0 | 0 | 0 | 0 | 0 | 0 | 0 | 0 | 0 | 0 | 0 | 0 | 0 | 0 | 0 | 0 | 0 | 0
0.666666666666667571October | Resource 1 | Sublap 1 | 16:00 | 5 | 71 | October | 19000 | 0 | 0 | 0 | 0 | 0 | 0 | 0 | 0 | 0 | 0 | 0 | 0 | 0 | 0 | 0 | 0 | 0 | 0 | 0 | 0 | 0 | 0 | 0 | 0 | 0 | 0 | 0 | 0 | 0 | 0 | 0 | 0 | 0 | 0 | 0 | 0 | 0 | 0 | 0 | 0 | 0 | 0 | 0 | 0 | 0 | 0 | 0 | 0
0.666666666666667571November | Resource 1 | Sublap 1 | 16:00 | 5 | 71 | November | 20000 | 0 | 0 | 0 | 0 | 0 | 0 | 0 | 0 | 0 | 0 | 0 | 0 | 0 | 0 | 0 | 0 | 0 | 0 | 0 | 0 | 0 | 0 | 0 | 0 | 0 | 0 | 0 | 0 | 0 | 0 | 0 | 0 | 0 | 0 | 0 | 0 | 0 | 0 | 0 | 0 | 0 | 0 | 0 | 0 | 0 | 0 | 0 | 0
0.666666666666667571December | Resource 1 | Sublap 1 | 16:00 | 5 | 71 | December | 21000 | 0 | 0 | 0 | 0 | 0 | 0 | 0 | 0 | 0 | 0 | 0 | 0 | 0 | 0 | 0 | 0 | 0 | 0 | 0 | 0 | 0 | 0 | 0 | 0 | 0 | 0 | 0 | 0 | 0 | 0 | 0 | 0 | 0 | 0 | 0 | 0 | 0 | 0 | 0 | 0 | 0 | 0 | 0 | 0 | 0 | 0 | 0 | 0
0.666666666666667572January | Resource 1 | Sublap 1 | 16:00 | 5 | 72 | January | 10000 | 0 | 0 | 0 | 0 | 0 | 0 | 0 | 0 | 0 | 0 | 0 | 0 | 0 | 0 | 0 | 0 | 0 | 0 | 0 | 0 | 0 | 0 | 0 | 0 | 0 | 0 | 0 | 0 | 0 | 0 | 0 | 0 | 0 | 0 | 0 | 0 | 0 | 0 | 0 | 0 | 0 | 0 | 0 | 0 | 0 | 0 | 0 | 0
0.666666666666667572February | Resource 1 | Sublap 1 | 16:00 | 5 | 72 | February | 11000 | 0 | 0 | 0 | 0 | 0 | 0 | 0 | 0 | 0 | 0 | 0 | 0 | 0 | 0 | 0 | 0 | 0 | 0 | 0 | 0 | 0 | 0 | 0 | 0 | 0 | 0 | 0 | 0 | 0 | 0 | 0 | 0 | 0 | 0 | 0 | 0 | 0 | 0 | 0 | 0 | 0 | 0 | 0 | 0 | 0 | 0 | 0 | 0
0.666666666666667572March | Resource 1 | Sublap 1 | 16:00 | 5 | 72 | March | 12000 | 0 | 0 | 0 | 0 | 0 | 0 | 0 | 0 | 0 | 0 | 0 | 0 | 0 | 0 | 0 | 0 | 0 | 0 | 0 | 0 | 0 | 0 | 0 | 0 | 0 | 0 | 0 | 0 | 0 | 0 | 0 | 0 | 0 | 0 | 0 | 0 | 0 | 0 | 0 | 0 | 0 | 0 | 0 | 0 | 0 | 0 | 0 | 0
0.666666666666667572April | Resource 1 | Sublap 1 | 16:00 | 5 | 72 | April | 13000 | 0 | 0 | 0 | 0 | 0 | 0 | 0 | 0 | 0 | 0 | 0 | 0 | 0 | 0 | 0 | 0 | 0 | 0 | 0 | 0 | 0 | 0 | 0 | 0 | 0 | 0 | 0 | 0 | 0 | 0 | 0 | 0 | 0 | 0 | 0 | 0 | 0 | 0 | 0 | 0 | 0 | 0 | 0 | 0 | 0 | 0 | 0 | 0
0.666666666666667572May | Resource 1 | Sublap 1 | 16:00 | 5 | 72 | May | 14000 | 0 | 0 | 0 | 0 | 0 | 0 | 0 | 0 | 0 | 0 | 0 | 0 | 0 | 0 | 0 | 0 | 0 | 0 | 0 | 0 | 0 | 0 | 0 | 0 | 0 | 0 | 0 | 0 | 0 | 0 | 0 | 0 | 0 | 0 | 0 | 0 | 0 | 0 | 0 | 0 | 0 | 0 | 0 | 0 | 0 | 0 | 0 | 0
0.666666666666667572June | Resource 1 | Sublap 1 | 16:00 | 5 | 72 | June | 15000 | 0 | 0 | 0 | 0 | 0 | 0 | 0 | 0 | 0 | 0 | 0 | 0 | 0 | 0 | 0 | 0 | 0 | 0 | 0 | 0 | 0 | 0 | 0 | 0 | 0 | 0 | 0 | 0 | 0 | 0 | 0 | 0 | 0 | 0 | 0 | 0 | 0 | 0 | 0 | 0 | 0 | 0 | 0 | 0 | 0 | 0 | 0 | 0
0.666666666666667572July | Resource 1 | Sublap 1 | 16:00 | 5 | 72 | July | 16000 | 0 | 0 | 0 | 0 | 0 | 0 | 0 | 0 | 0 | 0 | 0 | 0 | 0 | 0 | 0 | 0 | 0 | 0 | 0 | 0 | 0 | 0 | 0 | 0 | 0 | 0 | 0 | 0 | 0 | 0 | 0 | 0 | 0 | 0 | 0 | 0 | 0 | 0 | 0 | 0 | 0 | 0 | 0 | 0 | 0 | 0 | 0 | 0
0.666666666666667572August | Resource 1 | Sublap 1 | 16:00 | 5 | 72 | August | 17000 | 0 | 0 | 0 | 0 | 0 | 0 | 0 | 0 | 0 | 0 | 0 | 0 | 0 | 0 | 0 | 0 | 0 | 0 | 0 | 0 | 0 | 0 | 0 | 0 | 0 | 0 | 0 | 0 | 0 | 0 | 0 | 0 | 0 | 0 | 0 | 0 | 0 | 0 | 0 | 0 | 0 | 0 | 0 | 0 | 0 | 0 | 0 | 0
0.666666666666667572September | Resource 1 | Sublap 1 | 16:00 | 5 | 72 | September | 18000 | 0 | 0 | 0 | 0 | 0 | 0 | 0 | 0 | 0 | 0 | 0 | 0 | 0 | 0 | 0 | 0 | 0 | 0 | 0 | 0 | 0 | 0 | 0 | 0 | 0 | 0 | 0 | 0 | 0 | 0 | 0 | 0 | 0 | 0 | 0 | 0 | 0 | 0 | 0 | 0 | 0 | 0 | 0 | 0 | 0 | 0 | 0 | 0
0.666666666666667572October | Resource 1 | Sublap 1 | 16:00 | 5 | 72 | October | 19000 | 0 | 0 | 0 | 0 | 0 | 0 | 0 | 0 | 0 | 0 | 0 | 0 | 0 | 0 | 0 | 0 | 0 | 0 | 0 | 0 | 0 | 0 | 0 | 0 | 0 | 0 | 0 | 0 | 0 | 0 | 0 | 0 | 0 | 0 | 0 | 0 | 0 | 0 | 0 | 0 | 0 | 0 | 0 | 0 | 0 | 0 | 0 | 0
0.666666666666667572November | Resource 1 | Sublap 1 | 16:00 | 5 | 72 | November | 20000 | 0 | 0 | 0 | 0 | 0 | 0 | 0 | 0 | 0 | 0 | 0 | 0 | 0 | 0 | 0 | 0 | 0 | 0 | 0 | 0 | 0 | 0 | 0 | 0 | 0 | 0 | 0 | 0 | 0 | 0 | 0 | 0 | 0 | 0 | 0 | 0 | 0 | 0 | 0 | 0 | 0 | 0 | 0 | 0 | 0 | 0 | 0 | 0
0.666666666666667572December | Resource 1 | Sublap 1 | 16:00 | 5 | 72 | December | 21000 | 0 | 0 | 0 | 0 | 0 | 0 | 0 | 0 | 0 | 0 | 0 | 0 | 0 | 0 | 0 | 0 | 0 | 0 | 0 | 0 | 0 | 0 | 0 | 0 | 0 | 0 | 0 | 0 | 0 | 0 | 0 | 0 | 0 | 0 | 0 | 0 | 0 | 0 | 0 | 0 | 0 | 0 | 0 | 0 | 0 | 0 | 0 | 0
0.666666666666667573January | Resource 1 | Sublap 1 | 16:00 | 5 | 73 | January | 10000 | 0 | 0 | 0 | 0 | 0 | 0 | 0 | 0 | 0 | 0 | 0 | 0 | 0 | 0 | 0 | 0 | 0 | 0 | 0 | 0 | 0 | 0 | 0 | 0 | 0 | 0 | 0 | 0 | 0 | 0 | 0 | 0 | 0 | 0 | 0 | 0 | 0 | 0 | 0 | 0 | 0 | 0 | 0 | 0 | 0 | 0 | 0 | 0
0.666666666666667573February | Resource 1 | Sublap 1 | 16:00 | 5 | 73 | February | 11000 | 0 | 0 | 0 | 0 | 0 | 0 | 0 | 0 | 0 | 0 | 0 | 0 | 0 | 0 | 0 | 0 | 0 | 0 | 0 | 0 | 0 | 0 | 0 | 0 | 0 | 0 | 0 | 0 | 0 | 0 | 0 | 0 | 0 | 0 | 0 | 0 | 0 | 0 | 0 | 0 | 0 | 0 | 0 | 0 | 0 | 0 | 0 | 0
0.666666666666667573March | Resource 1 | Sublap 1 | 16:00 | 5 | 73 | March | 12000 | 0 | 0 | 0 | 0 | 0 | 0 | 0 | 0 | 0 | 0 | 0 | 0 | 0 | 0 | 0 | 0 | 0 | 0 | 0 | 0 | 0 | 0 | 0 | 0 | 0 | 0 | 0 | 0 | 0 | 0 | 0 | 0 | 0 | 0 | 0 | 0 | 0 | 0 | 0 | 0 | 0 | 0 | 0 | 0 | 0 | 0 | 0 | 0
0.666666666666667573April | Resource 1 | Sublap 1 | 16:00 | 5 | 73 | April | 13000 | 0 | 0 | 0 | 0 | 0 | 0 | 0 | 0 | 0 | 0 | 0 | 0 | 0 | 0 | 0 | 0 | 0 | 0 | 0 | 0 | 0 | 0 | 0 | 0 | 0 | 0 | 0 | 0 | 0 | 0 | 0 | 0 | 0 | 0 | 0 | 0 | 0 | 0 | 0 | 0 | 0 | 0 | 0 | 0 | 0 | 0 | 0 | 0
0.666666666666667573May | Resource 1 | Sublap 1 | 16:00 | 5 | 73 | May | 14000 | 0 | 0 | 0 | 0 | 0 | 0 | 0 | 0 | 0 | 0 | 0 | 0 | 0 | 0 | 0 | 0 | 0 | 0 | 0 | 0 | 0 | 0 | 0 | 0 | 0 | 0 | 0 | 0 | 0 | 0 | 0 | 0 | 0 | 0 | 0 | 0 | 0 | 0 | 0 | 0 | 0 | 0 | 0 | 0 | 0 | 0 | 0 | 0
0.666666666666667573June | Resource 1 | Sublap 1 | 16:00 | 5 | 73 | June | 15000 | 0 | 0 | 0 | 0 | 0 | 0 | 0 | 0 | 0 | 0 | 0 | 0 | 0 | 0 | 0 | 0 | 0 | 0 | 0 | 0 | 0 | 0 | 0 | 0 | 0 | 0 | 0 | 0 | 0 | 0 | 0 | 0 | 0 | 0 | 0 | 0 | 0 | 0 | 0 | 0 | 0 | 0 | 0 | 0 | 0 | 0 | 0 | 0
0.666666666666667573July | Resource 1 | Sublap 1 | 16:00 | 5 | 73 | July | 16000 | 0 | 0 | 0 | 0 | 0 | 0 | 0 | 0 | 0 | 0 | 0 | 0 | 0 | 0 | 0 | 0 | 0 | 0 | 0 | 0 | 0 | 0 | 0 | 0 | 0 | 0 | 0 | 0 | 0 | 0 | 0 | 0 | 0 | 0 | 0 | 0 | 0 | 0 | 0 | 0 | 0 | 0 | 0 | 0 | 0 | 0 | 0 | 0
0.666666666666667573August | Resource 1 | Sublap 1 | 16:00 | 5 | 73 | August | 17000 | 0 | 0 | 0 | 0 | 0 | 0 | 0 | 0 | 0 | 0 | 0 | 0 | 0 | 0 | 0 | 0 | 0 | 0 | 0 | 0 | 0 | 0 | 0 | 0 | 0 | 0 | 0 | 0 | 0 | 0 | 0 | 0 | 0 | 0 | 0 | 0 | 0 | 0 | 0 | 0 | 0 | 0 | 0 | 0 | 0 | 0 | 0 | 0
0.666666666666667573September | Resource 1 | Sublap 1 | 16:00 | 5 | 73 | September | 18000 | 0 | 0 | 0 | 0 | 0 | 0 | 0 | 0 | 0 | 0 | 0 | 0 | 0 | 0 | 0 | 0 | 0 | 0 | 0 | 0 | 0 | 0 | 0 | 0 | 0 | 0 | 0 | 0 | 0 | 0 | 0 | 0 | 0 | 0 | 0 | 0 | 0 | 0 | 0 | 0 | 0 | 0 | 0 | 0 | 0 | 0 | 0 | 0
0.666666666666667573October | Resource 1 | Sublap 1 | 16:00 | 5 | 73 | October | 19000 | 0 | 0 | 0 | 0 | 0 | 0 | 0 | 0 | 0 | 0 | 0 | 0 | 0 | 0 | 0 | 0 | 0 | 0 | 0 | 0 | 0 | 0 | 0 | 0 | 0 | 0 | 0 | 0 | 0 | 0 | 0 | 0 | 0 | 0 | 0 | 0 | 0 | 0 | 0 | 0 | 0 | 0 | 0 | 0 | 0 | 0 | 0 | 0
0.666666666666667573November | Resource 1 | Sublap 1 | 16:00 | 5 | 73 | November | 20000 | 0 | 0 | 0 | 0 | 0 | 0 | 0 | 0 | 0 | 0 | 0 | 0 | 0 | 0 | 0 | 0 | 0 | 0 | 0 | 0 | 0 | 0 | 0 | 0 | 0 | 0 | 0 | 0 | 0 | 0 | 0 | 0 | 0 | 0 | 0 | 0 | 0 | 0 | 0 | 0 | 0 | 0 | 0 | 0 | 0 | 0 | 0 | 0
0.666666666666667573December | Resource 1 | Sublap 1 | 16:00 | 5 | 73 | December | 21000 | 0 | 0 | 0 | 0 | 0 | 0 | 0 | 0 | 0 | 0 | 0 | 0 | 0 | 0 | 0 | 0 | 0 | 0 | 0 | 0 | 0 | 0 | 0 | 0 | 0 | 0 | 0 | 0 | 0 | 0 | 0 | 0 | 0 | 0 | 0 | 0 | 0 | 0 | 0 | 0 | 0 | 0 | 0 | 0 | 0 | 0 | 0 | 0
0.666666666666667574January | Resource 1 | Sublap 1 | 16:00 | 5 | 74 | January | 10000 | 0 | 0 | 0 | 0 | 0 | 0 | 0 | 0 | 0 | 0 | 0 | 0 | 0 | 0 | 0 | 0 | 0.30557 | 0.2555 | 0.18377 | 0.11504 | 0.075645 | -0.14527 | -0.0029514 | 0 | 0 | 0 | 0 | 0 | 0 | 0 | 0 | 0 | 0 | 0 | 0 | 0 | 0 | 0 | 0 | 0 | 3.0557 | 2.555 | 1.8377 | 1.1504 | 0.75645 | -1.4527 | -0.029514 | 0
0.666666666666667574February | Resource 1 | Sublap 1 | 16:00 | 5 | 74 | February | 11000 | 0 | 0 | 0 | 0 | 0 | 0 | 0 | 0 | 0 | 0 | 0 | 0 | 0 | 0 | 0 | 0 | 0.30557 | 0.2555 | 0.18377 | 0.11504 | 0.075645 | -0.14527 | -0.0029514 | 0 | 0 | 0 | 0 | 0 | 0 | 0 | 0 | 0 | 0 | 0 | 0 | 0 | 0 | 0 | 0 | 0 | 3.3613 | 2.8105 | 2.0215 | 1.2655 | 0.8321 | -1.5979 | -0.032466 | 0
0.666666666666667574March | Resource 1 | Sublap 1 | 16:00 | 5 | 74 | March | 12000 | 0 | 0 | 0 | 0 | 0 | 0 | 0 | 0 | 0 | 0 | 0 | 0 | 0 | 0 | 0 | 0 | 0.30557 | 0.2555 | 0.18377 | 0.11504 | 0.075645 | -0.14527 | -0.0029514 | 0 | 0 | 0 | 0 | 0 | 0 | 0 | 0 | 0 | 0 | 0 | 0 | 0 | 0 | 0 | 0 | 0 | 3.6669 | 3.066 | 2.2052 | 1.3805 | 0.90774 | -1.7432 | -0.035417 | 0
0.666666666666667574April | Resource 1 | Sublap 1 | 16:00 | 5 | 74 | April | 13000 | 0 | 0 | 0 | 0 | 0 | 0 | 0 | 0 | 0 | 0 | 0 | 0 | 0 | 0 | 0 | 0 | 0.30557 | 0.2555 | 0.18377 | 0.11504 | 0.075645 | -0.14527 | -0.0029514 | 0 | 0 | 0 | 0 | 0 | 0 | 0 | 0 | 0 | 0 | 0 | 0 | 0 | 0 | 0 | 0 | 0 | 3.9724 | 3.3215 | 2.389 | 1.4956 | 0.98339 | -1.8885 | -0.038369 | 0
0.666666666666667574May | Resource 1 | Sublap 1 | 16:00 | 5 | 74 | May | 14000 | 0 | 0 | 0 | 0 | 0 | 0 | 0 | 0 | 0 | 0 | 0 | 0 | 0 | 0 | 0 | 0 | 0.30557 | 0.2555 | 0.18377 | 0.11504 | 0.075645 | -0.14527 | -0.0029514 | 0 | 0 | 0 | 0 | 0 | 0 | 0 | 0 | 0 | 0 | 0 | 0 | 0 | 0 | 0 | 0 | 0 | 4.278 | 3.577 | 2.5728 | 1.6106 | 1.059 | -2.0338 | -0.04132 | 0
0.666666666666667574June | Resource 1 | Sublap 1 | 16:00 | 5 | 74 | June | 15000 | 0 | 0 | 0 | 0 | 0 | 0 | 0 | 0 | 0 | 0 | 0 | 0 | 0 | 0 | 0 | 0 | 0.30557 | 0.2555 | 0.18377 | 0.11504 | 0.075645 | -0.14527 | -0.0029514 | 0 | 0 | 0 | 0 | 0 | 0 | 0 | 0 | 0 | 0 | 0 | 0 | 0 | 0 | 0 | 0 | 0 | 4.5836 | 3.8326 | 2.7566 | 1.7257 | 1.1347 | -2.179 | -0.044272 | 0
0.666666666666667574July | Resource 1 | Sublap 1 | 16:00 | 5 | 74 | July | 16000 | 0 | 0 | 0 | 0 | 0 | 0 | 0 | 0 | 0 | 0 | 0 | 0 | 0 | 0 | 0 | 0 | 0.30557 | 0.2555 | 0.18377 | 0.11504 | 0.075645 | -0.14527 | -0.0029514 | 0 | 0 | 0 | 0 | 0 | 0 | 0 | 0 | 0 | 0 | 0 | 0 | 0 | 0 | 0 | 0 | 0 | 4.8892 | 4.0881 | 2.9403 | 1.8407 | 1.2103 | -2.3243 | -0.047223 | 0
0.666666666666667574August | Resource 1 | Sublap 1 | 16:00 | 5 | 74 | August | 17000 | 0 | 0 | 0 | 0 | 0 | 0 | 0 | 0 | 0 | 0 | 0 | 0 | 0 | 0 | 0 | 0 | 0.30557 | 0.2555 | 0.18377 | 0.11504 | 0.075645 | -0.14527 | -0.0029514 | 0 | 0 | 0 | 0 | 0 | 0 | 0 | 0 | 0 | 0 | 0 | 0 | 0 | 0 | 0 | 0 | 0 | 5.1947 | 4.3436 | 3.1241 | 1.9558 | 1.286 | -2.4696 | -0.050174 | 0
0.666666666666667574September | Resource 1 | Sublap 1 | 16:00 | 5 | 74 | September | 18000 | 0 | 0 | 0 | 0 | 0 | 0 | 0 | 0 | 0 | 0 | 0 | 0 | 0 | 0 | 0 | 0 | 0.30557 | 0.2555 | 0.18377 | 0.11504 | 0.075645 | -0.14527 | -0.0029514 | 0 | 0 | 0 | 0 | 0 | 0 | 0 | 0 | 0 | 0 | 0 | 0 | 0 | 0 | 0 | 0 | 0 | 5.5003 | 4.5991 | 3.3079 | 2.0708 | 1.3616 | -2.6148 | -0.053126 | 0
0.666666666666667574October | Resource 1 | Sublap 1 | 16:00 | 5 | 74 | October | 19000 | 0 | 0 | 0 | 0 | 0 | 0 | 0 | 0 | 0 | 0 | 0 | 0 | 0 | 0 | 0 | 0 | 0.30557 | 0.2555 | 0.18377 | 0.11504 | 0.075645 | -0.14527 | -0.0029514 | 0 | 0 | 0 | 0 | 0 | 0 | 0 | 0 | 0 | 0 | 0 | 0 | 0 | 0 | 0 | 0 | 0 | 5.8059 | 4.8546 | 3.4916 | 2.1858 | 1.4373 | -2.7601 | -0.056077 | 0
0.666666666666667574November | Resource 1 | Sublap 1 | 16:00 | 5 | 74 | November | 20000 | 0 | 0 | 0 | 0 | 0 | 0 | 0 | 0 | 0 | 0 | 0 | 0 | 0 | 0 | 0 | 0 | 0.30557 | 0.2555 | 0.18377 | 0.11504 | 0.075645 | -0.14527 | -0.0029514 | 0 | 0 | 0 | 0 | 0 | 0 | 0 | 0 | 0 | 0 | 0 | 0 | 0 | 0 | 0 | 0 | 0 | 6.1115 | 5.1101 | 3.6754 | 2.3009 | 1.5129 | -2.9054 | -0.059029 | 0
0.666666666666667574December | Resource 1 | Sublap 1 | 16:00 | 5 | 74 | December | 21000 | 0 | 0 | 0 | 0 | 0 | 0 | 0 | 0 | 0 | 0 | 0 | 0 | 0 | 0 | 0 | 0 | 0.30557 | 0.2555 | 0.18377 | 0.11504 | 0.075645 | -0.14527 | -0.0029514 | 0 | 0 | 0 | 0 | 0 | 0 | 0 | 0 | 0 | 0 | 0 | 0 | 0 | 0 | 0 | 0 | 0 | 6.417 | 5.3656 | 3.8592 | 2.4159 | 1.5886 | -3.0506 | -0.06198 | 0
0.666666666666667575January | Resource 1 | Sublap 1 | 16:00 | 5 | 75 | January | 10000 | 0 | 0 | 0 | 0 | 0 | 0 | 0 | 0 | 0 | 0 | 0 | 0 | 0 | 0 | 0 | 0 | 0.17239 | 0.14415 | 0.10368 | 0.064904 | 0.042677 | -0.081956 | -0.0016651 | 0 | 0 | 0 | 0 | 0 | 0 | 0 | 0 | 0 | 0 | 0 | 0 | 0 | 0 | 0 | 0 | 0 | 1.7239 | 1.4415 | 1.0368 | 0.64904 | 0.42677 | -0.81956 | -0.016651 | 0
0.666666666666667575February | Resource 1 | Sublap 1 | 16:00 | 5 | 75 | February | 11000 | 0 | 0 | 0 | 0 | 0 | 0 | 0 | 0 | 0 | 0 | 0 | 0 | 0 | 0 | 0 | 0 | 0.17239 | 0.14415 | 0.10368 | 0.064904 | 0.042677 | -0.081956 | -0.0016651 | 0 | 0 | 0 | 0 | 0 | 0 | 0 | 0 | 0 | 0 | 0 | 0 | 0 | 0 | 0 | 0 | 0 | 1.8963 | 1.5856 | 1.1405 | 0.71395 | 0.46944 | -0.90151 | -0.018316 | 0
0.666666666666667575March | Resource 1 | Sublap 1 | 16:00 | 5 | 75 | March | 12000 | 0 | 0 | 0 | 0 | 0 | 0 | 0 | 0 | 0 | 0 | 0 | 0 | 0 | 0 | 0 | 0 | 0.17239 | 0.14415 | 0.10368 | 0.064904 | 0.042677 | -0.081956 | -0.0016651 | 0 | 0 | 0 | 0 | 0 | 0 | 0 | 0 | 0 | 0 | 0 | 0 | 0 | 0 | 0 | 0 | 0 | 2.0687 | 1.7298 | 1.2441 | 0.77885 | 0.51212 | -0.98347 | -0.019981 | 0
0.666666666666667575April | Resource 1 | Sublap 1 | 16:00 | 5 | 75 | April | 13000 | 0 | 0 | 0 | 0 | 0 | 0 | 0 | 0 | 0 | 0 | 0 | 0 | 0 | 0 | 0 | 0 | 0.17239 | 0.14415 | 0.10368 | 0.064904 | 0.042677 | -0.081956 | -0.0016651 | 0 | 0 | 0 | 0 | 0 | 0 | 0 | 0 | 0 | 0 | 0 | 0 | 0 | 0 | 0 | 0 | 0 | 2.2411 | 1.8739 | 1.3478 | 0.84376 | 0.5548 | -1.0654 | -0.021646 | 0
0.666666666666667575May | Resource 1 | Sublap 1 | 16:00 | 5 | 75 | May | 14000 | 0 | 0 | 0 | 0 | 0 | 0 | 0 | 0 | 0 | 0 | 0 | 0 | 0 | 0 | 0 | 0 | 0.17239 | 0.14415 | 0.10368 | 0.064904 | 0.042677 | -0.081956 | -0.0016651 | 0 | 0 | 0 | 0 | 0 | 0 | 0 | 0 | 0 | 0 | 0 | 0 | 0 | 0 | 0 | 0 | 0 | 2.4135 | 2.0181 | 1.4515 | 0.90866 | 0.59747 | -1.1474 | -0.023311 | 0
0.666666666666667575June | Resource 1 | Sublap 1 | 16:00 | 5 | 75 | June | 15000 | 0 | 0 | 0 | 0 | 0 | 0 | 0 | 0 | 0 | 0 | 0 | 0 | 0 | 0 | 0 | 0 | 0.17239 | 0.14415 | 0.10368 | 0.064904 | 0.042677 | -0.081956 | -0.0016651 | 0 | 0 | 0 | 0 | 0 | 0 | 0 | 0 | 0 | 0 | 0 | 0 | 0 | 0 | 0 | 0 | 0 | 2.5859 | 2.1622 | 1.5552 | 0.97356 | 0.64015 | -1.2293 | -0.024977 | 0
0.666666666666667575July | Resource 1 | Sublap 1 | 16:00 | 5 | 75 | July | 16000 | 0 | 0 | 0 | 0 | 0 | 0 | 0 | 0 | 0 | 0 | 0 | 0 | 0 | 0 | 0 | 0 | 0.17239 | 0.14415 | 0.10368 | 0.064904 | 0.042677 | -0.081956 | -0.0016651 | 0 | 0 | 0 | 0 | 0 | 0 | 0 | 0 | 0 | 0 | 0 | 0 | 0 | 0 | 0 | 0 | 0 | 2.7583 | 2.3064 | 1.6588 | 1.0385 | 0.68283 | -1.3113 | -0.026642 | 0
0.666666666666667575August | Resource 1 | Sublap 1 | 16:00 | 5 | 75 | August | 17000 | 0 | 0 | 0 | 0 | 0 | 0 | 0 | 0 | 0 | 0 | 0 | 0 | 0 | 0 | 0 | 0 | 0.17239 | 0.14415 | 0.10368 | 0.064904 | 0.042677 | -0.081956 | -0.0016651 | 0 | 0 | 0 | 0 | 0 | 0 | 0 | 0 | 0 | 0 | 0 | 0 | 0 | 0 | 0 | 0 | 0 | 2.9307 | 2.4505 | 1.7625 | 1.1034 | 0.7255 | -1.3932 | -0.028307 | 0
0.666666666666667575September | Resource 1 | Sublap 1 | 16:00 | 5 | 75 | September | 18000 | 0 | 0 | 0 | 0 | 0 | 0 | 0 | 0 | 0 | 0 | 0 | 0 | 0 | 0 | 0 | 0 | 0.17239 | 0.14415 | 0.10368 | 0.064904 | 0.042677 | -0.081956 | -0.0016651 | 0 | 0 | 0 | 0 | 0 | 0 | 0 | 0 | 0 | 0 | 0 | 0 | 0 | 0 | 0 | 0 | 0 | 3.1031 | 2.5946 | 1.8662 | 1.1683 | 0.76818 | -1.4752 | -0.029972 | 0
0.666666666666667575October | Resource 1 | Sublap 1 | 16:00 | 5 | 75 | October | 19000 | 0 | 0 | 0 | 0 | 0 | 0 | 0 | 0 | 0 | 0 | 0 | 0 | 0 | 0 | 0 | 0 | 0.17239 | 0.14415 | 0.10368 | 0.064904 | 0.042677 | -0.081956 | -0.0016651 | 0 | 0 | 0 | 0 | 0 | 0 | 0 | 0 | 0 | 0 | 0 | 0 | 0 | 0 | 0 | 0 | 0 | 3.2755 | 2.7388 | 1.9699 | 1.2332 | 0.81086 | -1.5572 | -0.031637 | 0
0.666666666666667575November | Resource 1 | Sublap 1 | 16:00 | 5 | 75 | November | 20000 | 0 | 0 | 0 | 0 | 0 | 0 | 0 | 0 | 0 | 0 | 0 | 0 | 0 | 0 | 0 | 0 | 0.17239 | 0.14415 | 0.10368 | 0.064904 | 0.042677 | -0.081956 | -0.0016651 | 0 | 0 | 0 | 0 | 0 | 0 | 0 | 0 | 0 | 0 | 0 | 0 | 0 | 0 | 0 | 0 | 0 | 3.4479 | 2.8829 | 2.0735 | 1.2981 | 0.85353 | -1.6391 | -0.033302 | 0
0.666666666666667575December | Resource 1 | Sublap 1 | 16:00 | 5 | 75 | December | 21000 | 0 | 0 | 0 | 0 | 0 | 0 | 0 | 0 | 0 | 0 | 0 | 0 | 0 | 0 | 0 | 0 | 0.17239 | 0.14415 | 0.10368 | 0.064904 | 0.042677 | -0.081956 | -0.0016651 | 0 | 0 | 0 | 0 | 0 | 0 | 0 | 0 | 0 | 0 | 0 | 0 | 0 | 0 | 0 | 0 | 0 | 3.6203 | 3.0271 | 2.1772 | 1.363 | 0.89621 | -1.7211 | -0.034967 | 0
0.666666666666667576January | Resource 1 | Sublap 1 | 16:00 | 5 | 76 | January | 10000 | 0 | 0 | 0 | 0 | 0 | 0 | 0 | 0 | 0 | 0 | 0 | 0 | 0 | 0 | 0 | 0 | 0.57137 | 0.47775 | 0.34362 | 0.21511 | 0.14144 | -0.27163 | -0.0055187 | 0 | 0 | 0 | 0 | 0 | 0 | 0 | 0 | 0 | 0 | 0 | 0 | 0 | 0 | 0 | 0 | 0 | 5.7137 | 4.7775 | 3.4362 | 2.1511 | 1.4144 | -2.7163 | -0.055187 | 0
0.666666666666667576February | Resource 1 | Sublap 1 | 16:00 | 5 | 76 | February | 11000 | 0 | 0 | 0 | 0 | 0 | 0 | 0 | 0 | 0 | 0 | 0 | 0 | 0 | 0 | 0 | 0 | 0.57137 | 0.47775 | 0.34362 | 0.21511 | 0.14144 | -0.27163 | -0.0055187 | 0 | 0 | 0 | 0 | 0 | 0 | 0 | 0 | 0 | 0 | 0 | 0 | 0 | 0 | 0 | 0 | 0 | 6.285 | 5.2552 | 3.7798 | 2.3662 | 1.5559 | -2.9879 | -0.060705 | 0
0.666666666666667576March | Resource 1 | Sublap 1 | 16:00 | 5 | 76 | March | 12000 | 0 | 0 | 0 | 0 | 0 | 0 | 0 | 0 | 0 | 0 | 0 | 0 | 0 | 0 | 0 | 0 | 0.57137 | 0.47775 | 0.34362 | 0.21511 | 0.14144 | -0.27163 | -0.0055187 | 0 | 0 | 0 | 0 | 0 | 0 | 0 | 0 | 0 | 0 | 0 | 0 | 0 | 0 | 0 | 0 | 0 | 6.8564 | 5.733 | 4.1234 | 2.5813 | 1.6973 | -3.2595 | -0.066224 | 0
0.666666666666667576April | Resource 1 | Sublap 1 | 16:00 | 5 | 76 | April | 13000 | 0 | 0 | 0 | 0 | 0 | 0 | 0 | 0 | 0 | 0 | 0 | 0 | 0 | 0 | 0 | 0 | 0.57137 | 0.47775 | 0.34362 | 0.21511 | 0.14144 | -0.27163 | -0.0055187 | 0 | 0 | 0 | 0 | 0 | 0 | 0 | 0 | 0 | 0 | 0 | 0 | 0 | 0 | 0 | 0 | 0 | 7.4278 | 6.2107 | 4.467 | 2.7965 | 1.8388 | -3.5311 | -0.071743 | 0
0.666666666666667576May | Resource 1 | Sublap 1 | 16:00 | 5 | 76 | May | 14000 | 0 | 0 | 0 | 0 | 0 | 0 | 0 | 0 | 0 | 0 | 0 | 0 | 0 | 0 | 0 | 0 | 0.57137 | 0.47775 | 0.34362 | 0.21511 | 0.14144 | -0.27163 | -0.0055187 | 0 | 0 | 0 | 0 | 0 | 0 | 0 | 0 | 0 | 0 | 0 | 0 | 0 | 0 | 0 | 0 | 0 | 7.9991 | 6.6884 | 4.8106 | 3.0116 | 1.9802 | -3.8028 | -0.077261 | 0
0.666666666666667576June | Resource 1 | Sublap 1 | 16:00 | 5 | 76 | June | 15000 | 0 | 0 | 0 | 0 | 0 | 0 | 0 | 0 | 0 | 0 | 0 | 0 | 0 | 0 | 0 | 0 | 0.57137 | 0.47775 | 0.34362 | 0.21511 | 0.14144 | -0.27163 | -0.0055187 | 0 | 0 | 0 | 0 | 0 | 0 | 0 | 0 | 0 | 0 | 0 | 0 | 0 | 0 | 0 | 0 | 0 | 8.5705 | 7.1662 | 5.1543 | 3.2267 | 2.1216 | -4.0744 | -0.08278 | 0
0.666666666666667576July | Resource 1 | Sublap 1 | 16:00 | 5 | 76 | July | 16000 | 0 | 0 | 0 | 0 | 0 | 0 | 0 | 0 | 0 | 0 | 0 | 0 | 0 | 0 | 0 | 0 | 0.57137 | 0.47775 | 0.34362 | 0.21511 | 0.14144 | -0.27163 | -0.0055187 | 0 | 0 | 0 | 0 | 0 | 0 | 0 | 0 | 0 | 0 | 0 | 0 | 0 | 0 | 0 | 0 | 0 | 9.1419 | 7.6439 | 5.4979 | 3.4418 | 2.2631 | -4.346 | -0.088299 | 0
0.666666666666667576August | Resource 1 | Sublap 1 | 16:00 | 5 | 76 | August | 17000 | 0 | 0 | 0 | 0 | 0 | 0 | 0 | 0 | 0 | 0 | 0 | 0 | 0 | 0 | 0 | 0 | 0.57137 | 0.47775 | 0.34362 | 0.21511 | 0.14144 | -0.27163 | -0.0055187 | 0 | 0 | 0 | 0 | 0 | 0 | 0 | 0 | 0 | 0 | 0 | 0 | 0 | 0 | 0 | 0 | 0 | 9.7132 | 8.1217 | 5.8415 | 3.6569 | 2.4045 | -4.6176 | -0.093817 | 0
0.666666666666667576September | Resource 1 | Sublap 1 | 16:00 | 5 | 76 | September | 18000 | 0 | 0 | 0 | 0 | 0 | 0 | 0 | 0 | 0 | 0 | 0 | 0 | 0 | 0 | 0 | 0 | 0.57137 | 0.47775 | 0.34362 | 0.21511 | 0.14144 | -0.27163 | -0.0055187 | 0 | 0 | 0 | 0 | 0 | 0 | 0 | 0 | 0 | 0 | 0 | 0 | 0 | 0 | 0 | 0 | 0 | 10.2846 | 8.5994 | 6.1851 | 3.872 | 2.546 | -4.8893 | -0.099336 | 0
0.666666666666667576October | Resource 1 | Sublap 1 | 16:00 | 5 | 76 | October | 19000 | 0 | 0 | 0 | 0 | 0 | 0 | 0 | 0 | 0 | 0 | 0 | 0 | 0 | 0 | 0 | 0 | 0.57137 | 0.47775 | 0.34362 | 0.21511 | 0.14144 | -0.27163 | -0.0055187 | 0 | 0 | 0 | 0 | 0 | 0 | 0 | 0 | 0 | 0 | 0 | 0 | 0 | 0 | 0 | 0 | 0 | 10.856 | 9.0772 | 6.5287 | 4.0871 | 2.6874 | -5.1609 | -0.10485 | 0
0.666666666666667576November | Resource 1 | Sublap 1 | 16:00 | 5 | 76 | November | 20000 | 0 | 0 | 0 | 0 | 0 | 0 | 0 | 0 | 0 | 0 | 0 | 0 | 0 | 0 | 0 | 0 | 0.57137 | 0.47775 | 0.34362 | 0.21511 | 0.14144 | -0.27163 | -0.0055187 | 0 | 0 | 0 | 0 | 0 | 0 | 0 | 0 | 0 | 0 | 0 | 0 | 0 | 0 | 0 | 0 | 0 | 11.4273 | 9.5549 | 6.8724 | 4.3022 | 2.8289 | -5.4325 | -0.11037 | 0
0.666666666666667576December | Resource 1 | Sublap 1 | 16:00 | 5 | 76 | December | 21000 | 0 | 0 | 0 | 0 | 0 | 0 | 0 | 0 | 0 | 0 | 0 | 0 | 0 | 0 | 0 | 0 | 0.57137 | 0.47775 | 0.34362 | 0.21511 | 0.14144 | -0.27163 | -0.0055187 | 0 | 0 | 0 | 0 | 0 | 0 | 0 | 0 | 0 | 0 | 0 | 0 | 0 | 0 | 0 | 0 | 0 | 11.9987 | 10.0327 | 7.216 | 4.5174 | 2.9703 | -5.7041 | -0.11589 | 0
0.666666666666667577January | Resource 1 | Sublap 1 | 16:00 | 5 | 77 | January | 10000 | 0 | 0 | 0 | 0 | 0 | 0 | 0 | 0 | 0 | 0 | 0 | 0 | 0 | 0 | 0 | 0 | 0.94575 | 0.74052 | 0.53228 | 0.33242 | 0.21752 | -0.42099 | -0.0085223 | 0 | 0 | 0 | 0 | 0 | 0 | 0 | 0 | 0 | 0 | 0 | 0 | 0 | 0 | 0 | 0 | 0 | 9.4575 | 7.4052 | 5.3228 | 3.3242 | 2.1752 | -4.2099 | -0.085223 | 0
0.666666666666667577February | Resource 1 | Sublap 1 | 16:00 | 5 | 77 | February | 11000 | 0 | 0 | 0 | 0 | 0 | 0 | 0 | 0 | 0 | 0 | 0 | 0 | 0 | 0 | 0 | 0 | 0.94575 | 0.74052 | 0.53228 | 0.33242 | 0.21752 | -0.42099 | -0.0085223 | 0 | 0 | 0 | 0 | 0 | 0 | 0 | 0 | 0 | 0 | 0 | 0 | 0 | 0 | 0 | 0 | 0 | 10.4033 | 8.1457 | 5.8551 | 3.6567 | 2.3927 | -4.6309 | -0.093746 | 0
0.666666666666667577March | Resource 1 | Sublap 1 | 16:00 | 5 | 77 | March | 12000 | 0 | 0 | 0 | 0 | 0 | 0 | 0 | 0 | 0 | 0 | 0 | 0 | 0 | 0 | 0 | 0 | 0.94575 | 0.74052 | 0.53228 | 0.33242 | 0.21752 | -0.42099 | -0.0085223 | 0 | 0 | 0 | 0 | 0 | 0 | 0 | 0 | 0 | 0 | 0 | 0 | 0 | 0 | 0 | 0 | 0 | 11.3491 | 8.8862 | 6.3874 | 3.9891 | 2.6102 | -5.0519 | -0.10227 | 0
0.666666666666667577April | Resource 1 | Sublap 1 | 16:00 | 5 | 77 | April | 13000 | 0 | 0 | 0 | 0 | 0 | 0 | 0 | 0 | 0 | 0 | 0 | 0 | 0 | 0 | 0 | 0 | 0.94575 | 0.74052 | 0.53228 | 0.33242 | 0.21752 | -0.42099 | -0.0085223 | 0 | 0 | 0 | 0 | 0 | 0 | 0 | 0 | 0 | 0 | 0 | 0 | 0 | 0 | 0 | 0 | 0 | 12.2948 | 9.6267 | 6.9197 | 4.3215 | 2.8277 | -5.4729 | -0.11079 | 0
0.666666666666667577May | Resource 1 | Sublap 1 | 16:00 | 5 | 77 | May | 14000 | 0 | 0 | 0 | 0 | 0 | 0 | 0 | 0 | 0 | 0 | 0 | 0 | 0 | 0 | 0 | 0 | 0.94575 | 0.74052 | 0.53228 | 0.33242 | 0.21752 | -0.42099 | -0.0085223 | 0 | 0 | 0 | 0 | 0 | 0 | 0 | 0 | 0 | 0 | 0 | 0 | 0 | 0 | 0 | 0 | 0 | 13.2406 | 10.3672 | 7.4519 | 4.6539 | 3.0452 | -5.8939 | -0.11931 | 0
0.666666666666667577June | Resource 1 | Sublap 1 | 16:00 | 5 | 77 | June | 15000 | 0 | 0 | 0 | 0 | 0 | 0 | 0 | 0 | 0 | 0 | 0 | 0 | 0 | 0 | 0 | 0 | 0.94575 | 0.74052 | 0.53228 | 0.33242 | 0.21752 | -0.42099 | -0.0085223 | 0 | 0 | 0 | 0 | 0 | 0 | 0 | 0 | 0 | 0 | 0 | 0 | 0 | 0 | 0 | 0 | 0 | 14.1863 | 11.1077 | 7.9842 | 4.9864 | 3.2627 | -6.3149 | -0.12783 | 0
0.666666666666667577July | Resource 1 | Sublap 1 | 16:00 | 5 | 77 | July | 16000 | 0 | 0 | 0 | 0 | 0 | 0 | 0 | 0 | 0 | 0 | 0 | 0 | 0 | 0 | 0 | 0 | 0.94575 | 0.74052 | 0.53228 | 0.33242 | 0.21752 | -0.42099 | -0.0085223 | 0 | 0 | 0 | 0 | 0 | 0 | 0 | 0 | 0 | 0 | 0 | 0 | 0 | 0 | 0 | 0 | 0 | 15.1321 | 11.8483 | 8.5165 | 5.3188 | 3.4802 | -6.7359 | -0.13636 | 0
0.666666666666667577August | Resource 1 | Sublap 1 | 16:00 | 5 | 77 | August | 17000 | 0 | 0 | 0 | 0 | 0 | 0 | 0 | 0 | 0 | 0 | 0 | 0 | 0 | 0 | 0 | 0 | 0.94575 | 0.74052 | 0.53228 | 0.33242 | 0.21752 | -0.42099 | -0.0085223 | 0 | 0 | 0 | 0 | 0 | 0 | 0 | 0 | 0 | 0 | 0 | 0 | 0 | 0 | 0 | 0 | 0 | 16.0778 | 12.5888 | 9.0488 | 5.6512 | 3.6978 | -7.1569 | -0.14488 | 0
0.666666666666667577September | Resource 1 | Sublap 1 | 16:00 | 5 | 77 | September | 18000 | 0 | 0 | 0 | 0 | 0 | 0 | 0 | 0 | 0 | 0 | 0 | 0 | 0 | 0 | 0 | 0 | 0.94575 | 0.74052 | 0.53228 | 0.33242 | 0.21752 | -0.42099 | -0.0085223 | 0 | 0 | 0 | 0 | 0 | 0 | 0 | 0 | 0 | 0 | 0 | 0 | 0 | 0 | 0 | 0 | 0 | 17.0236 | 13.3293 | 9.5811 | 5.9836 | 3.9153 | -7.5779 | -0.1534 | 0
0.666666666666667577October | Resource 1 | Sublap 1 | 16:00 | 5 | 77 | October | 19000 | 0 | 0 | 0 | 0 | 0 | 0 | 0 | 0 | 0 | 0 | 0 | 0 | 0 | 0 | 0 | 0 | 0.94575 | 0.74052 | 0.53228 | 0.33242 | 0.21752 | -0.42099 | -0.0085223 | 0 | 0 | 0 | 0 | 0 | 0 | 0 | 0 | 0 | 0 | 0 | 0 | 0 | 0 | 0 | 0 | 0 | 17.9693 | 14.0698 | 10.1133 | 6.3161 | 4.1328 | -7.9989 | -0.16192 | 0
0.666666666666667577November | Resource 1 | Sublap 1 | 16:00 | 5 | 77 | November | 20000 | 0 | 0 | 0 | 0 | 0 | 0 | 0 | 0 | 0 | 0 | 0 | 0 | 0 | 0 | 0 | 0 | 0.94575 | 0.74052 | 0.53228 | 0.33242 | 0.21752 | -0.42099 | -0.0085223 | 0 | 0 | 0 | 0 | 0 | 0 | 0 | 0 | 0 | 0 | 0 | 0 | 0 | 0 | 0 | 0 | 0 | 18.9151 | 14.8103 | 10.6456 | 6.6485 | 4.3503 | -8.4199 | -0.17045 | 0
0.666666666666667577December | Resource 1 | Sublap 1 | 16:00 | 5 | 77 | December | 21000 | 0 | 0 | 0 | 0 | 0 | 0 | 0 | 0 | 0 | 0 | 0 | 0 | 0 | 0 | 0 | 0 | 0.94575 | 0.74052 | 0.53228 | 0.33242 | 0.21752 | -0.42099 | -0.0085223 | 0 | 0 | 0 | 0 | 0 | 0 | 0 | 0 | 0 | 0 | 0 | 0 | 0 | 0 | 0 | 0 | 0 | 19.8608 | 15.5509 | 11.1779 | 6.9809 | 4.5678 | -8.8409 | -0.17897 | 0
0.666666666666667578January | Resource 1 | Sublap 1 | 16:00 | 5 | 78 | January | 10000 | 0 | 0 | 0 | 0 | 0 | 0 | 0 | 0 | 0 | 0 | 0 | 0 | 0 | 0 | 0 | 0 | 0.99741 | 0.76127 | 0.54717 | 0.34164 | 0.22343 | -0.43279 | -0.0087579 | 0 | 0 | 0 | 0 | 0 | 0 | 0 | 0 | 0 | 0 | 0 | 0 | 0 | 0 | 0 | 0 | 0 | 9.9741 | 7.6127 | 5.4717 | 3.4164 | 2.2343 | -4.3279 | -0.087579 | 0
0.666666666666667578February | Resource 1 | Sublap 1 | 16:00 | 5 | 78 | February | 11000 | 0 | 0 | 0 | 0 | 0 | 0 | 0 | 0 | 0 | 0 | 0 | 0 | 0 | 0 | 0 | 0 | 0.99741 | 0.76127 | 0.54717 | 0.34164 | 0.22343 | -0.43279 | -0.0087579 | 0 | 0 | 0 | 0 | 0 | 0 | 0 | 0 | 0 | 0 | 0 | 0 | 0 | 0 | 0 | 0 | 0 | 10.9716 | 8.374 | 6.0188 | 3.758 | 2.4578 | -4.7607 | -0.096337 | 0
0.666666666666667578March | Resource 1 | Sublap 1 | 16:00 | 5 | 78 | March | 12000 | 0 | 0 | 0 | 0 | 0 | 0 | 0 | 0 | 0 | 0 | 0 | 0 | 0 | 0 | 0 | 0 | 0.99741 | 0.76127 | 0.54717 | 0.34164 | 0.22343 | -0.43279 | -0.0087579 | 0 | 0 | 0 | 0 | 0 | 0 | 0 | 0 | 0 | 0 | 0 | 0 | 0 | 0 | 0 | 0 | 0 | 11.969 | 9.1353 | 6.566 | 4.0996 | 2.6812 | -5.1935 | -0.10509 | 0
0.666666666666667578April | Resource 1 | Sublap 1 | 16:00 | 5 | 78 | April | 13000 | 0 | 0 | 0 | 0 | 0 | 0 | 0 | 0 | 0 | 0 | 0 | 0 | 0 | 0 | 0 | 0 | 0.99741 | 0.76127 | 0.54717 | 0.34164 | 0.22343 | -0.43279 | -0.0087579 | 0 | 0 | 0 | 0 | 0 | 0 | 0 | 0 | 0 | 0 | 0 | 0 | 0 | 0 | 0 | 0 | 0 | 12.9664 | 9.8965 | 7.1132 | 4.4413 | 2.9046 | -5.6263 | -0.11385 | 0
0.666666666666667578May | Resource 1 | Sublap 1 | 16:00 | 5 | 78 | May | 14000 | 0 | 0 | 0 | 0 | 0 | 0 | 0 | 0 | 0 | 0 | 0 | 0 | 0 | 0 | 0 | 0 | 0.99741 | 0.76127 | 0.54717 | 0.34164 | 0.22343 | -0.43279 | -0.0087579 | 0 | 0 | 0 | 0 | 0 | 0 | 0 | 0 | 0 | 0 | 0 | 0 | 0 | 0 | 0 | 0 | 0 | 13.9638 | 10.6578 | 7.6603 | 4.7829 | 3.1281 | -6.0591 | -0.12261 | 0
0.666666666666667578June | Resource 1 | Sublap 1 | 16:00 | 5 | 78 | June | 15000 | 0 | 0 | 0 | 0 | 0 | 0 | 0 | 0 | 0 | 0 | 0 | 0 | 0 | 0 | 0 | 0 | 0.99741 | 0.76127 | 0.54717 | 0.34164 | 0.22343 | -0.43279 | -0.0087579 | 0 | 0 | 0 | 0 | 0 | 0 | 0 | 0 | 0 | 0 | 0 | 0 | 0 | 0 | 0 | 0 | 0 | 14.9612 | 11.4191 | 8.2075 | 5.1245 | 3.3515 | -6.4919 | -0.13137 | 0
0.666666666666667578July | Resource 1 | Sublap 1 | 16:00 | 5 | 78 | July | 16000 | 0 | 0 | 0 | 0 | 0 | 0 | 0 | 0 | 0 | 0 | 0 | 0 | 0 | 0 | 0 | 0 | 0.99741 | 0.76127 | 0.54717 | 0.34164 | 0.22343 | -0.43279 | -0.0087579 | 0 | 0 | 0 | 0 | 0 | 0 | 0 | 0 | 0 | 0 | 0 | 0 | 0 | 0 | 0 | 0 | 0 | 15.9586 | 12.1804 | 8.7547 | 5.4662 | 3.5749 | -6.9247 | -0.14013 | 0
0.666666666666667578August | Resource 1 | Sublap 1 | 16:00 | 5 | 78 | August | 17000 | 0 | 0 | 0 | 0 | 0 | 0 | 0 | 0 | 0 | 0 | 0 | 0 | 0 | 0 | 0 | 0 | 0.99741 | 0.76127 | 0.54717 | 0.34164 | 0.22343 | -0.43279 | -0.0087579 | 0 | 0 | 0 | 0 | 0 | 0 | 0 | 0 | 0 | 0 | 0 | 0 | 0 | 0 | 0 | 0 | 0 | 16.956 | 12.9416 | 9.3018 | 5.8078 | 3.7984 | -7.3575 | -0.14888 | 0
0.666666666666667578September | Resource 1 | Sublap 1 | 16:00 | 5 | 78 | September | 18000 | 0 | 0 | 0 | 0 | 0 | 0 | 0 | 0 | 0 | 0 | 0 | 0 | 0 | 0 | 0 | 0 | 0.99741 | 0.76127 | 0.54717 | 0.34164 | 0.22343 | -0.43279 | -0.0087579 | 0 | 0 | 0 | 0 | 0 | 0 | 0 | 0 | 0 | 0 | 0 | 0 | 0 | 0 | 0 | 0 | 0 | 17.9535 | 13.7029 | 9.849 | 6.1495 | 4.0218 | -7.7902 | -0.15764 | 0
0.666666666666667578October | Resource 1 | Sublap 1 | 16:00 | 5 | 78 | October | 19000 | 0 | 0 | 0 | 0 | 0 | 0 | 0 | 0 | 0 | 0 | 0 | 0 | 0 | 0 | 0 | 0 | 0.99741 | 0.76127 | 0.54717 | 0.34164 | 0.22343 | -0.43279 | -0.0087579 | 0 | 0 | 0 | 0 | 0 | 0 | 0 | 0 | 0 | 0 | 0 | 0 | 0 | 0 | 0 | 0 | 0 | 18.9509 | 14.4642 | 10.3962 | 6.4911 | 4.2452 | -8.223 | -0.1664 | 0
0.666666666666667578November | Resource 1 | Sublap 1 | 16:00 | 5 | 78 | November | 20000 | 0 | 0 | 0 | 0 | 0 | 0 | 0 | 0 | 0 | 0 | 0 | 0 | 0 | 0 | 0 | 0 | 0.99741 | 0.76127 | 0.54717 | 0.34164 | 0.22343 | -0.43279 | -0.0087579 | 0 | 0 | 0 | 0 | 0 | 0 | 0 | 0 | 0 | 0 | 0 | 0 | 0 | 0 | 0 | 0 | 0 | 19.9483 | 15.2255 | 10.9433 | 6.8327 | 4.4686 | -8.6558 | -0.17516 | 0
0.666666666666667578December | Resource 1 | Sublap 1 | 16:00 | 5 | 78 | December | 21000 | 0 | 0 | 0 | 0 | 0 | 0 | 0 | 0 | 0 | 0 | 0 | 0 | 0 | 0 | 0 | 0 | 0.99741 | 0.76127 | 0.54717 | 0.34164 | 0.22343 | -0.43279 | -0.0087579 | 0 | 0 | 0 | 0 | 0 | 0 | 0 | 0 | 0 | 0 | 0 | 0 | 0 | 0 | 0 | 0 | 0 | 20.9457 | 15.9867 | 11.4905 | 7.1744 | 4.6921 | -9.0886 | -0.18392 | 0
0.666666666666667579January | Resource 1 | Sublap 1 | 16:00 | 5 | 79 | January | 10000 | 0 | 0 | 0 | 0 | 0 | 0 | 0 | 0 | 0 | 0 | 0 | 0 | 0 | 0 | 0 | 0 | 1.1812 | 0.84571 | 0.60772 | 0.37912 | 0.2475 | -0.48078 | -0.0097162 | 0 | 0 | 0 | 0 | 0 | 0 | 0 | 0 | 0 | 0 | 0 | 0 | 0 | 0 | 0 | 0 | 0 | 11.8122 | 8.4571 | 6.0772 | 3.7912 | 2.475 | -4.8078 | -0.097162 | 0
0.666666666666667579February | Resource 1 | Sublap 1 | 16:00 | 5 | 79 | February | 11000 | 0 | 0 | 0 | 0 | 0 | 0 | 0 | 0 | 0 | 0 | 0 | 0 | 0 | 0 | 0 | 0 | 1.1812 | 0.84571 | 0.60772 | 0.37912 | 0.2475 | -0.48078 | -0.0097162 | 0 | 0 | 0 | 0 | 0 | 0 | 0 | 0 | 0 | 0 | 0 | 0 | 0 | 0 | 0 | 0 | 0 | 12.9934 | 9.3028 | 6.6849 | 4.1703 | 2.7225 | -5.2886 | -0.10688 | 0
0.666666666666667579March | Resource 1 | Sublap 1 | 16:00 | 5 | 79 | March | 12000 | 0 | 0 | 0 | 0 | 0 | 0 | 0 | 0 | 0 | 0 | 0 | 0 | 0 | 0 | 0 | 0 | 1.1812 | 0.84571 | 0.60772 | 0.37912 | 0.2475 | -0.48078 | -0.0097162 | 0 | 0 | 0 | 0 | 0 | 0 | 0 | 0 | 0 | 0 | 0 | 0 | 0 | 0 | 0 | 0 | 0 | 14.1746 | 10.1485 | 7.2926 | 4.5494 | 2.97 | -5.7694 | -0.11659 | 0
0.666666666666667579April | Resource 1 | Sublap 1 | 16:00 | 5 | 79 | April | 13000 | 0 | 0 | 0 | 0 | 0 | 0 | 0 | 0 | 0 | 0 | 0 | 0 | 0 | 0 | 0 | 0 | 1.1812 | 0.84571 | 0.60772 | 0.37912 | 0.2475 | -0.48078 | -0.0097162 | 0 | 0 | 0 | 0 | 0 | 0 | 0 | 0 | 0 | 0 | 0 | 0 | 0 | 0 | 0 | 0 | 0 | 15.3558 | 10.9942 | 7.9003 | 4.9285 | 3.2175 | -6.2502 | -0.12631 | 0
0.666666666666667579May | Resource 1 | Sublap 1 | 16:00 | 5 | 79 | May | 14000 | 0 | 0 | 0 | 0 | 0 | 0 | 0 | 0 | 0 | 0 | 0 | 0 | 0 | 0 | 0 | 0 | 1.1812 | 0.84571 | 0.60772 | 0.37912 | 0.2475 | -0.48078 | -0.0097162 | 0 | 0 | 0 | 0 | 0 | 0 | 0 | 0 | 0 | 0 | 0 | 0 | 0 | 0 | 0 | 0 | 0 | 16.537 | 11.84 | 8.5081 | 5.3076 | 3.465 | -6.731 | -0.13603 | 0
0.666666666666667579June | Resource 1 | Sublap 1 | 16:00 | 5 | 79 | June | 15000 | 0 | 0 | 0 | 0 | 0 | 0 | 0 | 0 | 0 | 0 | 0 | 0 | 0 | 0 | 0 | 0 | 1.1812 | 0.84571 | 0.60772 | 0.37912 | 0.2475 | -0.48078 | -0.0097162 | 0 | 0 | 0 | 0 | 0 | 0 | 0 | 0 | 0 | 0 | 0 | 0 | 0 | 0 | 0 | 0 | 0 | 17.7183 | 12.6857 | 9.1158 | 5.6867 | 3.7126 | -7.2117 | -0.14574 | 0
0.666666666666667579July | Resource 1 | Sublap 1 | 16:00 | 5 | 79 | July | 16000 | 0 | 0 | 0 | 0 | 0 | 0 | 0 | 0 | 0 | 0 | 0 | 0 | 0 | 0 | 0 | 0 | 1.1812 | 0.84571 | 0.60772 | 0.37912 | 0.2475 | -0.48078 | -0.0097162 | 0 | 0 | 0 | 0 | 0 | 0 | 0 | 0 | 0 | 0 | 0 | 0 | 0 | 0 | 0 | 0 | 0 | 18.8995 | 13.5314 | 9.7235 | 6.0659 | 3.9601 | -7.6925 | -0.15546 | 0
0.666666666666667579August | Resource 1 | Sublap 1 | 16:00 | 5 | 79 | August | 17000 | 0 | 0 | 0 | 0 | 0 | 0 | 0 | 0 | 0 | 0 | 0 | 0 | 0 | 0 | 0 | 0 | 1.1812 | 0.84571 | 0.60772 | 0.37912 | 0.2475 | -0.48078 | -0.0097162 | 0 | 0 | 0 | 0 | 0 | 0 | 0 | 0 | 0 | 0 | 0 | 0 | 0 | 0 | 0 | 0 | 0 | 20.0807 | 14.3771 | 10.3312 | 6.445 | 4.2076 | -8.1733 | -0.16518 | 0
0.666666666666667579September | Resource 1 | Sublap 1 | 16:00 | 5 | 79 | September | 18000 | 0 | 0 | 0 | 0 | 0 | 0 | 0 | 0 | 0 | 0 | 0 | 0 | 0 | 0 | 0 | 0 | 1.1812 | 0.84571 | 0.60772 | 0.37912 | 0.2475 | -0.48078 | -0.0097162 | 0 | 0 | 0 | 0 | 0 | 0 | 0 | 0 | 0 | 0 | 0 | 0 | 0 | 0 | 0 | 0 | 0 | 21.2619 | 15.2228 | 10.9389 | 6.8241 | 4.4551 | -8.6541 | -0.17489 | 0
0.666666666666667579October | Resource 1 | Sublap 1 | 16:00 | 5 | 79 | October | 19000 | 0 | 0 | 0 | 0 | 0 | 0 | 0 | 0 | 0 | 0 | 0 | 0 | 0 | 0 | 0 | 0 | 1.1812 | 0.84571 | 0.60772 | 0.37912 | 0.2475 | -0.48078 | -0.0097162 | 0 | 0 | 0 | 0 | 0 | 0 | 0 | 0 | 0 | 0 | 0 | 0 | 0 | 0 | 0 | 0 | 0 | 22.4431 | 16.0685 | 11.5467 | 7.2032 | 4.7026 | -9.1349 | -0.18461 | 0
0.666666666666667579November | Resource 1 | Sublap 1 | 16:00 | 5 | 79 | November | 20000 | 0 | 0 | 0 | 0 | 0 | 0 | 0 | 0 | 0 | 0 | 0 | 0 | 0 | 0 | 0 | 0 | 1.1812 | 0.84571 | 0.60772 | 0.37912 | 0.2475 | -0.48078 | -0.0097162 | 0 | 0 | 0 | 0 | 0 | 0 | 0 | 0 | 0 | 0 | 0 | 0 | 0 | 0 | 0 | 0 | 0 | 23.6243 | 16.9142 | 12.1544 | 7.5823 | 4.9501 | -9.6157 | -0.19432 | 0
0.666666666666667579December | Resource 1 | Sublap 1 | 16:00 | 5 | 79 | December | 21000 | 0 | 0 | 0 | 0 | 0 | 0 | 0 | 0 | 0 | 0 | 0 | 0 | 0 | 0 | 0 | 0 | 1.1812 | 0.84571 | 0.60772 | 0.37912 | 0.2475 | -0.48078 | -0.0097162 | 0 | 0 | 0 | 0 | 0 | 0 | 0 | 0 | 0 | 0 | 0 | 0 | 0 | 0 | 0 | 0 | 0 | 24.8056 | 17.7599 | 12.7621 | 7.9614 | 5.1976 | -10.0964 | -0.20404 | 0
0.666666666666667580January | Resource 1 | Sublap 1 | 16:00 | 5 | 80 | January | 10000 | 0 | 0 | 0 | 0 | 0 | 0 | 0 | 0 | 0 | 0 | 0 | 0 | 0 | 0 | 0 | 0 | 1.5142 | 1.0405 | 0.74739 | 0.46556 | 0.30302 | -0.59148 | -0.011927 | 0 | 0 | 0 | 0 | 0 | 0 | 0 | 0 | 0 | 0 | 0 | 0 | 0 | 0 | 0 | 0 | 0 | 15.1425 | 10.4048 | 7.4739 | 4.6556 | 3.0302 | -5.9148 | -0.11927 | 0
0.666666666666667580February | Resource 1 | Sublap 1 | 16:00 | 5 | 80 | February | 11000 | 0 | 0 | 0 | 0 | 0 | 0 | 0 | 0 | 0 | 0 | 0 | 0 | 0 | 0 | 0 | 0 | 1.5142 | 1.0405 | 0.74739 | 0.46556 | 0.30302 | -0.59148 | -0.011927 | 0 | 0 | 0 | 0 | 0 | 0 | 0 | 0 | 0 | 0 | 0 | 0 | 0 | 0 | 0 | 0 | 0 | 16.6567 | 11.4452 | 8.2213 | 5.1212 | 3.3333 | -6.5063 | -0.13119 | 0
0.666666666666667580March | Resource 1 | Sublap 1 | 16:00 | 5 | 80 | March | 12000 | 0 | 0 | 0 | 0 | 0 | 0 | 0 | 0 | 0 | 0 | 0 | 0 | 0 | 0 | 0 | 0 | 1.5142 | 1.0405 | 0.74739 | 0.46556 | 0.30302 | -0.59148 | -0.011927 | 0 | 0 | 0 | 0 | 0 | 0 | 0 | 0 | 0 | 0 | 0 | 0 | 0 | 0 | 0 | 0 | 0 | 18.171 | 12.4857 | 8.9687 | 5.5868 | 3.6363 | -7.0977 | -0.14312 | 0
0.666666666666667580April | Resource 1 | Sublap 1 | 16:00 | 5 | 80 | April | 13000 | 0 | 0 | 0 | 0 | 0 | 0 | 0 | 0 | 0 | 0 | 0 | 0 | 0 | 0 | 0 | 0 | 1.5142 | 1.0405 | 0.74739 | 0.46556 | 0.30302 | -0.59148 | -0.011927 | 0 | 0 | 0 | 0 | 0 | 0 | 0 | 0 | 0 | 0 | 0 | 0 | 0 | 0 | 0 | 0 | 0 | 19.6852 | 13.5262 | 9.716 | 6.0523 | 3.9393 | -7.6892 | -0.15505 | 0
0.666666666666667580May | Resource 1 | Sublap 1 | 16:00 | 5 | 80 | May | 14000 | 0 | 0 | 0 | 0 | 0 | 0 | 0 | 0 | 0 | 0 | 0 | 0 | 0 | 0 | 0 | 0 | 1.5142 | 1.0405 | 0.74739 | 0.46556 | 0.30302 | -0.59148 | -0.011927 | 0 | 0 | 0 | 0 | 0 | 0 | 0 | 0 | 0 | 0 | 0 | 0 | 0 | 0 | 0 | 0 | 0 | 21.1994 | 14.5667 | 10.4634 | 6.5179 | 4.2423 | -8.2807 | -0.16697 | 0
0.666666666666667580June | Resource 1 | Sublap 1 | 16:00 | 5 | 80 | June | 15000 | 0 | 0 | 0 | 0 | 0 | 0 | 0 | 0 | 0 | 0 | 0 | 0 | 0 | 0 | 0 | 0 | 1.5142 | 1.0405 | 0.74739 | 0.46556 | 0.30302 | -0.59148 | -0.011927 | 0 | 0 | 0 | 0 | 0 | 0 | 0 | 0 | 0 | 0 | 0 | 0 | 0 | 0 | 0 | 0 | 0 | 22.7137 | 15.6071 | 11.2108 | 6.9835 | 4.5454 | -8.8722 | -0.1789 | 0
0.666666666666667580July | Resource 1 | Sublap 1 | 16:00 | 5 | 80 | July | 16000 | 0 | 0 | 0 | 0 | 0 | 0 | 0 | 0 | 0 | 0 | 0 | 0 | 0 | 0 | 0 | 0 | 1.5142 | 1.0405 | 0.74739 | 0.46556 | 0.30302 | -0.59148 | -0.011927 | 0 | 0 | 0 | 0 | 0 | 0 | 0 | 0 | 0 | 0 | 0 | 0 | 0 | 0 | 0 | 0 | 0 | 24.2279 | 16.6476 | 11.9582 | 7.449 | 4.8484 | -9.4637 | -0.19083 | 0
0.666666666666667580August | Resource 1 | Sublap 1 | 16:00 | 5 | 80 | August | 17000 | 0 | 0 | 0 | 0 | 0 | 0 | 0 | 0 | 0 | 0 | 0 | 0 | 0 | 0 | 0 | 0 | 1.5142 | 1.0405 | 0.74739 | 0.46556 | 0.30302 | -0.59148 | -0.011927 | 0 | 0 | 0 | 0 | 0 | 0 | 0 | 0 | 0 | 0 | 0 | 0 | 0 | 0 | 0 | 0 | 0 | 25.7422 | 17.6881 | 12.7056 | 7.9146 | 5.1514 | -10.0551 | -0.20275 | 0
0.666666666666667580September | Resource 1 | Sublap 1 | 16:00 | 5 | 80 | September | 18000 | 0 | 0 | 0 | 0 | 0 | 0 | 0 | 0 | 0 | 0 | 0 | 0 | 0 | 0 | 0 | 0 | 1.5142 | 1.0405 | 0.74739 | 0.46556 | 0.30302 | -0.59148 | -0.011927 | 0 | 0 | 0 | 0 | 0 | 0 | 0 | 0 | 0 | 0 | 0 | 0 | 0 | 0 | 0 | 0 | 0 | 27.2564 | 18.7286 | 13.453 | 8.3802 | 5.4544 | -10.6466 | -0.21468 | 0
0.666666666666667580October | Resource 1 | Sublap 1 | 16:00 | 5 | 80 | October | 19000 | 0 | 0 | 0 | 0 | 0 | 0 | 0 | 0 | 0 | 0 | 0 | 0 | 0 | 0 | 0 | 0 | 1.5142 | 1.0405 | 0.74739 | 0.46556 | 0.30302 | -0.59148 | -0.011927 | 0 | 0 | 0 | 0 | 0 | 0 | 0 | 0 | 0 | 0 | 0 | 0 | 0 | 0 | 0 | 0 | 0 | 28.7707 | 19.7691 | 14.2004 | 8.8457 | 5.7575 | -11.2381 | -0.22661 | 0
0.666666666666667580November | Resource 1 | Sublap 1 | 16:00 | 5 | 80 | November | 20000 | 0 | 0 | 0 | 0 | 0 | 0 | 0 | 0 | 0 | 0 | 0 | 0 | 0 | 0 | 0 | 0 | 1.5142 | 1.0405 | 0.74739 | 0.46556 | 0.30302 | -0.59148 | -0.011927 | 0 | 0 | 0 | 0 | 0 | 0 | 0 | 0 | 0 | 0 | 0 | 0 | 0 | 0 | 0 | 0 | 0 | 30.2849 | 20.8095 | 14.9478 | 9.3113 | 6.0605 | -11.8296 | -0.23853 | 0
0.666666666666667580December | Resource 1 | Sublap 1 | 16:00 | 5 | 80 | December | 21000 | 0 | 0 | 0 | 0 | 0 | 0 | 0 | 0 | 0 | 0 | 0 | 0 | 0 | 0 | 0 | 0 | 1.5142 | 1.0405 | 0.74739 | 0.46556 | 0.30302 | -0.59148 | -0.011927 | 0 | 0 | 0 | 0 | 0 | 0 | 0 | 0 | 0 | 0 | 0 | 0 | 0 | 0 | 0 | 0 | 0 | 31.7992 | 21.85 | 15.6951 | 9.7768 | 6.3635 | -12.421 | -0.25046 | 0
0.666666666666667581January | Resource 1 | Sublap 1 | 16:00 | 5 | 81 | January | 10000 | 0 | 0 | 0 | 0 | 0 | 0 | 0 | 0 | 0 | 0 | 0 | 0 | 0 | 0 | 0 | 0 | 2.0434 | 1.4213 | 0.92522 | 0.57564 | 0.37372 | -0.73242 | -0.014741 | 0 | 0 | 0 | 0 | 0 | 0 | 0 | 0 | 0 | 0 | 0 | 0 | 0 | 0 | 0 | 0 | 0 | 20.4344 | 14.2127 | 9.2522 | 5.7564 | 3.7372 | -7.3242 | -0.14741 | 0
0.666666666666667581February | Resource 1 | Sublap 1 | 16:00 | 5 | 81 | February | 11000 | 0 | 0 | 0 | 0 | 0 | 0 | 0 | 0 | 0 | 0 | 0 | 0 | 0 | 0 | 0 | 0 | 2.0434 | 1.4213 | 0.92522 | 0.57564 | 0.37372 | -0.73242 | -0.014741 | 0 | 0 | 0 | 0 | 0 | 0 | 0 | 0 | 0 | 0 | 0 | 0 | 0 | 0 | 0 | 0 | 0 | 22.4778 | 15.634 | 10.1775 | 6.332 | 4.1109 | -8.0567 | -0.16215 | 0
0.666666666666667581March | Resource 1 | Sublap 1 | 16:00 | 5 | 81 | March | 12000 | 0 | 0 | 0 | 0 | 0 | 0 | 0 | 0 | 0 | 0 | 0 | 0 | 0 | 0 | 0 | 0 | 2.0434 | 1.4213 | 0.92522 | 0.57564 | 0.37372 | -0.73242 | -0.014741 | 0 | 0 | 0 | 0 | 0 | 0 | 0 | 0 | 0 | 0 | 0 | 0 | 0 | 0 | 0 | 0 | 0 | 24.5212 | 17.0552 | 11.1027 | 6.9076 | 4.4846 | -8.7891 | -0.17689 | 0
0.666666666666667581April | Resource 1 | Sublap 1 | 16:00 | 5 | 81 | April | 13000 | 0 | 0 | 0 | 0 | 0 | 0 | 0 | 0 | 0 | 0 | 0 | 0 | 0 | 0 | 0 | 0 | 2.0434 | 1.4213 | 0.92522 | 0.57564 | 0.37372 | -0.73242 | -0.014741 | 0 | 0 | 0 | 0 | 0 | 0 | 0 | 0 | 0 | 0 | 0 | 0 | 0 | 0 | 0 | 0 | 0 | 26.5647 | 18.4765 | 12.0279 | 7.4833 | 4.8583 | -9.5215 | -0.19163 | 0
0.666666666666667581May | Resource 1 | Sublap 1 | 16:00 | 5 | 81 | May | 14000 | 0 | 0 | 0 | 0 | 0 | 0 | 0 | 0 | 0 | 0 | 0 | 0 | 0 | 0 | 0 | 0 | 2.0434 | 1.4213 | 0.92522 | 0.57564 | 0.37372 | -0.73242 | -0.014741 | 0 | 0 | 0 | 0 | 0 | 0 | 0 | 0 | 0 | 0 | 0 | 0 | 0 | 0 | 0 | 0 | 0 | 28.6081 | 19.8977 | 12.9532 | 8.0589 | 5.2321 | -10.2539 | -0.20638 | 0
0.666666666666667581June | Resource 1 | Sublap 1 | 16:00 | 5 | 81 | June | 15000 | 0 | 0 | 0 | 0 | 0 | 0 | 0 | 0 | 0 | 0 | 0 | 0 | 0 | 0 | 0 | 0 | 2.0434 | 1.4213 | 0.92522 | 0.57564 | 0.37372 | -0.73242 | -0.014741 | 0 | 0 | 0 | 0 | 0 | 0 | 0 | 0 | 0 | 0 | 0 | 0 | 0 | 0 | 0 | 0 | 0 | 30.6515 | 21.319 | 13.8784 | 8.6345 | 5.6058 | -10.9864 | -0.22112 | 0
0.666666666666667581July | Resource 1 | Sublap 1 | 16:00 | 5 | 81 | July | 16000 | 0 | 0 | 0 | 0 | 0 | 0 | 0 | 0 | 0 | 0 | 0 | 0 | 0 | 0 | 0 | 0 | 2.0434 | 1.4213 | 0.92522 | 0.57564 | 0.37372 | -0.73242 | -0.014741 | 0 | 0 | 0 | 0 | 0 | 0 | 0 | 0 | 0 | 0 | 0 | 0 | 0 | 0 | 0 | 0 | 0 | 32.695 | 22.7403 | 14.8036 | 9.2102 | 5.9795 | -11.7188 | -0.23586 | 0
0.666666666666667581August | Resource 1 | Sublap 1 | 16:00 | 5 | 81 | August | 17000 | 0 | 0 | 0 | 0 | 0 | 0 | 0 | 0 | 0 | 0 | 0 | 0 | 0 | 0 | 0 | 0 | 2.0434 | 1.4213 | 0.92522 | 0.57564 | 0.37372 | -0.73242 | -0.014741 | 0 | 0 | 0 | 0 | 0 | 0 | 0 | 0 | 0 | 0 | 0 | 0 | 0 | 0 | 0 | 0 | 0 | 34.7384 | 24.1615 | 15.7288 | 9.7858 | 6.3532 | -12.4512 | -0.2506 | 0
0.666666666666667581September | Resource 1 | Sublap 1 | 16:00 | 5 | 81 | September | 18000 | 0 | 0 | 0 | 0 | 0 | 0 | 0 | 0 | 0 | 0 | 0 | 0 | 0 | 0 | 0 | 0 | 2.0434 | 1.4213 | 0.92522 | 0.57564 | 0.37372 | -0.73242 | -0.014741 | 0 | 0 | 0 | 0 | 0 | 0 | 0 | 0 | 0 | 0 | 0 | 0 | 0 | 0 | 0 | 0 | 0 | 36.7818 | 25.5828 | 16.6541 | 10.3614 | 6.7269 | -13.1836 | -0.26534 | 0
0.666666666666667581October | Resource 1 | Sublap 1 | 16:00 | 5 | 81 | October | 19000 | 0 | 0 | 0 | 0 | 0 | 0 | 0 | 0 | 0 | 0 | 0 | 0 | 0 | 0 | 0 | 0 | 2.0434 | 1.4213 | 0.92522 | 0.57564 | 0.37372 | -0.73242 | -0.014741 | 0 | 0 | 0 | 0 | 0 | 0 | 0 | 0 | 0 | 0 | 0 | 0 | 0 | 0 | 0 | 0 | 0 | 38.8253 | 27.0041 | 17.5793 | 10.9371 | 7.1007 | -13.9161 | -0.28008 | 0
0.666666666666667581November | Resource 1 | Sublap 1 | 16:00 | 5 | 81 | November | 20000 | 0 | 0 | 0 | 0 | 0 | 0 | 0 | 0 | 0 | 0 | 0 | 0 | 0 | 0 | 0 | 0 | 2.0434 | 1.4213 | 0.92522 | 0.57564 | 0.37372 | -0.73242 | -0.014741 | 0 | 0 | 0 | 0 | 0 | 0 | 0 | 0 | 0 | 0 | 0 | 0 | 0 | 0 | 0 | 0 | 0 | 40.8687 | 28.4254 | 18.5045 | 11.5127 | 7.4744 | -14.6485 | -0.29482 | 0
0.666666666666667581December | Resource 1 | Sublap 1 | 16:00 | 5 | 81 | December | 21000 | 0 | 0 | 0 | 0 | 0 | 0 | 0 | 0 | 0 | 0 | 0 | 0 | 0 | 0 | 0 | 0 | 2.0434 | 1.4213 | 0.92522 | 0.57564 | 0.37372 | -0.73242 | -0.014741 | 0 | 0 | 0 | 0 | 0 | 0 | 0 | 0 | 0 | 0 | 0 | 0 | 0 | 0 | 0 | 0 | 0 | 42.9121 | 29.8466 | 19.4297 | 12.0884 | 7.8481 | -15.3809 | -0.30956 | 0
0.666666666666667582January | Resource 1 | Sublap 1 | 16:00 | 5 | 82 | January | 10000 | 0 | 0 | 0 | 0 | 0 | 0 | 0 | 0 | 0 | 0 | 0 | 0 | 0 | 0 | 0 | 0 | 2.2381 | 1.5556 | 0.96378 | 0.5995 | 0.38905 | -0.76298 | -0.015351 | 0 | 0 | 0 | 0 | 0 | 0 | 0 | 0 | 0 | 0 | 0 | 0 | 0 | 0 | 0 | 0 | 0 | 22.3809 | 15.5557 | 9.6378 | 5.995 | 3.8905 | -7.6298 | -0.15351 | 0
0.666666666666667582February | Resource 1 | Sublap 1 | 16:00 | 5 | 82 | February | 11000 | 0 | 0 | 0 | 0 | 0 | 0 | 0 | 0 | 0 | 0 | 0 | 0 | 0 | 0 | 0 | 0 | 2.2381 | 1.5556 | 0.96378 | 0.5995 | 0.38905 | -0.76298 | -0.015351 | 0 | 0 | 0 | 0 | 0 | 0 | 0 | 0 | 0 | 0 | 0 | 0 | 0 | 0 | 0 | 0 | 0 | 24.619 | 17.1113 | 10.6016 | 6.5945 | 4.2795 | -8.3928 | -0.16886 | 0
0.666666666666667582March | Resource 1 | Sublap 1 | 16:00 | 5 | 82 | March | 12000 | 0 | 0 | 0 | 0 | 0 | 0 | 0 | 0 | 0 | 0 | 0 | 0 | 0 | 0 | 0 | 0 | 2.2381 | 1.5556 | 0.96378 | 0.5995 | 0.38905 | -0.76298 | -0.015351 | 0 | 0 | 0 | 0 | 0 | 0 | 0 | 0 | 0 | 0 | 0 | 0 | 0 | 0 | 0 | 0 | 0 | 26.8571 | 18.6668 | 11.5654 | 7.194 | 4.6685 | -9.1558 | -0.18422 | 0
0.666666666666667582April | Resource 1 | Sublap 1 | 16:00 | 5 | 82 | April | 13000 | 0 | 0 | 0 | 0 | 0 | 0 | 0 | 0 | 0 | 0 | 0 | 0 | 0 | 0 | 0 | 0 | 2.2381 | 1.5556 | 0.96378 | 0.5995 | 0.38905 | -0.76298 | -0.015351 | 0 | 0 | 0 | 0 | 0 | 0 | 0 | 0 | 0 | 0 | 0 | 0 | 0 | 0 | 0 | 0 | 0 | 29.0952 | 20.2224 | 12.5292 | 7.7935 | 5.0576 | -9.9188 | -0.19957 | 0
0.666666666666667582May | Resource 1 | Sublap 1 | 16:00 | 5 | 82 | May | 14000 | 0 | 0 | 0 | 0 | 0 | 0 | 0 | 0 | 0 | 0 | 0 | 0 | 0 | 0 | 0 | 0 | 2.2381 | 1.5556 | 0.96378 | 0.5995 | 0.38905 | -0.76298 | -0.015351 | 0 | 0 | 0 | 0 | 0 | 0 | 0 | 0 | 0 | 0 | 0 | 0 | 0 | 0 | 0 | 0 | 0 | 31.3333 | 21.778 | 13.4929 | 8.393 | 5.4466 | -10.6818 | -0.21492 | 0
0.666666666666667582June | Resource 1 | Sublap 1 | 16:00 | 5 | 82 | June | 15000 | 0 | 0 | 0 | 0 | 0 | 0 | 0 | 0 | 0 | 0 | 0 | 0 | 0 | 0 | 0 | 0 | 2.2381 | 1.5556 | 0.96378 | 0.5995 | 0.38905 | -0.76298 | -0.015351 | 0 | 0 | 0 | 0 | 0 | 0 | 0 | 0 | 0 | 0 | 0 | 0 | 0 | 0 | 0 | 0 | 0 | 33.5714 | 23.3335 | 14.4567 | 8.9925 | 5.8357 | -11.4447 | -0.23027 | 0
0.666666666666667582July | Resource 1 | Sublap 1 | 16:00 | 5 | 82 | July | 16000 | 0 | 0 | 0 | 0 | 0 | 0 | 0 | 0 | 0 | 0 | 0 | 0 | 0 | 0 | 0 | 0 | 2.2381 | 1.5556 | 0.96378 | 0.5995 | 0.38905 | -0.76298 | -0.015351 | 0 | 0 | 0 | 0 | 0 | 0 | 0 | 0 | 0 | 0 | 0 | 0 | 0 | 0 | 0 | 0 | 0 | 35.8095 | 24.8891 | 15.4205 | 9.592 | 6.2247 | -12.2077 | -0.24562 | 0
0.666666666666667582August | Resource 1 | Sublap 1 | 16:00 | 5 | 82 | August | 17000 | 0 | 0 | 0 | 0 | 0 | 0 | 0 | 0 | 0 | 0 | 0 | 0 | 0 | 0 | 0 | 0 | 2.2381 | 1.5556 | 0.96378 | 0.5995 | 0.38905 | -0.76298 | -0.015351 | 0 | 0 | 0 | 0 | 0 | 0 | 0 | 0 | 0 | 0 | 0 | 0 | 0 | 0 | 0 | 0 | 0 | 38.0476 | 26.4447 | 16.3843 | 10.1915 | 6.6138 | -12.9707 | -0.26097 | 0
0.666666666666667582September | Resource 1 | Sublap 1 | 16:00 | 5 | 82 | September | 18000 | 0 | 0 | 0 | 0 | 0 | 0 | 0 | 0 | 0 | 0 | 0 | 0 | 0 | 0 | 0 | 0 | 2.2381 | 1.5556 | 0.96378 | 0.5995 | 0.38905 | -0.76298 | -0.015351 | 0 | 0 | 0 | 0 | 0 | 0 | 0 | 0 | 0 | 0 | 0 | 0 | 0 | 0 | 0 | 0 | 0 | 40.2857 | 28.0002 | 17.3481 | 10.791 | 7.0028 | -13.7337 | -0.27632 | 0
0.666666666666667582October | Resource 1 | Sublap 1 | 16:00 | 5 | 82 | October | 19000 | 0 | 0 | 0 | 0 | 0 | 0 | 0 | 0 | 0 | 0 | 0 | 0 | 0 | 0 | 0 | 0 | 2.2381 | 1.5556 | 0.96378 | 0.5995 | 0.38905 | -0.76298 | -0.015351 | 0 | 0 | 0 | 0 | 0 | 0 | 0 | 0 | 0 | 0 | 0 | 0 | 0 | 0 | 0 | 0 | 0 | 42.5238 | 29.5558 | 18.3118 | 11.3905 | 7.3919 | -14.4967 | -0.29167 | 0
0.666666666666667582November | Resource 1 | Sublap 1 | 16:00 | 5 | 82 | November | 20000 | 0 | 0 | 0 | 0 | 0 | 0 | 0 | 0 | 0 | 0 | 0 | 0 | 0 | 0 | 0 | 0 | 2.2381 | 1.5556 | 0.96378 | 0.5995 | 0.38905 | -0.76298 | -0.015351 | 0 | 0 | 0 | 0 | 0 | 0 | 0 | 0 | 0 | 0 | 0 | 0 | 0 | 0 | 0 | 0 | 0 | 44.7619 | 31.1114 | 19.2756 | 11.99 | 7.7809 | -15.2597 | -0.30703 | 0
0.666666666666667582December | Resource 1 | Sublap 1 | 16:00 | 5 | 82 | December | 21000 | 0 | 0 | 0 | 0 | 0 | 0 | 0 | 0 | 0 | 0 | 0 | 0 | 0 | 0 | 0 | 0 | 2.2381 | 1.5556 | 0.96378 | 0.5995 | 0.38905 | -0.76298 | -0.015351 | 0 | 0 | 0 | 0 | 0 | 0 | 0 | 0 | 0 | 0 | 0 | 0 | 0 | 0 | 0 | 0 | 0 | 46.9999 | 32.6669 | 20.2394 | 12.5895 | 8.17 | -16.0226 | -0.32238 | 0
0.666666666666667583January | Resource 1 | Sublap 1 | 16:00 | 5 | 83 | January | 10000 | 0 | 0 | 0 | 0 | 0 | 0 | 0 | 0 | 0 | 0 | 0 | 0 | 0 | 0 | 0 | 0 | 2.6895 | 1.9544 | 1.0901 | 0.6777 | 0.43927 | -0.86312 | -0.017351 | 0 | 0 | 0 | 0 | 0 | 0 | 0 | 0 | 0 | 0 | 0 | 0 | 0 | 0 | 0 | 0 | 0 | 26.8953 | 19.5438 | 10.9012 | 6.777 | 4.3927 | -8.6312 | -0.17351 | 0
0.666666666666667583February | Resource 1 | Sublap 1 | 16:00 | 5 | 83 | February | 11000 | 0 | 0 | 0 | 0 | 0 | 0 | 0 | 0 | 0 | 0 | 0 | 0 | 0 | 0 | 0 | 0 | 2.6895 | 1.9544 | 1.0901 | 0.6777 | 0.43927 | -0.86312 | -0.017351 | 0 | 0 | 0 | 0 | 0 | 0 | 0 | 0 | 0 | 0 | 0 | 0 | 0 | 0 | 0 | 0 | 0 | 29.5849 | 21.4982 | 11.9914 | 7.4547 | 4.832 | -9.4943 | -0.19086 | 0
0.666666666666667583March | Resource 1 | Sublap 1 | 16:00 | 5 | 83 | March | 12000 | 0 | 0 | 0 | 0 | 0 | 0 | 0 | 0 | 0 | 0 | 0 | 0 | 0 | 0 | 0 | 0 | 2.6895 | 1.9544 | 1.0901 | 0.6777 | 0.43927 | -0.86312 | -0.017351 | 0 | 0 | 0 | 0 | 0 | 0 | 0 | 0 | 0 | 0 | 0 | 0 | 0 | 0 | 0 | 0 | 0 | 32.2744 | 23.4526 | 13.0815 | 8.1324 | 5.2712 | -10.3574 | -0.20821 | 0
0.666666666666667583April | Resource 1 | Sublap 1 | 16:00 | 5 | 83 | April | 13000 | 0 | 0 | 0 | 0 | 0 | 0 | 0 | 0 | 0 | 0 | 0 | 0 | 0 | 0 | 0 | 0 | 2.6895 | 1.9544 | 1.0901 | 0.6777 | 0.43927 | -0.86312 | -0.017351 | 0 | 0 | 0 | 0 | 0 | 0 | 0 | 0 | 0 | 0 | 0 | 0 | 0 | 0 | 0 | 0 | 0 | 34.9639 | 25.407 | 14.1716 | 8.8101 | 5.7105 | -11.2205 | -0.22556 | 0
0.666666666666667583May | Resource 1 | Sublap 1 | 16:00 | 5 | 83 | May | 14000 | 0 | 0 | 0 | 0 | 0 | 0 | 0 | 0 | 0 | 0 | 0 | 0 | 0 | 0 | 0 | 0 | 2.6895 | 1.9544 | 1.0901 | 0.6777 | 0.43927 | -0.86312 | -0.017351 | 0 | 0 | 0 | 0 | 0 | 0 | 0 | 0 | 0 | 0 | 0 | 0 | 0 | 0 | 0 | 0 | 0 | 37.6535 | 27.3614 | 15.2617 | 9.4878 | 6.1498 | -12.0836 | -0.24291 | 0
0.666666666666667583June | Resource 1 | Sublap 1 | 16:00 | 5 | 83 | June | 15000 | 0 | 0 | 0 | 0 | 0 | 0 | 0 | 0 | 0 | 0 | 0 | 0 | 0 | 0 | 0 | 0 | 2.6895 | 1.9544 | 1.0901 | 0.6777 | 0.43927 | -0.86312 | -0.017351 | 0 | 0 | 0 | 0 | 0 | 0 | 0 | 0 | 0 | 0 | 0 | 0 | 0 | 0 | 0 | 0 | 0 | 40.343 | 29.3158 | 16.3519 | 10.1655 | 6.589 | -12.9467 | -0.26026 | 0
0.666666666666667583July | Resource 1 | Sublap 1 | 16:00 | 5 | 83 | July | 16000 | 0 | 0 | 0 | 0 | 0 | 0 | 0 | 0 | 0 | 0 | 0 | 0 | 0 | 0 | 0 | 0 | 2.6895 | 1.9544 | 1.0901 | 0.6777 | 0.43927 | -0.86312 | -0.017351 | 0 | 0 | 0 | 0 | 0 | 0 | 0 | 0 | 0 | 0 | 0 | 0 | 0 | 0 | 0 | 0 | 0 | 43.0326 | 31.2701 | 17.442 | 10.8432 | 7.0283 | -13.8099 | -0.27761 | 0
0.666666666666667583August | Resource 1 | Sublap 1 | 16:00 | 5 | 83 | August | 17000 | 0 | 0 | 0 | 0 | 0 | 0 | 0 | 0 | 0 | 0 | 0 | 0 | 0 | 0 | 0 | 0 | 2.6895 | 1.9544 | 1.0901 | 0.6777 | 0.43927 | -0.86312 | -0.017351 | 0 | 0 | 0 | 0 | 0 | 0 | 0 | 0 | 0 | 0 | 0 | 0 | 0 | 0 | 0 | 0 | 0 | 45.7221 | 33.2245 | 18.5321 | 11.5209 | 7.4676 | -14.673 | -0.29496 | 0
0.666666666666667583September | Resource 1 | Sublap 1 | 16:00 | 5 | 83 | September | 18000 | 0 | 0 | 0 | 0 | 0 | 0 | 0 | 0 | 0 | 0 | 0 | 0 | 0 | 0 | 0 | 0 | 2.6895 | 1.9544 | 1.0901 | 0.6777 | 0.43927 | -0.86312 | -0.017351 | 0 | 0 | 0 | 0 | 0 | 0 | 0 | 0 | 0 | 0 | 0 | 0 | 0 | 0 | 0 | 0 | 0 | 48.4116 | 35.1789 | 19.6222 | 12.1986 | 7.9069 | -15.5361 | -0.31231 | 0
0.666666666666667583October | Resource 1 | Sublap 1 | 16:00 | 5 | 83 | October | 19000 | 0 | 0 | 0 | 0 | 0 | 0 | 0 | 0 | 0 | 0 | 0 | 0 | 0 | 0 | 0 | 0 | 2.6895 | 1.9544 | 1.0901 | 0.6777 | 0.43927 | -0.86312 | -0.017351 | 0 | 0 | 0 | 0 | 0 | 0 | 0 | 0 | 0 | 0 | 0 | 0 | 0 | 0 | 0 | 0 | 0 | 51.1011 | 37.1333 | 20.7124 | 12.8763 | 8.3461 | -16.3992 | -0.32967 | 0
0.666666666666667583November | Resource 1 | Sublap 1 | 16:00 | 5 | 83 | November | 20000 | 0 | 0 | 0 | 0 | 0 | 0 | 0 | 0 | 0 | 0 | 0 | 0 | 0 | 0 | 0 | 0 | 2.6895 | 1.9544 | 1.0901 | 0.6777 | 0.43927 | -0.86312 | -0.017351 | 0 | 0 | 0 | 0 | 0 | 0 | 0 | 0 | 0 | 0 | 0 | 0 | 0 | 0 | 0 | 0 | 0 | 53.7907 | 39.0877 | 21.8025 | 13.554 | 8.7854 | -17.2623 | -0.34702 | 0
0.666666666666667583December | Resource 1 | Sublap 1 | 16:00 | 5 | 83 | December | 21000 | 0 | 0 | 0 | 0 | 0 | 0 | 0 | 0 | 0 | 0 | 0 | 0 | 0 | 0 | 0 | 0 | 2.6895 | 1.9544 | 1.0901 | 0.6777 | 0.43927 | -0.86312 | -0.017351 | 0 | 0 | 0 | 0 | 0 | 0 | 0 | 0 | 0 | 0 | 0 | 0 | 0 | 0 | 0 | 0 | 0 | 56.4802 | 41.0421 | 22.8926 | 14.2317 | 9.2247 | -18.1254 | -0.36437 | 0
0.666666666666667584January | Resource 1 | Sublap 1 | 16:00 | 5 | 84 | January | 10000 | 0 | 0 | 0 | 0 | 0 | 0 | 0 | 0 | 0 | 0 | 0 | 0 | 0 | 0 | 0 | 0 | 2.8552 | 1.9704 | 1.1379 | 0.70727 | 0.45826 | -0.90098 | -0.018107 | 0 | 0 | 0 | 0 | 0 | 0 | 0 | 0 | 0 | 0 | 0 | 0 | 0 | 0 | 0 | 0 | 0 | 28.5516 | 19.7039 | 11.379 | 7.0727 | 4.5826 | -9.0098 | -0.18107 | 0
0.666666666666667584February | Resource 1 | Sublap 1 | 16:00 | 5 | 84 | February | 11000 | 0 | 0 | 0 | 0 | 0 | 0 | 0 | 0 | 0 | 0 | 0 | 0 | 0 | 0 | 0 | 0 | 2.8552 | 1.9704 | 1.1379 | 0.70727 | 0.45826 | -0.90098 | -0.018107 | 0 | 0 | 0 | 0 | 0 | 0 | 0 | 0 | 0 | 0 | 0 | 0 | 0 | 0 | 0 | 0 | 0 | 31.4067 | 21.6744 | 12.5169 | 7.78 | 5.0409 | -9.9108 | -0.19918 | 0
0.666666666666667584March | Resource 1 | Sublap 1 | 16:00 | 5 | 84 | March | 12000 | 0 | 0 | 0 | 0 | 0 | 0 | 0 | 0 | 0 | 0 | 0 | 0 | 0 | 0 | 0 | 0 | 2.8552 | 1.9704 | 1.1379 | 0.70727 | 0.45826 | -0.90098 | -0.018107 | 0 | 0 | 0 | 0 | 0 | 0 | 0 | 0 | 0 | 0 | 0 | 0 | 0 | 0 | 0 | 0 | 0 | 34.2619 | 23.6447 | 13.6548 | 8.4873 | 5.4991 | -10.8118 | -0.21728 | 0
0.666666666666667584April | Resource 1 | Sublap 1 | 16:00 | 5 | 84 | April | 13000 | 0 | 0 | 0 | 0 | 0 | 0 | 0 | 0 | 0 | 0 | 0 | 0 | 0 | 0 | 0 | 0 | 2.8552 | 1.9704 | 1.1379 | 0.70727 | 0.45826 | -0.90098 | -0.018107 | 0 | 0 | 0 | 0 | 0 | 0 | 0 | 0 | 0 | 0 | 0 | 0 | 0 | 0 | 0 | 0 | 0 | 37.1171 | 25.6151 | 14.7927 | 9.1945 | 5.9574 | -11.7128 | -0.23539 | 0
0.666666666666667584May | Resource 1 | Sublap 1 | 16:00 | 5 | 84 | May | 14000 | 0 | 0 | 0 | 0 | 0 | 0 | 0 | 0 | 0 | 0 | 0 | 0 | 0 | 0 | 0 | 0 | 2.8552 | 1.9704 | 1.1379 | 0.70727 | 0.45826 | -0.90098 | -0.018107 | 0 | 0 | 0 | 0 | 0 | 0 | 0 | 0 | 0 | 0 | 0 | 0 | 0 | 0 | 0 | 0 | 0 | 39.9722 | 27.5855 | 15.9306 | 9.9018 | 6.4157 | -12.6138 | -0.2535 | 0
0.666666666666667584June | Resource 1 | Sublap 1 | 16:00 | 5 | 84 | June | 15000 | 0 | 0 | 0 | 0 | 0 | 0 | 0 | 0 | 0 | 0 | 0 | 0 | 0 | 0 | 0 | 0 | 2.8552 | 1.9704 | 1.1379 | 0.70727 | 0.45826 | -0.90098 | -0.018107 | 0 | 0 | 0 | 0 | 0 | 0 | 0 | 0 | 0 | 0 | 0 | 0 | 0 | 0 | 0 | 0 | 0 | 42.8274 | 29.5559 | 17.0685 | 10.6091 | 6.8739 | -13.5147 | -0.2716 | 0
0.666666666666667584July | Resource 1 | Sublap 1 | 16:00 | 5 | 84 | July | 16000 | 0 | 0 | 0 | 0 | 0 | 0 | 0 | 0 | 0 | 0 | 0 | 0 | 0 | 0 | 0 | 0 | 2.8552 | 1.9704 | 1.1379 | 0.70727 | 0.45826 | -0.90098 | -0.018107 | 0 | 0 | 0 | 0 | 0 | 0 | 0 | 0 | 0 | 0 | 0 | 0 | 0 | 0 | 0 | 0 | 0 | 45.6825 | 31.5263 | 18.2064 | 11.3163 | 7.3322 | -14.4157 | -0.28971 | 0
0.666666666666667584August | Resource 1 | Sublap 1 | 16:00 | 5 | 84 | August | 17000 | 0 | 0 | 0 | 0 | 0 | 0 | 0 | 0 | 0 | 0 | 0 | 0 | 0 | 0 | 0 | 0 | 2.8552 | 1.9704 | 1.1379 | 0.70727 | 0.45826 | -0.90098 | -0.018107 | 0 | 0 | 0 | 0 | 0 | 0 | 0 | 0 | 0 | 0 | 0 | 0 | 0 | 0 | 0 | 0 | 0 | 48.5377 | 33.4967 | 19.3443 | 12.0236 | 7.7905 | -15.3167 | -0.30782 | 0
0.666666666666667584September | Resource 1 | Sublap 1 | 16:00 | 5 | 84 | September | 18000 | 0 | 0 | 0 | 0 | 0 | 0 | 0 | 0 | 0 | 0 | 0 | 0 | 0 | 0 | 0 | 0 | 2.8552 | 1.9704 | 1.1379 | 0.70727 | 0.45826 | -0.90098 | -0.018107 | 0 | 0 | 0 | 0 | 0 | 0 | 0 | 0 | 0 | 0 | 0 | 0 | 0 | 0 | 0 | 0 | 0 | 51.3929 | 35.4671 | 20.4822 | 12.7309 | 8.2487 | -16.2177 | -0.32593 | 0
0.666666666666667584October | Resource 1 | Sublap 1 | 16:00 | 5 | 84 | October | 19000 | 0 | 0 | 0 | 0 | 0 | 0 | 0 | 0 | 0 | 0 | 0 | 0 | 0 | 0 | 0 | 0 | 2.8552 | 1.9704 | 1.1379 | 0.70727 | 0.45826 | -0.90098 | -0.018107 | 0 | 0 | 0 | 0 | 0 | 0 | 0 | 0 | 0 | 0 | 0 | 0 | 0 | 0 | 0 | 0 | 0 | 54.248 | 37.4375 | 21.6201 | 13.4382 | 8.707 | -17.1187 | -0.34403 | 0
0.666666666666667584November | Resource 1 | Sublap 1 | 16:00 | 5 | 84 | November | 20000 | 0 | 0 | 0 | 0 | 0 | 0 | 0 | 0 | 0 | 0 | 0 | 0 | 0 | 0 | 0 | 0 | 2.8552 | 1.9704 | 1.1379 | 0.70727 | 0.45826 | -0.90098 | -0.018107 | 0 | 0 | 0 | 0 | 0 | 0 | 0 | 0 | 0 | 0 | 0 | 0 | 0 | 0 | 0 | 0 | 0 | 57.1032 | 39.4079 | 22.758 | 14.1454 | 9.1652 | -18.0196 | -0.36214 | 0
0.666666666666667584December | Resource 1 | Sublap 1 | 16:00 | 5 | 84 | December | 21000 | 0 | 0 | 0 | 0 | 0 | 0 | 0 | 0 | 0 | 0 | 0 | 0 | 0 | 0 | 0 | 0 | 2.8552 | 1.9704 | 1.1379 | 0.70727 | 0.45826 | -0.90098 | -0.018107 | 0 | 0 | 0 | 0 | 0 | 0 | 0 | 0 | 0 | 0 | 0 | 0 | 0 | 0 | 0 | 0 | 0 | 59.9583 | 41.3783 | 23.8959 | 14.8527 | 9.6235 | -18.9206 | -0.38025 | 0
0.666666666666667585January | Resource 1 | Sublap 1 | 16:00 | 5 | 85 | January | 10000 | 0 | 0 | 0 | 0 | 0 | 0 | 0 | 0 | 0 | 0 | 0 | 0 | 0 | 0 | 0 | 0 | 3.915 | 2.9111 | 1.7973 | 0.88292 | 0.57107 | -1.1259 | -0.022598 | 0 | 0 | 0 | 0 | 0 | 0 | 0 | 0 | 0 | 0 | 0 | 0 | 0 | 0 | 0 | 0 | 0 | 39.1502 | 29.1108 | 17.9729 | 8.8292 | 5.7107 | -11.259 | -0.22598 | 0
0.666666666666667585February | Resource 1 | Sublap 1 | 16:00 | 5 | 85 | February | 11000 | 0 | 0 | 0 | 0 | 0 | 0 | 0 | 0 | 0 | 0 | 0 | 0 | 0 | 0 | 0 | 0 | 3.915 | 2.9111 | 1.7973 | 0.88292 | 0.57107 | -1.1259 | -0.022598 | 0 | 0 | 0 | 0 | 0 | 0 | 0 | 0 | 0 | 0 | 0 | 0 | 0 | 0 | 0 | 0 | 0 | 43.0653 | 32.0219 | 19.7702 | 9.7121 | 6.2818 | -12.3849 | -0.24858 | 0
0.666666666666667585March | Resource 1 | Sublap 1 | 16:00 | 5 | 85 | March | 12000 | 0 | 0 | 0 | 0 | 0 | 0 | 0 | 0 | 0 | 0 | 0 | 0 | 0 | 0 | 0 | 0 | 3.915 | 2.9111 | 1.7973 | 0.88292 | 0.57107 | -1.1259 | -0.022598 | 0 | 0 | 0 | 0 | 0 | 0 | 0 | 0 | 0 | 0 | 0 | 0 | 0 | 0 | 0 | 0 | 0 | 46.9803 | 34.933 | 21.5675 | 10.595 | 6.8529 | -13.5107 | -0.27118 | 0
0.666666666666667585April | Resource 1 | Sublap 1 | 16:00 | 5 | 85 | April | 13000 | 0 | 0 | 0 | 0 | 0 | 0 | 0 | 0 | 0 | 0 | 0 | 0 | 0 | 0 | 0 | 0 | 3.915 | 2.9111 | 1.7973 | 0.88292 | 0.57107 | -1.1259 | -0.022598 | 0 | 0 | 0 | 0 | 0 | 0 | 0 | 0 | 0 | 0 | 0 | 0 | 0 | 0 | 0 | 0 | 0 | 50.8953 | 37.8441 | 23.3647 | 11.4779 | 7.4239 | -14.6366 | -0.29378 | 0
0.666666666666667585May | Resource 1 | Sublap 1 | 16:00 | 5 | 85 | May | 14000 | 0 | 0 | 0 | 0 | 0 | 0 | 0 | 0 | 0 | 0 | 0 | 0 | 0 | 0 | 0 | 0 | 3.915 | 2.9111 | 1.7973 | 0.88292 | 0.57107 | -1.1259 | -0.022598 | 0 | 0 | 0 | 0 | 0 | 0 | 0 | 0 | 0 | 0 | 0 | 0 | 0 | 0 | 0 | 0 | 0 | 54.8103 | 40.7552 | 25.162 | 12.3609 | 7.995 | -15.7625 | -0.31637 | 0
0.666666666666667585June | Resource 1 | Sublap 1 | 16:00 | 5 | 85 | June | 15000 | 0 | 0 | 0 | 0 | 0 | 0 | 0 | 0 | 0 | 0 | 0 | 0 | 0 | 0 | 0 | 0 | 3.915 | 2.9111 | 1.7973 | 0.88292 | 0.57107 | -1.1259 | -0.022598 | 0 | 0 | 0 | 0 | 0 | 0 | 0 | 0 | 0 | 0 | 0 | 0 | 0 | 0 | 0 | 0 | 0 | 58.7254 | 43.6662 | 26.9593 | 13.2438 | 8.5661 | -16.8884 | -0.33897 | 0
0.666666666666667585July | Resource 1 | Sublap 1 | 16:00 | 5 | 85 | July | 16000 | 0 | 0 | 0 | 0 | 0 | 0 | 0 | 0 | 0 | 0 | 0 | 0 | 0 | 0 | 0 | 0 | 3.915 | 2.9111 | 1.7973 | 0.88292 | 0.57107 | -1.1259 | -0.022598 | 0 | 0 | 0 | 0 | 0 | 0 | 0 | 0 | 0 | 0 | 0 | 0 | 0 | 0 | 0 | 0 | 0 | 62.6404 | 46.5773 | 28.7566 | 14.1267 | 9.1371 | -18.0143 | -0.36157 | 0
0.666666666666667585August | Resource 1 | Sublap 1 | 16:00 | 5 | 85 | August | 17000 | 0 | 0 | 0 | 0 | 0 | 0 | 0 | 0 | 0 | 0 | 0 | 0 | 0 | 0 | 0 | 0 | 3.915 | 2.9111 | 1.7973 | 0.88292 | 0.57107 | -1.1259 | -0.022598 | 0 | 0 | 0 | 0 | 0 | 0 | 0 | 0 | 0 | 0 | 0 | 0 | 0 | 0 | 0 | 0 | 0 | 66.5554 | 49.4884 | 30.5539 | 15.0096 | 9.7082 | -19.1402 | -0.38417 | 0
0.666666666666667585September | Resource 1 | Sublap 1 | 16:00 | 5 | 85 | September | 18000 | 0 | 0 | 0 | 0 | 0 | 0 | 0 | 0 | 0 | 0 | 0 | 0 | 0 | 0 | 0 | 0 | 3.915 | 2.9111 | 1.7973 | 0.88292 | 0.57107 | -1.1259 | -0.022598 | 0 | 0 | 0 | 0 | 0 | 0 | 0 | 0 | 0 | 0 | 0 | 0 | 0 | 0 | 0 | 0 | 0 | 70.4704 | 52.3995 | 32.3512 | 15.8925 | 10.2793 | -20.2661 | -0.40677 | 0
0.666666666666667585October | Resource 1 | Sublap 1 | 16:00 | 5 | 85 | October | 19000 | 0 | 0 | 0 | 0 | 0 | 0 | 0 | 0 | 0 | 0 | 0 | 0 | 0 | 0 | 0 | 0 | 3.915 | 2.9111 | 1.7973 | 0.88292 | 0.57107 | -1.1259 | -0.022598 | 0 | 0 | 0 | 0 | 0 | 0 | 0 | 0 | 0 | 0 | 0 | 0 | 0 | 0 | 0 | 0 | 0 | 74.3855 | 55.3106 | 34.1485 | 16.7754 | 10.8504 | -21.392 | -0.42936 | 0
0.666666666666667585November | Resource 1 | Sublap 1 | 16:00 | 5 | 85 | November | 20000 | 0 | 0 | 0 | 0 | 0 | 0 | 0 | 0 | 0 | 0 | 0 | 0 | 0 | 0 | 0 | 0 | 3.915 | 2.9111 | 1.7973 | 0.88292 | 0.57107 | -1.1259 | -0.022598 | 0 | 0 | 0 | 0 | 0 | 0 | 0 | 0 | 0 | 0 | 0 | 0 | 0 | 0 | 0 | 0 | 0 | 78.3005 | 58.2217 | 35.9457 | 17.6584 | 11.4214 | -22.5179 | -0.45196 | 0
0.666666666666667585December | Resource 1 | Sublap 1 | 16:00 | 5 | 85 | December | 21000 | 0 | 0 | 0 | 0 | 0 | 0 | 0 | 0 | 0 | 0 | 0 | 0 | 0 | 0 | 0 | 0 | 3.915 | 2.9111 | 1.7973 | 0.88292 | 0.57107 | -1.1259 | -0.022598 | 0 | 0 | 0 | 0 | 0 | 0 | 0 | 0 | 0 | 0 | 0 | 0 | 0 | 0 | 0 | 0 | 0 | 82.2155 | 61.1328 | 37.743 | 18.5413 | 11.9925 | -23.6438 | -0.47456 | 0
0.666666666666667586January | Resource 1 | Sublap 1 | 16:00 | 5 | 86 | January | 10000 | 0 | 0 | 0 | 0 | 0 | 0 | 0 | 0 | 0 | 0 | 0 | 0 | 0 | 0 | 0 | 0 | 3.4211 | 2.453 | 1.4044 | 0.79874 | 0.51701 | -1.0181 | -0.020446 | 0 | 0 | 0 | 0 | 0 | 0 | 0 | 0 | 0 | 0 | 0 | 0 | 0 | 0 | 0 | 0 | 0 | 34.2114 | 24.5299 | 14.0439 | 7.9874 | 5.1701 | -10.1811 | -0.20446 | 0
0.666666666666667586February | Resource 1 | Sublap 1 | 16:00 | 5 | 86 | February | 11000 | 0 | 0 | 0 | 0 | 0 | 0 | 0 | 0 | 0 | 0 | 0 | 0 | 0 | 0 | 0 | 0 | 3.4211 | 2.453 | 1.4044 | 0.79874 | 0.51701 | -1.0181 | -0.020446 | 0 | 0 | 0 | 0 | 0 | 0 | 0 | 0 | 0 | 0 | 0 | 0 | 0 | 0 | 0 | 0 | 0 | 37.6325 | 26.9829 | 15.4483 | 8.7861 | 5.6871 | -11.1992 | -0.2249 | 0
0.666666666666667586March | Resource 1 | Sublap 1 | 16:00 | 5 | 86 | March | 12000 | 0 | 0 | 0 | 0 | 0 | 0 | 0 | 0 | 0 | 0 | 0 | 0 | 0 | 0 | 0 | 0 | 3.4211 | 2.453 | 1.4044 | 0.79874 | 0.51701 | -1.0181 | -0.020446 | 0 | 0 | 0 | 0 | 0 | 0 | 0 | 0 | 0 | 0 | 0 | 0 | 0 | 0 | 0 | 0 | 0 | 41.0537 | 29.4359 | 16.8527 | 9.5849 | 6.2041 | -12.2173 | -0.24535 | 0
0.666666666666667586April | Resource 1 | Sublap 1 | 16:00 | 5 | 86 | April | 13000 | 0 | 0 | 0 | 0 | 0 | 0 | 0 | 0 | 0 | 0 | 0 | 0 | 0 | 0 | 0 | 0 | 3.4211 | 2.453 | 1.4044 | 0.79874 | 0.51701 | -1.0181 | -0.020446 | 0 | 0 | 0 | 0 | 0 | 0 | 0 | 0 | 0 | 0 | 0 | 0 | 0 | 0 | 0 | 0 | 0 | 44.4748 | 31.8889 | 18.2571 | 10.3836 | 6.7211 | -13.2354 | -0.26579 | 0
0.666666666666667586May | Resource 1 | Sublap 1 | 16:00 | 5 | 86 | May | 14000 | 0 | 0 | 0 | 0 | 0 | 0 | 0 | 0 | 0 | 0 | 0 | 0 | 0 | 0 | 0 | 0 | 3.4211 | 2.453 | 1.4044 | 0.79874 | 0.51701 | -1.0181 | -0.020446 | 0 | 0 | 0 | 0 | 0 | 0 | 0 | 0 | 0 | 0 | 0 | 0 | 0 | 0 | 0 | 0 | 0 | 47.896 | 34.3419 | 19.6615 | 11.1824 | 7.2381 | -14.2535 | -0.28624 | 0
0.666666666666667586June | Resource 1 | Sublap 1 | 16:00 | 5 | 86 | June | 15000 | 0 | 0 | 0 | 0 | 0 | 0 | 0 | 0 | 0 | 0 | 0 | 0 | 0 | 0 | 0 | 0 | 3.4211 | 2.453 | 1.4044 | 0.79874 | 0.51701 | -1.0181 | -0.020446 | 0 | 0 | 0 | 0 | 0 | 0 | 0 | 0 | 0 | 0 | 0 | 0 | 0 | 0 | 0 | 0 | 0 | 51.3171 | 36.7949 | 21.0659 | 11.9811 | 7.7551 | -15.2716 | -0.30669 | 0
0.666666666666667586July | Resource 1 | Sublap 1 | 16:00 | 5 | 86 | July | 16000 | 0 | 0 | 0 | 0 | 0 | 0 | 0 | 0 | 0 | 0 | 0 | 0 | 0 | 0 | 0 | 0 | 3.4211 | 2.453 | 1.4044 | 0.79874 | 0.51701 | -1.0181 | -0.020446 | 0 | 0 | 0 | 0 | 0 | 0 | 0 | 0 | 0 | 0 | 0 | 0 | 0 | 0 | 0 | 0 | 0 | 54.7382 | 39.2479 | 22.4703 | 12.7798 | 8.2721 | -16.2897 | -0.32713 | 0
0.666666666666667586August | Resource 1 | Sublap 1 | 16:00 | 5 | 86 | August | 17000 | 0 | 0 | 0 | 0 | 0 | 0 | 0 | 0 | 0 | 0 | 0 | 0 | 0 | 0 | 0 | 0 | 3.4211 | 2.453 | 1.4044 | 0.79874 | 0.51701 | -1.0181 | -0.020446 | 0 | 0 | 0 | 0 | 0 | 0 | 0 | 0 | 0 | 0 | 0 | 0 | 0 | 0 | 0 | 0 | 0 | 58.1594 | 41.7009 | 23.8747 | 13.5786 | 8.7891 | -17.3078 | -0.34758 | 0
0.666666666666667586September | Resource 1 | Sublap 1 | 16:00 | 5 | 86 | September | 18000 | 0 | 0 | 0 | 0 | 0 | 0 | 0 | 0 | 0 | 0 | 0 | 0 | 0 | 0 | 0 | 0 | 3.4211 | 2.453 | 1.4044 | 0.79874 | 0.51701 | -1.0181 | -0.020446 | 0 | 0 | 0 | 0 | 0 | 0 | 0 | 0 | 0 | 0 | 0 | 0 | 0 | 0 | 0 | 0 | 0 | 61.5805 | 44.1539 | 25.2791 | 14.3773 | 9.3061 | -18.3259 | -0.36802 | 0
0.666666666666667586October | Resource 1 | Sublap 1 | 16:00 | 5 | 86 | October | 19000 | 0 | 0 | 0 | 0 | 0 | 0 | 0 | 0 | 0 | 0 | 0 | 0 | 0 | 0 | 0 | 0 | 3.4211 | 2.453 | 1.4044 | 0.79874 | 0.51701 | -1.0181 | -0.020446 | 0 | 0 | 0 | 0 | 0 | 0 | 0 | 0 | 0 | 0 | 0 | 0 | 0 | 0 | 0 | 0 | 0 | 65.0017 | 46.6069 | 26.6834 | 15.1761 | 9.8231 | -19.344 | -0.38847 | 0
0.666666666666667586November | Resource 1 | Sublap 1 | 16:00 | 5 | 86 | November | 20000 | 0 | 0 | 0 | 0 | 0 | 0 | 0 | 0 | 0 | 0 | 0 | 0 | 0 | 0 | 0 | 0 | 3.4211 | 2.453 | 1.4044 | 0.79874 | 0.51701 | -1.0181 | -0.020446 | 0 | 0 | 0 | 0 | 0 | 0 | 0 | 0 | 0 | 0 | 0 | 0 | 0 | 0 | 0 | 0 | 0 | 68.4228 | 49.0599 | 28.0878 | 15.9748 | 10.3401 | -20.3621 | -0.40891 | 0
0.666666666666667586December | Resource 1 | Sublap 1 | 16:00 | 5 | 86 | December | 21000 | 0 | 0 | 0 | 0 | 0 | 0 | 0 | 0 | 0 | 0 | 0 | 0 | 0 | 0 | 0 | 0 | 3.4211 | 2.453 | 1.4044 | 0.79874 | 0.51701 | -1.0181 | -0.020446 | 0 | 0 | 0 | 0 | 0 | 0 | 0 | 0 | 0 | 0 | 0 | 0 | 0 | 0 | 0 | 0 | 0 | 71.8439 | 51.5129 | 29.4922 | 16.7735 | 10.8572 | -21.3802 | -0.42936 | 0
0.666666666666667587January | Resource 1 | Sublap 1 | 16:00 | 5 | 87 | January | 10000 | 0 | 0 | 0 | 0 | 0 | 0 | 0 | 0 | 0 | 0 | 0 | 0 | 0 | 0 | 0 | 0 | 3.8807 | 2.8218 | 1.6671 | 0.83723 | 0.54173 | -1.0674 | -0.02143 | 0 | 0 | 0 | 0 | 0 | 0 | 0 | 0 | 0 | 0 | 0 | 0 | 0 | 0 | 0 | 0 | 0 | 38.8066 | 28.2176 | 16.671 | 8.3723 | 5.4173 | -10.6739 | -0.2143 | 0
0.666666666666667587February | Resource 1 | Sublap 1 | 16:00 | 5 | 87 | February | 11000 | 0 | 0 | 0 | 0 | 0 | 0 | 0 | 0 | 0 | 0 | 0 | 0 | 0 | 0 | 0 | 0 | 3.8807 | 2.8218 | 1.6671 | 0.83723 | 0.54173 | -1.0674 | -0.02143 | 0 | 0 | 0 | 0 | 0 | 0 | 0 | 0 | 0 | 0 | 0 | 0 | 0 | 0 | 0 | 0 | 0 | 42.6872 | 31.0394 | 18.3381 | 9.2095 | 5.959 | -11.7413 | -0.23573 | 0
0.666666666666667587March | Resource 1 | Sublap 1 | 16:00 | 5 | 87 | March | 12000 | 0 | 0 | 0 | 0 | 0 | 0 | 0 | 0 | 0 | 0 | 0 | 0 | 0 | 0 | 0 | 0 | 3.8807 | 2.8218 | 1.6671 | 0.83723 | 0.54173 | -1.0674 | -0.02143 | 0 | 0 | 0 | 0 | 0 | 0 | 0 | 0 | 0 | 0 | 0 | 0 | 0 | 0 | 0 | 0 | 0 | 46.5679 | 33.8611 | 20.0052 | 10.0467 | 6.5007 | -12.8087 | -0.25716 | 0
0.666666666666667587April | Resource 1 | Sublap 1 | 16:00 | 5 | 87 | April | 13000 | 0 | 0 | 0 | 0 | 0 | 0 | 0 | 0 | 0 | 0 | 0 | 0 | 0 | 0 | 0 | 0 | 3.8807 | 2.8218 | 1.6671 | 0.83723 | 0.54173 | -1.0674 | -0.02143 | 0 | 0 | 0 | 0 | 0 | 0 | 0 | 0 | 0 | 0 | 0 | 0 | 0 | 0 | 0 | 0 | 0 | 50.4485 | 36.6829 | 21.6723 | 10.8839 | 7.0424 | -13.876 | -0.27859 | 0
0.666666666666667587May | Resource 1 | Sublap 1 | 16:00 | 5 | 87 | May | 14000 | 0 | 0 | 0 | 0 | 0 | 0 | 0 | 0 | 0 | 0 | 0 | 0 | 0 | 0 | 0 | 0 | 3.8807 | 2.8218 | 1.6671 | 0.83723 | 0.54173 | -1.0674 | -0.02143 | 0 | 0 | 0 | 0 | 0 | 0 | 0 | 0 | 0 | 0 | 0 | 0 | 0 | 0 | 0 | 0 | 0 | 54.3292 | 39.5046 | 23.3394 | 11.7212 | 7.5842 | -14.9434 | -0.30002 | 0
0.666666666666667587June | Resource 1 | Sublap 1 | 16:00 | 5 | 87 | June | 15000 | 0 | 0 | 0 | 0 | 0 | 0 | 0 | 0 | 0 | 0 | 0 | 0 | 0 | 0 | 0 | 0 | 3.8807 | 2.8218 | 1.6671 | 0.83723 | 0.54173 | -1.0674 | -0.02143 | 0 | 0 | 0 | 0 | 0 | 0 | 0 | 0 | 0 | 0 | 0 | 0 | 0 | 0 | 0 | 0 | 0 | 58.2099 | 42.3264 | 25.0065 | 12.5584 | 8.1259 | -16.0108 | -0.32145 | 0
0.666666666666667587July | Resource 1 | Sublap 1 | 16:00 | 5 | 87 | July | 16000 | 0 | 0 | 0 | 0 | 0 | 0 | 0 | 0 | 0 | 0 | 0 | 0 | 0 | 0 | 0 | 0 | 3.8807 | 2.8218 | 1.6671 | 0.83723 | 0.54173 | -1.0674 | -0.02143 | 0 | 0 | 0 | 0 | 0 | 0 | 0 | 0 | 0 | 0 | 0 | 0 | 0 | 0 | 0 | 0 | 0 | 62.0905 | 45.1482 | 26.6736 | 13.3956 | 8.6676 | -17.0782 | -0.34288 | 0
0.666666666666667587August | Resource 1 | Sublap 1 | 16:00 | 5 | 87 | August | 17000 | 0 | 0 | 0 | 0 | 0 | 0 | 0 | 0 | 0 | 0 | 0 | 0 | 0 | 0 | 0 | 0 | 3.8807 | 2.8218 | 1.6671 | 0.83723 | 0.54173 | -1.0674 | -0.02143 | 0 | 0 | 0 | 0 | 0 | 0 | 0 | 0 | 0 | 0 | 0 | 0 | 0 | 0 | 0 | 0 | 0 | 65.9712 | 47.9699 | 28.3407 | 14.2328 | 9.2093 | -18.1456 | -0.36431 | 0
0.666666666666667587September | Resource 1 | Sublap 1 | 16:00 | 5 | 87 | September | 18000 | 0 | 0 | 0 | 0 | 0 | 0 | 0 | 0 | 0 | 0 | 0 | 0 | 0 | 0 | 0 | 0 | 3.8807 | 2.8218 | 1.6671 | 0.83723 | 0.54173 | -1.0674 | -0.02143 | 0 | 0 | 0 | 0 | 0 | 0 | 0 | 0 | 0 | 0 | 0 | 0 | 0 | 0 | 0 | 0 | 0 | 69.8518 | 50.7917 | 30.0078 | 15.0701 | 9.7511 | -19.213 | -0.38574 | 0
0.666666666666667587October | Resource 1 | Sublap 1 | 16:00 | 5 | 87 | October | 19000 | 0 | 0 | 0 | 0 | 0 | 0 | 0 | 0 | 0 | 0 | 0 | 0 | 0 | 0 | 0 | 0 | 3.8807 | 2.8218 | 1.6671 | 0.83723 | 0.54173 | -1.0674 | -0.02143 | 0 | 0 | 0 | 0 | 0 | 0 | 0 | 0 | 0 | 0 | 0 | 0 | 0 | 0 | 0 | 0 | 0 | 73.7325 | 53.6135 | 31.6749 | 15.9073 | 10.2928 | -20.2804 | -0.40717 | 0
0.666666666666667587November | Resource 1 | Sublap 1 | 16:00 | 5 | 87 | November | 20000 | 0 | 0 | 0 | 0 | 0 | 0 | 0 | 0 | 0 | 0 | 0 | 0 | 0 | 0 | 0 | 0 | 3.8807 | 2.8218 | 1.6671 | 0.83723 | 0.54173 | -1.0674 | -0.02143 | 0 | 0 | 0 | 0 | 0 | 0 | 0 | 0 | 0 | 0 | 0 | 0 | 0 | 0 | 0 | 0 | 0 | 77.6131 | 56.4352 | 33.342 | 16.7445 | 10.8345 | -21.3478 | -0.4286 | 0
0.666666666666667587December | Resource 1 | Sublap 1 | 16:00 | 5 | 87 | December | 21000 | 0 | 0 | 0 | 0 | 0 | 0 | 0 | 0 | 0 | 0 | 0 | 0 | 0 | 0 | 0 | 0 | 3.8807 | 2.8218 | 1.6671 | 0.83723 | 0.54173 | -1.0674 | -0.02143 | 0 | 0 | 0 | 0 | 0 | 0 | 0 | 0 | 0 | 0 | 0 | 0 | 0 | 0 | 0 | 0 | 0 | 81.4938 | 59.257 | 35.0091 | 17.5818 | 11.3762 | -22.4151 | -0.45003 | 0
0.666666666666667588January | Resource 1 | Sublap 1 | 16:00 | 5 | 88 | January | 10000 | 0 | 0 | 0 | 0 | 0 | 0 | 0 | 0 | 0 | 0 | 0 | 0 | 0 | 0 | 0 | 0 | 4.4407 | 3.2347 | 1.9083 | 0.92042 | 0.59515 | -1.1739 | -0.023557 | 0 | 0 | 0 | 0 | 0 | 0 | 0 | 0 | 0 | 0 | 0 | 0 | 0 | 0 | 0 | 0 | 0 | 44.4075 | 32.347 | 19.0827 | 9.2042 | 5.9515 | -11.7391 | -0.23557 | 0
0.666666666666667588February | Resource 1 | Sublap 1 | 16:00 | 5 | 88 | February | 11000 | 0 | 0 | 0 | 0 | 0 | 0 | 0 | 0 | 0 | 0 | 0 | 0 | 0 | 0 | 0 | 0 | 4.4407 | 3.2347 | 1.9083 | 0.92042 | 0.59515 | -1.1739 | -0.023557 | 0 | 0 | 0 | 0 | 0 | 0 | 0 | 0 | 0 | 0 | 0 | 0 | 0 | 0 | 0 | 0 | 0 | 48.8482 | 35.5817 | 20.9909 | 10.1246 | 6.5467 | -12.913 | -0.25913 | 0
0.666666666666667588March | Resource 1 | Sublap 1 | 16:00 | 5 | 88 | March | 12000 | 0 | 0 | 0 | 0 | 0 | 0 | 0 | 0 | 0 | 0 | 0 | 0 | 0 | 0 | 0 | 0 | 4.4407 | 3.2347 | 1.9083 | 0.92042 | 0.59515 | -1.1739 | -0.023557 | 0 | 0 | 0 | 0 | 0 | 0 | 0 | 0 | 0 | 0 | 0 | 0 | 0 | 0 | 0 | 0 | 0 | 53.2889 | 38.8164 | 22.8992 | 11.045 | 7.1418 | -14.0869 | -0.28268 | 0
0.666666666666667588April | Resource 1 | Sublap 1 | 16:00 | 5 | 88 | April | 13000 | 0 | 0 | 0 | 0 | 0 | 0 | 0 | 0 | 0 | 0 | 0 | 0 | 0 | 0 | 0 | 0 | 4.4407 | 3.2347 | 1.9083 | 0.92042 | 0.59515 | -1.1739 | -0.023557 | 0 | 0 | 0 | 0 | 0 | 0 | 0 | 0 | 0 | 0 | 0 | 0 | 0 | 0 | 0 | 0 | 0 | 57.7297 | 42.0511 | 24.8074 | 11.9654 | 7.737 | -15.2608 | -0.30624 | 0
0.666666666666667588May | Resource 1 | Sublap 1 | 16:00 | 5 | 88 | May | 14000 | 0 | 0 | 0 | 0 | 0 | 0 | 0 | 0 | 0 | 0 | 0 | 0 | 0 | 0 | 0 | 0 | 4.4407 | 3.2347 | 1.9083 | 0.92042 | 0.59515 | -1.1739 | -0.023557 | 0 | 0 | 0 | 0 | 0 | 0 | 0 | 0 | 0 | 0 | 0 | 0 | 0 | 0 | 0 | 0 | 0 | 62.1704 | 45.2858 | 26.7157 | 12.8858 | 8.3322 | -16.4347 | -0.3298 | 0
0.666666666666667588June | Resource 1 | Sublap 1 | 16:00 | 5 | 88 | June | 15000 | 0 | 0 | 0 | 0 | 0 | 0 | 0 | 0 | 0 | 0 | 0 | 0 | 0 | 0 | 0 | 0 | 4.4407 | 3.2347 | 1.9083 | 0.92042 | 0.59515 | -1.1739 | -0.023557 | 0 | 0 | 0 | 0 | 0 | 0 | 0 | 0 | 0 | 0 | 0 | 0 | 0 | 0 | 0 | 0 | 0 | 66.6112 | 48.5205 | 28.624 | 13.8062 | 8.9273 | -17.6087 | -0.35335 | 0
0.666666666666667588July | Resource 1 | Sublap 1 | 16:00 | 5 | 88 | July | 16000 | 0 | 0 | 0 | 0 | 0 | 0 | 0 | 0 | 0 | 0 | 0 | 0 | 0 | 0 | 0 | 0 | 4.4407 | 3.2347 | 1.9083 | 0.92042 | 0.59515 | -1.1739 | -0.023557 | 0 | 0 | 0 | 0 | 0 | 0 | 0 | 0 | 0 | 0 | 0 | 0 | 0 | 0 | 0 | 0 | 0 | 71.0519 | 51.7552 | 30.5322 | 14.7266 | 9.5225 | -18.7826 | -0.37691 | 0
0.666666666666667588August | Resource 1 | Sublap 1 | 16:00 | 5 | 88 | August | 17000 | 0 | 0 | 0 | 0 | 0 | 0 | 0 | 0 | 0 | 0 | 0 | 0 | 0 | 0 | 0 | 0 | 4.4407 | 3.2347 | 1.9083 | 0.92042 | 0.59515 | -1.1739 | -0.023557 | 0 | 0 | 0 | 0 | 0 | 0 | 0 | 0 | 0 | 0 | 0 | 0 | 0 | 0 | 0 | 0 | 0 | 75.4927 | 54.9899 | 32.4405 | 15.6471 | 10.1176 | -19.9565 | -0.40047 | 0
0.666666666666667588September | Resource 1 | Sublap 1 | 16:00 | 5 | 88 | September | 18000 | 0 | 0 | 0 | 0 | 0 | 0 | 0 | 0 | 0 | 0 | 0 | 0 | 0 | 0 | 0 | 0 | 4.4407 | 3.2347 | 1.9083 | 0.92042 | 0.59515 | -1.1739 | -0.023557 | 0 | 0 | 0 | 0 | 0 | 0 | 0 | 0 | 0 | 0 | 0 | 0 | 0 | 0 | 0 | 0 | 0 | 79.9334 | 58.2246 | 34.3488 | 16.5675 | 10.7128 | -21.1304 | -0.42402 | 0
0.666666666666667588October | Resource 1 | Sublap 1 | 16:00 | 5 | 88 | October | 19000 | 0 | 0 | 0 | 0 | 0 | 0 | 0 | 0 | 0 | 0 | 0 | 0 | 0 | 0 | 0 | 0 | 4.4407 | 3.2347 | 1.9083 | 0.92042 | 0.59515 | -1.1739 | -0.023557 | 0 | 0 | 0 | 0 | 0 | 0 | 0 | 0 | 0 | 0 | 0 | 0 | 0 | 0 | 0 | 0 | 0 | 84.3742 | 61.4593 | 36.257 | 17.4879 | 11.3079 | -22.3043 | -0.44758 | 0
0.666666666666667588November | Resource 1 | Sublap 1 | 16:00 | 5 | 88 | November | 20000 | 0 | 0 | 0 | 0 | 0 | 0 | 0 | 0 | 0 | 0 | 0 | 0 | 0 | 0 | 0 | 0 | 4.4407 | 3.2347 | 1.9083 | 0.92042 | 0.59515 | -1.1739 | -0.023557 | 0 | 0 | 0 | 0 | 0 | 0 | 0 | 0 | 0 | 0 | 0 | 0 | 0 | 0 | 0 | 0 | 0 | 88.8149 | 64.694 | 38.1653 | 18.4083 | 11.9031 | -23.4782 | -0.47114 | 0
0.666666666666667588December | Resource 1 | Sublap 1 | 16:00 | 5 | 88 | December | 21000 | 0 | 0 | 0 | 0 | 0 | 0 | 0 | 0 | 0 | 0 | 0 | 0 | 0 | 0 | 0 | 0 | 4.4407 | 3.2347 | 1.9083 | 0.92042 | 0.59515 | -1.1739 | -0.023557 | 0 | 0 | 0 | 0 | 0 | 0 | 0 | 0 | 0 | 0 | 0 | 0 | 0 | 0 | 0 | 0 | 0 | 93.2557 | 67.9287 | 40.0736 | 19.3287 | 12.4982 | -24.6521 | -0.49469 | 0
0.666666666666667589January | Resource 1 | Sublap 1 | 16:00 | 5 | 89 | January | 10000 | 0 | 0 | 0 | 0 | 0 | 0 | 0 | 0 | 0 | 0 | 0 | 0 | 0 | 0 | 0 | 0 | 4.4058 | 3.2359 | 1.9351 | 0.89569 | 0.57927 | -1.1422 | -0.022925 | 0 | 0 | 0 | 0 | 0 | 0 | 0 | 0 | 0 | 0 | 0 | 0 | 0 | 0 | 0 | 0 | 0 | 44.058 | 32.3586 | 19.3512 | 8.9569 | 5.7927 | -11.4224 | -0.22925 | 0
0.666666666666667589February | Resource 1 | Sublap 1 | 16:00 | 5 | 89 | February | 11000 | 0 | 0 | 0 | 0 | 0 | 0 | 0 | 0 | 0 | 0 | 0 | 0 | 0 | 0 | 0 | 0 | 4.4058 | 3.2359 | 1.9351 | 0.89569 | 0.57927 | -1.1422 | -0.022925 | 0 | 0 | 0 | 0 | 0 | 0 | 0 | 0 | 0 | 0 | 0 | 0 | 0 | 0 | 0 | 0 | 0 | 48.4638 | 35.5944 | 21.2863 | 9.8525 | 6.372 | -12.5647 | -0.25217 | 0
0.666666666666667589March | Resource 1 | Sublap 1 | 16:00 | 5 | 89 | March | 12000 | 0 | 0 | 0 | 0 | 0 | 0 | 0 | 0 | 0 | 0 | 0 | 0 | 0 | 0 | 0 | 0 | 4.4058 | 3.2359 | 1.9351 | 0.89569 | 0.57927 | -1.1422 | -0.022925 | 0 | 0 | 0 | 0 | 0 | 0 | 0 | 0 | 0 | 0 | 0 | 0 | 0 | 0 | 0 | 0 | 0 | 52.8696 | 38.8303 | 23.2214 | 10.7482 | 6.9513 | -13.7069 | -0.27509 | 0
0.666666666666667589April | Resource 1 | Sublap 1 | 16:00 | 5 | 89 | April | 13000 | 0 | 0 | 0 | 0 | 0 | 0 | 0 | 0 | 0 | 0 | 0 | 0 | 0 | 0 | 0 | 0 | 4.4058 | 3.2359 | 1.9351 | 0.89569 | 0.57927 | -1.1422 | -0.022925 | 0 | 0 | 0 | 0 | 0 | 0 | 0 | 0 | 0 | 0 | 0 | 0 | 0 | 0 | 0 | 0 | 0 | 57.2754 | 42.0661 | 25.1565 | 11.6439 | 7.5305 | -14.8492 | -0.29802 | 0
0.666666666666667589May | Resource 1 | Sublap 1 | 16:00 | 5 | 89 | May | 14000 | 0 | 0 | 0 | 0 | 0 | 0 | 0 | 0 | 0 | 0 | 0 | 0 | 0 | 0 | 0 | 0 | 4.4058 | 3.2359 | 1.9351 | 0.89569 | 0.57927 | -1.1422 | -0.022925 | 0 | 0 | 0 | 0 | 0 | 0 | 0 | 0 | 0 | 0 | 0 | 0 | 0 | 0 | 0 | 0 | 0 | 61.6812 | 45.302 | 27.0916 | 12.5396 | 8.1098 | -15.9914 | -0.32094 | 0
0.666666666666667589June | Resource 1 | Sublap 1 | 16:00 | 5 | 89 | June | 15000 | 0 | 0 | 0 | 0 | 0 | 0 | 0 | 0 | 0 | 0 | 0 | 0 | 0 | 0 | 0 | 0 | 4.4058 | 3.2359 | 1.9351 | 0.89569 | 0.57927 | -1.1422 | -0.022925 | 0 | 0 | 0 | 0 | 0 | 0 | 0 | 0 | 0 | 0 | 0 | 0 | 0 | 0 | 0 | 0 | 0 | 66.087 | 48.5379 | 29.0267 | 13.4353 | 8.6891 | -17.1337 | -0.34387 | 0
0.666666666666667589July | Resource 1 | Sublap 1 | 16:00 | 5 | 89 | July | 16000 | 0 | 0 | 0 | 0 | 0 | 0 | 0 | 0 | 0 | 0 | 0 | 0 | 0 | 0 | 0 | 0 | 4.4058 | 3.2359 | 1.9351 | 0.89569 | 0.57927 | -1.1422 | -0.022925 | 0 | 0 | 0 | 0 | 0 | 0 | 0 | 0 | 0 | 0 | 0 | 0 | 0 | 0 | 0 | 0 | 0 | 70.4928 | 51.7737 | 30.9618 | 14.331 | 9.2683 | -18.2759 | -0.36679 | 0
0.666666666666667589August | Resource 1 | Sublap 1 | 16:00 | 5 | 89 | August | 17000 | 0 | 0 | 0 | 0 | 0 | 0 | 0 | 0 | 0 | 0 | 0 | 0 | 0 | 0 | 0 | 0 | 4.4058 | 3.2359 | 1.9351 | 0.89569 | 0.57927 | -1.1422 | -0.022925 | 0 | 0 | 0 | 0 | 0 | 0 | 0 | 0 | 0 | 0 | 0 | 0 | 0 | 0 | 0 | 0 | 0 | 74.8986 | 55.0096 | 32.897 | 15.2267 | 9.8476 | -19.4182 | -0.38972 | 0
0.666666666666667589September | Resource 1 | Sublap 1 | 16:00 | 5 | 89 | September | 18000 | 0 | 0 | 0 | 0 | 0 | 0 | 0 | 0 | 0 | 0 | 0 | 0 | 0 | 0 | 0 | 0 | 4.4058 | 3.2359 | 1.9351 | 0.89569 | 0.57927 | -1.1422 | -0.022925 | 0 | 0 | 0 | 0 | 0 | 0 | 0 | 0 | 0 | 0 | 0 | 0 | 0 | 0 | 0 | 0 | 0 | 79.3044 | 58.2454 | 34.8321 | 16.1224 | 10.4269 | -20.5604 | -0.41264 | 0
0.666666666666667589October | Resource 1 | Sublap 1 | 16:00 | 5 | 89 | October | 19000 | 0 | 0 | 0 | 0 | 0 | 0 | 0 | 0 | 0 | 0 | 0 | 0 | 0 | 0 | 0 | 0 | 4.4058 | 3.2359 | 1.9351 | 0.89569 | 0.57927 | -1.1422 | -0.022925 | 0 | 0 | 0 | 0 | 0 | 0 | 0 | 0 | 0 | 0 | 0 | 0 | 0 | 0 | 0 | 0 | 0 | 83.7102 | 61.4813 | 36.7672 | 17.018 | 11.0062 | -21.7026 | -0.43557 | 0
0.666666666666667589November | Resource 1 | Sublap 1 | 16:00 | 5 | 89 | November | 20000 | 0 | 0 | 0 | 0 | 0 | 0 | 0 | 0 | 0 | 0 | 0 | 0 | 0 | 0 | 0 | 0 | 4.4058 | 3.2359 | 1.9351 | 0.89569 | 0.57927 | -1.1422 | -0.022925 | 0 | 0 | 0 | 0 | 0 | 0 | 0 | 0 | 0 | 0 | 0 | 0 | 0 | 0 | 0 | 0 | 0 | 88.116 | 64.7171 | 38.7023 | 17.9137 | 11.5854 | -22.8449 | -0.45849 | 0
0.666666666666667589December | Resource 1 | Sublap 1 | 16:00 | 5 | 89 | December | 21000 | 0 | 0 | 0 | 0 | 0 | 0 | 0 | 0 | 0 | 0 | 0 | 0 | 0 | 0 | 0 | 0 | 4.4058 | 3.2359 | 1.9351 | 0.89569 | 0.57927 | -1.1422 | -0.022925 | 0 | 0 | 0 | 0 | 0 | 0 | 0 | 0 | 0 | 0 | 0 | 0 | 0 | 0 | 0 | 0 | 0 | 92.5218 | 67.953 | 40.6374 | 18.8094 | 12.1647 | -23.9871 | -0.48142 | 0
0.666666666666667590January | Resource 1 | Sublap 1 | 16:00 | 5 | 90 | January | 10000 | 0 | 0 | 0 | 0 | 0 | 0 | 0 | 0 | 0 | 0 | 0 | 0 | 0 | 0 | 0 | 0 | 5.0156 | 3.7339 | 2.2163 | 1.0451 | 0.65442 | -1.2921 | -0.025916 | 0 | 0 | 0 | 0 | 0 | 0 | 0 | 0 | 0 | 0 | 0 | 0 | 0 | 0 | 0 | 0 | 0 | 50.1561 | 37.3387 | 22.1625 | 10.4507 | 6.5442 | -12.9207 | -0.25916 | 0
0.666666666666667590February | Resource 1 | Sublap 1 | 16:00 | 5 | 90 | February | 11000 | 0 | 0 | 0 | 0 | 0 | 0 | 0 | 0 | 0 | 0 | 0 | 0 | 0 | 0 | 0 | 0 | 5.0156 | 3.7339 | 2.2163 | 1.0451 | 0.65442 | -1.2921 | -0.025916 | 0 | 0 | 0 | 0 | 0 | 0 | 0 | 0 | 0 | 0 | 0 | 0 | 0 | 0 | 0 | 0 | 0 | 55.1718 | 41.0725 | 24.3788 | 11.4958 | 7.1986 | -14.2128 | -0.28508 | 0
0.666666666666667590March | Resource 1 | Sublap 1 | 16:00 | 5 | 90 | March | 12000 | 0 | 0 | 0 | 0 | 0 | 0 | 0 | 0 | 0 | 0 | 0 | 0 | 0 | 0 | 0 | 0 | 5.0156 | 3.7339 | 2.2163 | 1.0451 | 0.65442 | -1.2921 | -0.025916 | 0 | 0 | 0 | 0 | 0 | 0 | 0 | 0 | 0 | 0 | 0 | 0 | 0 | 0 | 0 | 0 | 0 | 60.1874 | 44.8064 | 26.5951 | 12.5409 | 7.853 | -15.5049 | -0.311 | 0
0.666666666666667590April | Resource 1 | Sublap 1 | 16:00 | 5 | 90 | April | 13000 | 0 | 0 | 0 | 0 | 0 | 0 | 0 | 0 | 0 | 0 | 0 | 0 | 0 | 0 | 0 | 0 | 5.0156 | 3.7339 | 2.2163 | 1.0451 | 0.65442 | -1.2921 | -0.025916 | 0 | 0 | 0 | 0 | 0 | 0 | 0 | 0 | 0 | 0 | 0 | 0 | 0 | 0 | 0 | 0 | 0 | 65.203 | 48.5403 | 28.8113 | 13.5859 | 8.5075 | -16.7969 | -0.33691 | 0
0.666666666666667590May | Resource 1 | Sublap 1 | 16:00 | 5 | 90 | May | 14000 | 0 | 0 | 0 | 0 | 0 | 0 | 0 | 0 | 0 | 0 | 0 | 0 | 0 | 0 | 0 | 0 | 5.0156 | 3.7339 | 2.2163 | 1.0451 | 0.65442 | -1.2921 | -0.025916 | 0 | 0 | 0 | 0 | 0 | 0 | 0 | 0 | 0 | 0 | 0 | 0 | 0 | 0 | 0 | 0 | 0 | 70.2186 | 52.2741 | 31.0276 | 14.631 | 9.1619 | -18.089 | -0.36283 | 0
0.666666666666667590June | Resource 1 | Sublap 1 | 16:00 | 5 | 90 | June | 15000 | 0 | 0 | 0 | 0 | 0 | 0 | 0 | 0 | 0 | 0 | 0 | 0 | 0 | 0 | 0 | 0 | 5.0156 | 3.7339 | 2.2163 | 1.0451 | 0.65442 | -1.2921 | -0.025916 | 0 | 0 | 0 | 0 | 0 | 0 | 0 | 0 | 0 | 0 | 0 | 0 | 0 | 0 | 0 | 0 | 0 | 75.2342 | 56.008 | 33.2438 | 15.6761 | 9.8163 | -19.3811 | -0.38875 | 0
0.666666666666667590July | Resource 1 | Sublap 1 | 16:00 | 5 | 90 | July | 16000 | 0 | 0 | 0 | 0 | 0 | 0 | 0 | 0 | 0 | 0 | 0 | 0 | 0 | 0 | 0 | 0 | 5.0156 | 3.7339 | 2.2163 | 1.0451 | 0.65442 | -1.2921 | -0.025916 | 0 | 0 | 0 | 0 | 0 | 0 | 0 | 0 | 0 | 0 | 0 | 0 | 0 | 0 | 0 | 0 | 0 | 80.2498 | 59.7419 | 35.4601 | 16.7212 | 10.4707 | -20.6732 | -0.41466 | 0
0.666666666666667590August | Resource 1 | Sublap 1 | 16:00 | 5 | 90 | August | 17000 | 0 | 0 | 0 | 0 | 0 | 0 | 0 | 0 | 0 | 0 | 0 | 0 | 0 | 0 | 0 | 0 | 5.0156 | 3.7339 | 2.2163 | 1.0451 | 0.65442 | -1.2921 | -0.025916 | 0 | 0 | 0 | 0 | 0 | 0 | 0 | 0 | 0 | 0 | 0 | 0 | 0 | 0 | 0 | 0 | 0 | 85.2654 | 63.4757 | 37.6763 | 17.7662 | 11.1251 | -21.9652 | -0.44058 | 0
0.666666666666667590September | Resource 1 | Sublap 1 | 16:00 | 5 | 90 | September | 18000 | 0 | 0 | 0 | 0 | 0 | 0 | 0 | 0 | 0 | 0 | 0 | 0 | 0 | 0 | 0 | 0 | 5.0156 | 3.7339 | 2.2163 | 1.0451 | 0.65442 | -1.2921 | -0.025916 | 0 | 0 | 0 | 0 | 0 | 0 | 0 | 0 | 0 | 0 | 0 | 0 | 0 | 0 | 0 | 0 | 0 | 90.281 | 67.2096 | 39.8926 | 18.8113 | 11.7796 | -23.2573 | -0.4665 | 0
0.666666666666667590October | Resource 1 | Sublap 1 | 16:00 | 5 | 90 | October | 19000 | 0 | 0 | 0 | 0 | 0 | 0 | 0 | 0 | 0 | 0 | 0 | 0 | 0 | 0 | 0 | 0 | 5.0156 | 3.7339 | 2.2163 | 1.0451 | 0.65442 | -1.2921 | -0.025916 | 0 | 0 | 0 | 0 | 0 | 0 | 0 | 0 | 0 | 0 | 0 | 0 | 0 | 0 | 0 | 0 | 0 | 95.2967 | 70.9435 | 42.1088 | 19.8564 | 12.434 | -24.5494 | -0.49241 | 0
0.666666666666667590November | Resource 1 | Sublap 1 | 16:00 | 5 | 90 | November | 20000 | 0 | 0 | 0 | 0 | 0 | 0 | 0 | 0 | 0 | 0 | 0 | 0 | 0 | 0 | 0 | 0 | 5.0156 | 3.7339 | 2.2163 | 1.0451 | 0.65442 | -1.2921 | -0.025916 | 0 | 0 | 0 | 0 | 0 | 0 | 0 | 0 | 0 | 0 | 0 | 0 | 0 | 0 | 0 | 0 | 0 | 100.3123 | 74.6774 | 44.3251 | 20.9014 | 13.0884 | -25.8415 | -0.51833 | 0
0.666666666666667590December | Resource 1 | Sublap 1 | 16:00 | 5 | 90 | December | 21000 | 0 | 0 | 0 | 0 | 0 | 0 | 0 | 0 | 0 | 0 | 0 | 0 | 0 | 0 | 0 | 0 | 5.0156 | 3.7339 | 2.2163 | 1.0451 | 0.65442 | -1.2921 | -0.025916 | 0 | 0 | 0 | 0 | 0 | 0 | 0 | 0 | 0 | 0 | 0 | 0 | 0 | 0 | 0 | 0 | 0 | 105.3279 | 78.4112 | 46.5414 | 21.9465 | 13.7428 | -27.1335 | -0.54424 | 0
0.666666666666667591January | Resource 1 | Sublap 1 | 16:00 | 5 | 91 | January | 10000 | 0 | 0 | 0 | 0 | 0 | 0 | 0 | 0 | 0 | 0 | 0 | 0 | 0 | 0 | 0 | 0 | 6.0407 | 4.5829 | 2.8856 | 1.4705 | 0.73672 | -1.4562 | -0.029193 | 0 | 0 | 0 | 0 | 0 | 0 | 0 | 0 | 0 | 0 | 0 | 0 | 0 | 0 | 0 | 0 | 0 | 60.4073 | 45.8288 | 28.8563 | 14.7047 | 7.3672 | -14.5616 | -0.29193 | 0
0.666666666666667591February | Resource 1 | Sublap 1 | 16:00 | 5 | 91 | February | 11000 | 0 | 0 | 0 | 0 | 0 | 0 | 0 | 0 | 0 | 0 | 0 | 0 | 0 | 0 | 0 | 0 | 6.0407 | 4.5829 | 2.8856 | 1.4705 | 0.73672 | -1.4562 | -0.029193 | 0 | 0 | 0 | 0 | 0 | 0 | 0 | 0 | 0 | 0 | 0 | 0 | 0 | 0 | 0 | 0 | 0 | 66.448 | 50.4117 | 31.7419 | 16.1752 | 8.1039 | -16.0178 | -0.32112 | 0
0.666666666666667591March | Resource 1 | Sublap 1 | 16:00 | 5 | 91 | March | 12000 | 0 | 0 | 0 | 0 | 0 | 0 | 0 | 0 | 0 | 0 | 0 | 0 | 0 | 0 | 0 | 0 | 6.0407 | 4.5829 | 2.8856 | 1.4705 | 0.73672 | -1.4562 | -0.029193 | 0 | 0 | 0 | 0 | 0 | 0 | 0 | 0 | 0 | 0 | 0 | 0 | 0 | 0 | 0 | 0 | 0 | 72.4888 | 54.9946 | 34.6275 | 17.6456 | 8.8407 | -17.4739 | -0.35032 | 0
0.666666666666667591April | Resource 1 | Sublap 1 | 16:00 | 5 | 91 | April | 13000 | 0 | 0 | 0 | 0 | 0 | 0 | 0 | 0 | 0 | 0 | 0 | 0 | 0 | 0 | 0 | 0 | 6.0407 | 4.5829 | 2.8856 | 1.4705 | 0.73672 | -1.4562 | -0.029193 | 0 | 0 | 0 | 0 | 0 | 0 | 0 | 0 | 0 | 0 | 0 | 0 | 0 | 0 | 0 | 0 | 0 | 78.5295 | 59.5775 | 37.5131 | 19.1161 | 9.5774 | -18.9301 | -0.37951 | 0
0.666666666666667591May | Resource 1 | Sublap 1 | 16:00 | 5 | 91 | May | 14000 | 0 | 0 | 0 | 0 | 0 | 0 | 0 | 0 | 0 | 0 | 0 | 0 | 0 | 0 | 0 | 0 | 6.0407 | 4.5829 | 2.8856 | 1.4705 | 0.73672 | -1.4562 | -0.029193 | 0 | 0 | 0 | 0 | 0 | 0 | 0 | 0 | 0 | 0 | 0 | 0 | 0 | 0 | 0 | 0 | 0 | 84.5702 | 64.1604 | 40.3988 | 20.5866 | 10.3141 | -20.3862 | -0.4087 | 0
0.666666666666667591June | Resource 1 | Sublap 1 | 16:00 | 5 | 91 | June | 15000 | 0 | 0 | 0 | 0 | 0 | 0 | 0 | 0 | 0 | 0 | 0 | 0 | 0 | 0 | 0 | 0 | 6.0407 | 4.5829 | 2.8856 | 1.4705 | 0.73672 | -1.4562 | -0.029193 | 0 | 0 | 0 | 0 | 0 | 0 | 0 | 0 | 0 | 0 | 0 | 0 | 0 | 0 | 0 | 0 | 0 | 90.611 | 68.7433 | 43.2844 | 22.0571 | 11.0508 | -21.8424 | -0.43789 | 0
0.666666666666667591July | Resource 1 | Sublap 1 | 16:00 | 5 | 91 | July | 16000 | 0 | 0 | 0 | 0 | 0 | 0 | 0 | 0 | 0 | 0 | 0 | 0 | 0 | 0 | 0 | 0 | 6.0407 | 4.5829 | 2.8856 | 1.4705 | 0.73672 | -1.4562 | -0.029193 | 0 | 0 | 0 | 0 | 0 | 0 | 0 | 0 | 0 | 0 | 0 | 0 | 0 | 0 | 0 | 0 | 0 | 96.6517 | 73.3261 | 46.17 | 23.5275 | 11.7875 | -23.2986 | -0.46709 | 0
0.666666666666667591August | Resource 1 | Sublap 1 | 16:00 | 5 | 91 | August | 17000 | 0 | 0 | 0 | 0 | 0 | 0 | 0 | 0 | 0 | 0 | 0 | 0 | 0 | 0 | 0 | 0 | 6.0407 | 4.5829 | 2.8856 | 1.4705 | 0.73672 | -1.4562 | -0.029193 | 0 | 0 | 0 | 0 | 0 | 0 | 0 | 0 | 0 | 0 | 0 | 0 | 0 | 0 | 0 | 0 | 0 | 102.6924 | 77.909 | 49.0556 | 24.998 | 12.5243 | -24.7547 | -0.49628 | 0
0.666666666666667591September | Resource 1 | Sublap 1 | 16:00 | 5 | 91 | September | 18000 | 0 | 0 | 0 | 0 | 0 | 0 | 0 | 0 | 0 | 0 | 0 | 0 | 0 | 0 | 0 | 0 | 6.0407 | 4.5829 | 2.8856 | 1.4705 | 0.73672 | -1.4562 | -0.029193 | 0 | 0 | 0 | 0 | 0 | 0 | 0 | 0 | 0 | 0 | 0 | 0 | 0 | 0 | 0 | 0 | 0 | 108.7332 | 82.4919 | 51.9413 | 26.4685 | 13.261 | -26.2109 | -0.52547 | 0
0.666666666666667591October | Resource 1 | Sublap 1 | 16:00 | 5 | 91 | October | 19000 | 0 | 0 | 0 | 0 | 0 | 0 | 0 | 0 | 0 | 0 | 0 | 0 | 0 | 0 | 0 | 0 | 6.0407 | 4.5829 | 2.8856 | 1.4705 | 0.73672 | -1.4562 | -0.029193 | 0 | 0 | 0 | 0 | 0 | 0 | 0 | 0 | 0 | 0 | 0 | 0 | 0 | 0 | 0 | 0 | 0 | 114.7739 | 87.0748 | 54.8269 | 27.9389 | 13.9977 | -27.667 | -0.55467 | 0
0.666666666666667591November | Resource 1 | Sublap 1 | 16:00 | 5 | 91 | November | 20000 | 0 | 0 | 0 | 0 | 0 | 0 | 0 | 0 | 0 | 0 | 0 | 0 | 0 | 0 | 0 | 0 | 6.0407 | 4.5829 | 2.8856 | 1.4705 | 0.73672 | -1.4562 | -0.029193 | 0 | 0 | 0 | 0 | 0 | 0 | 0 | 0 | 0 | 0 | 0 | 0 | 0 | 0 | 0 | 0 | 0 | 120.8146 | 91.6577 | 57.7125 | 29.4094 | 14.7344 | -29.1232 | -0.58386 | 0
0.666666666666667591December | Resource 1 | Sublap 1 | 16:00 | 5 | 91 | December | 21000 | 0 | 0 | 0 | 0 | 0 | 0 | 0 | 0 | 0 | 0 | 0 | 0 | 0 | 0 | 0 | 0 | 6.0407 | 4.5829 | 2.8856 | 1.4705 | 0.73672 | -1.4562 | -0.029193 | 0 | 0 | 0 | 0 | 0 | 0 | 0 | 0 | 0 | 0 | 0 | 0 | 0 | 0 | 0 | 0 | 0 | 126.8554 | 96.2406 | 60.5981 | 30.8799 | 15.4712 | -30.5794 | -0.61305 | 0
0.666666666666667592January | Resource 1 | Sublap 1 | 16:00 | 5 | 92 | January | 10000 | 0 | 0 | 0 | 0 | 0 | 0 | 0 | 0 | 0 | 0 | 0 | 0 | 0 | 0 | 0 | 0 | 6.4494 | 4.9005 | 2.9811 | 1.5783 | 0.79 | -1.4971 | -0.03001 | 0 | 0 | 0 | 0 | 0 | 0 | 0 | 0 | 0 | 0 | 0 | 0 | 0 | 0 | 0 | 0 | 0 | 64.4936 | 49.0054 | 29.8109 | 15.783 | 7.9 | -14.9705 | -0.3001 | 0
0.666666666666667592February | Resource 1 | Sublap 1 | 16:00 | 5 | 92 | February | 11000 | 0 | 0 | 0 | 0 | 0 | 0 | 0 | 0 | 0 | 0 | 0 | 0 | 0 | 0 | 0 | 0 | 6.4494 | 4.9005 | 2.9811 | 1.5783 | 0.79 | -1.4971 | -0.03001 | 0 | 0 | 0 | 0 | 0 | 0 | 0 | 0 | 0 | 0 | 0 | 0 | 0 | 0 | 0 | 0 | 0 | 70.943 | 53.906 | 32.792 | 17.3613 | 8.69 | -16.4676 | -0.33011 | 0
0.666666666666667592March | Resource 1 | Sublap 1 | 16:00 | 5 | 92 | March | 12000 | 0 | 0 | 0 | 0 | 0 | 0 | 0 | 0 | 0 | 0 | 0 | 0 | 0 | 0 | 0 | 0 | 6.4494 | 4.9005 | 2.9811 | 1.5783 | 0.79 | -1.4971 | -0.03001 | 0 | 0 | 0 | 0 | 0 | 0 | 0 | 0 | 0 | 0 | 0 | 0 | 0 | 0 | 0 | 0 | 0 | 77.3923 | 58.8065 | 35.7731 | 18.9396 | 9.48 | -17.9647 | -0.36012 | 0
0.666666666666667592April | Resource 1 | Sublap 1 | 16:00 | 5 | 92 | April | 13000 | 0 | 0 | 0 | 0 | 0 | 0 | 0 | 0 | 0 | 0 | 0 | 0 | 0 | 0 | 0 | 0 | 6.4494 | 4.9005 | 2.9811 | 1.5783 | 0.79 | -1.4971 | -0.03001 | 0 | 0 | 0 | 0 | 0 | 0 | 0 | 0 | 0 | 0 | 0 | 0 | 0 | 0 | 0 | 0 | 0 | 83.8417 | 63.7071 | 38.7542 | 20.5178 | 10.27 | -19.4617 | -0.39012 | 0
0.666666666666667592May | Resource 1 | Sublap 1 | 16:00 | 5 | 92 | May | 14000 | 0 | 0 | 0 | 0 | 0 | 0 | 0 | 0 | 0 | 0 | 0 | 0 | 0 | 0 | 0 | 0 | 6.4494 | 4.9005 | 2.9811 | 1.5783 | 0.79 | -1.4971 | -0.03001 | 0 | 0 | 0 | 0 | 0 | 0 | 0 | 0 | 0 | 0 | 0 | 0 | 0 | 0 | 0 | 0 | 0 | 90.291 | 68.6076 | 41.7353 | 22.0962 | 11.06 | -20.9588 | -0.42013 | 0
0.666666666666667592June | Resource 1 | Sublap 1 | 16:00 | 5 | 92 | June | 15000 | 0 | 0 | 0 | 0 | 0 | 0 | 0 | 0 | 0 | 0 | 0 | 0 | 0 | 0 | 0 | 0 | 6.4494 | 4.9005 | 2.9811 | 1.5783 | 0.79 | -1.4971 | -0.03001 | 0 | 0 | 0 | 0 | 0 | 0 | 0 | 0 | 0 | 0 | 0 | 0 | 0 | 0 | 0 | 0 | 0 | 96.7404 | 73.5081 | 44.7164 | 23.6744 | 11.85 | -22.4558 | -0.45014 | 0
0.666666666666667592July | Resource 1 | Sublap 1 | 16:00 | 5 | 92 | July | 16000 | 0 | 0 | 0 | 0 | 0 | 0 | 0 | 0 | 0 | 0 | 0 | 0 | 0 | 0 | 0 | 0 | 6.4494 | 4.9005 | 2.9811 | 1.5783 | 0.79 | -1.4971 | -0.03001 | 0 | 0 | 0 | 0 | 0 | 0 | 0 | 0 | 0 | 0 | 0 | 0 | 0 | 0 | 0 | 0 | 0 | 103.1898 | 78.4087 | 47.6975 | 25.2527 | 12.64 | -23.9529 | -0.48015 | 0
0.666666666666667592August | Resource 1 | Sublap 1 | 16:00 | 5 | 92 | August | 17000 | 0 | 0 | 0 | 0 | 0 | 0 | 0 | 0 | 0 | 0 | 0 | 0 | 0 | 0 | 0 | 0 | 6.4494 | 4.9005 | 2.9811 | 1.5783 | 0.79 | -1.4971 | -0.03001 | 0 | 0 | 0 | 0 | 0 | 0 | 0 | 0 | 0 | 0 | 0 | 0 | 0 | 0 | 0 | 0 | 0 | 109.6391 | 83.3092 | 50.6786 | 26.831 | 13.43 | -25.4499 | -0.51016 | 0
0.666666666666667592September | Resource 1 | Sublap 1 | 16:00 | 5 | 92 | September | 18000 | 0 | 0 | 0 | 0 | 0 | 0 | 0 | 0 | 0 | 0 | 0 | 0 | 0 | 0 | 0 | 0 | 6.4494 | 4.9005 | 2.9811 | 1.5783 | 0.79 | -1.4971 | -0.03001 | 0 | 0 | 0 | 0 | 0 | 0 | 0 | 0 | 0 | 0 | 0 | 0 | 0 | 0 | 0 | 0 | 0 | 116.0885 | 88.2097 | 53.6597 | 28.4093 | 14.22 | -26.947 | -0.54017 | 0
0.666666666666667592October | Resource 1 | Sublap 1 | 16:00 | 5 | 92 | October | 19000 | 0 | 0 | 0 | 0 | 0 | 0 | 0 | 0 | 0 | 0 | 0 | 0 | 0 | 0 | 0 | 0 | 6.4494 | 4.9005 | 2.9811 | 1.5783 | 0.79 | -1.4971 | -0.03001 | 0 | 0 | 0 | 0 | 0 | 0 | 0 | 0 | 0 | 0 | 0 | 0 | 0 | 0 | 0 | 0 | 0 | 122.5379 | 93.1103 | 56.6408 | 29.9876 | 15.01 | -28.4441 | -0.57018 | 0
0.666666666666667592November | Resource 1 | Sublap 1 | 16:00 | 5 | 92 | November | 20000 | 0 | 0 | 0 | 0 | 0 | 0 | 0 | 0 | 0 | 0 | 0 | 0 | 0 | 0 | 0 | 0 | 6.4494 | 4.9005 | 2.9811 | 1.5783 | 0.79 | -1.4971 | -0.03001 | 0 | 0 | 0 | 0 | 0 | 0 | 0 | 0 | 0 | 0 | 0 | 0 | 0 | 0 | 0 | 0 | 0 | 128.9872 | 98.0108 | 59.6219 | 31.5659 | 15.8001 | -29.9411 | -0.60019 | 0
0.666666666666667592December | Resource 1 | Sublap 1 | 16:00 | 5 | 92 | December | 21000 | 0 | 0 | 0 | 0 | 0 | 0 | 0 | 0 | 0 | 0 | 0 | 0 | 0 | 0 | 0 | 0 | 6.4494 | 4.9005 | 2.9811 | 1.5783 | 0.79 | -1.4971 | -0.03001 | 0 | 0 | 0 | 0 | 0 | 0 | 0 | 0 | 0 | 0 | 0 | 0 | 0 | 0 | 0 | 0 | 0 | 135.4366 | 102.9114 | 62.603 | 33.1442 | 16.5901 | -31.4382 | -0.6302 | 0
0.666666666666667593January | Resource 1 | Sublap 1 | 16:00 | 5 | 93 | January | 10000 | 0 | 0 | 0 | 0 | 0 | 0 | 0 | 0 | 0 | 0 | 0 | 0 | 0 | 0 | 0 | 0 | 6.8498 | 5.2408 | 3.3854 | 1.9213 | 1.116 | -1.6036 | -0.032138 | 0 | 0 | 0 | 0 | 0 | 0 | 0 | 0 | 0 | 0 | 0 | 0 | 0 | 0 | 0 | 0 | 0 | 68.498 | 52.4085 | 33.8537 | 19.2127 | 11.1599 | -16.0364 | -0.32138 | 0
0.666666666666667593February | Resource 1 | Sublap 1 | 16:00 | 5 | 93 | February | 11000 | 0 | 0 | 0 | 0 | 0 | 0 | 0 | 0 | 0 | 0 | 0 | 0 | 0 | 0 | 0 | 0 | 6.8498 | 5.2408 | 3.3854 | 1.9213 | 1.116 | -1.6036 | -0.032138 | 0 | 0 | 0 | 0 | 0 | 0 | 0 | 0 | 0 | 0 | 0 | 0 | 0 | 0 | 0 | 0 | 0 | 75.3478 | 57.6493 | 37.2391 | 21.1339 | 12.2759 | -17.64 | -0.35352 | 0
0.666666666666667593March | Resource 1 | Sublap 1 | 16:00 | 5 | 93 | March | 12000 | 0 | 0 | 0 | 0 | 0 | 0 | 0 | 0 | 0 | 0 | 0 | 0 | 0 | 0 | 0 | 0 | 6.8498 | 5.2408 | 3.3854 | 1.9213 | 1.116 | -1.6036 | -0.032138 | 0 | 0 | 0 | 0 | 0 | 0 | 0 | 0 | 0 | 0 | 0 | 0 | 0 | 0 | 0 | 0 | 0 | 82.1976 | 62.8902 | 40.6245 | 23.0552 | 13.3919 | -19.2436 | -0.38565 | 0
0.666666666666667593April | Resource 1 | Sublap 1 | 16:00 | 5 | 93 | April | 13000 | 0 | 0 | 0 | 0 | 0 | 0 | 0 | 0 | 0 | 0 | 0 | 0 | 0 | 0 | 0 | 0 | 6.8498 | 5.2408 | 3.3854 | 1.9213 | 1.116 | -1.6036 | -0.032138 | 0 | 0 | 0 | 0 | 0 | 0 | 0 | 0 | 0 | 0 | 0 | 0 | 0 | 0 | 0 | 0 | 0 | 89.0473 | 68.131 | 44.0099 | 24.9765 | 14.5079 | -20.8473 | -0.41779 | 0
0.666666666666667593May | Resource 1 | Sublap 1 | 16:00 | 5 | 93 | May | 14000 | 0 | 0 | 0 | 0 | 0 | 0 | 0 | 0 | 0 | 0 | 0 | 0 | 0 | 0 | 0 | 0 | 6.8498 | 5.2408 | 3.3854 | 1.9213 | 1.116 | -1.6036 | -0.032138 | 0 | 0 | 0 | 0 | 0 | 0 | 0 | 0 | 0 | 0 | 0 | 0 | 0 | 0 | 0 | 0 | 0 | 95.8971 | 73.3719 | 47.3952 | 26.8977 | 15.6239 | -22.4509 | -0.44993 | 0
0.666666666666667593June | Resource 1 | Sublap 1 | 16:00 | 5 | 93 | June | 15000 | 0 | 0 | 0 | 0 | 0 | 0 | 0 | 0 | 0 | 0 | 0 | 0 | 0 | 0 | 0 | 0 | 6.8498 | 5.2408 | 3.3854 | 1.9213 | 1.116 | -1.6036 | -0.032138 | 0 | 0 | 0 | 0 | 0 | 0 | 0 | 0 | 0 | 0 | 0 | 0 | 0 | 0 | 0 | 0 | 0 | 102.7469 | 78.6127 | 50.7806 | 28.819 | 16.7399 | -24.0545 | -0.48207 | 0
0.666666666666667593July | Resource 1 | Sublap 1 | 16:00 | 5 | 93 | July | 16000 | 0 | 0 | 0 | 0 | 0 | 0 | 0 | 0 | 0 | 0 | 0 | 0 | 0 | 0 | 0 | 0 | 6.8498 | 5.2408 | 3.3854 | 1.9213 | 1.116 | -1.6036 | -0.032138 | 0 | 0 | 0 | 0 | 0 | 0 | 0 | 0 | 0 | 0 | 0 | 0 | 0 | 0 | 0 | 0 | 0 | 109.5967 | 83.8536 | 54.166 | 30.7403 | 17.8558 | -25.6582 | -0.51421 | 0
0.666666666666667593August | Resource 1 | Sublap 1 | 16:00 | 5 | 93 | August | 17000 | 0 | 0 | 0 | 0 | 0 | 0 | 0 | 0 | 0 | 0 | 0 | 0 | 0 | 0 | 0 | 0 | 6.8498 | 5.2408 | 3.3854 | 1.9213 | 1.116 | -1.6036 | -0.032138 | 0 | 0 | 0 | 0 | 0 | 0 | 0 | 0 | 0 | 0 | 0 | 0 | 0 | 0 | 0 | 0 | 0 | 116.4465 | 89.0944 | 57.5513 | 32.6615 | 18.9718 | -27.2618 | -0.54634 | 0
0.666666666666667593September | Resource 1 | Sublap 1 | 16:00 | 5 | 93 | September | 18000 | 0 | 0 | 0 | 0 | 0 | 0 | 0 | 0 | 0 | 0 | 0 | 0 | 0 | 0 | 0 | 0 | 6.8498 | 5.2408 | 3.3854 | 1.9213 | 1.116 | -1.6036 | -0.032138 | 0 | 0 | 0 | 0 | 0 | 0 | 0 | 0 | 0 | 0 | 0 | 0 | 0 | 0 | 0 | 0 | 0 | 123.2963 | 94.3353 | 60.9367 | 34.5828 | 20.0878 | -28.8654 | -0.57848 | 0
0.666666666666667593October | Resource 1 | Sublap 1 | 16:00 | 5 | 93 | October | 19000 | 0 | 0 | 0 | 0 | 0 | 0 | 0 | 0 | 0 | 0 | 0 | 0 | 0 | 0 | 0 | 0 | 6.8498 | 5.2408 | 3.3854 | 1.9213 | 1.116 | -1.6036 | -0.032138 | 0 | 0 | 0 | 0 | 0 | 0 | 0 | 0 | 0 | 0 | 0 | 0 | 0 | 0 | 0 | 0 | 0 | 130.1461 | 99.5761 | 64.3221 | 36.5041 | 21.2038 | -30.4691 | -0.61062 | 0
0.666666666666667593November | Resource 1 | Sublap 1 | 16:00 | 5 | 93 | November | 20000 | 0 | 0 | 0 | 0 | 0 | 0 | 0 | 0 | 0 | 0 | 0 | 0 | 0 | 0 | 0 | 0 | 6.8498 | 5.2408 | 3.3854 | 1.9213 | 1.116 | -1.6036 | -0.032138 | 0 | 0 | 0 | 0 | 0 | 0 | 0 | 0 | 0 | 0 | 0 | 0 | 0 | 0 | 0 | 0 | 0 | 136.9959 | 104.817 | 67.7075 | 38.4253 | 22.3198 | -32.0727 | -0.64276 | 0
0.666666666666667593December | Resource 1 | Sublap 1 | 16:00 | 5 | 93 | December | 21000 | 0 | 0 | 0 | 0 | 0 | 0 | 0 | 0 | 0 | 0 | 0 | 0 | 0 | 0 | 0 | 0 | 6.8498 | 5.2408 | 3.3854 | 1.9213 | 1.116 | -1.6036 | -0.032138 | 0 | 0 | 0 | 0 | 0 | 0 | 0 | 0 | 0 | 0 | 0 | 0 | 0 | 0 | 0 | 0 | 0 | 143.8457 | 110.0578 | 71.0928 | 40.3466 | 23.4358 | -33.6764 | -0.6749 | 0
0.666666666666667594January | Resource 1 | Sublap 1 | 16:00 | 5 | 94 | January | 10000 | 0 | 0 | 0 | 0 | 0 | 0 | 0 | 0 | 0 | 0 | 0 | 0 | 0 | 0 | 0 | 0 | 6.6415 | 4.9913 | 3.3044 | 1.6947 | 0.93027 | -1.6056 | -0.032177 | 0 | 0 | 0 | 0 | 0 | 0 | 0 | 0 | 0 | 0 | 0 | 0 | 0 | 0 | 0 | 0 | 0 | 66.4146 | 49.9133 | 33.044 | 16.9467 | 9.3027 | -16.0562 | -0.32178 | 0
0.666666666666667594February | Resource 1 | Sublap 1 | 16:00 | 5 | 94 | February | 11000 | 0 | 0 | 0 | 0 | 0 | 0 | 0 | 0 | 0 | 0 | 0 | 0 | 0 | 0 | 0 | 0 | 6.6415 | 4.9913 | 3.3044 | 1.6947 | 0.93027 | -1.6056 | -0.032177 | 0 | 0 | 0 | 0 | 0 | 0 | 0 | 0 | 0 | 0 | 0 | 0 | 0 | 0 | 0 | 0 | 0 | 73.056 | 54.9046 | 36.3484 | 18.6414 | 10.233 | -17.6618 | -0.35395 | 0
0.666666666666667594March | Resource 1 | Sublap 1 | 16:00 | 5 | 94 | March | 12000 | 0 | 0 | 0 | 0 | 0 | 0 | 0 | 0 | 0 | 0 | 0 | 0 | 0 | 0 | 0 | 0 | 6.6415 | 4.9913 | 3.3044 | 1.6947 | 0.93027 | -1.6056 | -0.032177 | 0 | 0 | 0 | 0 | 0 | 0 | 0 | 0 | 0 | 0 | 0 | 0 | 0 | 0 | 0 | 0 | 0 | 79.6975 | 59.896 | 39.6527 | 20.3361 | 11.1632 | -19.2675 | -0.38613 | 0
0.666666666666667594April | Resource 1 | Sublap 1 | 16:00 | 5 | 94 | April | 13000 | 0 | 0 | 0 | 0 | 0 | 0 | 0 | 0 | 0 | 0 | 0 | 0 | 0 | 0 | 0 | 0 | 6.6415 | 4.9913 | 3.3044 | 1.6947 | 0.93027 | -1.6056 | -0.032177 | 0 | 0 | 0 | 0 | 0 | 0 | 0 | 0 | 0 | 0 | 0 | 0 | 0 | 0 | 0 | 0 | 0 | 86.3389 | 64.8873 | 42.9571 | 22.0308 | 12.0935 | -20.8731 | -0.41831 | 0
0.666666666666667594May | Resource 1 | Sublap 1 | 16:00 | 5 | 94 | May | 14000 | 0 | 0 | 0 | 0 | 0 | 0 | 0 | 0 | 0 | 0 | 0 | 0 | 0 | 0 | 0 | 0 | 6.6415 | 4.9913 | 3.3044 | 1.6947 | 0.93027 | -1.6056 | -0.032177 | 0 | 0 | 0 | 0 | 0 | 0 | 0 | 0 | 0 | 0 | 0 | 0 | 0 | 0 | 0 | 0 | 0 | 92.9804 | 69.8786 | 46.2615 | 23.7254 | 13.0237 | -22.4787 | -0.45049 | 0
0.666666666666667594June | Resource 1 | Sublap 1 | 16:00 | 5 | 94 | June | 15000 | 0 | 0 | 0 | 0 | 0 | 0 | 0 | 0 | 0 | 0 | 0 | 0 | 0 | 0 | 0 | 0 | 6.6415 | 4.9913 | 3.3044 | 1.6947 | 0.93027 | -1.6056 | -0.032177 | 0 | 0 | 0 | 0 | 0 | 0 | 0 | 0 | 0 | 0 | 0 | 0 | 0 | 0 | 0 | 0 | 0 | 99.6219 | 74.87 | 49.5659 | 25.4201 | 13.954 | -24.0843 | -0.48266 | 0
0.666666666666667594July | Resource 1 | Sublap 1 | 16:00 | 5 | 94 | July | 16000 | 0 | 0 | 0 | 0 | 0 | 0 | 0 | 0 | 0 | 0 | 0 | 0 | 0 | 0 | 0 | 0 | 6.6415 | 4.9913 | 3.3044 | 1.6947 | 0.93027 | -1.6056 | -0.032177 | 0 | 0 | 0 | 0 | 0 | 0 | 0 | 0 | 0 | 0 | 0 | 0 | 0 | 0 | 0 | 0 | 0 | 106.2633 | 79.8613 | 52.8703 | 27.1148 | 14.8843 | -25.6899 | -0.51484 | 0
0.666666666666667594August | Resource 1 | Sublap 1 | 16:00 | 5 | 94 | August | 17000 | 0 | 0 | 0 | 0 | 0 | 0 | 0 | 0 | 0 | 0 | 0 | 0 | 0 | 0 | 0 | 0 | 6.6415 | 4.9913 | 3.3044 | 1.6947 | 0.93027 | -1.6056 | -0.032177 | 0 | 0 | 0 | 0 | 0 | 0 | 0 | 0 | 0 | 0 | 0 | 0 | 0 | 0 | 0 | 0 | 0 | 112.9048 | 84.8526 | 56.1747 | 28.8095 | 15.8146 | -27.2956 | -0.54702 | 0
0.666666666666667594September | Resource 1 | Sublap 1 | 16:00 | 5 | 94 | September | 18000 | 0 | 0 | 0 | 0 | 0 | 0 | 0 | 0 | 0 | 0 | 0 | 0 | 0 | 0 | 0 | 0 | 6.6415 | 4.9913 | 3.3044 | 1.6947 | 0.93027 | -1.6056 | -0.032177 | 0 | 0 | 0 | 0 | 0 | 0 | 0 | 0 | 0 | 0 | 0 | 0 | 0 | 0 | 0 | 0 | 0 | 119.5462 | 89.844 | 59.4791 | 30.5041 | 16.7448 | -28.9012 | -0.5792 | 0
0.666666666666667594October | Resource 1 | Sublap 1 | 16:00 | 5 | 94 | October | 19000 | 0 | 0 | 0 | 0 | 0 | 0 | 0 | 0 | 0 | 0 | 0 | 0 | 0 | 0 | 0 | 0 | 6.6415 | 4.9913 | 3.3044 | 1.6947 | 0.93027 | -1.6056 | -0.032177 | 0 | 0 | 0 | 0 | 0 | 0 | 0 | 0 | 0 | 0 | 0 | 0 | 0 | 0 | 0 | 0 | 0 | 126.1877 | 94.8353 | 62.7835 | 32.1988 | 17.6751 | -30.5068 | -0.61137 | 0
0.666666666666667594November | Resource 1 | Sublap 1 | 16:00 | 5 | 94 | November | 20000 | 0 | 0 | 0 | 0 | 0 | 0 | 0 | 0 | 0 | 0 | 0 | 0 | 0 | 0 | 0 | 0 | 6.6415 | 4.9913 | 3.3044 | 1.6947 | 0.93027 | -1.6056 | -0.032177 | 0 | 0 | 0 | 0 | 0 | 0 | 0 | 0 | 0 | 0 | 0 | 0 | 0 | 0 | 0 | 0 | 0 | 132.8291 | 99.8266 | 66.0879 | 33.8935 | 18.6054 | -32.1124 | -0.64355 | 0
0.666666666666667594December | Resource 1 | Sublap 1 | 16:00 | 5 | 94 | December | 21000 | 0 | 0 | 0 | 0 | 0 | 0 | 0 | 0 | 0 | 0 | 0 | 0 | 0 | 0 | 0 | 0 | 6.6415 | 4.9913 | 3.3044 | 1.6947 | 0.93027 | -1.6056 | -0.032177 | 0 | 0 | 0 | 0 | 0 | 0 | 0 | 0 | 0 | 0 | 0 | 0 | 0 | 0 | 0 | 0 | 0 | 139.4706 | 104.818 | 69.3923 | 35.5881 | 19.5356 | -33.7181 | -0.67573 | 0
0.666666666666667595January | Resource 1 | Sublap 1 | 16:00 | 5 | 95 | January | 10000 | 0 | 0 | 0 | 0 | 0 | 0 | 0 | 0 | 0 | 0 | 0 | 0 | 0 | 0 | 0 | 0 | 10.2017 | 8.0627 | 5.7491 | 3.6538 | 2.6073 | -2.0986 | -0.042021 | 0 | 0 | 0 | 0 | 0 | 0 | 0 | 0 | 0 | 0 | 0 | 0 | 0 | 0 | 0 | 0 | 0 | 102.0169 | 80.6273 | 57.4913 | 36.5378 | 26.0731 | -20.9855 | -0.42021 | 0
0.666666666666667595February | Resource 1 | Sublap 1 | 16:00 | 5 | 95 | February | 11000 | 0 | 0 | 0 | 0 | 0 | 0 | 0 | 0 | 0 | 0 | 0 | 0 | 0 | 0 | 0 | 0 | 10.2017 | 8.0627 | 5.7491 | 3.6538 | 2.6073 | -2.0986 | -0.042021 | 0 | 0 | 0 | 0 | 0 | 0 | 0 | 0 | 0 | 0 | 0 | 0 | 0 | 0 | 0 | 0 | 0 | 112.2186 | 88.69 | 63.2405 | 40.1915 | 28.6804 | -23.0841 | -0.46223 | 0
0.666666666666667595March | Resource 1 | Sublap 1 | 16:00 | 5 | 95 | March | 12000 | 0 | 0 | 0 | 0 | 0 | 0 | 0 | 0 | 0 | 0 | 0 | 0 | 0 | 0 | 0 | 0 | 10.2017 | 8.0627 | 5.7491 | 3.6538 | 2.6073 | -2.0986 | -0.042021 | 0 | 0 | 0 | 0 | 0 | 0 | 0 | 0 | 0 | 0 | 0 | 0 | 0 | 0 | 0 | 0 | 0 | 122.4203 | 96.7527 | 68.9896 | 43.8453 | 31.2877 | -25.1826 | -0.50425 | 0
0.666666666666667595April | Resource 1 | Sublap 1 | 16:00 | 5 | 95 | April | 13000 | 0 | 0 | 0 | 0 | 0 | 0 | 0 | 0 | 0 | 0 | 0 | 0 | 0 | 0 | 0 | 0 | 10.2017 | 8.0627 | 5.7491 | 3.6538 | 2.6073 | -2.0986 | -0.042021 | 0 | 0 | 0 | 0 | 0 | 0 | 0 | 0 | 0 | 0 | 0 | 0 | 0 | 0 | 0 | 0 | 0 | 132.622 | 104.8155 | 74.7387 | 47.4991 | 33.895 | -27.2812 | -0.54627 | 0
0.666666666666667595May | Resource 1 | Sublap 1 | 16:00 | 5 | 95 | May | 14000 | 0 | 0 | 0 | 0 | 0 | 0 | 0 | 0 | 0 | 0 | 0 | 0 | 0 | 0 | 0 | 0 | 10.2017 | 8.0627 | 5.7491 | 3.6538 | 2.6073 | -2.0986 | -0.042021 | 0 | 0 | 0 | 0 | 0 | 0 | 0 | 0 | 0 | 0 | 0 | 0 | 0 | 0 | 0 | 0 | 0 | 142.8237 | 112.8782 | 80.4879 | 51.1529 | 36.5023 | -29.3797 | -0.58829 | 0
0.666666666666667595June | Resource 1 | Sublap 1 | 16:00 | 5 | 95 | June | 15000 | 0 | 0 | 0 | 0 | 0 | 0 | 0 | 0 | 0 | 0 | 0 | 0 | 0 | 0 | 0 | 0 | 10.2017 | 8.0627 | 5.7491 | 3.6538 | 2.6073 | -2.0986 | -0.042021 | 0 | 0 | 0 | 0 | 0 | 0 | 0 | 0 | 0 | 0 | 0 | 0 | 0 | 0 | 0 | 0 | 0 | 153.0254 | 120.9409 | 86.237 | 54.8066 | 39.1096 | -31.4783 | -0.63031 | 0
0.666666666666667595July | Resource 1 | Sublap 1 | 16:00 | 5 | 95 | July | 16000 | 0 | 0 | 0 | 0 | 0 | 0 | 0 | 0 | 0 | 0 | 0 | 0 | 0 | 0 | 0 | 0 | 10.2017 | 8.0627 | 5.7491 | 3.6538 | 2.6073 | -2.0986 | -0.042021 | 0 | 0 | 0 | 0 | 0 | 0 | 0 | 0 | 0 | 0 | 0 | 0 | 0 | 0 | 0 | 0 | 0 | 163.2271 | 129.0036 | 91.9861 | 58.4604 | 41.7169 | -33.5768 | -0.67233 | 0
0.666666666666667595August | Resource 1 | Sublap 1 | 16:00 | 5 | 95 | August | 17000 | 0 | 0 | 0 | 0 | 0 | 0 | 0 | 0 | 0 | 0 | 0 | 0 | 0 | 0 | 0 | 0 | 10.2017 | 8.0627 | 5.7491 | 3.6538 | 2.6073 | -2.0986 | -0.042021 | 0 | 0 | 0 | 0 | 0 | 0 | 0 | 0 | 0 | 0 | 0 | 0 | 0 | 0 | 0 | 0 | 0 | 173.4288 | 137.0664 | 97.7353 | 62.1142 | 44.3242 | -35.6754 | -0.71435 | 0
0.666666666666667595September | Resource 1 | Sublap 1 | 16:00 | 5 | 95 | September | 18000 | 0 | 0 | 0 | 0 | 0 | 0 | 0 | 0 | 0 | 0 | 0 | 0 | 0 | 0 | 0 | 0 | 10.2017 | 8.0627 | 5.7491 | 3.6538 | 2.6073 | -2.0986 | -0.042021 | 0 | 0 | 0 | 0 | 0 | 0 | 0 | 0 | 0 | 0 | 0 | 0 | 0 | 0 | 0 | 0 | 0 | 183.6304 | 145.1291 | 103.4844 | 65.7679 | 46.9316 | -37.7739 | -0.75637 | 0
0.666666666666667595October | Resource 1 | Sublap 1 | 16:00 | 5 | 95 | October | 19000 | 0 | 0 | 0 | 0 | 0 | 0 | 0 | 0 | 0 | 0 | 0 | 0 | 0 | 0 | 0 | 0 | 10.2017 | 8.0627 | 5.7491 | 3.6538 | 2.6073 | -2.0986 | -0.042021 | 0 | 0 | 0 | 0 | 0 | 0 | 0 | 0 | 0 | 0 | 0 | 0 | 0 | 0 | 0 | 0 | 0 | 193.8321 | 153.1918 | 109.2335 | 69.4217 | 49.5389 | -39.8725 | -0.79839 | 0
0.666666666666667595November | Resource 1 | Sublap 1 | 16:00 | 5 | 95 | November | 20000 | 0 | 0 | 0 | 0 | 0 | 0 | 0 | 0 | 0 | 0 | 0 | 0 | 0 | 0 | 0 | 0 | 10.2017 | 8.0627 | 5.7491 | 3.6538 | 2.6073 | -2.0986 | -0.042021 | 0 | 0 | 0 | 0 | 0 | 0 | 0 | 0 | 0 | 0 | 0 | 0 | 0 | 0 | 0 | 0 | 0 | 204.0338 | 161.2545 | 114.9827 | 73.0755 | 52.1462 | -41.971 | -0.84041 | 0
0.666666666666667595December | Resource 1 | Sublap 1 | 16:00 | 5 | 95 | December | 21000 | 0 | 0 | 0 | 0 | 0 | 0 | 0 | 0 | 0 | 0 | 0 | 0 | 0 | 0 | 0 | 0 | 10.2017 | 8.0627 | 5.7491 | 3.6538 | 2.6073 | -2.0986 | -0.042021 | 0 | 0 | 0 | 0 | 0 | 0 | 0 | 0 | 0 | 0 | 0 | 0 | 0 | 0 | 0 | 0 | 0 | 214.2355 | 169.3173 | 120.7318 | 76.7293 | 54.7535 | -44.0696 | -0.88243 | 0
0.666666666666667596January | Resource 1 | Sublap 1 | 16:00 | 5 | 96 | January | 10000 | 0 | 0 | 0 | 0 | 0 | 0 | 0 | 0 | 0 | 0 | 0 | 0 | 0 | 0 | 0 | 0 | 9.0582 | 7.4253 | 5.2653 | 3.1835 | 1.9033 | -1.868 | -0.037416 | 0 | 0 | 0 | 0 | 0 | 0 | 0 | 0 | 0 | 0 | 0 | 0 | 0 | 0 | 0 | 0 | 0 | 90.5815 | 74.2531 | 52.6533 | 31.8351 | 19.0333 | -18.6798 | -0.37417 | 0
0.666666666666667596February | Resource 1 | Sublap 1 | 16:00 | 5 | 96 | February | 11000 | 0 | 0 | 0 | 0 | 0 | 0 | 0 | 0 | 0 | 0 | 0 | 0 | 0 | 0 | 0 | 0 | 9.0582 | 7.4253 | 5.2653 | 3.1835 | 1.9033 | -1.868 | -0.037416 | 0 | 0 | 0 | 0 | 0 | 0 | 0 | 0 | 0 | 0 | 0 | 0 | 0 | 0 | 0 | 0 | 0 | 99.6397 | 81.6784 | 57.9186 | 35.0186 | 20.9366 | -20.5478 | -0.41158 | 0
0.666666666666667596March | Resource 1 | Sublap 1 | 16:00 | 5 | 96 | March | 12000 | 0 | 0 | 0 | 0 | 0 | 0 | 0 | 0 | 0 | 0 | 0 | 0 | 0 | 0 | 0 | 0 | 9.0582 | 7.4253 | 5.2653 | 3.1835 | 1.9033 | -1.868 | -0.037416 | 0 | 0 | 0 | 0 | 0 | 0 | 0 | 0 | 0 | 0 | 0 | 0 | 0 | 0 | 0 | 0 | 0 | 108.6978 | 89.1037 | 63.184 | 38.2021 | 22.8399 | -22.4158 | -0.449 | 0
0.666666666666667596April | Resource 1 | Sublap 1 | 16:00 | 5 | 96 | April | 13000 | 0 | 0 | 0 | 0 | 0 | 0 | 0 | 0 | 0 | 0 | 0 | 0 | 0 | 0 | 0 | 0 | 9.0582 | 7.4253 | 5.2653 | 3.1835 | 1.9033 | -1.868 | -0.037416 | 0 | 0 | 0 | 0 | 0 | 0 | 0 | 0 | 0 | 0 | 0 | 0 | 0 | 0 | 0 | 0 | 0 | 117.756 | 96.529 | 68.4493 | 41.3856 | 24.7433 | -24.2838 | -0.48641 | 0
0.666666666666667596May | Resource 1 | Sublap 1 | 16:00 | 5 | 96 | May | 14000 | 0 | 0 | 0 | 0 | 0 | 0 | 0 | 0 | 0 | 0 | 0 | 0 | 0 | 0 | 0 | 0 | 9.0582 | 7.4253 | 5.2653 | 3.1835 | 1.9033 | -1.868 | -0.037416 | 0 | 0 | 0 | 0 | 0 | 0 | 0 | 0 | 0 | 0 | 0 | 0 | 0 | 0 | 0 | 0 | 0 | 126.8141 | 103.9543 | 73.7146 | 44.5691 | 26.6466 | -26.1518 | -0.52383 | 0
0.666666666666667596June | Resource 1 | Sublap 1 | 16:00 | 5 | 96 | June | 15000 | 0 | 0 | 0 | 0 | 0 | 0 | 0 | 0 | 0 | 0 | 0 | 0 | 0 | 0 | 0 | 0 | 9.0582 | 7.4253 | 5.2653 | 3.1835 | 1.9033 | -1.868 | -0.037416 | 0 | 0 | 0 | 0 | 0 | 0 | 0 | 0 | 0 | 0 | 0 | 0 | 0 | 0 | 0 | 0 | 0 | 135.8723 | 111.3796 | 78.98 | 47.7526 | 28.5499 | -28.0198 | -0.56125 | 0
0.666666666666667596July | Resource 1 | Sublap 1 | 16:00 | 5 | 96 | July | 16000 | 0 | 0 | 0 | 0 | 0 | 0 | 0 | 0 | 0 | 0 | 0 | 0 | 0 | 0 | 0 | 0 | 9.0582 | 7.4253 | 5.2653 | 3.1835 | 1.9033 | -1.868 | -0.037416 | 0 | 0 | 0 | 0 | 0 | 0 | 0 | 0 | 0 | 0 | 0 | 0 | 0 | 0 | 0 | 0 | 0 | 144.9304 | 118.8049 | 84.2453 | 50.9361 | 30.4532 | -29.8878 | -0.59866 | 0
0.666666666666667596August | Resource 1 | Sublap 1 | 16:00 | 5 | 96 | August | 17000 | 0 | 0 | 0 | 0 | 0 | 0 | 0 | 0 | 0 | 0 | 0 | 0 | 0 | 0 | 0 | 0 | 9.0582 | 7.4253 | 5.2653 | 3.1835 | 1.9033 | -1.868 | -0.037416 | 0 | 0 | 0 | 0 | 0 | 0 | 0 | 0 | 0 | 0 | 0 | 0 | 0 | 0 | 0 | 0 | 0 | 153.9886 | 126.2302 | 89.5106 | 54.1196 | 32.3566 | -31.7557 | -0.63608 | 0
0.666666666666667596September | Resource 1 | Sublap 1 | 16:00 | 5 | 96 | September | 18000 | 0 | 0 | 0 | 0 | 0 | 0 | 0 | 0 | 0 | 0 | 0 | 0 | 0 | 0 | 0 | 0 | 9.0582 | 7.4253 | 5.2653 | 3.1835 | 1.9033 | -1.868 | -0.037416 | 0 | 0 | 0 | 0 | 0 | 0 | 0 | 0 | 0 | 0 | 0 | 0 | 0 | 0 | 0 | 0 | 0 | 163.0467 | 133.6555 | 94.7759 | 57.3031 | 34.2599 | -33.6237 | -0.6735 | 0
0.666666666666667596October | Resource 1 | Sublap 1 | 16:00 | 5 | 96 | October | 19000 | 0 | 0 | 0 | 0 | 0 | 0 | 0 | 0 | 0 | 0 | 0 | 0 | 0 | 0 | 0 | 0 | 9.0582 | 7.4253 | 5.2653 | 3.1835 | 1.9033 | -1.868 | -0.037416 | 0 | 0 | 0 | 0 | 0 | 0 | 0 | 0 | 0 | 0 | 0 | 0 | 0 | 0 | 0 | 0 | 0 | 172.1049 | 141.0808 | 100.0413 | 60.4866 | 36.1632 | -35.4917 | -0.71091 | 0
0.666666666666667596November | Resource 1 | Sublap 1 | 16:00 | 5 | 96 | November | 20000 | 0 | 0 | 0 | 0 | 0 | 0 | 0 | 0 | 0 | 0 | 0 | 0 | 0 | 0 | 0 | 0 | 9.0582 | 7.4253 | 5.2653 | 3.1835 | 1.9033 | -1.868 | -0.037416 | 0 | 0 | 0 | 0 | 0 | 0 | 0 | 0 | 0 | 0 | 0 | 0 | 0 | 0 | 0 | 0 | 0 | 181.163 | 148.5061 | 105.3066 | 63.6701 | 38.0665 | -37.3597 | -0.74833 | 0
0.666666666666667596December | Resource 1 | Sublap 1 | 16:00 | 5 | 96 | December | 21000 | 0 | 0 | 0 | 0 | 0 | 0 | 0 | 0 | 0 | 0 | 0 | 0 | 0 | 0 | 0 | 0 | 9.0582 | 7.4253 | 5.2653 | 3.1835 | 1.9033 | -1.868 | -0.037416 | 0 | 0 | 0 | 0 | 0 | 0 | 0 | 0 | 0 | 0 | 0 | 0 | 0 | 0 | 0 | 0 | 0 | 190.2212 | 155.9314 | 110.5719 | 66.8536 | 39.9699 | -39.2277 | -0.78575 | 0
0.666666666666667597January | Resource 1 | Sublap 1 | 16:00 | 5 | 97 | January | 10000 | 0 | 0 | 0 | 0 | 0 | 0 | 0 | 0 | 0 | 0 | 0 | 0 | 0 | 0 | 0 | 0 | 8.1248 | 5.7882 | 3.3489 | 1.8977 | 1.0129 | -1.7345 | -0.03475 | 0 | 0 | 0 | 0 | 0 | 0 | 0 | 0 | 0 | 0 | 0 | 0 | 0 | 0 | 0 | 0 | 0 | 81.2481 | 57.8817 | 33.4889 | 18.9766 | 10.129 | -17.3446 | -0.3475 | 0
0.666666666666667597February | Resource 1 | Sublap 1 | 16:00 | 5 | 97 | February | 11000 | 0 | 0 | 0 | 0 | 0 | 0 | 0 | 0 | 0 | 0 | 0 | 0 | 0 | 0 | 0 | 0 | 8.1248 | 5.7882 | 3.3489 | 1.8977 | 1.0129 | -1.7345 | -0.03475 | 0 | 0 | 0 | 0 | 0 | 0 | 0 | 0 | 0 | 0 | 0 | 0 | 0 | 0 | 0 | 0 | 0 | 89.3729 | 63.6699 | 36.8378 | 20.8742 | 11.1419 | -19.0791 | -0.38225 | 0
0.666666666666667597March | Resource 1 | Sublap 1 | 16:00 | 5 | 97 | March | 12000 | 0 | 0 | 0 | 0 | 0 | 0 | 0 | 0 | 0 | 0 | 0 | 0 | 0 | 0 | 0 | 0 | 8.1248 | 5.7882 | 3.3489 | 1.8977 | 1.0129 | -1.7345 | -0.03475 | 0 | 0 | 0 | 0 | 0 | 0 | 0 | 0 | 0 | 0 | 0 | 0 | 0 | 0 | 0 | 0 | 0 | 97.4977 | 69.4581 | 40.1867 | 22.7719 | 12.1548 | -20.8135 | -0.417 | 0
0.666666666666667597April | Resource 1 | Sublap 1 | 16:00 | 5 | 97 | April | 13000 | 0 | 0 | 0 | 0 | 0 | 0 | 0 | 0 | 0 | 0 | 0 | 0 | 0 | 0 | 0 | 0 | 8.1248 | 5.7882 | 3.3489 | 1.8977 | 1.0129 | -1.7345 | -0.03475 | 0 | 0 | 0 | 0 | 0 | 0 | 0 | 0 | 0 | 0 | 0 | 0 | 0 | 0 | 0 | 0 | 0 | 105.6225 | 75.2462 | 43.5356 | 24.6696 | 13.1677 | -22.548 | -0.45175 | 0
0.666666666666667597May | Resource 1 | Sublap 1 | 16:00 | 5 | 97 | May | 14000 | 0 | 0 | 0 | 0 | 0 | 0 | 0 | 0 | 0 | 0 | 0 | 0 | 0 | 0 | 0 | 0 | 8.1248 | 5.7882 | 3.3489 | 1.8977 | 1.0129 | -1.7345 | -0.03475 | 0 | 0 | 0 | 0 | 0 | 0 | 0 | 0 | 0 | 0 | 0 | 0 | 0 | 0 | 0 | 0 | 0 | 113.7473 | 81.0344 | 46.8845 | 26.5672 | 14.1806 | -24.2825 | -0.4865 | 0
0.666666666666667597June | Resource 1 | Sublap 1 | 16:00 | 5 | 97 | June | 15000 | 0 | 0 | 0 | 0 | 0 | 0 | 0 | 0 | 0 | 0 | 0 | 0 | 0 | 0 | 0 | 0 | 8.1248 | 5.7882 | 3.3489 | 1.8977 | 1.0129 | -1.7345 | -0.03475 | 0 | 0 | 0 | 0 | 0 | 0 | 0 | 0 | 0 | 0 | 0 | 0 | 0 | 0 | 0 | 0 | 0 | 121.8721 | 86.8226 | 50.2334 | 28.4649 | 15.1936 | -26.0169 | -0.52125 | 0
0.666666666666667597July | Resource 1 | Sublap 1 | 16:00 | 5 | 97 | July | 16000 | 0 | 0 | 0 | 0 | 0 | 0 | 0 | 0 | 0 | 0 | 0 | 0 | 0 | 0 | 0 | 0 | 8.1248 | 5.7882 | 3.3489 | 1.8977 | 1.0129 | -1.7345 | -0.03475 | 0 | 0 | 0 | 0 | 0 | 0 | 0 | 0 | 0 | 0 | 0 | 0 | 0 | 0 | 0 | 0 | 0 | 129.9969 | 92.6107 | 53.5822 | 30.3625 | 16.2065 | -27.7514 | -0.556 | 0
0.666666666666667597August | Resource 1 | Sublap 1 | 16:00 | 5 | 97 | August | 17000 | 0 | 0 | 0 | 0 | 0 | 0 | 0 | 0 | 0 | 0 | 0 | 0 | 0 | 0 | 0 | 0 | 8.1248 | 5.7882 | 3.3489 | 1.8977 | 1.0129 | -1.7345 | -0.03475 | 0 | 0 | 0 | 0 | 0 | 0 | 0 | 0 | 0 | 0 | 0 | 0 | 0 | 0 | 0 | 0 | 0 | 138.1217 | 98.3989 | 56.9311 | 32.2602 | 17.2194 | -29.4858 | -0.59075 | 0
0.666666666666667597September | Resource 1 | Sublap 1 | 16:00 | 5 | 97 | September | 18000 | 0 | 0 | 0 | 0 | 0 | 0 | 0 | 0 | 0 | 0 | 0 | 0 | 0 | 0 | 0 | 0 | 8.1248 | 5.7882 | 3.3489 | 1.8977 | 1.0129 | -1.7345 | -0.03475 | 0 | 0 | 0 | 0 | 0 | 0 | 0 | 0 | 0 | 0 | 0 | 0 | 0 | 0 | 0 | 0 | 0 | 146.2465 | 104.1871 | 60.28 | 34.1579 | 18.2323 | -31.2203 | -0.6255 | 0
0.666666666666667597October | Resource 1 | Sublap 1 | 16:00 | 5 | 97 | October | 19000 | 0 | 0 | 0 | 0 | 0 | 0 | 0 | 0 | 0 | 0 | 0 | 0 | 0 | 0 | 0 | 0 | 8.1248 | 5.7882 | 3.3489 | 1.8977 | 1.0129 | -1.7345 | -0.03475 | 0 | 0 | 0 | 0 | 0 | 0 | 0 | 0 | 0 | 0 | 0 | 0 | 0 | 0 | 0 | 0 | 0 | 154.3713 | 109.9752 | 63.6289 | 36.0555 | 19.2452 | -32.9547 | -0.66025 | 0
0.666666666666667597November | Resource 1 | Sublap 1 | 16:00 | 5 | 97 | November | 20000 | 0 | 0 | 0 | 0 | 0 | 0 | 0 | 0 | 0 | 0 | 0 | 0 | 0 | 0 | 0 | 0 | 8.1248 | 5.7882 | 3.3489 | 1.8977 | 1.0129 | -1.7345 | -0.03475 | 0 | 0 | 0 | 0 | 0 | 0 | 0 | 0 | 0 | 0 | 0 | 0 | 0 | 0 | 0 | 0 | 0 | 162.4961 | 115.7634 | 66.9778 | 37.9532 | 20.2581 | -34.6892 | -0.695 | 0
0.666666666666667597December | Resource 1 | Sublap 1 | 16:00 | 5 | 97 | December | 21000 | 0 | 0 | 0 | 0 | 0 | 0 | 0 | 0 | 0 | 0 | 0 | 0 | 0 | 0 | 0 | 0 | 8.1248 | 5.7882 | 3.3489 | 1.8977 | 1.0129 | -1.7345 | -0.03475 | 0 | 0 | 0 | 0 | 0 | 0 | 0 | 0 | 0 | 0 | 0 | 0 | 0 | 0 | 0 | 0 | 0 | 170.6209 | 121.5516 | 70.3267 | 39.8508 | 21.271 | -36.4237 | -0.72975 | 0
0.666666666666667598January | Resource 1 | Sublap 1 | 16:00 | 5 | 98 | January | 10000 | 0 | 0 | 0 | 0 | 0 | 0 | 0 | 0 | 0 | 0 | 0 | 0 | 0 | 0 | 0 | 0 | 9.842 | 7.6203 | 4.9949 | 2.7399 | 1.825 | -1.9832 | -0.039718 | 0 | 0 | 0 | 0 | 0 | 0 | 0 | 0 | 0 | 0 | 0 | 0 | 0 | 0 | 0 | 0 | 0 | 98.4198 | 76.2034 | 49.9494 | 27.3992 | 18.2502 | -19.8324 | -0.39718 | 0
0.666666666666667598February | Resource 1 | Sublap 1 | 16:00 | 5 | 98 | February | 11000 | 0 | 0 | 0 | 0 | 0 | 0 | 0 | 0 | 0 | 0 | 0 | 0 | 0 | 0 | 0 | 0 | 9.842 | 7.6203 | 4.9949 | 2.7399 | 1.825 | -1.9832 | -0.039718 | 0 | 0 | 0 | 0 | 0 | 0 | 0 | 0 | 0 | 0 | 0 | 0 | 0 | 0 | 0 | 0 | 0 | 108.2618 | 83.8238 | 54.9444 | 30.1392 | 20.0752 | -21.8156 | -0.4369 | 0
0.666666666666667598March | Resource 1 | Sublap 1 | 16:00 | 5 | 98 | March | 12000 | 0 | 0 | 0 | 0 | 0 | 0 | 0 | 0 | 0 | 0 | 0 | 0 | 0 | 0 | 0 | 0 | 9.842 | 7.6203 | 4.9949 | 2.7399 | 1.825 | -1.9832 | -0.039718 | 0 | 0 | 0 | 0 | 0 | 0 | 0 | 0 | 0 | 0 | 0 | 0 | 0 | 0 | 0 | 0 | 0 | 118.1038 | 91.4441 | 59.9393 | 32.8791 | 21.9002 | -23.7988 | -0.47661 | 0
0.666666666666667598April | Resource 1 | Sublap 1 | 16:00 | 5 | 98 | April | 13000 | 0 | 0 | 0 | 0 | 0 | 0 | 0 | 0 | 0 | 0 | 0 | 0 | 0 | 0 | 0 | 0 | 9.842 | 7.6203 | 4.9949 | 2.7399 | 1.825 | -1.9832 | -0.039718 | 0 | 0 | 0 | 0 | 0 | 0 | 0 | 0 | 0 | 0 | 0 | 0 | 0 | 0 | 0 | 0 | 0 | 127.9457 | 99.0645 | 64.9343 | 35.619 | 23.7252 | -25.7821 | -0.51633 | 0
0.666666666666667598May | Resource 1 | Sublap 1 | 16:00 | 5 | 98 | May | 14000 | 0 | 0 | 0 | 0 | 0 | 0 | 0 | 0 | 0 | 0 | 0 | 0 | 0 | 0 | 0 | 0 | 9.842 | 7.6203 | 4.9949 | 2.7399 | 1.825 | -1.9832 | -0.039718 | 0 | 0 | 0 | 0 | 0 | 0 | 0 | 0 | 0 | 0 | 0 | 0 | 0 | 0 | 0 | 0 | 0 | 137.7877 | 106.6848 | 69.9292 | 38.3589 | 25.5502 | -27.7653 | -0.55605 | 0
0.666666666666667598June | Resource 1 | Sublap 1 | 16:00 | 5 | 98 | June | 15000 | 0 | 0 | 0 | 0 | 0 | 0 | 0 | 0 | 0 | 0 | 0 | 0 | 0 | 0 | 0 | 0 | 9.842 | 7.6203 | 4.9949 | 2.7399 | 1.825 | -1.9832 | -0.039718 | 0 | 0 | 0 | 0 | 0 | 0 | 0 | 0 | 0 | 0 | 0 | 0 | 0 | 0 | 0 | 0 | 0 | 147.6297 | 114.3052 | 74.9242 | 41.0989 | 27.3753 | -29.7485 | -0.59577 | 0
0.666666666666667598July | Resource 1 | Sublap 1 | 16:00 | 5 | 98 | July | 16000 | 0 | 0 | 0 | 0 | 0 | 0 | 0 | 0 | 0 | 0 | 0 | 0 | 0 | 0 | 0 | 0 | 9.842 | 7.6203 | 4.9949 | 2.7399 | 1.825 | -1.9832 | -0.039718 | 0 | 0 | 0 | 0 | 0 | 0 | 0 | 0 | 0 | 0 | 0 | 0 | 0 | 0 | 0 | 0 | 0 | 157.4717 | 121.9255 | 79.9191 | 43.8388 | 29.2003 | -31.7318 | -0.63549 | 0
0.666666666666667598August | Resource 1 | Sublap 1 | 16:00 | 5 | 98 | August | 17000 | 0 | 0 | 0 | 0 | 0 | 0 | 0 | 0 | 0 | 0 | 0 | 0 | 0 | 0 | 0 | 0 | 9.842 | 7.6203 | 4.9949 | 2.7399 | 1.825 | -1.9832 | -0.039718 | 0 | 0 | 0 | 0 | 0 | 0 | 0 | 0 | 0 | 0 | 0 | 0 | 0 | 0 | 0 | 0 | 0 | 167.3137 | 129.5458 | 84.9141 | 46.5787 | 31.0253 | -33.715 | -0.6752 | 0
0.666666666666667598September | Resource 1 | Sublap 1 | 16:00 | 5 | 98 | September | 18000 | 0 | 0 | 0 | 0 | 0 | 0 | 0 | 0 | 0 | 0 | 0 | 0 | 0 | 0 | 0 | 0 | 9.842 | 7.6203 | 4.9949 | 2.7399 | 1.825 | -1.9832 | -0.039718 | 0 | 0 | 0 | 0 | 0 | 0 | 0 | 0 | 0 | 0 | 0 | 0 | 0 | 0 | 0 | 0 | 0 | 177.1557 | 137.1662 | 89.909 | 49.3186 | 32.8503 | -35.6983 | -0.71492 | 0
0.666666666666667598October | Resource 1 | Sublap 1 | 16:00 | 5 | 98 | October | 19000 | 0 | 0 | 0 | 0 | 0 | 0 | 0 | 0 | 0 | 0 | 0 | 0 | 0 | 0 | 0 | 0 | 9.842 | 7.6203 | 4.9949 | 2.7399 | 1.825 | -1.9832 | -0.039718 | 0 | 0 | 0 | 0 | 0 | 0 | 0 | 0 | 0 | 0 | 0 | 0 | 0 | 0 | 0 | 0 | 0 | 186.9976 | 144.7865 | 94.904 | 52.0586 | 34.6754 | -37.6815 | -0.75464 | 0
0.666666666666667598November | Resource 1 | Sublap 1 | 16:00 | 5 | 98 | November | 20000 | 0 | 0 | 0 | 0 | 0 | 0 | 0 | 0 | 0 | 0 | 0 | 0 | 0 | 0 | 0 | 0 | 9.842 | 7.6203 | 4.9949 | 2.7399 | 1.825 | -1.9832 | -0.039718 | 0 | 0 | 0 | 0 | 0 | 0 | 0 | 0 | 0 | 0 | 0 | 0 | 0 | 0 | 0 | 0 | 0 | 196.8396 | 152.4069 | 99.8989 | 54.7985 | 36.5004 | -39.6647 | -0.79436 | 0
0.666666666666667598December | Resource 1 | Sublap 1 | 16:00 | 5 | 98 | December | 21000 | 0 | 0 | 0 | 0 | 0 | 0 | 0 | 0 | 0 | 0 | 0 | 0 | 0 | 0 | 0 | 0 | 9.842 | 7.6203 | 4.9949 | 2.7399 | 1.825 | -1.9832 | -0.039718 | 0 | 0 | 0 | 0 | 0 | 0 | 0 | 0 | 0 | 0 | 0 | 0 | 0 | 0 | 0 | 0 | 0 | 206.6816 | 160.0272 | 104.8939 | 57.5384 | 38.3254 | -41.648 | -0.83408 | 0
0.666666666666667599January | Resource 1 | Sublap 1 | 16:00 | 5 | 99 | January | 10000 | 0 | 0 | 0 | 0 | 0 | 0 | 0 | 0 | 0 | 0 | 0 | 0 | 0 | 0 | 0 | 0 | 9.6732 | 7.362 | 4.2907 | 2.4299 | 1.2218 | -1.9615 | -0.039285 | 0 | 0 | 0 | 0 | 0 | 0 | 0 | 0 | 0 | 0 | 0 | 0 | 0 | 0 | 0 | 0 | 0 | 96.7325 | 73.6198 | 42.907 | 24.2995 | 12.2182 | -19.6153 | -0.39285 | 0
0.666666666666667599February | Resource 1 | Sublap 1 | 16:00 | 5 | 99 | February | 11000 | 0 | 0 | 0 | 0 | 0 | 0 | 0 | 0 | 0 | 0 | 0 | 0 | 0 | 0 | 0 | 0 | 9.6732 | 7.362 | 4.2907 | 2.4299 | 1.2218 | -1.9615 | -0.039285 | 0 | 0 | 0 | 0 | 0 | 0 | 0 | 0 | 0 | 0 | 0 | 0 | 0 | 0 | 0 | 0 | 0 | 106.4057 | 80.9818 | 47.1977 | 26.7294 | 13.44 | -21.5769 | -0.43213 | 0
0.666666666666667599March | Resource 1 | Sublap 1 | 16:00 | 5 | 99 | March | 12000 | 0 | 0 | 0 | 0 | 0 | 0 | 0 | 0 | 0 | 0 | 0 | 0 | 0 | 0 | 0 | 0 | 9.6732 | 7.362 | 4.2907 | 2.4299 | 1.2218 | -1.9615 | -0.039285 | 0 | 0 | 0 | 0 | 0 | 0 | 0 | 0 | 0 | 0 | 0 | 0 | 0 | 0 | 0 | 0 | 0 | 116.0789 | 88.3437 | 51.4884 | 29.1594 | 14.6618 | -23.5384 | -0.47141 | 0
0.666666666666667599April | Resource 1 | Sublap 1 | 16:00 | 5 | 99 | April | 13000 | 0 | 0 | 0 | 0 | 0 | 0 | 0 | 0 | 0 | 0 | 0 | 0 | 0 | 0 | 0 | 0 | 9.6732 | 7.362 | 4.2907 | 2.4299 | 1.2218 | -1.9615 | -0.039285 | 0 | 0 | 0 | 0 | 0 | 0 | 0 | 0 | 0 | 0 | 0 | 0 | 0 | 0 | 0 | 0 | 0 | 125.7522 | 95.7057 | 55.7791 | 31.5894 | 15.8836 | -25.5 | -0.5107 | 0
0.666666666666667599May | Resource 1 | Sublap 1 | 16:00 | 5 | 99 | May | 14000 | 0 | 0 | 0 | 0 | 0 | 0 | 0 | 0 | 0 | 0 | 0 | 0 | 0 | 0 | 0 | 0 | 9.6732 | 7.362 | 4.2907 | 2.4299 | 1.2218 | -1.9615 | -0.039285 | 0 | 0 | 0 | 0 | 0 | 0 | 0 | 0 | 0 | 0 | 0 | 0 | 0 | 0 | 0 | 0 | 0 | 135.4254 | 103.0677 | 60.0698 | 34.0193 | 17.1054 | -27.4615 | -0.54998 | 0
0.666666666666667599June | Resource 1 | Sublap 1 | 16:00 | 5 | 99 | June | 15000 | 0 | 0 | 0 | 0 | 0 | 0 | 0 | 0 | 0 | 0 | 0 | 0 | 0 | 0 | 0 | 0 | 9.6732 | 7.362 | 4.2907 | 2.4299 | 1.2218 | -1.9615 | -0.039285 | 0 | 0 | 0 | 0 | 0 | 0 | 0 | 0 | 0 | 0 | 0 | 0 | 0 | 0 | 0 | 0 | 0 | 145.0987 | 110.4297 | 64.3605 | 36.4493 | 18.3273 | -29.423 | -0.58927 | 0
0.666666666666667599July | Resource 1 | Sublap 1 | 16:00 | 5 | 99 | July | 16000 | 0 | 0 | 0 | 0 | 0 | 0 | 0 | 0 | 0 | 0 | 0 | 0 | 0 | 0 | 0 | 0 | 9.6732 | 7.362 | 4.2907 | 2.4299 | 1.2218 | -1.9615 | -0.039285 | 0 | 0 | 0 | 0 | 0 | 0 | 0 | 0 | 0 | 0 | 0 | 0 | 0 | 0 | 0 | 0 | 0 | 154.7719 | 117.7916 | 68.6512 | 38.8792 | 19.5491 | -31.3846 | -0.62855 | 0
0.666666666666667599August | Resource 1 | Sublap 1 | 16:00 | 5 | 99 | August | 17000 | 0 | 0 | 0 | 0 | 0 | 0 | 0 | 0 | 0 | 0 | 0 | 0 | 0 | 0 | 0 | 0 | 9.6732 | 7.362 | 4.2907 | 2.4299 | 1.2218 | -1.9615 | -0.039285 | 0 | 0 | 0 | 0 | 0 | 0 | 0 | 0 | 0 | 0 | 0 | 0 | 0 | 0 | 0 | 0 | 0 | 164.4452 | 125.1536 | 72.9419 | 41.3092 | 20.7709 | -33.3461 | -0.66784 | 0
0.666666666666667599September | Resource 1 | Sublap 1 | 16:00 | 5 | 99 | September | 18000 | 0 | 0 | 0 | 0 | 0 | 0 | 0 | 0 | 0 | 0 | 0 | 0 | 0 | 0 | 0 | 0 | 9.6732 | 7.362 | 4.2907 | 2.4299 | 1.2218 | -1.9615 | -0.039285 | 0 | 0 | 0 | 0 | 0 | 0 | 0 | 0 | 0 | 0 | 0 | 0 | 0 | 0 | 0 | 0 | 0 | 174.1184 | 132.5156 | 77.2326 | 43.7391 | 21.9927 | -35.3076 | -0.70712 | 0
0.666666666666667599October | Resource 1 | Sublap 1 | 16:00 | 5 | 99 | October | 19000 | 0 | 0 | 0 | 0 | 0 | 0 | 0 | 0 | 0 | 0 | 0 | 0 | 0 | 0 | 0 | 0 | 9.6732 | 7.362 | 4.2907 | 2.4299 | 1.2218 | -1.9615 | -0.039285 | 0 | 0 | 0 | 0 | 0 | 0 | 0 | 0 | 0 | 0 | 0 | 0 | 0 | 0 | 0 | 0 | 0 | 183.7917 | 139.8776 | 81.5233 | 46.1691 | 23.2145 | -37.2692 | -0.74641 | 0
0.666666666666667599November | Resource 1 | Sublap 1 | 16:00 | 5 | 99 | November | 20000 | 0 | 0 | 0 | 0 | 0 | 0 | 0 | 0 | 0 | 0 | 0 | 0 | 0 | 0 | 0 | 0 | 9.6732 | 7.362 | 4.2907 | 2.4299 | 1.2218 | -1.9615 | -0.039285 | 0 | 0 | 0 | 0 | 0 | 0 | 0 | 0 | 0 | 0 | 0 | 0 | 0 | 0 | 0 | 0 | 0 | 193.4649 | 147.2395 | 85.814 | 48.599 | 24.4364 | -39.2307 | -0.78569 | 0
0.666666666666667599December | Resource 1 | Sublap 1 | 16:00 | 5 | 99 | December | 21000 | 0 | 0 | 0 | 0 | 0 | 0 | 0 | 0 | 0 | 0 | 0 | 0 | 0 | 0 | 0 | 0 | 9.6732 | 7.362 | 4.2907 | 2.4299 | 1.2218 | -1.9615 | -0.039285 | 0 | 0 | 0 | 0 | 0 | 0 | 0 | 0 | 0 | 0 | 0 | 0 | 0 | 0 | 0 | 0 | 0 | 203.1382 | 154.6015 | 90.1047 | 51.029 | 25.6582 | -41.1923 | -0.82498 | 0
0.6666666666666675100January | Resource 1 | Sublap 1 | 16:00 | 5 | 100 | January | 10000 | 0 | 0 | 0 | 0 | 0 | 0 | 0 | 0 | 0 | 0 | 0 | 0 | 0 | 0 | 0 | 0 | 11.3904 | 8.7237 | 5.4912 | 3.6589 | 2.7088 | -2.2708 | -0.045461 | 0 | 0 | 0 | 0 | 0 | 0 | 0 | 0 | 0 | 0 | 0 | 0 | 0 | 0 | 0 | 0 | 0 | 113.9038 | 87.2369 | 54.9115 | 36.589 | 27.0878 | -22.7084 | -0.45461 | 0
0.6666666666666675100February | Resource 1 | Sublap 1 | 16:00 | 5 | 100 | February | 11000 | 0 | 0 | 0 | 0 | 0 | 0 | 0 | 0 | 0 | 0 | 0 | 0 | 0 | 0 | 0 | 0 | 11.3904 | 8.7237 | 5.4912 | 3.6589 | 2.7088 | -2.2708 | -0.045461 | 0 | 0 | 0 | 0 | 0 | 0 | 0 | 0 | 0 | 0 | 0 | 0 | 0 | 0 | 0 | 0 | 0 | 125.2942 | 95.9605 | 60.4027 | 40.2479 | 29.7966 | -24.9793 | -0.50007 | 0
0.6666666666666675100March | Resource 1 | Sublap 1 | 16:00 | 5 | 100 | March | 12000 | 0 | 0 | 0 | 0 | 0 | 0 | 0 | 0 | 0 | 0 | 0 | 0 | 0 | 0 | 0 | 0 | 11.3904 | 8.7237 | 5.4912 | 3.6589 | 2.7088 | -2.2708 | -0.045461 | 0 | 0 | 0 | 0 | 0 | 0 | 0 | 0 | 0 | 0 | 0 | 0 | 0 | 0 | 0 | 0 | 0 | 136.6846 | 104.6842 | 65.8939 | 43.9068 | 32.5053 | -27.2501 | -0.54553 | 0
0.6666666666666675100April | Resource 1 | Sublap 1 | 16:00 | 5 | 100 | April | 13000 | 0 | 0 | 0 | 0 | 0 | 0 | 0 | 0 | 0 | 0 | 0 | 0 | 0 | 0 | 0 | 0 | 11.3904 | 8.7237 | 5.4912 | 3.6589 | 2.7088 | -2.2708 | -0.045461 | 0 | 0 | 0 | 0 | 0 | 0 | 0 | 0 | 0 | 0 | 0 | 0 | 0 | 0 | 0 | 0 | 0 | 148.075 | 113.4079 | 71.385 | 47.5657 | 35.2141 | -29.5209 | -0.59099 | 0
0.6666666666666675100May | Resource 1 | Sublap 1 | 16:00 | 5 | 100 | May | 14000 | 0 | 0 | 0 | 0 | 0 | 0 | 0 | 0 | 0 | 0 | 0 | 0 | 0 | 0 | 0 | 0 | 11.3904 | 8.7237 | 5.4912 | 3.6589 | 2.7088 | -2.2708 | -0.045461 | 0 | 0 | 0 | 0 | 0 | 0 | 0 | 0 | 0 | 0 | 0 | 0 | 0 | 0 | 0 | 0 | 0 | 159.4654 | 122.1316 | 76.8762 | 51.2246 | 37.9229 | -31.7918 | -0.63645 | 0
0.6666666666666675100June | Resource 1 | Sublap 1 | 16:00 | 5 | 100 | June | 15000 | 0 | 0 | 0 | 0 | 0 | 0 | 0 | 0 | 0 | 0 | 0 | 0 | 0 | 0 | 0 | 0 | 11.3904 | 8.7237 | 5.4912 | 3.6589 | 2.7088 | -2.2708 | -0.045461 | 0 | 0 | 0 | 0 | 0 | 0 | 0 | 0 | 0 | 0 | 0 | 0 | 0 | 0 | 0 | 0 | 0 | 170.8558 | 130.8553 | 82.3673 | 54.8835 | 40.6317 | -34.0626 | -0.68191 | 0
0.6666666666666675100July | Resource 1 | Sublap 1 | 16:00 | 5 | 100 | July | 16000 | 0 | 0 | 0 | 0 | 0 | 0 | 0 | 0 | 0 | 0 | 0 | 0 | 0 | 0 | 0 | 0 | 11.3904 | 8.7237 | 5.4912 | 3.6589 | 2.7088 | -2.2708 | -0.045461 | 0 | 0 | 0 | 0 | 0 | 0 | 0 | 0 | 0 | 0 | 0 | 0 | 0 | 0 | 0 | 0 | 0 | 182.2461 | 139.5789 | 87.8585 | 58.5424 | 43.3405 | -36.3335 | -0.72738 | 0
0.6666666666666675100August | Resource 1 | Sublap 1 | 16:00 | 5 | 100 | August | 17000 | 0 | 0 | 0 | 0 | 0 | 0 | 0 | 0 | 0 | 0 | 0 | 0 | 0 | 0 | 0 | 0 | 11.3904 | 8.7237 | 5.4912 | 3.6589 | 2.7088 | -2.2708 | -0.045461 | 0 | 0 | 0 | 0 | 0 | 0 | 0 | 0 | 0 | 0 | 0 | 0 | 0 | 0 | 0 | 0 | 0 | 193.6365 | 148.3026 | 93.3496 | 62.2013 | 46.0492 | -38.6043 | -0.77284 | 0
0.6666666666666675100September | Resource 1 | Sublap 1 | 16:00 | 5 | 100 | September | 18000 | 0 | 0 | 0 | 0 | 0 | 0 | 0 | 0 | 0 | 0 | 0 | 0 | 0 | 0 | 0 | 0 | 11.3904 | 8.7237 | 5.4912 | 3.6589 | 2.7088 | -2.2708 | -0.045461 | 0 | 0 | 0 | 0 | 0 | 0 | 0 | 0 | 0 | 0 | 0 | 0 | 0 | 0 | 0 | 0 | 0 | 205.0269 | 157.0263 | 98.8408 | 65.8602 | 48.758 | -40.8752 | -0.8183 | 0
0.6666666666666675100October | Resource 1 | Sublap 1 | 16:00 | 5 | 100 | October | 19000 | 0 | 0 | 0 | 0 | 0 | 0 | 0 | 0 | 0 | 0 | 0 | 0 | 0 | 0 | 0 | 0 | 11.3904 | 8.7237 | 5.4912 | 3.6589 | 2.7088 | -2.2708 | -0.045461 | 0 | 0 | 0 | 0 | 0 | 0 | 0 | 0 | 0 | 0 | 0 | 0 | 0 | 0 | 0 | 0 | 0 | 216.4173 | 165.75 | 104.332 | 69.5191 | 51.4668 | -43.146 | -0.86376 | 0
0.6666666666666675100November | Resource 1 | Sublap 1 | 16:00 | 5 | 100 | November | 20000 | 0 | 0 | 0 | 0 | 0 | 0 | 0 | 0 | 0 | 0 | 0 | 0 | 0 | 0 | 0 | 0 | 11.3904 | 8.7237 | 5.4912 | 3.6589 | 2.7088 | -2.2708 | -0.045461 | 0 | 0 | 0 | 0 | 0 | 0 | 0 | 0 | 0 | 0 | 0 | 0 | 0 | 0 | 0 | 0 | 0 | 227.8077 | 174.4737 | 109.8231 | 73.178 | 54.1756 | -45.4168 | -0.90922 | 0
0.6666666666666675100December | Resource 1 | Sublap 1 | 16:00 | 5 | 100 | December | 21000 | 0 | 0 | 0 | 0 | 0 | 0 | 0 | 0 | 0 | 0 | 0 | 0 | 0 | 0 | 0 | 0 | 11.3904 | 8.7237 | 5.4912 | 3.6589 | 2.7088 | -2.2708 | -0.045461 | 0 | 0 | 0 | 0 | 0 | 0 | 0 | 0 | 0 | 0 | 0 | 0 | 0 | 0 | 0 | 0 | 0 | 239.1981 | 183.1974 | 115.3143 | 76.8369 | 56.8844 | -47.6877 | -0.95468 | 0
0.6666666666666675101January | Resource 1 | Sublap 1 | 16:00 | 5 | 101 | January | 10000 | 0 | 0 | 0 | 0 | 0 | 0 | 0 | 0 | 0 | 0 | 0 | 0 | 0 | 0 | 0 | 0 | 9.7297 | 7.6227 | 4.5821 | 2.3302 | 1.557 | -1.9461 | -0.038977 | 0 | 0 | 0 | 0 | 0 | 0 | 0 | 0 | 0 | 0 | 0 | 0 | 0 | 0 | 0 | 0 | 0 | 97.2972 | 76.2273 | 45.8211 | 23.3023 | 15.5697 | -19.4612 | -0.38977 | 0
0.6666666666666675101February | Resource 1 | Sublap 1 | 16:00 | 5 | 101 | February | 11000 | 0 | 0 | 0 | 0 | 0 | 0 | 0 | 0 | 0 | 0 | 0 | 0 | 0 | 0 | 0 | 0 | 9.7297 | 7.6227 | 4.5821 | 2.3302 | 1.557 | -1.9461 | -0.038977 | 0 | 0 | 0 | 0 | 0 | 0 | 0 | 0 | 0 | 0 | 0 | 0 | 0 | 0 | 0 | 0 | 0 | 107.027 | 83.85 | 50.4032 | 25.6325 | 17.1267 | -21.4073 | -0.42874 | 0
0.6666666666666675101March | Resource 1 | Sublap 1 | 16:00 | 5 | 101 | March | 12000 | 0 | 0 | 0 | 0 | 0 | 0 | 0 | 0 | 0 | 0 | 0 | 0 | 0 | 0 | 0 | 0 | 9.7297 | 7.6227 | 4.5821 | 2.3302 | 1.557 | -1.9461 | -0.038977 | 0 | 0 | 0 | 0 | 0 | 0 | 0 | 0 | 0 | 0 | 0 | 0 | 0 | 0 | 0 | 0 | 0 | 116.7567 | 91.4728 | 54.9853 | 27.9627 | 18.6837 | -23.3534 | -0.46772 | 0
0.6666666666666675101April | Resource 1 | Sublap 1 | 16:00 | 5 | 101 | April | 13000 | 0 | 0 | 0 | 0 | 0 | 0 | 0 | 0 | 0 | 0 | 0 | 0 | 0 | 0 | 0 | 0 | 9.7297 | 7.6227 | 4.5821 | 2.3302 | 1.557 | -1.9461 | -0.038977 | 0 | 0 | 0 | 0 | 0 | 0 | 0 | 0 | 0 | 0 | 0 | 0 | 0 | 0 | 0 | 0 | 0 | 126.4864 | 99.0955 | 59.5674 | 30.293 | 20.2406 | -25.2995 | -0.5067 | 0
0.6666666666666675101May | Resource 1 | Sublap 1 | 16:00 | 5 | 101 | May | 14000 | 0 | 0 | 0 | 0 | 0 | 0 | 0 | 0 | 0 | 0 | 0 | 0 | 0 | 0 | 0 | 0 | 9.7297 | 7.6227 | 4.5821 | 2.3302 | 1.557 | -1.9461 | -0.038977 | 0 | 0 | 0 | 0 | 0 | 0 | 0 | 0 | 0 | 0 | 0 | 0 | 0 | 0 | 0 | 0 | 0 | 136.2161 | 106.7183 | 64.1495 | 32.6232 | 21.7976 | -27.2456 | -0.54567 | 0
0.6666666666666675101June | Resource 1 | Sublap 1 | 16:00 | 5 | 101 | June | 15000 | 0 | 0 | 0 | 0 | 0 | 0 | 0 | 0 | 0 | 0 | 0 | 0 | 0 | 0 | 0 | 0 | 9.7297 | 7.6227 | 4.5821 | 2.3302 | 1.557 | -1.9461 | -0.038977 | 0 | 0 | 0 | 0 | 0 | 0 | 0 | 0 | 0 | 0 | 0 | 0 | 0 | 0 | 0 | 0 | 0 | 145.9458 | 114.341 | 68.7316 | 34.9534 | 23.3546 | -29.1918 | -0.58465 | 0
0.6666666666666675101July | Resource 1 | Sublap 1 | 16:00 | 5 | 101 | July | 16000 | 0 | 0 | 0 | 0 | 0 | 0 | 0 | 0 | 0 | 0 | 0 | 0 | 0 | 0 | 0 | 0 | 9.7297 | 7.6227 | 4.5821 | 2.3302 | 1.557 | -1.9461 | -0.038977 | 0 | 0 | 0 | 0 | 0 | 0 | 0 | 0 | 0 | 0 | 0 | 0 | 0 | 0 | 0 | 0 | 0 | 155.6756 | 121.9637 | 73.3137 | 37.2836 | 24.9116 | -31.1379 | -0.62363 | 0
0.6666666666666675101August | Resource 1 | Sublap 1 | 16:00 | 5 | 101 | August | 17000 | 0 | 0 | 0 | 0 | 0 | 0 | 0 | 0 | 0 | 0 | 0 | 0 | 0 | 0 | 0 | 0 | 9.7297 | 7.6227 | 4.5821 | 2.3302 | 1.557 | -1.9461 | -0.038977 | 0 | 0 | 0 | 0 | 0 | 0 | 0 | 0 | 0 | 0 | 0 | 0 | 0 | 0 | 0 | 0 | 0 | 165.4053 | 129.5864 | 77.8958 | 39.6138 | 26.4685 | -33.084 | -0.6626 | 0
0.6666666666666675101September | Resource 1 | Sublap 1 | 16:00 | 5 | 101 | September | 18000 | 0 | 0 | 0 | 0 | 0 | 0 | 0 | 0 | 0 | 0 | 0 | 0 | 0 | 0 | 0 | 0 | 9.7297 | 7.6227 | 4.5821 | 2.3302 | 1.557 | -1.9461 | -0.038977 | 0 | 0 | 0 | 0 | 0 | 0 | 0 | 0 | 0 | 0 | 0 | 0 | 0 | 0 | 0 | 0 | 0 | 175.135 | 137.2092 | 82.4779 | 41.9441 | 28.0255 | -35.0301 | -0.70158 | 0
0.6666666666666675101October | Resource 1 | Sublap 1 | 16:00 | 5 | 101 | October | 19000 | 0 | 0 | 0 | 0 | 0 | 0 | 0 | 0 | 0 | 0 | 0 | 0 | 0 | 0 | 0 | 0 | 9.7297 | 7.6227 | 4.5821 | 2.3302 | 1.557 | -1.9461 | -0.038977 | 0 | 0 | 0 | 0 | 0 | 0 | 0 | 0 | 0 | 0 | 0 | 0 | 0 | 0 | 0 | 0 | 0 | 184.8647 | 144.8319 | 87.06 | 44.2743 | 29.5825 | -36.9762 | -0.74056 | 0
0.6666666666666675101November | Resource 1 | Sublap 1 | 16:00 | 5 | 101 | November | 20000 | 0 | 0 | 0 | 0 | 0 | 0 | 0 | 0 | 0 | 0 | 0 | 0 | 0 | 0 | 0 | 0 | 9.7297 | 7.6227 | 4.5821 | 2.3302 | 1.557 | -1.9461 | -0.038977 | 0 | 0 | 0 | 0 | 0 | 0 | 0 | 0 | 0 | 0 | 0 | 0 | 0 | 0 | 0 | 0 | 0 | 194.5945 | 152.4547 | 91.6421 | 46.6045 | 31.1395 | -38.9223 | -0.77953 | 0
0.6666666666666675101December | Resource 1 | Sublap 1 | 16:00 | 5 | 101 | December | 21000 | 0 | 0 | 0 | 0 | 0 | 0 | 0 | 0 | 0 | 0 | 0 | 0 | 0 | 0 | 0 | 0 | 9.7297 | 7.6227 | 4.5821 | 2.3302 | 1.557 | -1.9461 | -0.038977 | 0 | 0 | 0 | 0 | 0 | 0 | 0 | 0 | 0 | 0 | 0 | 0 | 0 | 0 | 0 | 0 | 0 | 204.3242 | 160.0774 | 96.2242 | 48.9348 | 32.6964 | -40.8685 | -0.81851 | 0
0.6666666666666675102January | Resource 1 | Sublap 1 | 16:00 | 5 | 102 | January | 10000 | 0 | 0 | 0 | 0 | 0 | 0 | 0 | 0 | 0 | 0 | 0 | 0 | 0 | 0 | 0 | 0 | 12.6165 | 11.8276 | 10.1204 | 6.0524 | 4.1784 | -2.4811 | -0.049659 | 0 | 0 | 0 | 0 | 0 | 0 | 0 | 0 | 0 | 0 | 0 | 0 | 0 | 0 | 0 | 0 | 0 | 126.1651 | 118.2762 | 101.2043 | 60.5241 | 41.7842 | -24.811 | -0.49659 | 0
0.6666666666666675102February | Resource 1 | Sublap 1 | 16:00 | 5 | 102 | February | 11000 | 0 | 0 | 0 | 0 | 0 | 0 | 0 | 0 | 0 | 0 | 0 | 0 | 0 | 0 | 0 | 0 | 12.6165 | 11.8276 | 10.1204 | 6.0524 | 4.1784 | -2.4811 | -0.049659 | 0 | 0 | 0 | 0 | 0 | 0 | 0 | 0 | 0 | 0 | 0 | 0 | 0 | 0 | 0 | 0 | 0 | 138.7816 | 130.1038 | 111.3248 | 66.5765 | 45.9626 | -27.2921 | -0.54625 | 0
0.6666666666666675102March | Resource 1 | Sublap 1 | 16:00 | 5 | 102 | March | 12000 | 0 | 0 | 0 | 0 | 0 | 0 | 0 | 0 | 0 | 0 | 0 | 0 | 0 | 0 | 0 | 0 | 12.6165 | 11.8276 | 10.1204 | 6.0524 | 4.1784 | -2.4811 | -0.049659 | 0 | 0 | 0 | 0 | 0 | 0 | 0 | 0 | 0 | 0 | 0 | 0 | 0 | 0 | 0 | 0 | 0 | 151.3981 | 141.9314 | 121.4452 | 72.6289 | 50.141 | -29.7732 | -0.59591 | 0
0.6666666666666675102April | Resource 1 | Sublap 1 | 16:00 | 5 | 102 | April | 13000 | 0 | 0 | 0 | 0 | 0 | 0 | 0 | 0 | 0 | 0 | 0 | 0 | 0 | 0 | 0 | 0 | 12.6165 | 11.8276 | 10.1204 | 6.0524 | 4.1784 | -2.4811 | -0.049659 | 0 | 0 | 0 | 0 | 0 | 0 | 0 | 0 | 0 | 0 | 0 | 0 | 0 | 0 | 0 | 0 | 0 | 164.0146 | 153.759 | 131.5657 | 78.6813 | 54.3195 | -32.2543 | -0.64557 | 0
0.6666666666666675102May | Resource 1 | Sublap 1 | 16:00 | 5 | 102 | May | 14000 | 0 | 0 | 0 | 0 | 0 | 0 | 0 | 0 | 0 | 0 | 0 | 0 | 0 | 0 | 0 | 0 | 12.6165 | 11.8276 | 10.1204 | 6.0524 | 4.1784 | -2.4811 | -0.049659 | 0 | 0 | 0 | 0 | 0 | 0 | 0 | 0 | 0 | 0 | 0 | 0 | 0 | 0 | 0 | 0 | 0 | 176.6311 | 165.5867 | 141.6861 | 84.7337 | 58.4979 | -34.7354 | -0.69523 | 0
0.6666666666666675102June | Resource 1 | Sublap 1 | 16:00 | 5 | 102 | June | 15000 | 0 | 0 | 0 | 0 | 0 | 0 | 0 | 0 | 0 | 0 | 0 | 0 | 0 | 0 | 0 | 0 | 12.6165 | 11.8276 | 10.1204 | 6.0524 | 4.1784 | -2.4811 | -0.049659 | 0 | 0 | 0 | 0 | 0 | 0 | 0 | 0 | 0 | 0 | 0 | 0 | 0 | 0 | 0 | 0 | 0 | 189.2476 | 177.4143 | 151.8065 | 90.7861 | 62.6763 | -37.2165 | -0.74489 | 0
0.6666666666666675102July | Resource 1 | Sublap 1 | 16:00 | 5 | 102 | July | 16000 | 0 | 0 | 0 | 0 | 0 | 0 | 0 | 0 | 0 | 0 | 0 | 0 | 0 | 0 | 0 | 0 | 12.6165 | 11.8276 | 10.1204 | 6.0524 | 4.1784 | -2.4811 | -0.049659 | 0 | 0 | 0 | 0 | 0 | 0 | 0 | 0 | 0 | 0 | 0 | 0 | 0 | 0 | 0 | 0 | 0 | 201.8641 | 189.2419 | 161.927 | 96.8385 | 66.8547 | -39.6975 | -0.79455 | 0
0.6666666666666675102August | Resource 1 | Sublap 1 | 16:00 | 5 | 102 | August | 17000 | 0 | 0 | 0 | 0 | 0 | 0 | 0 | 0 | 0 | 0 | 0 | 0 | 0 | 0 | 0 | 0 | 12.6165 | 11.8276 | 10.1204 | 6.0524 | 4.1784 | -2.4811 | -0.049659 | 0 | 0 | 0 | 0 | 0 | 0 | 0 | 0 | 0 | 0 | 0 | 0 | 0 | 0 | 0 | 0 | 0 | 214.4806 | 201.0695 | 172.0474 | 102.8909 | 71.0332 | -42.1786 | -0.84421 | 0
0.6666666666666675102September | Resource 1 | Sublap 1 | 16:00 | 5 | 102 | September | 18000 | 0 | 0 | 0 | 0 | 0 | 0 | 0 | 0 | 0 | 0 | 0 | 0 | 0 | 0 | 0 | 0 | 12.6165 | 11.8276 | 10.1204 | 6.0524 | 4.1784 | -2.4811 | -0.049659 | 0 | 0 | 0 | 0 | 0 | 0 | 0 | 0 | 0 | 0 | 0 | 0 | 0 | 0 | 0 | 0 | 0 | 227.0971 | 212.8971 | 182.1678 | 108.9433 | 75.2116 | -44.6597 | -0.89387 | 0
0.6666666666666675102October | Resource 1 | Sublap 1 | 16:00 | 5 | 102 | October | 19000 | 0 | 0 | 0 | 0 | 0 | 0 | 0 | 0 | 0 | 0 | 0 | 0 | 0 | 0 | 0 | 0 | 12.6165 | 11.8276 | 10.1204 | 6.0524 | 4.1784 | -2.4811 | -0.049659 | 0 | 0 | 0 | 0 | 0 | 0 | 0 | 0 | 0 | 0 | 0 | 0 | 0 | 0 | 0 | 0 | 0 | 239.7137 | 224.7247 | 192.2883 | 114.9957 | 79.39 | -47.1408 | -0.94353 | 0
0.6666666666666675102November | Resource 1 | Sublap 1 | 16:00 | 5 | 102 | November | 20000 | 0 | 0 | 0 | 0 | 0 | 0 | 0 | 0 | 0 | 0 | 0 | 0 | 0 | 0 | 0 | 0 | 12.6165 | 11.8276 | 10.1204 | 6.0524 | 4.1784 | -2.4811 | -0.049659 | 0 | 0 | 0 | 0 | 0 | 0 | 0 | 0 | 0 | 0 | 0 | 0 | 0 | 0 | 0 | 0 | 0 | 252.3302 | 236.5524 | 202.4087 | 121.0481 | 83.5684 | -49.6219 | -0.99319 | 0
0.6666666666666675102December | Resource 1 | Sublap 1 | 16:00 | 5 | 102 | December | 21000 | 0 | 0 | 0 | 0 | 0 | 0 | 0 | 0 | 0 | 0 | 0 | 0 | 0 | 0 | 0 | 0 | 12.6165 | 11.8276 | 10.1204 | 6.0524 | 4.1784 | -2.4811 | -0.049659 | 0 | 0 | 0 | 0 | 0 | 0 | 0 | 0 | 0 | 0 | 0 | 0 | 0 | 0 | 0 | 0 | 0 | 264.9467 | 248.38 | 212.5291 | 127.1005 | 87.7468 | -52.103 | -1.0428 | 0
0.6666666666666675103January | Resource 1 | Sublap 1 | 16:00 | 5 | 103 | January | 10000 | 0 | 0 | 0 | 0 | 0 | 0 | 0 | 0 | 0 | 0 | 0 | 0 | 0 | 0 | 0 | 0 | 13.2335 | 12.4881 | 9.9676 | 6.887 | 3.3588 | -2.6026 | -0.052085 | 0 | 0 | 0 | 0 | 0 | 0 | 0 | 0 | 0 | 0 | 0 | 0 | 0 | 0 | 0 | 0 | 0 | 132.3347 | 124.8811 | 99.6759 | 68.8703 | 33.5879 | -26.0258 | -0.52085 | 0
0.6666666666666675103February | Resource 1 | Sublap 1 | 16:00 | 5 | 103 | February | 11000 | 0 | 0 | 0 | 0 | 0 | 0 | 0 | 0 | 0 | 0 | 0 | 0 | 0 | 0 | 0 | 0 | 13.2335 | 12.4881 | 9.9676 | 6.887 | 3.3588 | -2.6026 | -0.052085 | 0 | 0 | 0 | 0 | 0 | 0 | 0 | 0 | 0 | 0 | 0 | 0 | 0 | 0 | 0 | 0 | 0 | 145.5682 | 137.3692 | 109.6435 | 75.7573 | 36.9467 | -28.6284 | -0.57294 | 0
0.6666666666666675103March | Resource 1 | Sublap 1 | 16:00 | 5 | 103 | March | 12000 | 0 | 0 | 0 | 0 | 0 | 0 | 0 | 0 | 0 | 0 | 0 | 0 | 0 | 0 | 0 | 0 | 13.2335 | 12.4881 | 9.9676 | 6.887 | 3.3588 | -2.6026 | -0.052085 | 0 | 0 | 0 | 0 | 0 | 0 | 0 | 0 | 0 | 0 | 0 | 0 | 0 | 0 | 0 | 0 | 0 | 158.8016 | 149.8573 | 119.6111 | 82.6443 | 40.3055 | -31.2309 | -0.62502 | 0
0.6666666666666675103April | Resource 1 | Sublap 1 | 16:00 | 5 | 103 | April | 13000 | 0 | 0 | 0 | 0 | 0 | 0 | 0 | 0 | 0 | 0 | 0 | 0 | 0 | 0 | 0 | 0 | 13.2335 | 12.4881 | 9.9676 | 6.887 | 3.3588 | -2.6026 | -0.052085 | 0 | 0 | 0 | 0 | 0 | 0 | 0 | 0 | 0 | 0 | 0 | 0 | 0 | 0 | 0 | 0 | 0 | 172.0351 | 162.3454 | 129.5787 | 89.5314 | 43.6643 | -33.8335 | -0.67711 | 0
0.6666666666666675103May | Resource 1 | Sublap 1 | 16:00 | 5 | 103 | May | 14000 | 0 | 0 | 0 | 0 | 0 | 0 | 0 | 0 | 0 | 0 | 0 | 0 | 0 | 0 | 0 | 0 | 13.2335 | 12.4881 | 9.9676 | 6.887 | 3.3588 | -2.6026 | -0.052085 | 0 | 0 | 0 | 0 | 0 | 0 | 0 | 0 | 0 | 0 | 0 | 0 | 0 | 0 | 0 | 0 | 0 | 185.2686 | 174.8335 | 139.5463 | 96.4184 | 47.023 | -36.4361 | -0.72919 | 0
0.6666666666666675103June | Resource 1 | Sublap 1 | 16:00 | 5 | 103 | June | 15000 | 0 | 0 | 0 | 0 | 0 | 0 | 0 | 0 | 0 | 0 | 0 | 0 | 0 | 0 | 0 | 0 | 13.2335 | 12.4881 | 9.9676 | 6.887 | 3.3588 | -2.6026 | -0.052085 | 0 | 0 | 0 | 0 | 0 | 0 | 0 | 0 | 0 | 0 | 0 | 0 | 0 | 0 | 0 | 0 | 0 | 198.502 | 187.3216 | 149.5139 | 103.3054 | 50.3818 | -39.0387 | -0.78128 | 0
0.6666666666666675103July | Resource 1 | Sublap 1 | 16:00 | 5 | 103 | July | 16000 | 0 | 0 | 0 | 0 | 0 | 0 | 0 | 0 | 0 | 0 | 0 | 0 | 0 | 0 | 0 | 0 | 13.2335 | 12.4881 | 9.9676 | 6.887 | 3.3588 | -2.6026 | -0.052085 | 0 | 0 | 0 | 0 | 0 | 0 | 0 | 0 | 0 | 0 | 0 | 0 | 0 | 0 | 0 | 0 | 0 | 211.7355 | 199.8097 | 159.4815 | 110.1924 | 53.7406 | -41.6412 | -0.83336 | 0
0.6666666666666675103August | Resource 1 | Sublap 1 | 16:00 | 5 | 103 | August | 17000 | 0 | 0 | 0 | 0 | 0 | 0 | 0 | 0 | 0 | 0 | 0 | 0 | 0 | 0 | 0 | 0 | 13.2335 | 12.4881 | 9.9676 | 6.887 | 3.3588 | -2.6026 | -0.052085 | 0 | 0 | 0 | 0 | 0 | 0 | 0 | 0 | 0 | 0 | 0 | 0 | 0 | 0 | 0 | 0 | 0 | 224.969 | 212.2978 | 169.4491 | 117.0795 | 57.0994 | -44.2438 | -0.88545 | 0
0.6666666666666675103September | Resource 1 | Sublap 1 | 16:00 | 5 | 103 | September | 18000 | 0 | 0 | 0 | 0 | 0 | 0 | 0 | 0 | 0 | 0 | 0 | 0 | 0 | 0 | 0 | 0 | 13.2335 | 12.4881 | 9.9676 | 6.887 | 3.3588 | -2.6026 | -0.052085 | 0 | 0 | 0 | 0 | 0 | 0 | 0 | 0 | 0 | 0 | 0 | 0 | 0 | 0 | 0 | 0 | 0 | 238.2024 | 224.7859 | 179.4167 | 123.9665 | 60.4582 | -46.8464 | -0.93753 | 0
0.6666666666666675103October | Resource 1 | Sublap 1 | 16:00 | 5 | 103 | October | 19000 | 0 | 0 | 0 | 0 | 0 | 0 | 0 | 0 | 0 | 0 | 0 | 0 | 0 | 0 | 0 | 0 | 13.2335 | 12.4881 | 9.9676 | 6.887 | 3.3588 | -2.6026 | -0.052085 | 0 | 0 | 0 | 0 | 0 | 0 | 0 | 0 | 0 | 0 | 0 | 0 | 0 | 0 | 0 | 0 | 0 | 251.4359 | 237.274 | 189.3843 | 130.8535 | 63.817 | -49.449 | -0.98962 | 0
0.6666666666666675103November | Resource 1 | Sublap 1 | 16:00 | 5 | 103 | November | 20000 | 0 | 0 | 0 | 0 | 0 | 0 | 0 | 0 | 0 | 0 | 0 | 0 | 0 | 0 | 0 | 0 | 13.2335 | 12.4881 | 9.9676 | 6.887 | 3.3588 | -2.6026 | -0.052085 | 0 | 0 | 0 | 0 | 0 | 0 | 0 | 0 | 0 | 0 | 0 | 0 | 0 | 0 | 0 | 0 | 0 | 264.6694 | 249.7621 | 199.3519 | 137.7406 | 67.1758 | -52.0515 | -1.0417 | 0
0.6666666666666675103December | Resource 1 | Sublap 1 | 16:00 | 5 | 103 | December | 21000 | 0 | 0 | 0 | 0 | 0 | 0 | 0 | 0 | 0 | 0 | 0 | 0 | 0 | 0 | 0 | 0 | 13.2335 | 12.4881 | 9.9676 | 6.887 | 3.3588 | -2.6026 | -0.052085 | 0 | 0 | 0 | 0 | 0 | 0 | 0 | 0 | 0 | 0 | 0 | 0 | 0 | 0 | 0 | 0 | 0 | 277.9028 | 262.2502 | 209.3195 | 144.6276 | 70.5346 | -54.6541 | -1.0938 | 0
0.6666666666666675104January | Resource 1 | Sublap 1 | 16:00 | 5 | 104 | January | 10000 | 0 | 0 | 0 | 0 | 0 | 0 | 0 | 0 | 0 | 0 | 0 | 0 | 0 | 0 | 0 | 0 | 14.2413 | 13.3512 | 9.304 | 6.2617 | 5.1372 | -2.8058 | -0.056144 | 0 | 0 | 0 | 0 | 0 | 0 | 0 | 0 | 0 | 0 | 0 | 0 | 0 | 0 | 0 | 0 | 0 | 142.4127 | 133.5115 | 93.0398 | 62.6168 | 51.3718 | -28.0582 | -0.56144 | 0
0.6666666666666675104February | Resource 1 | Sublap 1 | 16:00 | 5 | 104 | February | 11000 | 0 | 0 | 0 | 0 | 0 | 0 | 0 | 0 | 0 | 0 | 0 | 0 | 0 | 0 | 0 | 0 | 14.2413 | 13.3512 | 9.304 | 6.2617 | 5.1372 | -2.8058 | -0.056144 | 0 | 0 | 0 | 0 | 0 | 0 | 0 | 0 | 0 | 0 | 0 | 0 | 0 | 0 | 0 | 0 | 0 | 156.654 | 146.8626 | 102.3438 | 68.8785 | 56.509 | -30.8641 | -0.61758 | 0
0.6666666666666675104March | Resource 1 | Sublap 1 | 16:00 | 5 | 104 | March | 12000 | 0 | 0 | 0 | 0 | 0 | 0 | 0 | 0 | 0 | 0 | 0 | 0 | 0 | 0 | 0 | 0 | 14.2413 | 13.3512 | 9.304 | 6.2617 | 5.1372 | -2.8058 | -0.056144 | 0 | 0 | 0 | 0 | 0 | 0 | 0 | 0 | 0 | 0 | 0 | 0 | 0 | 0 | 0 | 0 | 0 | 170.8953 | 160.2137 | 111.6478 | 75.1402 | 61.6461 | -33.6699 | -0.67372 | 0
0.6666666666666675104April | Resource 1 | Sublap 1 | 16:00 | 5 | 104 | April | 13000 | 0 | 0 | 0 | 0 | 0 | 0 | 0 | 0 | 0 | 0 | 0 | 0 | 0 | 0 | 0 | 0 | 14.2413 | 13.3512 | 9.304 | 6.2617 | 5.1372 | -2.8058 | -0.056144 | 0 | 0 | 0 | 0 | 0 | 0 | 0 | 0 | 0 | 0 | 0 | 0 | 0 | 0 | 0 | 0 | 0 | 185.1366 | 173.5649 | 120.9518 | 81.4019 | 66.7833 | -36.4757 | -0.72987 | 0
0.6666666666666675104May | Resource 1 | Sublap 1 | 16:00 | 5 | 104 | May | 14000 | 0 | 0 | 0 | 0 | 0 | 0 | 0 | 0 | 0 | 0 | 0 | 0 | 0 | 0 | 0 | 0 | 14.2413 | 13.3512 | 9.304 | 6.2617 | 5.1372 | -2.8058 | -0.056144 | 0 | 0 | 0 | 0 | 0 | 0 | 0 | 0 | 0 | 0 | 0 | 0 | 0 | 0 | 0 | 0 | 0 | 199.3778 | 186.916 | 130.2558 | 87.6636 | 71.9205 | -39.2815 | -0.78601 | 0
0.6666666666666675104June | Resource 1 | Sublap 1 | 16:00 | 5 | 104 | June | 15000 | 0 | 0 | 0 | 0 | 0 | 0 | 0 | 0 | 0 | 0 | 0 | 0 | 0 | 0 | 0 | 0 | 14.2413 | 13.3512 | 9.304 | 6.2617 | 5.1372 | -2.8058 | -0.056144 | 0 | 0 | 0 | 0 | 0 | 0 | 0 | 0 | 0 | 0 | 0 | 0 | 0 | 0 | 0 | 0 | 0 | 213.6191 | 200.2672 | 139.5597 | 93.9252 | 77.0577 | -42.0874 | -0.84216 | 0
0.6666666666666675104July | Resource 1 | Sublap 1 | 16:00 | 5 | 104 | July | 16000 | 0 | 0 | 0 | 0 | 0 | 0 | 0 | 0 | 0 | 0 | 0 | 0 | 0 | 0 | 0 | 0 | 14.2413 | 13.3512 | 9.304 | 6.2617 | 5.1372 | -2.8058 | -0.056144 | 0 | 0 | 0 | 0 | 0 | 0 | 0 | 0 | 0 | 0 | 0 | 0 | 0 | 0 | 0 | 0 | 0 | 227.8604 | 213.6183 | 148.8637 | 100.1869 | 82.1949 | -44.8932 | -0.8983 | 0
0.6666666666666675104August | Resource 1 | Sublap 1 | 16:00 | 5 | 104 | August | 17000 | 0 | 0 | 0 | 0 | 0 | 0 | 0 | 0 | 0 | 0 | 0 | 0 | 0 | 0 | 0 | 0 | 14.2413 | 13.3512 | 9.304 | 6.2617 | 5.1372 | -2.8058 | -0.056144 | 0 | 0 | 0 | 0 | 0 | 0 | 0 | 0 | 0 | 0 | 0 | 0 | 0 | 0 | 0 | 0 | 0 | 242.1017 | 226.9695 | 158.1677 | 106.4486 | 87.332 | -47.699 | -0.95444 | 0
0.6666666666666675104September | Resource 1 | Sublap 1 | 16:00 | 5 | 104 | September | 18000 | 0 | 0 | 0 | 0 | 0 | 0 | 0 | 0 | 0 | 0 | 0 | 0 | 0 | 0 | 0 | 0 | 14.2413 | 13.3512 | 9.304 | 6.2617 | 5.1372 | -2.8058 | -0.056144 | 0 | 0 | 0 | 0 | 0 | 0 | 0 | 0 | 0 | 0 | 0 | 0 | 0 | 0 | 0 | 0 | 0 | 256.3429 | 240.3206 | 167.4717 | 112.7103 | 92.4692 | -50.5048 | -1.0106 | 0
0.6666666666666675104October | Resource 1 | Sublap 1 | 16:00 | 5 | 104 | October | 19000 | 0 | 0 | 0 | 0 | 0 | 0 | 0 | 0 | 0 | 0 | 0 | 0 | 0 | 0 | 0 | 0 | 14.2413 | 13.3512 | 9.304 | 6.2617 | 5.1372 | -2.8058 | -0.056144 | 0 | 0 | 0 | 0 | 0 | 0 | 0 | 0 | 0 | 0 | 0 | 0 | 0 | 0 | 0 | 0 | 0 | 270.5842 | 253.6718 | 176.7757 | 118.972 | 97.6064 | -53.3106 | -1.0667 | 0
0.6666666666666675104November | Resource 1 | Sublap 1 | 16:00 | 5 | 104 | November | 20000 | 0 | 0 | 0 | 0 | 0 | 0 | 0 | 0 | 0 | 0 | 0 | 0 | 0 | 0 | 0 | 0 | 14.2413 | 13.3512 | 9.304 | 6.2617 | 5.1372 | -2.8058 | -0.056144 | 0 | 0 | 0 | 0 | 0 | 0 | 0 | 0 | 0 | 0 | 0 | 0 | 0 | 0 | 0 | 0 | 0 | 284.8255 | 267.0229 | 186.0796 | 125.2337 | 102.7436 | -56.1165 | -1.1229 | 0
0.6666666666666675104December | Resource 1 | Sublap 1 | 16:00 | 5 | 104 | December | 21000 | 0 | 0 | 0 | 0 | 0 | 0 | 0 | 0 | 0 | 0 | 0 | 0 | 0 | 0 | 0 | 0 | 14.2413 | 13.3512 | 9.304 | 6.2617 | 5.1372 | -2.8058 | -0.056144 | 0 | 0 | 0 | 0 | 0 | 0 | 0 | 0 | 0 | 0 | 0 | 0 | 0 | 0 | 0 | 0 | 0 | 299.0667 | 280.3741 | 195.3836 | 131.4953 | 107.8808 | -58.9223 | -1.179 | 0
0.6666666666666675105January | Resource 1 | Sublap 1 | 16:00 | 5 | 105 | January | 10000 | 0 | 0 | 0 | 0 | 0 | 0 | 0 | 0 | 0 | 0 | 0 | 0 | 0 | 0 | 0 | 0 | 12.0767 | 10.5714 | 4.8439 | 3.0987 | 1.6703 | -2.383 | -0.0477 | 0 | 0 | 0 | 0 | 0 | 0 | 0 | 0 | 0 | 0 | 0 | 0 | 0 | 0 | 0 | 0 | 0 | 120.7668 | 105.7139 | 48.4386 | 30.987 | 16.7028 | -23.8298 | -0.477 | 0
0.6666666666666675105February | Resource 1 | Sublap 1 | 16:00 | 5 | 105 | February | 11000 | 0 | 0 | 0 | 0 | 0 | 0 | 0 | 0 | 0 | 0 | 0 | 0 | 0 | 0 | 0 | 0 | 12.0767 | 10.5714 | 4.8439 | 3.0987 | 1.6703 | -2.383 | -0.0477 | 0 | 0 | 0 | 0 | 0 | 0 | 0 | 0 | 0 | 0 | 0 | 0 | 0 | 0 | 0 | 0 | 0 | 132.8434 | 116.2853 | 53.2825 | 34.0857 | 18.373 | -26.2128 | -0.5247 | 0
0.6666666666666675105March | Resource 1 | Sublap 1 | 16:00 | 5 | 105 | March | 12000 | 0 | 0 | 0 | 0 | 0 | 0 | 0 | 0 | 0 | 0 | 0 | 0 | 0 | 0 | 0 | 0 | 12.0767 | 10.5714 | 4.8439 | 3.0987 | 1.6703 | -2.383 | -0.0477 | 0 | 0 | 0 | 0 | 0 | 0 | 0 | 0 | 0 | 0 | 0 | 0 | 0 | 0 | 0 | 0 | 0 | 144.9201 | 126.8567 | 58.1264 | 37.1844 | 20.0433 | -28.5957 | -0.5724 | 0
0.6666666666666675105April | Resource 1 | Sublap 1 | 16:00 | 5 | 105 | April | 13000 | 0 | 0 | 0 | 0 | 0 | 0 | 0 | 0 | 0 | 0 | 0 | 0 | 0 | 0 | 0 | 0 | 12.0767 | 10.5714 | 4.8439 | 3.0987 | 1.6703 | -2.383 | -0.0477 | 0 | 0 | 0 | 0 | 0 | 0 | 0 | 0 | 0 | 0 | 0 | 0 | 0 | 0 | 0 | 0 | 0 | 156.9968 | 137.4281 | 62.9702 | 40.2831 | 21.7136 | -30.9787 | -0.6201 | 0
0.6666666666666675105May | Resource 1 | Sublap 1 | 16:00 | 5 | 105 | May | 14000 | 0 | 0 | 0 | 0 | 0 | 0 | 0 | 0 | 0 | 0 | 0 | 0 | 0 | 0 | 0 | 0 | 12.0767 | 10.5714 | 4.8439 | 3.0987 | 1.6703 | -2.383 | -0.0477 | 0 | 0 | 0 | 0 | 0 | 0 | 0 | 0 | 0 | 0 | 0 | 0 | 0 | 0 | 0 | 0 | 0 | 169.0735 | 147.9995 | 67.8141 | 43.3818 | 23.3839 | -33.3617 | -0.6678 | 0
0.6666666666666675105June | Resource 1 | Sublap 1 | 16:00 | 5 | 105 | June | 15000 | 0 | 0 | 0 | 0 | 0 | 0 | 0 | 0 | 0 | 0 | 0 | 0 | 0 | 0 | 0 | 0 | 12.0767 | 10.5714 | 4.8439 | 3.0987 | 1.6703 | -2.383 | -0.0477 | 0 | 0 | 0 | 0 | 0 | 0 | 0 | 0 | 0 | 0 | 0 | 0 | 0 | 0 | 0 | 0 | 0 | 181.1501 | 158.5709 | 72.6579 | 46.4805 | 25.0541 | -35.7447 | -0.7155 | 0
0.6666666666666675105July | Resource 1 | Sublap 1 | 16:00 | 5 | 105 | July | 16000 | 0 | 0 | 0 | 0 | 0 | 0 | 0 | 0 | 0 | 0 | 0 | 0 | 0 | 0 | 0 | 0 | 12.0767 | 10.5714 | 4.8439 | 3.0987 | 1.6703 | -2.383 | -0.0477 | 0 | 0 | 0 | 0 | 0 | 0 | 0 | 0 | 0 | 0 | 0 | 0 | 0 | 0 | 0 | 0 | 0 | 193.2268 | 169.1422 | 77.5018 | 49.5792 | 26.7244 | -38.1277 | -0.7632 | 0
0.6666666666666675105August | Resource 1 | Sublap 1 | 16:00 | 5 | 105 | August | 17000 | 0 | 0 | 0 | 0 | 0 | 0 | 0 | 0 | 0 | 0 | 0 | 0 | 0 | 0 | 0 | 0 | 12.0767 | 10.5714 | 4.8439 | 3.0987 | 1.6703 | -2.383 | -0.0477 | 0 | 0 | 0 | 0 | 0 | 0 | 0 | 0 | 0 | 0 | 0 | 0 | 0 | 0 | 0 | 0 | 0 | 205.3035 | 179.7136 | 82.3457 | 52.6779 | 28.3947 | -40.5106 | -0.8109 | 0
0.6666666666666675105September | Resource 1 | Sublap 1 | 16:00 | 5 | 105 | September | 18000 | 0 | 0 | 0 | 0 | 0 | 0 | 0 | 0 | 0 | 0 | 0 | 0 | 0 | 0 | 0 | 0 | 12.0767 | 10.5714 | 4.8439 | 3.0987 | 1.6703 | -2.383 | -0.0477 | 0 | 0 | 0 | 0 | 0 | 0 | 0 | 0 | 0 | 0 | 0 | 0 | 0 | 0 | 0 | 0 | 0 | 217.3802 | 190.285 | 87.1895 | 55.7766 | 30.065 | -42.8936 | -0.8586 | 0
0.6666666666666675105October | Resource 1 | Sublap 1 | 16:00 | 5 | 105 | October | 19000 | 0 | 0 | 0 | 0 | 0 | 0 | 0 | 0 | 0 | 0 | 0 | 0 | 0 | 0 | 0 | 0 | 12.0767 | 10.5714 | 4.8439 | 3.0987 | 1.6703 | -2.383 | -0.0477 | 0 | 0 | 0 | 0 | 0 | 0 | 0 | 0 | 0 | 0 | 0 | 0 | 0 | 0 | 0 | 0 | 0 | 229.4569 | 200.8564 | 92.0334 | 58.8753 | 31.7352 | -45.2766 | -0.9063 | 0
0.6666666666666675105November | Resource 1 | Sublap 1 | 16:00 | 5 | 105 | November | 20000 | 0 | 0 | 0 | 0 | 0 | 0 | 0 | 0 | 0 | 0 | 0 | 0 | 0 | 0 | 0 | 0 | 12.0767 | 10.5714 | 4.8439 | 3.0987 | 1.6703 | -2.383 | -0.0477 | 0 | 0 | 0 | 0 | 0 | 0 | 0 | 0 | 0 | 0 | 0 | 0 | 0 | 0 | 0 | 0 | 0 | 241.5335 | 211.4278 | 96.8773 | 61.974 | 33.4055 | -47.6596 | -0.954 | 0
0.6666666666666675105December | Resource 1 | Sublap 1 | 16:00 | 5 | 105 | December | 21000 | 0 | 0 | 0 | 0 | 0 | 0 | 0 | 0 | 0 | 0 | 0 | 0 | 0 | 0 | 0 | 0 | 12.0767 | 10.5714 | 4.8439 | 3.0987 | 1.6703 | -2.383 | -0.0477 | 0 | 0 | 0 | 0 | 0 | 0 | 0 | 0 | 0 | 0 | 0 | 0 | 0 | 0 | 0 | 0 | 0 | 253.6102 | 221.9992 | 101.7211 | 65.0727 | 35.0758 | -50.0425 | -1.0017 | 0
0.6666666666666675106January | Resource 1 | Sublap 1 | 16:00 | 5 | 106 | January | 10000 | 0 | 0 | 0 | 0 | 0 | 0 | 0 | 0 | 0 | 0 | 0 | 0 | 0 | 0 | 0 | 0 | 11.7873 | 11.0831 | 9.3897 | 5.3599 | 2.9622 | -2.2942 | -0.045928 | 0 | 0 | 0 | 0 | 0 | 0 | 0 | 0 | 0 | 0 | 0 | 0 | 0 | 0 | 0 | 0 | 0 | 117.8728 | 110.8315 | 93.8975 | 53.5995 | 29.6217 | -22.942 | -0.45927 | 0
0.6666666666666675106February | Resource 1 | Sublap 1 | 16:00 | 5 | 106 | February | 11000 | 0 | 0 | 0 | 0 | 0 | 0 | 0 | 0 | 0 | 0 | 0 | 0 | 0 | 0 | 0 | 0 | 11.7873 | 11.0831 | 9.3897 | 5.3599 | 2.9622 | -2.2942 | -0.045928 | 0 | 0 | 0 | 0 | 0 | 0 | 0 | 0 | 0 | 0 | 0 | 0 | 0 | 0 | 0 | 0 | 0 | 129.6601 | 121.9146 | 103.2872 | 58.9594 | 32.5839 | -25.2362 | -0.5052 | 0
0.6666666666666675106March | Resource 1 | Sublap 1 | 16:00 | 5 | 106 | March | 12000 | 0 | 0 | 0 | 0 | 0 | 0 | 0 | 0 | 0 | 0 | 0 | 0 | 0 | 0 | 0 | 0 | 11.7873 | 11.0831 | 9.3897 | 5.3599 | 2.9622 | -2.2942 | -0.045928 | 0 | 0 | 0 | 0 | 0 | 0 | 0 | 0 | 0 | 0 | 0 | 0 | 0 | 0 | 0 | 0 | 0 | 141.4474 | 132.9978 | 112.677 | 64.3194 | 35.5461 | -27.5304 | -0.55113 | 0
0.6666666666666675106April | Resource 1 | Sublap 1 | 16:00 | 5 | 106 | April | 13000 | 0 | 0 | 0 | 0 | 0 | 0 | 0 | 0 | 0 | 0 | 0 | 0 | 0 | 0 | 0 | 0 | 11.7873 | 11.0831 | 9.3897 | 5.3599 | 2.9622 | -2.2942 | -0.045928 | 0 | 0 | 0 | 0 | 0 | 0 | 0 | 0 | 0 | 0 | 0 | 0 | 0 | 0 | 0 | 0 | 0 | 153.2347 | 144.0809 | 122.0667 | 69.6793 | 38.5083 | -29.8247 | -0.59706 | 0
0.6666666666666675106May | Resource 1 | Sublap 1 | 16:00 | 5 | 106 | May | 14000 | 0 | 0 | 0 | 0 | 0 | 0 | 0 | 0 | 0 | 0 | 0 | 0 | 0 | 0 | 0 | 0 | 11.7873 | 11.0831 | 9.3897 | 5.3599 | 2.9622 | -2.2942 | -0.045928 | 0 | 0 | 0 | 0 | 0 | 0 | 0 | 0 | 0 | 0 | 0 | 0 | 0 | 0 | 0 | 0 | 0 | 165.022 | 155.164 | 131.4565 | 75.0392 | 41.4704 | -32.1189 | -0.64298 | 0
0.6666666666666675106June | Resource 1 | Sublap 1 | 16:00 | 5 | 106 | June | 15000 | 0 | 0 | 0 | 0 | 0 | 0 | 0 | 0 | 0 | 0 | 0 | 0 | 0 | 0 | 0 | 0 | 11.7873 | 11.0831 | 9.3897 | 5.3599 | 2.9622 | -2.2942 | -0.045928 | 0 | 0 | 0 | 0 | 0 | 0 | 0 | 0 | 0 | 0 | 0 | 0 | 0 | 0 | 0 | 0 | 0 | 176.8092 | 166.2472 | 140.8462 | 80.3992 | 44.4326 | -34.4131 | -0.68891 | 0
0.6666666666666675106July | Resource 1 | Sublap 1 | 16:00 | 5 | 106 | July | 16000 | 0 | 0 | 0 | 0 | 0 | 0 | 0 | 0 | 0 | 0 | 0 | 0 | 0 | 0 | 0 | 0 | 11.7873 | 11.0831 | 9.3897 | 5.3599 | 2.9622 | -2.2942 | -0.045928 | 0 | 0 | 0 | 0 | 0 | 0 | 0 | 0 | 0 | 0 | 0 | 0 | 0 | 0 | 0 | 0 | 0 | 188.5965 | 177.3303 | 150.236 | 85.7591 | 47.3948 | -36.7073 | -0.73484 | 0
0.6666666666666675106August | Resource 1 | Sublap 1 | 16:00 | 5 | 106 | August | 17000 | 0 | 0 | 0 | 0 | 0 | 0 | 0 | 0 | 0 | 0 | 0 | 0 | 0 | 0 | 0 | 0 | 11.7873 | 11.0831 | 9.3897 | 5.3599 | 2.9622 | -2.2942 | -0.045928 | 0 | 0 | 0 | 0 | 0 | 0 | 0 | 0 | 0 | 0 | 0 | 0 | 0 | 0 | 0 | 0 | 0 | 200.3838 | 188.4135 | 159.6257 | 91.1191 | 50.357 | -39.0015 | -0.78077 | 0
0.6666666666666675106September | Resource 1 | Sublap 1 | 16:00 | 5 | 106 | September | 18000 | 0 | 0 | 0 | 0 | 0 | 0 | 0 | 0 | 0 | 0 | 0 | 0 | 0 | 0 | 0 | 0 | 11.7873 | 11.0831 | 9.3897 | 5.3599 | 2.9622 | -2.2942 | -0.045928 | 0 | 0 | 0 | 0 | 0 | 0 | 0 | 0 | 0 | 0 | 0 | 0 | 0 | 0 | 0 | 0 | 0 | 212.1711 | 199.4966 | 169.0155 | 96.479 | 53.3191 | -41.2957 | -0.82669 | 0
0.6666666666666675106October | Resource 1 | Sublap 1 | 16:00 | 5 | 106 | October | 19000 | 0 | 0 | 0 | 0 | 0 | 0 | 0 | 0 | 0 | 0 | 0 | 0 | 0 | 0 | 0 | 0 | 11.7873 | 11.0831 | 9.3897 | 5.3599 | 2.9622 | -2.2942 | -0.045928 | 0 | 0 | 0 | 0 | 0 | 0 | 0 | 0 | 0 | 0 | 0 | 0 | 0 | 0 | 0 | 0 | 0 | 223.9584 | 210.5798 | 178.4052 | 101.839 | 56.2813 | -43.5899 | -0.87262 | 0
0.6666666666666675106November | Resource 1 | Sublap 1 | 16:00 | 5 | 106 | November | 20000 | 0 | 0 | 0 | 0 | 0 | 0 | 0 | 0 | 0 | 0 | 0 | 0 | 0 | 0 | 0 | 0 | 11.7873 | 11.0831 | 9.3897 | 5.3599 | 2.9622 | -2.2942 | -0.045928 | 0 | 0 | 0 | 0 | 0 | 0 | 0 | 0 | 0 | 0 | 0 | 0 | 0 | 0 | 0 | 0 | 0 | 235.7457 | 221.6629 | 187.795 | 107.1989 | 59.2435 | -45.8841 | -0.91855 | 0
0.6666666666666675106December | Resource 1 | Sublap 1 | 16:00 | 5 | 106 | December | 21000 | 0 | 0 | 0 | 0 | 0 | 0 | 0 | 0 | 0 | 0 | 0 | 0 | 0 | 0 | 0 | 0 | 11.7873 | 11.0831 | 9.3897 | 5.3599 | 2.9622 | -2.2942 | -0.045928 | 0 | 0 | 0 | 0 | 0 | 0 | 0 | 0 | 0 | 0 | 0 | 0 | 0 | 0 | 0 | 0 | 0 | 247.533 | 232.7461 | 197.1847 | 112.5589 | 62.2057 | -48.1783 | -0.96448 | 0
0.6666666666666675107January | Resource 1 | Sublap 1 | 16:00 | 5 | 107 | January | 10000 | 0 | 0 | 0 | 0 | 0 | 0 | 0 | 0 | 0 | 0 | 0 | 0 | 0 | 0 | 0 | 0 | 13.8477 | 12.8911 | 8.2197 | 4.3273 | 4.2593 | -2.6867 | -0.053765 | 0 | 0 | 0 | 0 | 0 | 0 | 0 | 0 | 0 | 0 | 0 | 0 | 0 | 0 | 0 | 0 | 0 | 138.4768 | 128.9106 | 82.1969 | 43.2726 | 42.5935 | -26.8668 | -0.53765 | 0
0.6666666666666675107February | Resource 1 | Sublap 1 | 16:00 | 5 | 107 | February | 11000 | 0 | 0 | 0 | 0 | 0 | 0 | 0 | 0 | 0 | 0 | 0 | 0 | 0 | 0 | 0 | 0 | 13.8477 | 12.8911 | 8.2197 | 4.3273 | 4.2593 | -2.6867 | -0.053765 | 0 | 0 | 0 | 0 | 0 | 0 | 0 | 0 | 0 | 0 | 0 | 0 | 0 | 0 | 0 | 0 | 0 | 152.3245 | 141.8017 | 90.4166 | 47.5999 | 46.8528 | -29.5535 | -0.59141 | 0
0.6666666666666675107March | Resource 1 | Sublap 1 | 16:00 | 5 | 107 | March | 12000 | 0 | 0 | 0 | 0 | 0 | 0 | 0 | 0 | 0 | 0 | 0 | 0 | 0 | 0 | 0 | 0 | 13.8477 | 12.8911 | 8.2197 | 4.3273 | 4.2593 | -2.6867 | -0.053765 | 0 | 0 | 0 | 0 | 0 | 0 | 0 | 0 | 0 | 0 | 0 | 0 | 0 | 0 | 0 | 0 | 0 | 166.1722 | 154.6928 | 98.6363 | 51.9272 | 51.1122 | -32.2401 | -0.64517 | 0
0.6666666666666675107April | Resource 1 | Sublap 1 | 16:00 | 5 | 107 | April | 13000 | 0 | 0 | 0 | 0 | 0 | 0 | 0 | 0 | 0 | 0 | 0 | 0 | 0 | 0 | 0 | 0 | 13.8477 | 12.8911 | 8.2197 | 4.3273 | 4.2593 | -2.6867 | -0.053765 | 0 | 0 | 0 | 0 | 0 | 0 | 0 | 0 | 0 | 0 | 0 | 0 | 0 | 0 | 0 | 0 | 0 | 180.0199 | 167.5838 | 106.856 | 56.2544 | 55.3715 | -34.9268 | -0.69894 | 0
0.6666666666666675107May | Resource 1 | Sublap 1 | 16:00 | 5 | 107 | May | 14000 | 0 | 0 | 0 | 0 | 0 | 0 | 0 | 0 | 0 | 0 | 0 | 0 | 0 | 0 | 0 | 0 | 13.8477 | 12.8911 | 8.2197 | 4.3273 | 4.2593 | -2.6867 | -0.053765 | 0 | 0 | 0 | 0 | 0 | 0 | 0 | 0 | 0 | 0 | 0 | 0 | 0 | 0 | 0 | 0 | 0 | 193.8676 | 180.4749 | 115.0757 | 60.5817 | 59.6309 | -37.6135 | -0.7527 | 0
0.6666666666666675107June | Resource 1 | Sublap 1 | 16:00 | 5 | 107 | June | 15000 | 0 | 0 | 0 | 0 | 0 | 0 | 0 | 0 | 0 | 0 | 0 | 0 | 0 | 0 | 0 | 0 | 13.8477 | 12.8911 | 8.2197 | 4.3273 | 4.2593 | -2.6867 | -0.053765 | 0 | 0 | 0 | 0 | 0 | 0 | 0 | 0 | 0 | 0 | 0 | 0 | 0 | 0 | 0 | 0 | 0 | 207.7153 | 193.366 | 123.2953 | 64.909 | 63.8902 | -40.3002 | -0.80647 | 0
0.6666666666666675107July | Resource 1 | Sublap 1 | 16:00 | 5 | 107 | July | 16000 | 0 | 0 | 0 | 0 | 0 | 0 | 0 | 0 | 0 | 0 | 0 | 0 | 0 | 0 | 0 | 0 | 13.8477 | 12.8911 | 8.2197 | 4.3273 | 4.2593 | -2.6867 | -0.053765 | 0 | 0 | 0 | 0 | 0 | 0 | 0 | 0 | 0 | 0 | 0 | 0 | 0 | 0 | 0 | 0 | 0 | 221.5629 | 206.257 | 131.515 | 69.2362 | 68.1496 | -42.9869 | -0.86023 | 0
0.6666666666666675107August | Resource 1 | Sublap 1 | 16:00 | 5 | 107 | August | 17000 | 0 | 0 | 0 | 0 | 0 | 0 | 0 | 0 | 0 | 0 | 0 | 0 | 0 | 0 | 0 | 0 | 13.8477 | 12.8911 | 8.2197 | 4.3273 | 4.2593 | -2.6867 | -0.053765 | 0 | 0 | 0 | 0 | 0 | 0 | 0 | 0 | 0 | 0 | 0 | 0 | 0 | 0 | 0 | 0 | 0 | 235.4106 | 219.1481 | 139.7347 | 73.5635 | 72.4089 | -45.6735 | -0.914 | 0
0.6666666666666675107September | Resource 1 | Sublap 1 | 16:00 | 5 | 107 | September | 18000 | 0 | 0 | 0 | 0 | 0 | 0 | 0 | 0 | 0 | 0 | 0 | 0 | 0 | 0 | 0 | 0 | 13.8477 | 12.8911 | 8.2197 | 4.3273 | 4.2593 | -2.6867 | -0.053765 | 0 | 0 | 0 | 0 | 0 | 0 | 0 | 0 | 0 | 0 | 0 | 0 | 0 | 0 | 0 | 0 | 0 | 249.2583 | 232.0392 | 147.9544 | 77.8907 | 76.6683 | -48.3602 | -0.96776 | 0
0.6666666666666675107October | Resource 1 | Sublap 1 | 16:00 | 5 | 107 | October | 19000 | 0 | 0 | 0 | 0 | 0 | 0 | 0 | 0 | 0 | 0 | 0 | 0 | 0 | 0 | 0 | 0 | 13.8477 | 12.8911 | 8.2197 | 4.3273 | 4.2593 | -2.6867 | -0.053765 | 0 | 0 | 0 | 0 | 0 | 0 | 0 | 0 | 0 | 0 | 0 | 0 | 0 | 0 | 0 | 0 | 0 | 263.106 | 244.9302 | 156.1741 | 82.218 | 80.9276 | -51.0469 | -1.0215 | 0
0.6666666666666675107November | Resource 1 | Sublap 1 | 16:00 | 5 | 107 | November | 20000 | 0 | 0 | 0 | 0 | 0 | 0 | 0 | 0 | 0 | 0 | 0 | 0 | 0 | 0 | 0 | 0 | 13.8477 | 12.8911 | 8.2197 | 4.3273 | 4.2593 | -2.6867 | -0.053765 | 0 | 0 | 0 | 0 | 0 | 0 | 0 | 0 | 0 | 0 | 0 | 0 | 0 | 0 | 0 | 0 | 0 | 276.9537 | 257.8213 | 164.3938 | 86.5453 | 85.187 | -53.7336 | -1.0753 | 0
0.6666666666666675107December | Resource 1 | Sublap 1 | 16:00 | 5 | 107 | December | 21000 | 0 | 0 | 0 | 0 | 0 | 0 | 0 | 0 | 0 | 0 | 0 | 0 | 0 | 0 | 0 | 0 | 13.8477 | 12.8911 | 8.2197 | 4.3273 | 4.2593 | -2.6867 | -0.053765 | 0 | 0 | 0 | 0 | 0 | 0 | 0 | 0 | 0 | 0 | 0 | 0 | 0 | 0 | 0 | 0 | 0 | 290.8014 | 270.7124 | 172.6135 | 90.8725 | 89.4463 | -56.4203 | -1.1291 | 0
0.666666666666667671January | Resource 1 | Sublap 1 | 16:00 | 6 | 71 | January | 10000 | 0 | 0 | 0 | 0 | 0 | 0 | 0 | 0 | 0 | 0 | 0 | 0 | 0 | 0 | 0 | 0 | 0 | 0 | 0 | 0 | 0 | 0 | 0 | 0 | 0 | 0 | 0 | 0 | 0 | 0 | 0 | 0 | 0 | 0 | 0 | 0 | 0 | 0 | 0 | 0 | 0 | 0 | 0 | 0 | 0 | 0 | 0 | 0
0.666666666666667671February | Resource 1 | Sublap 1 | 16:00 | 6 | 71 | February | 11000 | 0 | 0 | 0 | 0 | 0 | 0 | 0 | 0 | 0 | 0 | 0 | 0 | 0 | 0 | 0 | 0 | 0 | 0 | 0 | 0 | 0 | 0 | 0 | 0 | 0 | 0 | 0 | 0 | 0 | 0 | 0 | 0 | 0 | 0 | 0 | 0 | 0 | 0 | 0 | 0 | 0 | 0 | 0 | 0 | 0 | 0 | 0 | 0
0.666666666666667671March | Resource 1 | Sublap 1 | 16:00 | 6 | 71 | March | 12000 | 0 | 0 | 0 | 0 | 0 | 0 | 0 | 0 | 0 | 0 | 0 | 0 | 0 | 0 | 0 | 0 | 0 | 0 | 0 | 0 | 0 | 0 | 0 | 0 | 0 | 0 | 0 | 0 | 0 | 0 | 0 | 0 | 0 | 0 | 0 | 0 | 0 | 0 | 0 | 0 | 0 | 0 | 0 | 0 | 0 | 0 | 0 | 0
0.666666666666667671April | Resource 1 | Sublap 1 | 16:00 | 6 | 71 | April | 13000 | 0 | 0 | 0 | 0 | 0 | 0 | 0 | 0 | 0 | 0 | 0 | 0 | 0 | 0 | 0 | 0 | 0 | 0 | 0 | 0 | 0 | 0 | 0 | 0 | 0 | 0 | 0 | 0 | 0 | 0 | 0 | 0 | 0 | 0 | 0 | 0 | 0 | 0 | 0 | 0 | 0 | 0 | 0 | 0 | 0 | 0 | 0 | 0
0.666666666666667671May | Resource 1 | Sublap 1 | 16:00 | 6 | 71 | May | 14000 | 0 | 0 | 0 | 0 | 0 | 0 | 0 | 0 | 0 | 0 | 0 | 0 | 0 | 0 | 0 | 0 | 0 | 0 | 0 | 0 | 0 | 0 | 0 | 0 | 0 | 0 | 0 | 0 | 0 | 0 | 0 | 0 | 0 | 0 | 0 | 0 | 0 | 0 | 0 | 0 | 0 | 0 | 0 | 0 | 0 | 0 | 0 | 0
0.666666666666667671June | Resource 1 | Sublap 1 | 16:00 | 6 | 71 | June | 15000 | 0 | 0 | 0 | 0 | 0 | 0 | 0 | 0 | 0 | 0 | 0 | 0 | 0 | 0 | 0 | 0 | 0 | 0 | 0 | 0 | 0 | 0 | 0 | 0 | 0 | 0 | 0 | 0 | 0 | 0 | 0 | 0 | 0 | 0 | 0 | 0 | 0 | 0 | 0 | 0 | 0 | 0 | 0 | 0 | 0 | 0 | 0 | 0
0.666666666666667671July | Resource 1 | Sublap 1 | 16:00 | 6 | 71 | July | 16000 | 0 | 0 | 0 | 0 | 0 | 0 | 0 | 0 | 0 | 0 | 0 | 0 | 0 | 0 | 0 | 0 | 0 | 0 | 0 | 0 | 0 | 0 | 0 | 0 | 0 | 0 | 0 | 0 | 0 | 0 | 0 | 0 | 0 | 0 | 0 | 0 | 0 | 0 | 0 | 0 | 0 | 0 | 0 | 0 | 0 | 0 | 0 | 0
0.666666666666667671August | Resource 1 | Sublap 1 | 16:00 | 6 | 71 | August | 17000 | 0 | 0 | 0 | 0 | 0 | 0 | 0 | 0 | 0 | 0 | 0 | 0 | 0 | 0 | 0 | 0 | 0 | 0 | 0 | 0 | 0 | 0 | 0 | 0 | 0 | 0 | 0 | 0 | 0 | 0 | 0 | 0 | 0 | 0 | 0 | 0 | 0 | 0 | 0 | 0 | 0 | 0 | 0 | 0 | 0 | 0 | 0 | 0
0.666666666666667671September | Resource 1 | Sublap 1 | 16:00 | 6 | 71 | September | 18000 | 0 | 0 | 0 | 0 | 0 | 0 | 0 | 0 | 0 | 0 | 0 | 0 | 0 | 0 | 0 | 0 | 0 | 0 | 0 | 0 | 0 | 0 | 0 | 0 | 0 | 0 | 0 | 0 | 0 | 0 | 0 | 0 | 0 | 0 | 0 | 0 | 0 | 0 | 0 | 0 | 0 | 0 | 0 | 0 | 0 | 0 | 0 | 0
0.666666666666667671October | Resource 1 | Sublap 1 | 16:00 | 6 | 71 | October | 19000 | 0 | 0 | 0 | 0 | 0 | 0 | 0 | 0 | 0 | 0 | 0 | 0 | 0 | 0 | 0 | 0 | 0 | 0 | 0 | 0 | 0 | 0 | 0 | 0 | 0 | 0 | 0 | 0 | 0 | 0 | 0 | 0 | 0 | 0 | 0 | 0 | 0 | 0 | 0 | 0 | 0 | 0 | 0 | 0 | 0 | 0 | 0 | 0
0.666666666666667671November | Resource 1 | Sublap 1 | 16:00 | 6 | 71 | November | 20000 | 0 | 0 | 0 | 0 | 0 | 0 | 0 | 0 | 0 | 0 | 0 | 0 | 0 | 0 | 0 | 0 | 0 | 0 | 0 | 0 | 0 | 0 | 0 | 0 | 0 | 0 | 0 | 0 | 0 | 0 | 0 | 0 | 0 | 0 | 0 | 0 | 0 | 0 | 0 | 0 | 0 | 0 | 0 | 0 | 0 | 0 | 0 | 0
0.666666666666667671December | Resource 1 | Sublap 1 | 16:00 | 6 | 71 | December | 21000 | 0 | 0 | 0 | 0 | 0 | 0 | 0 | 0 | 0 | 0 | 0 | 0 | 0 | 0 | 0 | 0 | 0 | 0 | 0 | 0 | 0 | 0 | 0 | 0 | 0 | 0 | 0 | 0 | 0 | 0 | 0 | 0 | 0 | 0 | 0 | 0 | 0 | 0 | 0 | 0 | 0 | 0 | 0 | 0 | 0 | 0 | 0 | 0
0.666666666666667672January | Resource 1 | Sublap 1 | 16:00 | 6 | 72 | January | 10000 | 0 | 0 | 0 | 0 | 0 | 0 | 0 | 0 | 0 | 0 | 0 | 0 | 0 | 0 | 0 | 0 | 0 | 0 | 0 | 0 | 0 | 0 | 0 | 0 | 0 | 0 | 0 | 0 | 0 | 0 | 0 | 0 | 0 | 0 | 0 | 0 | 0 | 0 | 0 | 0 | 0 | 0 | 0 | 0 | 0 | 0 | 0 | 0
0.666666666666667672February | Resource 1 | Sublap 1 | 16:00 | 6 | 72 | February | 11000 | 0 | 0 | 0 | 0 | 0 | 0 | 0 | 0 | 0 | 0 | 0 | 0 | 0 | 0 | 0 | 0 | 0 | 0 | 0 | 0 | 0 | 0 | 0 | 0 | 0 | 0 | 0 | 0 | 0 | 0 | 0 | 0 | 0 | 0 | 0 | 0 | 0 | 0 | 0 | 0 | 0 | 0 | 0 | 0 | 0 | 0 | 0 | 0
0.666666666666667672March | Resource 1 | Sublap 1 | 16:00 | 6 | 72 | March | 12000 | 0 | 0 | 0 | 0 | 0 | 0 | 0 | 0 | 0 | 0 | 0 | 0 | 0 | 0 | 0 | 0 | 0 | 0 | 0 | 0 | 0 | 0 | 0 | 0 | 0 | 0 | 0 | 0 | 0 | 0 | 0 | 0 | 0 | 0 | 0 | 0 | 0 | 0 | 0 | 0 | 0 | 0 | 0 | 0 | 0 | 0 | 0 | 0
0.666666666666667672April | Resource 1 | Sublap 1 | 16:00 | 6 | 72 | April | 13000 | 0 | 0 | 0 | 0 | 0 | 0 | 0 | 0 | 0 | 0 | 0 | 0 | 0 | 0 | 0 | 0 | 0 | 0 | 0 | 0 | 0 | 0 | 0 | 0 | 0 | 0 | 0 | 0 | 0 | 0 | 0 | 0 | 0 | 0 | 0 | 0 | 0 | 0 | 0 | 0 | 0 | 0 | 0 | 0 | 0 | 0 | 0 | 0
0.666666666666667672May | Resource 1 | Sublap 1 | 16:00 | 6 | 72 | May | 14000 | 0 | 0 | 0 | 0 | 0 | 0 | 0 | 0 | 0 | 0 | 0 | 0 | 0 | 0 | 0 | 0 | 0 | 0 | 0 | 0 | 0 | 0 | 0 | 0 | 0 | 0 | 0 | 0 | 0 | 0 | 0 | 0 | 0 | 0 | 0 | 0 | 0 | 0 | 0 | 0 | 0 | 0 | 0 | 0 | 0 | 0 | 0 | 0
0.666666666666667672June | Resource 1 | Sublap 1 | 16:00 | 6 | 72 | June | 15000 | 0 | 0 | 0 | 0 | 0 | 0 | 0 | 0 | 0 | 0 | 0 | 0 | 0 | 0 | 0 | 0 | 0 | 0 | 0 | 0 | 0 | 0 | 0 | 0 | 0 | 0 | 0 | 0 | 0 | 0 | 0 | 0 | 0 | 0 | 0 | 0 | 0 | 0 | 0 | 0 | 0 | 0 | 0 | 0 | 0 | 0 | 0 | 0
0.666666666666667672July | Resource 1 | Sublap 1 | 16:00 | 6 | 72 | July | 16000 | 0 | 0 | 0 | 0 | 0 | 0 | 0 | 0 | 0 | 0 | 0 | 0 | 0 | 0 | 0 | 0 | 0 | 0 | 0 | 0 | 0 | 0 | 0 | 0 | 0 | 0 | 0 | 0 | 0 | 0 | 0 | 0 | 0 | 0 | 0 | 0 | 0 | 0 | 0 | 0 | 0 | 0 | 0 | 0 | 0 | 0 | 0 | 0
0.666666666666667672August | Resource 1 | Sublap 1 | 16:00 | 6 | 72 | August | 17000 | 0 | 0 | 0 | 0 | 0 | 0 | 0 | 0 | 0 | 0 | 0 | 0 | 0 | 0 | 0 | 0 | 0 | 0 | 0 | 0 | 0 | 0 | 0 | 0 | 0 | 0 | 0 | 0 | 0 | 0 | 0 | 0 | 0 | 0 | 0 | 0 | 0 | 0 | 0 | 0 | 0 | 0 | 0 | 0 | 0 | 0 | 0 | 0
0.666666666666667672September | Resource 1 | Sublap 1 | 16:00 | 6 | 72 | September | 18000 | 0 | 0 | 0 | 0 | 0 | 0 | 0 | 0 | 0 | 0 | 0 | 0 | 0 | 0 | 0 | 0 | 0 | 0 | 0 | 0 | 0 | 0 | 0 | 0 | 0 | 0 | 0 | 0 | 0 | 0 | 0 | 0 | 0 | 0 | 0 | 0 | 0 | 0 | 0 | 0 | 0 | 0 | 0 | 0 | 0 | 0 | 0 | 0
0.666666666666667672October | Resource 1 | Sublap 1 | 16:00 | 6 | 72 | October | 19000 | 0 | 0 | 0 | 0 | 0 | 0 | 0 | 0 | 0 | 0 | 0 | 0 | 0 | 0 | 0 | 0 | 0 | 0 | 0 | 0 | 0 | 0 | 0 | 0 | 0 | 0 | 0 | 0 | 0 | 0 | 0 | 0 | 0 | 0 | 0 | 0 | 0 | 0 | 0 | 0 | 0 | 0 | 0 | 0 | 0 | 0 | 0 | 0
0.666666666666667672November | Resource 1 | Sublap 1 | 16:00 | 6 | 72 | November | 20000 | 0 | 0 | 0 | 0 | 0 | 0 | 0 | 0 | 0 | 0 | 0 | 0 | 0 | 0 | 0 | 0 | 0 | 0 | 0 | 0 | 0 | 0 | 0 | 0 | 0 | 0 | 0 | 0 | 0 | 0 | 0 | 0 | 0 | 0 | 0 | 0 | 0 | 0 | 0 | 0 | 0 | 0 | 0 | 0 | 0 | 0 | 0 | 0
0.666666666666667672December | Resource 1 | Sublap 1 | 16:00 | 6 | 72 | December | 21000 | 0 | 0 | 0 | 0 | 0 | 0 | 0 | 0 | 0 | 0 | 0 | 0 | 0 | 0 | 0 | 0 | 0 | 0 | 0 | 0 | 0 | 0 | 0 | 0 | 0 | 0 | 0 | 0 | 0 | 0 | 0 | 0 | 0 | 0 | 0 | 0 | 0 | 0 | 0 | 0 | 0 | 0 | 0 | 0 | 0 | 0 | 0 | 0
0.666666666666667673January | Resource 1 | Sublap 1 | 16:00 | 6 | 73 | January | 10000 | 0 | 0 | 0 | 0 | 0 | 0 | 0 | 0 | 0 | 0 | 0 | 0 | 0 | 0 | 0 | 0 | 0 | 0 | 0 | 0 | 0 | 0 | 0 | 0 | 0 | 0 | 0 | 0 | 0 | 0 | 0 | 0 | 0 | 0 | 0 | 0 | 0 | 0 | 0 | 0 | 0 | 0 | 0 | 0 | 0 | 0 | 0 | 0
0.666666666666667673February | Resource 1 | Sublap 1 | 16:00 | 6 | 73 | February | 11000 | 0 | 0 | 0 | 0 | 0 | 0 | 0 | 0 | 0 | 0 | 0 | 0 | 0 | 0 | 0 | 0 | 0 | 0 | 0 | 0 | 0 | 0 | 0 | 0 | 0 | 0 | 0 | 0 | 0 | 0 | 0 | 0 | 0 | 0 | 0 | 0 | 0 | 0 | 0 | 0 | 0 | 0 | 0 | 0 | 0 | 0 | 0 | 0
0.666666666666667673March | Resource 1 | Sublap 1 | 16:00 | 6 | 73 | March | 12000 | 0 | 0 | 0 | 0 | 0 | 0 | 0 | 0 | 0 | 0 | 0 | 0 | 0 | 0 | 0 | 0 | 0 | 0 | 0 | 0 | 0 | 0 | 0 | 0 | 0 | 0 | 0 | 0 | 0 | 0 | 0 | 0 | 0 | 0 | 0 | 0 | 0 | 0 | 0 | 0 | 0 | 0 | 0 | 0 | 0 | 0 | 0 | 0
0.666666666666667673April | Resource 1 | Sublap 1 | 16:00 | 6 | 73 | April | 13000 | 0 | 0 | 0 | 0 | 0 | 0 | 0 | 0 | 0 | 0 | 0 | 0 | 0 | 0 | 0 | 0 | 0 | 0 | 0 | 0 | 0 | 0 | 0 | 0 | 0 | 0 | 0 | 0 | 0 | 0 | 0 | 0 | 0 | 0 | 0 | 0 | 0 | 0 | 0 | 0 | 0 | 0 | 0 | 0 | 0 | 0 | 0 | 0
0.666666666666667673May | Resource 1 | Sublap 1 | 16:00 | 6 | 73 | May | 14000 | 0 | 0 | 0 | 0 | 0 | 0 | 0 | 0 | 0 | 0 | 0 | 0 | 0 | 0 | 0 | 0 | 0 | 0 | 0 | 0 | 0 | 0 | 0 | 0 | 0 | 0 | 0 | 0 | 0 | 0 | 0 | 0 | 0 | 0 | 0 | 0 | 0 | 0 | 0 | 0 | 0 | 0 | 0 | 0 | 0 | 0 | 0 | 0
0.666666666666667673June | Resource 1 | Sublap 1 | 16:00 | 6 | 73 | June | 15000 | 0 | 0 | 0 | 0 | 0 | 0 | 0 | 0 | 0 | 0 | 0 | 0 | 0 | 0 | 0 | 0 | 0 | 0 | 0 | 0 | 0 | 0 | 0 | 0 | 0 | 0 | 0 | 0 | 0 | 0 | 0 | 0 | 0 | 0 | 0 | 0 | 0 | 0 | 0 | 0 | 0 | 0 | 0 | 0 | 0 | 0 | 0 | 0
0.666666666666667673July | Resource 1 | Sublap 1 | 16:00 | 6 | 73 | July | 16000 | 0 | 0 | 0 | 0 | 0 | 0 | 0 | 0 | 0 | 0 | 0 | 0 | 0 | 0 | 0 | 0 | 0 | 0 | 0 | 0 | 0 | 0 | 0 | 0 | 0 | 0 | 0 | 0 | 0 | 0 | 0 | 0 | 0 | 0 | 0 | 0 | 0 | 0 | 0 | 0 | 0 | 0 | 0 | 0 | 0 | 0 | 0 | 0
0.666666666666667673August | Resource 1 | Sublap 1 | 16:00 | 6 | 73 | August | 17000 | 0 | 0 | 0 | 0 | 0 | 0 | 0 | 0 | 0 | 0 | 0 | 0 | 0 | 0 | 0 | 0 | 0 | 0 | 0 | 0 | 0 | 0 | 0 | 0 | 0 | 0 | 0 | 0 | 0 | 0 | 0 | 0 | 0 | 0 | 0 | 0 | 0 | 0 | 0 | 0 | 0 | 0 | 0 | 0 | 0 | 0 | 0 | 0
0.666666666666667673September | Resource 1 | Sublap 1 | 16:00 | 6 | 73 | September | 18000 | 0 | 0 | 0 | 0 | 0 | 0 | 0 | 0 | 0 | 0 | 0 | 0 | 0 | 0 | 0 | 0 | 0 | 0 | 0 | 0 | 0 | 0 | 0 | 0 | 0 | 0 | 0 | 0 | 0 | 0 | 0 | 0 | 0 | 0 | 0 | 0 | 0 | 0 | 0 | 0 | 0 | 0 | 0 | 0 | 0 | 0 | 0 | 0
0.666666666666667673October | Resource 1 | Sublap 1 | 16:00 | 6 | 73 | October | 19000 | 0 | 0 | 0 | 0 | 0 | 0 | 0 | 0 | 0 | 0 | 0 | 0 | 0 | 0 | 0 | 0 | 0 | 0 | 0 | 0 | 0 | 0 | 0 | 0 | 0 | 0 | 0 | 0 | 0 | 0 | 0 | 0 | 0 | 0 | 0 | 0 | 0 | 0 | 0 | 0 | 0 | 0 | 0 | 0 | 0 | 0 | 0 | 0
0.666666666666667673November | Resource 1 | Sublap 1 | 16:00 | 6 | 73 | November | 20000 | 0 | 0 | 0 | 0 | 0 | 0 | 0 | 0 | 0 | 0 | 0 | 0 | 0 | 0 | 0 | 0 | 0 | 0 | 0 | 0 | 0 | 0 | 0 | 0 | 0 | 0 | 0 | 0 | 0 | 0 | 0 | 0 | 0 | 0 | 0 | 0 | 0 | 0 | 0 | 0 | 0 | 0 | 0 | 0 | 0 | 0 | 0 | 0
0.666666666666667673December | Resource 1 | Sublap 1 | 16:00 | 6 | 73 | December | 21000 | 0 | 0 | 0 | 0 | 0 | 0 | 0 | 0 | 0 | 0 | 0 | 0 | 0 | 0 | 0 | 0 | 0 | 0 | 0 | 0 | 0 | 0 | 0 | 0 | 0 | 0 | 0 | 0 | 0 | 0 | 0 | 0 | 0 | 0 | 0 | 0 | 0 | 0 | 0 | 0 | 0 | 0 | 0 | 0 | 0 | 0 | 0 | 0
0.666666666666667674January | Resource 1 | Sublap 1 | 16:00 | 6 | 74 | January | 10000 | 0 | 0 | 0 | 0 | 0 | 0 | 0 | 0 | 0 | 0 | 0 | 0 | 0 | 0 | 0 | 0 | 0.30557 | 0.2555 | 0.18377 | 0.11504 | 0.075645 | 0.042694 | -0.12642 | -0.00236 | 0 | 0 | 0 | 0 | 0 | 0 | 0 | 0 | 0 | 0 | 0 | 0 | 0 | 0 | 0 | 0 | 3.0557 | 2.555 | 1.8377 | 1.1504 | 0.75645 | 0.42694 | -1.2642 | -0.0236
0.666666666666667674February | Resource 1 | Sublap 1 | 16:00 | 6 | 74 | February | 11000 | 0 | 0 | 0 | 0 | 0 | 0 | 0 | 0 | 0 | 0 | 0 | 0 | 0 | 0 | 0 | 0 | 0.30557 | 0.2555 | 0.18377 | 0.11504 | 0.075645 | 0.042694 | -0.12642 | -0.00236 | 0 | 0 | 0 | 0 | 0 | 0 | 0 | 0 | 0 | 0 | 0 | 0 | 0 | 0 | 0 | 0 | 3.3613 | 2.8105 | 2.0215 | 1.2655 | 0.8321 | 0.46964 | -1.3906 | -0.02596
0.666666666666667674March | Resource 1 | Sublap 1 | 16:00 | 6 | 74 | March | 12000 | 0 | 0 | 0 | 0 | 0 | 0 | 0 | 0 | 0 | 0 | 0 | 0 | 0 | 0 | 0 | 0 | 0.30557 | 0.2555 | 0.18377 | 0.11504 | 0.075645 | 0.042694 | -0.12642 | -0.00236 | 0 | 0 | 0 | 0 | 0 | 0 | 0 | 0 | 0 | 0 | 0 | 0 | 0 | 0 | 0 | 0 | 3.6669 | 3.066 | 2.2052 | 1.3805 | 0.90774 | 0.51233 | -1.517 | -0.02832
0.666666666666667674April | Resource 1 | Sublap 1 | 16:00 | 6 | 74 | April | 13000 | 0 | 0 | 0 | 0 | 0 | 0 | 0 | 0 | 0 | 0 | 0 | 0 | 0 | 0 | 0 | 0 | 0.30557 | 0.2555 | 0.18377 | 0.11504 | 0.075645 | 0.042694 | -0.12642 | -0.00236 | 0 | 0 | 0 | 0 | 0 | 0 | 0 | 0 | 0 | 0 | 0 | 0 | 0 | 0 | 0 | 0 | 3.9724 | 3.3215 | 2.389 | 1.4956 | 0.98339 | 0.55503 | -1.6434 | -0.030679
0.666666666666667674May | Resource 1 | Sublap 1 | 16:00 | 6 | 74 | May | 14000 | 0 | 0 | 0 | 0 | 0 | 0 | 0 | 0 | 0 | 0 | 0 | 0 | 0 | 0 | 0 | 0 | 0.30557 | 0.2555 | 0.18377 | 0.11504 | 0.075645 | 0.042694 | -0.12642 | -0.00236 | 0 | 0 | 0 | 0 | 0 | 0 | 0 | 0 | 0 | 0 | 0 | 0 | 0 | 0 | 0 | 0 | 4.278 | 3.577 | 2.5728 | 1.6106 | 1.059 | 0.59772 | -1.7698 | -0.033039
0.666666666666667674June | Resource 1 | Sublap 1 | 16:00 | 6 | 74 | June | 15000 | 0 | 0 | 0 | 0 | 0 | 0 | 0 | 0 | 0 | 0 | 0 | 0 | 0 | 0 | 0 | 0 | 0.30557 | 0.2555 | 0.18377 | 0.11504 | 0.075645 | 0.042694 | -0.12642 | -0.00236 | 0 | 0 | 0 | 0 | 0 | 0 | 0 | 0 | 0 | 0 | 0 | 0 | 0 | 0 | 0 | 0 | 4.5836 | 3.8326 | 2.7566 | 1.7257 | 1.1347 | 0.64041 | -1.8962 | -0.0354
0.666666666666667674July | Resource 1 | Sublap 1 | 16:00 | 6 | 74 | July | 16000 | 0 | 0 | 0 | 0 | 0 | 0 | 0 | 0 | 0 | 0 | 0 | 0 | 0 | 0 | 0 | 0 | 0.30557 | 0.2555 | 0.18377 | 0.11504 | 0.075645 | 0.042694 | -0.12642 | -0.00236 | 0 | 0 | 0 | 0 | 0 | 0 | 0 | 0 | 0 | 0 | 0 | 0 | 0 | 0 | 0 | 0 | 4.8892 | 4.0881 | 2.9403 | 1.8407 | 1.2103 | 0.68311 | -2.0226 | -0.037759
0.666666666666667674August | Resource 1 | Sublap 1 | 16:00 | 6 | 74 | August | 17000 | 0 | 0 | 0 | 0 | 0 | 0 | 0 | 0 | 0 | 0 | 0 | 0 | 0 | 0 | 0 | 0 | 0.30557 | 0.2555 | 0.18377 | 0.11504 | 0.075645 | 0.042694 | -0.12642 | -0.00236 | 0 | 0 | 0 | 0 | 0 | 0 | 0 | 0 | 0 | 0 | 0 | 0 | 0 | 0 | 0 | 0 | 5.1947 | 4.3436 | 3.1241 | 1.9558 | 1.286 | 0.7258 | -2.1491 | -0.040119
0.666666666666667674September | Resource 1 | Sublap 1 | 16:00 | 6 | 74 | September | 18000 | 0 | 0 | 0 | 0 | 0 | 0 | 0 | 0 | 0 | 0 | 0 | 0 | 0 | 0 | 0 | 0 | 0.30557 | 0.2555 | 0.18377 | 0.11504 | 0.075645 | 0.042694 | -0.12642 | -0.00236 | 0 | 0 | 0 | 0 | 0 | 0 | 0 | 0 | 0 | 0 | 0 | 0 | 0 | 0 | 0 | 0 | 5.5003 | 4.5991 | 3.3079 | 2.0708 | 1.3616 | 0.7685 | -2.2755 | -0.042479
0.666666666666667674October | Resource 1 | Sublap 1 | 16:00 | 6 | 74 | October | 19000 | 0 | 0 | 0 | 0 | 0 | 0 | 0 | 0 | 0 | 0 | 0 | 0 | 0 | 0 | 0 | 0 | 0.30557 | 0.2555 | 0.18377 | 0.11504 | 0.075645 | 0.042694 | -0.12642 | -0.00236 | 0 | 0 | 0 | 0 | 0 | 0 | 0 | 0 | 0 | 0 | 0 | 0 | 0 | 0 | 0 | 0 | 5.8059 | 4.8546 | 3.4916 | 2.1858 | 1.4373 | 0.81119 | -2.4019 | -0.044839
0.666666666666667674November | Resource 1 | Sublap 1 | 16:00 | 6 | 74 | November | 20000 | 0 | 0 | 0 | 0 | 0 | 0 | 0 | 0 | 0 | 0 | 0 | 0 | 0 | 0 | 0 | 0 | 0.30557 | 0.2555 | 0.18377 | 0.11504 | 0.075645 | 0.042694 | -0.12642 | -0.00236 | 0 | 0 | 0 | 0 | 0 | 0 | 0 | 0 | 0 | 0 | 0 | 0 | 0 | 0 | 0 | 0 | 6.1115 | 5.1101 | 3.6754 | 2.3009 | 1.5129 | 0.85389 | -2.5283 | -0.047199
0.666666666666667674December | Resource 1 | Sublap 1 | 16:00 | 6 | 74 | December | 21000 | 0 | 0 | 0 | 0 | 0 | 0 | 0 | 0 | 0 | 0 | 0 | 0 | 0 | 0 | 0 | 0 | 0.30557 | 0.2555 | 0.18377 | 0.11504 | 0.075645 | 0.042694 | -0.12642 | -0.00236 | 0 | 0 | 0 | 0 | 0 | 0 | 0 | 0 | 0 | 0 | 0 | 0 | 0 | 0 | 0 | 0 | 6.417 | 5.3656 | 3.8592 | 2.4159 | 1.5886 | 0.89658 | -2.6547 | -0.049559
0.666666666666667675January | Resource 1 | Sublap 1 | 16:00 | 6 | 75 | January | 10000 | 0 | 0 | 0 | 0 | 0 | 0 | 0 | 0 | 0 | 0 | 0 | 0 | 0 | 0 | 0 | 0 | 0.17239 | 0.14415 | 0.10368 | 0.064904 | 0.042677 | 0.024087 | -0.07132 | -0.0013314 | 0 | 0 | 0 | 0 | 0 | 0 | 0 | 0 | 0 | 0 | 0 | 0 | 0 | 0 | 0 | 0 | 1.7239 | 1.4415 | 1.0368 | 0.64904 | 0.42677 | 0.24087 | -0.7132 | -0.013314
0.666666666666667675February | Resource 1 | Sublap 1 | 16:00 | 6 | 75 | February | 11000 | 0 | 0 | 0 | 0 | 0 | 0 | 0 | 0 | 0 | 0 | 0 | 0 | 0 | 0 | 0 | 0 | 0.17239 | 0.14415 | 0.10368 | 0.064904 | 0.042677 | 0.024087 | -0.07132 | -0.0013314 | 0 | 0 | 0 | 0 | 0 | 0 | 0 | 0 | 0 | 0 | 0 | 0 | 0 | 0 | 0 | 0 | 1.8963 | 1.5856 | 1.1405 | 0.71395 | 0.46944 | 0.26495 | -0.78452 | -0.014646
0.666666666666667675March | Resource 1 | Sublap 1 | 16:00 | 6 | 75 | March | 12000 | 0 | 0 | 0 | 0 | 0 | 0 | 0 | 0 | 0 | 0 | 0 | 0 | 0 | 0 | 0 | 0 | 0.17239 | 0.14415 | 0.10368 | 0.064904 | 0.042677 | 0.024087 | -0.07132 | -0.0013314 | 0 | 0 | 0 | 0 | 0 | 0 | 0 | 0 | 0 | 0 | 0 | 0 | 0 | 0 | 0 | 0 | 2.0687 | 1.7298 | 1.2441 | 0.77885 | 0.51212 | 0.28904 | -0.85583 | -0.015977
0.666666666666667675April | Resource 1 | Sublap 1 | 16:00 | 6 | 75 | April | 13000 | 0 | 0 | 0 | 0 | 0 | 0 | 0 | 0 | 0 | 0 | 0 | 0 | 0 | 0 | 0 | 0 | 0.17239 | 0.14415 | 0.10368 | 0.064904 | 0.042677 | 0.024087 | -0.07132 | -0.0013314 | 0 | 0 | 0 | 0 | 0 | 0 | 0 | 0 | 0 | 0 | 0 | 0 | 0 | 0 | 0 | 0 | 2.2411 | 1.8739 | 1.3478 | 0.84376 | 0.5548 | 0.31313 | -0.92715 | -0.017308
0.666666666666667675May | Resource 1 | Sublap 1 | 16:00 | 6 | 75 | May | 14000 | 0 | 0 | 0 | 0 | 0 | 0 | 0 | 0 | 0 | 0 | 0 | 0 | 0 | 0 | 0 | 0 | 0.17239 | 0.14415 | 0.10368 | 0.064904 | 0.042677 | 0.024087 | -0.07132 | -0.0013314 | 0 | 0 | 0 | 0 | 0 | 0 | 0 | 0 | 0 | 0 | 0 | 0 | 0 | 0 | 0 | 0 | 2.4135 | 2.0181 | 1.4515 | 0.90866 | 0.59747 | 0.33721 | -0.99847 | -0.01864
0.666666666666667675June | Resource 1 | Sublap 1 | 16:00 | 6 | 75 | June | 15000 | 0 | 0 | 0 | 0 | 0 | 0 | 0 | 0 | 0 | 0 | 0 | 0 | 0 | 0 | 0 | 0 | 0.17239 | 0.14415 | 0.10368 | 0.064904 | 0.042677 | 0.024087 | -0.07132 | -0.0013314 | 0 | 0 | 0 | 0 | 0 | 0 | 0 | 0 | 0 | 0 | 0 | 0 | 0 | 0 | 0 | 0 | 2.5859 | 2.1622 | 1.5552 | 0.97356 | 0.64015 | 0.3613 | -1.0698 | -0.019971
0.666666666666667675July | Resource 1 | Sublap 1 | 16:00 | 6 | 75 | July | 16000 | 0 | 0 | 0 | 0 | 0 | 0 | 0 | 0 | 0 | 0 | 0 | 0 | 0 | 0 | 0 | 0 | 0.17239 | 0.14415 | 0.10368 | 0.064904 | 0.042677 | 0.024087 | -0.07132 | -0.0013314 | 0 | 0 | 0 | 0 | 0 | 0 | 0 | 0 | 0 | 0 | 0 | 0 | 0 | 0 | 0 | 0 | 2.7583 | 2.3064 | 1.6588 | 1.0385 | 0.68283 | 0.38539 | -1.1411 | -0.021303
0.666666666666667675August | Resource 1 | Sublap 1 | 16:00 | 6 | 75 | August | 17000 | 0 | 0 | 0 | 0 | 0 | 0 | 0 | 0 | 0 | 0 | 0 | 0 | 0 | 0 | 0 | 0 | 0.17239 | 0.14415 | 0.10368 | 0.064904 | 0.042677 | 0.024087 | -0.07132 | -0.0013314 | 0 | 0 | 0 | 0 | 0 | 0 | 0 | 0 | 0 | 0 | 0 | 0 | 0 | 0 | 0 | 0 | 2.9307 | 2.4505 | 1.7625 | 1.1034 | 0.7255 | 0.40948 | -1.2124 | -0.022634
0.666666666666667675September | Resource 1 | Sublap 1 | 16:00 | 6 | 75 | September | 18000 | 0 | 0 | 0 | 0 | 0 | 0 | 0 | 0 | 0 | 0 | 0 | 0 | 0 | 0 | 0 | 0 | 0.17239 | 0.14415 | 0.10368 | 0.064904 | 0.042677 | 0.024087 | -0.07132 | -0.0013314 | 0 | 0 | 0 | 0 | 0 | 0 | 0 | 0 | 0 | 0 | 0 | 0 | 0 | 0 | 0 | 0 | 3.1031 | 2.5946 | 1.8662 | 1.1683 | 0.76818 | 0.43356 | -1.2838 | -0.023966
0.666666666666667675October | Resource 1 | Sublap 1 | 16:00 | 6 | 75 | October | 19000 | 0 | 0 | 0 | 0 | 0 | 0 | 0 | 0 | 0 | 0 | 0 | 0 | 0 | 0 | 0 | 0 | 0.17239 | 0.14415 | 0.10368 | 0.064904 | 0.042677 | 0.024087 | -0.07132 | -0.0013314 | 0 | 0 | 0 | 0 | 0 | 0 | 0 | 0 | 0 | 0 | 0 | 0 | 0 | 0 | 0 | 0 | 3.2755 | 2.7388 | 1.9699 | 1.2332 | 0.81086 | 0.45765 | -1.3551 | -0.025297
0.666666666666667675November | Resource 1 | Sublap 1 | 16:00 | 6 | 75 | November | 20000 | 0 | 0 | 0 | 0 | 0 | 0 | 0 | 0 | 0 | 0 | 0 | 0 | 0 | 0 | 0 | 0 | 0.17239 | 0.14415 | 0.10368 | 0.064904 | 0.042677 | 0.024087 | -0.07132 | -0.0013314 | 0 | 0 | 0 | 0 | 0 | 0 | 0 | 0 | 0 | 0 | 0 | 0 | 0 | 0 | 0 | 0 | 3.4479 | 2.8829 | 2.0735 | 1.2981 | 0.85353 | 0.48174 | -1.4264 | -0.026628
0.666666666666667675December | Resource 1 | Sublap 1 | 16:00 | 6 | 75 | December | 21000 | 0 | 0 | 0 | 0 | 0 | 0 | 0 | 0 | 0 | 0 | 0 | 0 | 0 | 0 | 0 | 0 | 0.17239 | 0.14415 | 0.10368 | 0.064904 | 0.042677 | 0.024087 | -0.07132 | -0.0013314 | 0 | 0 | 0 | 0 | 0 | 0 | 0 | 0 | 0 | 0 | 0 | 0 | 0 | 0 | 0 | 0 | 3.6203 | 3.0271 | 2.1772 | 1.363 | 0.89621 | 0.50582 | -1.4977 | -0.02796
0.666666666666667676January | Resource 1 | Sublap 1 | 16:00 | 6 | 76 | January | 10000 | 0 | 0 | 0 | 0 | 0 | 0 | 0 | 0 | 0 | 0 | 0 | 0 | 0 | 0 | 0 | 0 | 0.57137 | 0.47775 | 0.34362 | 0.21511 | 0.14144 | 0.079831 | -0.23637 | -0.0044127 | 0 | 0 | 0 | 0 | 0 | 0 | 0 | 0 | 0 | 0 | 0 | 0 | 0 | 0 | 0 | 0 | 5.7137 | 4.7775 | 3.4362 | 2.1511 | 1.4144 | 0.79831 | -2.3637 | -0.044127
0.666666666666667676February | Resource 1 | Sublap 1 | 16:00 | 6 | 76 | February | 11000 | 0 | 0 | 0 | 0 | 0 | 0 | 0 | 0 | 0 | 0 | 0 | 0 | 0 | 0 | 0 | 0 | 0.57137 | 0.47775 | 0.34362 | 0.21511 | 0.14144 | 0.079831 | -0.23637 | -0.0044127 | 0 | 0 | 0 | 0 | 0 | 0 | 0 | 0 | 0 | 0 | 0 | 0 | 0 | 0 | 0 | 0 | 6.285 | 5.2552 | 3.7798 | 2.3662 | 1.5559 | 0.87814 | -2.6001 | -0.04854
0.666666666666667676March | Resource 1 | Sublap 1 | 16:00 | 6 | 76 | March | 12000 | 0 | 0 | 0 | 0 | 0 | 0 | 0 | 0 | 0 | 0 | 0 | 0 | 0 | 0 | 0 | 0 | 0.57137 | 0.47775 | 0.34362 | 0.21511 | 0.14144 | 0.079831 | -0.23637 | -0.0044127 | 0 | 0 | 0 | 0 | 0 | 0 | 0 | 0 | 0 | 0 | 0 | 0 | 0 | 0 | 0 | 0 | 6.8564 | 5.733 | 4.1234 | 2.5813 | 1.6973 | 0.95797 | -2.8365 | -0.052953
0.666666666666667676April | Resource 1 | Sublap 1 | 16:00 | 6 | 76 | April | 13000 | 0 | 0 | 0 | 0 | 0 | 0 | 0 | 0 | 0 | 0 | 0 | 0 | 0 | 0 | 0 | 0 | 0.57137 | 0.47775 | 0.34362 | 0.21511 | 0.14144 | 0.079831 | -0.23637 | -0.0044127 | 0 | 0 | 0 | 0 | 0 | 0 | 0 | 0 | 0 | 0 | 0 | 0 | 0 | 0 | 0 | 0 | 7.4278 | 6.2107 | 4.467 | 2.7965 | 1.8388 | 1.0378 | -3.0729 | -0.057365
0.666666666666667676May | Resource 1 | Sublap 1 | 16:00 | 6 | 76 | May | 14000 | 0 | 0 | 0 | 0 | 0 | 0 | 0 | 0 | 0 | 0 | 0 | 0 | 0 | 0 | 0 | 0 | 0.57137 | 0.47775 | 0.34362 | 0.21511 | 0.14144 | 0.079831 | -0.23637 | -0.0044127 | 0 | 0 | 0 | 0 | 0 | 0 | 0 | 0 | 0 | 0 | 0 | 0 | 0 | 0 | 0 | 0 | 7.9991 | 6.6884 | 4.8106 | 3.0116 | 1.9802 | 1.1176 | -3.3092 | -0.061778
0.666666666666667676June | Resource 1 | Sublap 1 | 16:00 | 6 | 76 | June | 15000 | 0 | 0 | 0 | 0 | 0 | 0 | 0 | 0 | 0 | 0 | 0 | 0 | 0 | 0 | 0 | 0 | 0.57137 | 0.47775 | 0.34362 | 0.21511 | 0.14144 | 0.079831 | -0.23637 | -0.0044127 | 0 | 0 | 0 | 0 | 0 | 0 | 0 | 0 | 0 | 0 | 0 | 0 | 0 | 0 | 0 | 0 | 8.5705 | 7.1662 | 5.1543 | 3.2267 | 2.1216 | 1.1975 | -3.5456 | -0.066191
0.666666666666667676July | Resource 1 | Sublap 1 | 16:00 | 6 | 76 | July | 16000 | 0 | 0 | 0 | 0 | 0 | 0 | 0 | 0 | 0 | 0 | 0 | 0 | 0 | 0 | 0 | 0 | 0.57137 | 0.47775 | 0.34362 | 0.21511 | 0.14144 | 0.079831 | -0.23637 | -0.0044127 | 0 | 0 | 0 | 0 | 0 | 0 | 0 | 0 | 0 | 0 | 0 | 0 | 0 | 0 | 0 | 0 | 9.1419 | 7.6439 | 5.4979 | 3.4418 | 2.2631 | 1.2773 | -3.782 | -0.070603
0.666666666666667676August | Resource 1 | Sublap 1 | 16:00 | 6 | 76 | August | 17000 | 0 | 0 | 0 | 0 | 0 | 0 | 0 | 0 | 0 | 0 | 0 | 0 | 0 | 0 | 0 | 0 | 0.57137 | 0.47775 | 0.34362 | 0.21511 | 0.14144 | 0.079831 | -0.23637 | -0.0044127 | 0 | 0 | 0 | 0 | 0 | 0 | 0 | 0 | 0 | 0 | 0 | 0 | 0 | 0 | 0 | 0 | 9.7132 | 8.1217 | 5.8415 | 3.6569 | 2.4045 | 1.3571 | -4.0184 | -0.075016
0.666666666666667676September | Resource 1 | Sublap 1 | 16:00 | 6 | 76 | September | 18000 | 0 | 0 | 0 | 0 | 0 | 0 | 0 | 0 | 0 | 0 | 0 | 0 | 0 | 0 | 0 | 0 | 0.57137 | 0.47775 | 0.34362 | 0.21511 | 0.14144 | 0.079831 | -0.23637 | -0.0044127 | 0 | 0 | 0 | 0 | 0 | 0 | 0 | 0 | 0 | 0 | 0 | 0 | 0 | 0 | 0 | 0 | 10.2846 | 8.5994 | 6.1851 | 3.872 | 2.546 | 1.437 | -4.2547 | -0.079429
0.666666666666667676October | Resource 1 | Sublap 1 | 16:00 | 6 | 76 | October | 19000 | 0 | 0 | 0 | 0 | 0 | 0 | 0 | 0 | 0 | 0 | 0 | 0 | 0 | 0 | 0 | 0 | 0.57137 | 0.47775 | 0.34362 | 0.21511 | 0.14144 | 0.079831 | -0.23637 | -0.0044127 | 0 | 0 | 0 | 0 | 0 | 0 | 0 | 0 | 0 | 0 | 0 | 0 | 0 | 0 | 0 | 0 | 10.856 | 9.0772 | 6.5287 | 4.0871 | 2.6874 | 1.5168 | -4.4911 | -0.083841
0.666666666666667676November | Resource 1 | Sublap 1 | 16:00 | 6 | 76 | November | 20000 | 0 | 0 | 0 | 0 | 0 | 0 | 0 | 0 | 0 | 0 | 0 | 0 | 0 | 0 | 0 | 0 | 0.57137 | 0.47775 | 0.34362 | 0.21511 | 0.14144 | 0.079831 | -0.23637 | -0.0044127 | 0 | 0 | 0 | 0 | 0 | 0 | 0 | 0 | 0 | 0 | 0 | 0 | 0 | 0 | 0 | 0 | 11.4273 | 9.5549 | 6.8724 | 4.3022 | 2.8289 | 1.5966 | -4.7275 | -0.088254
0.666666666666667676December | Resource 1 | Sublap 1 | 16:00 | 6 | 76 | December | 21000 | 0 | 0 | 0 | 0 | 0 | 0 | 0 | 0 | 0 | 0 | 0 | 0 | 0 | 0 | 0 | 0 | 0.57137 | 0.47775 | 0.34362 | 0.21511 | 0.14144 | 0.079831 | -0.23637 | -0.0044127 | 0 | 0 | 0 | 0 | 0 | 0 | 0 | 0 | 0 | 0 | 0 | 0 | 0 | 0 | 0 | 0 | 11.9987 | 10.0327 | 7.216 | 4.5174 | 2.9703 | 1.6764 | -4.9639 | -0.092667
0.666666666666667677January | Resource 1 | Sublap 1 | 16:00 | 6 | 77 | January | 10000 | 0 | 0 | 0 | 0 | 0 | 0 | 0 | 0 | 0 | 0 | 0 | 0 | 0 | 0 | 0 | 0 | 0.94575 | 0.74052 | 0.53228 | 0.33242 | 0.21752 | 0.12151 | -0.36629 | -0.0068136 | 0 | 0 | 0 | 0 | 0 | 0 | 0 | 0 | 0 | 0 | 0 | 0 | 0 | 0 | 0 | 0 | 9.4575 | 7.4052 | 5.3228 | 3.3242 | 2.1752 | 1.2151 | -3.6629 | -0.068136
0.666666666666667677February | Resource 1 | Sublap 1 | 16:00 | 6 | 77 | February | 11000 | 0 | 0 | 0 | 0 | 0 | 0 | 0 | 0 | 0 | 0 | 0 | 0 | 0 | 0 | 0 | 0 | 0.94575 | 0.74052 | 0.53228 | 0.33242 | 0.21752 | 0.12151 | -0.36629 | -0.0068136 | 0 | 0 | 0 | 0 | 0 | 0 | 0 | 0 | 0 | 0 | 0 | 0 | 0 | 0 | 0 | 0 | 10.4033 | 8.1457 | 5.8551 | 3.6567 | 2.3927 | 1.3367 | -4.0292 | -0.07495
0.666666666666667677March | Resource 1 | Sublap 1 | 16:00 | 6 | 77 | March | 12000 | 0 | 0 | 0 | 0 | 0 | 0 | 0 | 0 | 0 | 0 | 0 | 0 | 0 | 0 | 0 | 0 | 0.94575 | 0.74052 | 0.53228 | 0.33242 | 0.21752 | 0.12151 | -0.36629 | -0.0068136 | 0 | 0 | 0 | 0 | 0 | 0 | 0 | 0 | 0 | 0 | 0 | 0 | 0 | 0 | 0 | 0 | 11.3491 | 8.8862 | 6.3874 | 3.9891 | 2.6102 | 1.4582 | -4.3955 | -0.081763
0.666666666666667677April | Resource 1 | Sublap 1 | 16:00 | 6 | 77 | April | 13000 | 0 | 0 | 0 | 0 | 0 | 0 | 0 | 0 | 0 | 0 | 0 | 0 | 0 | 0 | 0 | 0 | 0.94575 | 0.74052 | 0.53228 | 0.33242 | 0.21752 | 0.12151 | -0.36629 | -0.0068136 | 0 | 0 | 0 | 0 | 0 | 0 | 0 | 0 | 0 | 0 | 0 | 0 | 0 | 0 | 0 | 0 | 12.2948 | 9.6267 | 6.9197 | 4.3215 | 2.8277 | 1.5797 | -4.7618 | -0.088577
0.666666666666667677May | Resource 1 | Sublap 1 | 16:00 | 6 | 77 | May | 14000 | 0 | 0 | 0 | 0 | 0 | 0 | 0 | 0 | 0 | 0 | 0 | 0 | 0 | 0 | 0 | 0 | 0.94575 | 0.74052 | 0.53228 | 0.33242 | 0.21752 | 0.12151 | -0.36629 | -0.0068136 | 0 | 0 | 0 | 0 | 0 | 0 | 0 | 0 | 0 | 0 | 0 | 0 | 0 | 0 | 0 | 0 | 13.2406 | 10.3672 | 7.4519 | 4.6539 | 3.0452 | 1.7012 | -5.1281 | -0.09539
0.666666666666667677June | Resource 1 | Sublap 1 | 16:00 | 6 | 77 | June | 15000 | 0 | 0 | 0 | 0 | 0 | 0 | 0 | 0 | 0 | 0 | 0 | 0 | 0 | 0 | 0 | 0 | 0.94575 | 0.74052 | 0.53228 | 0.33242 | 0.21752 | 0.12151 | -0.36629 | -0.0068136 | 0 | 0 | 0 | 0 | 0 | 0 | 0 | 0 | 0 | 0 | 0 | 0 | 0 | 0 | 0 | 0 | 14.1863 | 11.1077 | 7.9842 | 4.9864 | 3.2627 | 1.8227 | -5.4944 | -0.1022
0.666666666666667677July | Resource 1 | Sublap 1 | 16:00 | 6 | 77 | July | 16000 | 0 | 0 | 0 | 0 | 0 | 0 | 0 | 0 | 0 | 0 | 0 | 0 | 0 | 0 | 0 | 0 | 0.94575 | 0.74052 | 0.53228 | 0.33242 | 0.21752 | 0.12151 | -0.36629 | -0.0068136 | 0 | 0 | 0 | 0 | 0 | 0 | 0 | 0 | 0 | 0 | 0 | 0 | 0 | 0 | 0 | 0 | 15.1321 | 11.8483 | 8.5165 | 5.3188 | 3.4802 | 1.9442 | -5.8607 | -0.10902
0.666666666666667677August | Resource 1 | Sublap 1 | 16:00 | 6 | 77 | August | 17000 | 0 | 0 | 0 | 0 | 0 | 0 | 0 | 0 | 0 | 0 | 0 | 0 | 0 | 0 | 0 | 0 | 0.94575 | 0.74052 | 0.53228 | 0.33242 | 0.21752 | 0.12151 | -0.36629 | -0.0068136 | 0 | 0 | 0 | 0 | 0 | 0 | 0 | 0 | 0 | 0 | 0 | 0 | 0 | 0 | 0 | 0 | 16.0778 | 12.5888 | 9.0488 | 5.6512 | 3.6978 | 2.0657 | -6.227 | -0.11583
0.666666666666667677September | Resource 1 | Sublap 1 | 16:00 | 6 | 77 | September | 18000 | 0 | 0 | 0 | 0 | 0 | 0 | 0 | 0 | 0 | 0 | 0 | 0 | 0 | 0 | 0 | 0 | 0.94575 | 0.74052 | 0.53228 | 0.33242 | 0.21752 | 0.12151 | -0.36629 | -0.0068136 | 0 | 0 | 0 | 0 | 0 | 0 | 0 | 0 | 0 | 0 | 0 | 0 | 0 | 0 | 0 | 0 | 17.0236 | 13.3293 | 9.5811 | 5.9836 | 3.9153 | 2.1873 | -6.5933 | -0.12264
0.666666666666667677October | Resource 1 | Sublap 1 | 16:00 | 6 | 77 | October | 19000 | 0 | 0 | 0 | 0 | 0 | 0 | 0 | 0 | 0 | 0 | 0 | 0 | 0 | 0 | 0 | 0 | 0.94575 | 0.74052 | 0.53228 | 0.33242 | 0.21752 | 0.12151 | -0.36629 | -0.0068136 | 0 | 0 | 0 | 0 | 0 | 0 | 0 | 0 | 0 | 0 | 0 | 0 | 0 | 0 | 0 | 0 | 17.9693 | 14.0698 | 10.1133 | 6.3161 | 4.1328 | 2.3088 | -6.9596 | -0.12946
0.666666666666667677November | Resource 1 | Sublap 1 | 16:00 | 6 | 77 | November | 20000 | 0 | 0 | 0 | 0 | 0 | 0 | 0 | 0 | 0 | 0 | 0 | 0 | 0 | 0 | 0 | 0 | 0.94575 | 0.74052 | 0.53228 | 0.33242 | 0.21752 | 0.12151 | -0.36629 | -0.0068136 | 0 | 0 | 0 | 0 | 0 | 0 | 0 | 0 | 0 | 0 | 0 | 0 | 0 | 0 | 0 | 0 | 18.9151 | 14.8103 | 10.6456 | 6.6485 | 4.3503 | 2.4303 | -7.3259 | -0.13627
0.666666666666667677December | Resource 1 | Sublap 1 | 16:00 | 6 | 77 | December | 21000 | 0 | 0 | 0 | 0 | 0 | 0 | 0 | 0 | 0 | 0 | 0 | 0 | 0 | 0 | 0 | 0 | 0.94575 | 0.74052 | 0.53228 | 0.33242 | 0.21752 | 0.12151 | -0.36629 | -0.0068136 | 0 | 0 | 0 | 0 | 0 | 0 | 0 | 0 | 0 | 0 | 0 | 0 | 0 | 0 | 0 | 0 | 19.8608 | 15.5509 | 11.1779 | 6.9809 | 4.5678 | 2.5518 | -7.6922 | -0.14309
0.666666666666667678January | Resource 1 | Sublap 1 | 16:00 | 6 | 78 | January | 10000 | 0 | 0 | 0 | 0 | 0 | 0 | 0 | 0 | 0 | 0 | 0 | 0 | 0 | 0 | 0 | 0 | 0.99741 | 0.76127 | 0.54717 | 0.34164 | 0.22343 | 0.12469 | -0.37655 | -0.0070018 | 0 | 0 | 0 | 0 | 0 | 0 | 0 | 0 | 0 | 0 | 0 | 0 | 0 | 0 | 0 | 0 | 9.9741 | 7.6127 | 5.4717 | 3.4164 | 2.2343 | 1.2469 | -3.7655 | -0.070018
0.666666666666667678February | Resource 1 | Sublap 1 | 16:00 | 6 | 78 | February | 11000 | 0 | 0 | 0 | 0 | 0 | 0 | 0 | 0 | 0 | 0 | 0 | 0 | 0 | 0 | 0 | 0 | 0.99741 | 0.76127 | 0.54717 | 0.34164 | 0.22343 | 0.12469 | -0.37655 | -0.0070018 | 0 | 0 | 0 | 0 | 0 | 0 | 0 | 0 | 0 | 0 | 0 | 0 | 0 | 0 | 0 | 0 | 10.9716 | 8.374 | 6.0188 | 3.758 | 2.4578 | 1.3716 | -4.1421 | -0.07702
0.666666666666667678March | Resource 1 | Sublap 1 | 16:00 | 6 | 78 | March | 12000 | 0 | 0 | 0 | 0 | 0 | 0 | 0 | 0 | 0 | 0 | 0 | 0 | 0 | 0 | 0 | 0 | 0.99741 | 0.76127 | 0.54717 | 0.34164 | 0.22343 | 0.12469 | -0.37655 | -0.0070018 | 0 | 0 | 0 | 0 | 0 | 0 | 0 | 0 | 0 | 0 | 0 | 0 | 0 | 0 | 0 | 0 | 11.969 | 9.1353 | 6.566 | 4.0996 | 2.6812 | 1.4963 | -4.5186 | -0.084022
0.666666666666667678April | Resource 1 | Sublap 1 | 16:00 | 6 | 78 | April | 13000 | 0 | 0 | 0 | 0 | 0 | 0 | 0 | 0 | 0 | 0 | 0 | 0 | 0 | 0 | 0 | 0 | 0.99741 | 0.76127 | 0.54717 | 0.34164 | 0.22343 | 0.12469 | -0.37655 | -0.0070018 | 0 | 0 | 0 | 0 | 0 | 0 | 0 | 0 | 0 | 0 | 0 | 0 | 0 | 0 | 0 | 0 | 12.9664 | 9.8965 | 7.1132 | 4.4413 | 2.9046 | 1.6209 | -4.8952 | -0.091024
0.666666666666667678May | Resource 1 | Sublap 1 | 16:00 | 6 | 78 | May | 14000 | 0 | 0 | 0 | 0 | 0 | 0 | 0 | 0 | 0 | 0 | 0 | 0 | 0 | 0 | 0 | 0 | 0.99741 | 0.76127 | 0.54717 | 0.34164 | 0.22343 | 0.12469 | -0.37655 | -0.0070018 | 0 | 0 | 0 | 0 | 0 | 0 | 0 | 0 | 0 | 0 | 0 | 0 | 0 | 0 | 0 | 0 | 13.9638 | 10.6578 | 7.6603 | 4.7829 | 3.1281 | 1.7456 | -5.2717 | -0.098026
0.666666666666667678June | Resource 1 | Sublap 1 | 16:00 | 6 | 78 | June | 15000 | 0 | 0 | 0 | 0 | 0 | 0 | 0 | 0 | 0 | 0 | 0 | 0 | 0 | 0 | 0 | 0 | 0.99741 | 0.76127 | 0.54717 | 0.34164 | 0.22343 | 0.12469 | -0.37655 | -0.0070018 | 0 | 0 | 0 | 0 | 0 | 0 | 0 | 0 | 0 | 0 | 0 | 0 | 0 | 0 | 0 | 0 | 14.9612 | 11.4191 | 8.2075 | 5.1245 | 3.3515 | 1.8703 | -5.6483 | -0.10503
0.666666666666667678July | Resource 1 | Sublap 1 | 16:00 | 6 | 78 | July | 16000 | 0 | 0 | 0 | 0 | 0 | 0 | 0 | 0 | 0 | 0 | 0 | 0 | 0 | 0 | 0 | 0 | 0.99741 | 0.76127 | 0.54717 | 0.34164 | 0.22343 | 0.12469 | -0.37655 | -0.0070018 | 0 | 0 | 0 | 0 | 0 | 0 | 0 | 0 | 0 | 0 | 0 | 0 | 0 | 0 | 0 | 0 | 15.9586 | 12.1804 | 8.7547 | 5.4662 | 3.5749 | 1.995 | -6.0248 | -0.11203
0.666666666666667678August | Resource 1 | Sublap 1 | 16:00 | 6 | 78 | August | 17000 | 0 | 0 | 0 | 0 | 0 | 0 | 0 | 0 | 0 | 0 | 0 | 0 | 0 | 0 | 0 | 0 | 0.99741 | 0.76127 | 0.54717 | 0.34164 | 0.22343 | 0.12469 | -0.37655 | -0.0070018 | 0 | 0 | 0 | 0 | 0 | 0 | 0 | 0 | 0 | 0 | 0 | 0 | 0 | 0 | 0 | 0 | 16.956 | 12.9416 | 9.3018 | 5.8078 | 3.7984 | 2.1197 | -6.4014 | -0.11903
0.666666666666667678September | Resource 1 | Sublap 1 | 16:00 | 6 | 78 | September | 18000 | 0 | 0 | 0 | 0 | 0 | 0 | 0 | 0 | 0 | 0 | 0 | 0 | 0 | 0 | 0 | 0 | 0.99741 | 0.76127 | 0.54717 | 0.34164 | 0.22343 | 0.12469 | -0.37655 | -0.0070018 | 0 | 0 | 0 | 0 | 0 | 0 | 0 | 0 | 0 | 0 | 0 | 0 | 0 | 0 | 0 | 0 | 17.9535 | 13.7029 | 9.849 | 6.1495 | 4.0218 | 2.2444 | -6.7779 | -0.12603
0.666666666666667678October | Resource 1 | Sublap 1 | 16:00 | 6 | 78 | October | 19000 | 0 | 0 | 0 | 0 | 0 | 0 | 0 | 0 | 0 | 0 | 0 | 0 | 0 | 0 | 0 | 0 | 0.99741 | 0.76127 | 0.54717 | 0.34164 | 0.22343 | 0.12469 | -0.37655 | -0.0070018 | 0 | 0 | 0 | 0 | 0 | 0 | 0 | 0 | 0 | 0 | 0 | 0 | 0 | 0 | 0 | 0 | 18.9509 | 14.4642 | 10.3962 | 6.4911 | 4.2452 | 2.3691 | -7.1545 | -0.13303
0.666666666666667678November | Resource 1 | Sublap 1 | 16:00 | 6 | 78 | November | 20000 | 0 | 0 | 0 | 0 | 0 | 0 | 0 | 0 | 0 | 0 | 0 | 0 | 0 | 0 | 0 | 0 | 0.99741 | 0.76127 | 0.54717 | 0.34164 | 0.22343 | 0.12469 | -0.37655 | -0.0070018 | 0 | 0 | 0 | 0 | 0 | 0 | 0 | 0 | 0 | 0 | 0 | 0 | 0 | 0 | 0 | 0 | 19.9483 | 15.2255 | 10.9433 | 6.8327 | 4.4686 | 2.4938 | -7.531 | -0.14004
0.666666666666667678December | Resource 1 | Sublap 1 | 16:00 | 6 | 78 | December | 21000 | 0 | 0 | 0 | 0 | 0 | 0 | 0 | 0 | 0 | 0 | 0 | 0 | 0 | 0 | 0 | 0 | 0.99741 | 0.76127 | 0.54717 | 0.34164 | 0.22343 | 0.12469 | -0.37655 | -0.0070018 | 0 | 0 | 0 | 0 | 0 | 0 | 0 | 0 | 0 | 0 | 0 | 0 | 0 | 0 | 0 | 0 | 20.9457 | 15.9867 | 11.4905 | 7.1744 | 4.6921 | 2.6184 | -7.9076 | -0.14704
0.666666666666667679January | Resource 1 | Sublap 1 | 16:00 | 6 | 79 | January | 10000 | 0 | 0 | 0 | 0 | 0 | 0 | 0 | 0 | 0 | 0 | 0 | 0 | 0 | 0 | 0 | 0 | 1.1812 | 0.84571 | 0.60772 | 0.37912 | 0.2475 | 0.1376 | -0.41828 | -0.0077676 | 0 | 0 | 0 | 0 | 0 | 0 | 0 | 0 | 0 | 0 | 0 | 0 | 0 | 0 | 0 | 0 | 11.8122 | 8.4571 | 6.0772 | 3.7912 | 2.475 | 1.376 | -4.1828 | -0.077676
0.666666666666667679February | Resource 1 | Sublap 1 | 16:00 | 6 | 79 | February | 11000 | 0 | 0 | 0 | 0 | 0 | 0 | 0 | 0 | 0 | 0 | 0 | 0 | 0 | 0 | 0 | 0 | 1.1812 | 0.84571 | 0.60772 | 0.37912 | 0.2475 | 0.1376 | -0.41828 | -0.0077676 | 0 | 0 | 0 | 0 | 0 | 0 | 0 | 0 | 0 | 0 | 0 | 0 | 0 | 0 | 0 | 0 | 12.9934 | 9.3028 | 6.6849 | 4.1703 | 2.7225 | 1.5136 | -4.6011 | -0.085444
0.666666666666667679March | Resource 1 | Sublap 1 | 16:00 | 6 | 79 | March | 12000 | 0 | 0 | 0 | 0 | 0 | 0 | 0 | 0 | 0 | 0 | 0 | 0 | 0 | 0 | 0 | 0 | 1.1812 | 0.84571 | 0.60772 | 0.37912 | 0.2475 | 0.1376 | -0.41828 | -0.0077676 | 0 | 0 | 0 | 0 | 0 | 0 | 0 | 0 | 0 | 0 | 0 | 0 | 0 | 0 | 0 | 0 | 14.1746 | 10.1485 | 7.2926 | 4.5494 | 2.97 | 1.6512 | -5.0194 | -0.093212
0.666666666666667679April | Resource 1 | Sublap 1 | 16:00 | 6 | 79 | April | 13000 | 0 | 0 | 0 | 0 | 0 | 0 | 0 | 0 | 0 | 0 | 0 | 0 | 0 | 0 | 0 | 0 | 1.1812 | 0.84571 | 0.60772 | 0.37912 | 0.2475 | 0.1376 | -0.41828 | -0.0077676 | 0 | 0 | 0 | 0 | 0 | 0 | 0 | 0 | 0 | 0 | 0 | 0 | 0 | 0 | 0 | 0 | 15.3558 | 10.9942 | 7.9003 | 4.9285 | 3.2175 | 1.7888 | -5.4377 | -0.10098
0.666666666666667679May | Resource 1 | Sublap 1 | 16:00 | 6 | 79 | May | 14000 | 0 | 0 | 0 | 0 | 0 | 0 | 0 | 0 | 0 | 0 | 0 | 0 | 0 | 0 | 0 | 0 | 1.1812 | 0.84571 | 0.60772 | 0.37912 | 0.2475 | 0.1376 | -0.41828 | -0.0077676 | 0 | 0 | 0 | 0 | 0 | 0 | 0 | 0 | 0 | 0 | 0 | 0 | 0 | 0 | 0 | 0 | 16.537 | 11.84 | 8.5081 | 5.3076 | 3.465 | 1.9264 | -5.8559 | -0.10875
0.666666666666667679June | Resource 1 | Sublap 1 | 16:00 | 6 | 79 | June | 15000 | 0 | 0 | 0 | 0 | 0 | 0 | 0 | 0 | 0 | 0 | 0 | 0 | 0 | 0 | 0 | 0 | 1.1812 | 0.84571 | 0.60772 | 0.37912 | 0.2475 | 0.1376 | -0.41828 | -0.0077676 | 0 | 0 | 0 | 0 | 0 | 0 | 0 | 0 | 0 | 0 | 0 | 0 | 0 | 0 | 0 | 0 | 17.7183 | 12.6857 | 9.1158 | 5.6867 | 3.7126 | 2.064 | -6.2742 | -0.11651
0.666666666666667679July | Resource 1 | Sublap 1 | 16:00 | 6 | 79 | July | 16000 | 0 | 0 | 0 | 0 | 0 | 0 | 0 | 0 | 0 | 0 | 0 | 0 | 0 | 0 | 0 | 0 | 1.1812 | 0.84571 | 0.60772 | 0.37912 | 0.2475 | 0.1376 | -0.41828 | -0.0077676 | 0 | 0 | 0 | 0 | 0 | 0 | 0 | 0 | 0 | 0 | 0 | 0 | 0 | 0 | 0 | 0 | 18.8995 | 13.5314 | 9.7235 | 6.0659 | 3.9601 | 2.2016 | -6.6925 | -0.12428
0.666666666666667679August | Resource 1 | Sublap 1 | 16:00 | 6 | 79 | August | 17000 | 0 | 0 | 0 | 0 | 0 | 0 | 0 | 0 | 0 | 0 | 0 | 0 | 0 | 0 | 0 | 0 | 1.1812 | 0.84571 | 0.60772 | 0.37912 | 0.2475 | 0.1376 | -0.41828 | -0.0077676 | 0 | 0 | 0 | 0 | 0 | 0 | 0 | 0 | 0 | 0 | 0 | 0 | 0 | 0 | 0 | 0 | 20.0807 | 14.3771 | 10.3312 | 6.445 | 4.2076 | 2.3392 | -7.1108 | -0.13205
0.666666666666667679September | Resource 1 | Sublap 1 | 16:00 | 6 | 79 | September | 18000 | 0 | 0 | 0 | 0 | 0 | 0 | 0 | 0 | 0 | 0 | 0 | 0 | 0 | 0 | 0 | 0 | 1.1812 | 0.84571 | 0.60772 | 0.37912 | 0.2475 | 0.1376 | -0.41828 | -0.0077676 | 0 | 0 | 0 | 0 | 0 | 0 | 0 | 0 | 0 | 0 | 0 | 0 | 0 | 0 | 0 | 0 | 21.2619 | 15.2228 | 10.9389 | 6.8241 | 4.4551 | 2.4768 | -7.5291 | -0.13982
0.666666666666667679October | Resource 1 | Sublap 1 | 16:00 | 6 | 79 | October | 19000 | 0 | 0 | 0 | 0 | 0 | 0 | 0 | 0 | 0 | 0 | 0 | 0 | 0 | 0 | 0 | 0 | 1.1812 | 0.84571 | 0.60772 | 0.37912 | 0.2475 | 0.1376 | -0.41828 | -0.0077676 | 0 | 0 | 0 | 0 | 0 | 0 | 0 | 0 | 0 | 0 | 0 | 0 | 0 | 0 | 0 | 0 | 22.4431 | 16.0685 | 11.5467 | 7.2032 | 4.7026 | 2.6144 | -7.9473 | -0.14759
0.666666666666667679November | Resource 1 | Sublap 1 | 16:00 | 6 | 79 | November | 20000 | 0 | 0 | 0 | 0 | 0 | 0 | 0 | 0 | 0 | 0 | 0 | 0 | 0 | 0 | 0 | 0 | 1.1812 | 0.84571 | 0.60772 | 0.37912 | 0.2475 | 0.1376 | -0.41828 | -0.0077676 | 0 | 0 | 0 | 0 | 0 | 0 | 0 | 0 | 0 | 0 | 0 | 0 | 0 | 0 | 0 | 0 | 23.6243 | 16.9142 | 12.1544 | 7.5823 | 4.9501 | 2.752 | -8.3656 | -0.15535
0.666666666666667679December | Resource 1 | Sublap 1 | 16:00 | 6 | 79 | December | 21000 | 0 | 0 | 0 | 0 | 0 | 0 | 0 | 0 | 0 | 0 | 0 | 0 | 0 | 0 | 0 | 0 | 1.1812 | 0.84571 | 0.60772 | 0.37912 | 0.2475 | 0.1376 | -0.41828 | -0.0077676 | 0 | 0 | 0 | 0 | 0 | 0 | 0 | 0 | 0 | 0 | 0 | 0 | 0 | 0 | 0 | 0 | 24.8056 | 17.7599 | 12.7621 | 7.9614 | 5.1976 | 2.8896 | -8.7839 | -0.16312
0.666666666666667680January | Resource 1 | Sublap 1 | 16:00 | 6 | 80 | January | 10000 | 0 | 0 | 0 | 0 | 0 | 0 | 0 | 0 | 0 | 0 | 0 | 0 | 0 | 0 | 0 | 0 | 1.5142 | 1.0405 | 0.74739 | 0.46556 | 0.30302 | 0.16738 | -0.51453 | -0.0095341 | 0 | 0 | 0 | 0 | 0 | 0 | 0 | 0 | 0 | 0 | 0 | 0 | 0 | 0 | 0 | 0 | 15.1425 | 10.4048 | 7.4739 | 4.6556 | 3.0302 | 1.6738 | -5.1453 | -0.09534
0.666666666666667680February | Resource 1 | Sublap 1 | 16:00 | 6 | 80 | February | 11000 | 0 | 0 | 0 | 0 | 0 | 0 | 0 | 0 | 0 | 0 | 0 | 0 | 0 | 0 | 0 | 0 | 1.5142 | 1.0405 | 0.74739 | 0.46556 | 0.30302 | 0.16738 | -0.51453 | -0.0095341 | 0 | 0 | 0 | 0 | 0 | 0 | 0 | 0 | 0 | 0 | 0 | 0 | 0 | 0 | 0 | 0 | 16.6567 | 11.4452 | 8.2213 | 5.1212 | 3.3333 | 1.8412 | -5.6599 | -0.10487
0.666666666666667680March | Resource 1 | Sublap 1 | 16:00 | 6 | 80 | March | 12000 | 0 | 0 | 0 | 0 | 0 | 0 | 0 | 0 | 0 | 0 | 0 | 0 | 0 | 0 | 0 | 0 | 1.5142 | 1.0405 | 0.74739 | 0.46556 | 0.30302 | 0.16738 | -0.51453 | -0.0095341 | 0 | 0 | 0 | 0 | 0 | 0 | 0 | 0 | 0 | 0 | 0 | 0 | 0 | 0 | 0 | 0 | 18.171 | 12.4857 | 8.9687 | 5.5868 | 3.6363 | 2.0086 | -6.1744 | -0.11441
0.666666666666667680April | Resource 1 | Sublap 1 | 16:00 | 6 | 80 | April | 13000 | 0 | 0 | 0 | 0 | 0 | 0 | 0 | 0 | 0 | 0 | 0 | 0 | 0 | 0 | 0 | 0 | 1.5142 | 1.0405 | 0.74739 | 0.46556 | 0.30302 | 0.16738 | -0.51453 | -0.0095341 | 0 | 0 | 0 | 0 | 0 | 0 | 0 | 0 | 0 | 0 | 0 | 0 | 0 | 0 | 0 | 0 | 19.6852 | 13.5262 | 9.716 | 6.0523 | 3.9393 | 2.176 | -6.6889 | -0.12394
0.666666666666667680May | Resource 1 | Sublap 1 | 16:00 | 6 | 80 | May | 14000 | 0 | 0 | 0 | 0 | 0 | 0 | 0 | 0 | 0 | 0 | 0 | 0 | 0 | 0 | 0 | 0 | 1.5142 | 1.0405 | 0.74739 | 0.46556 | 0.30302 | 0.16738 | -0.51453 | -0.0095341 | 0 | 0 | 0 | 0 | 0 | 0 | 0 | 0 | 0 | 0 | 0 | 0 | 0 | 0 | 0 | 0 | 21.1994 | 14.5667 | 10.4634 | 6.5179 | 4.2423 | 2.3433 | -7.2035 | -0.13348
0.666666666666667680June | Resource 1 | Sublap 1 | 16:00 | 6 | 80 | June | 15000 | 0 | 0 | 0 | 0 | 0 | 0 | 0 | 0 | 0 | 0 | 0 | 0 | 0 | 0 | 0 | 0 | 1.5142 | 1.0405 | 0.74739 | 0.46556 | 0.30302 | 0.16738 | -0.51453 | -0.0095341 | 0 | 0 | 0 | 0 | 0 | 0 | 0 | 0 | 0 | 0 | 0 | 0 | 0 | 0 | 0 | 0 | 22.7137 | 15.6071 | 11.2108 | 6.9835 | 4.5454 | 2.5107 | -7.718 | -0.14301
0.666666666666667680July | Resource 1 | Sublap 1 | 16:00 | 6 | 80 | July | 16000 | 0 | 0 | 0 | 0 | 0 | 0 | 0 | 0 | 0 | 0 | 0 | 0 | 0 | 0 | 0 | 0 | 1.5142 | 1.0405 | 0.74739 | 0.46556 | 0.30302 | 0.16738 | -0.51453 | -0.0095341 | 0 | 0 | 0 | 0 | 0 | 0 | 0 | 0 | 0 | 0 | 0 | 0 | 0 | 0 | 0 | 0 | 24.2279 | 16.6476 | 11.9582 | 7.449 | 4.8484 | 2.6781 | -8.2325 | -0.15254
0.666666666666667680August | Resource 1 | Sublap 1 | 16:00 | 6 | 80 | August | 17000 | 0 | 0 | 0 | 0 | 0 | 0 | 0 | 0 | 0 | 0 | 0 | 0 | 0 | 0 | 0 | 0 | 1.5142 | 1.0405 | 0.74739 | 0.46556 | 0.30302 | 0.16738 | -0.51453 | -0.0095341 | 0 | 0 | 0 | 0 | 0 | 0 | 0 | 0 | 0 | 0 | 0 | 0 | 0 | 0 | 0 | 0 | 25.7422 | 17.6881 | 12.7056 | 7.9146 | 5.1514 | 2.8455 | -8.747 | -0.16208
0.666666666666667680September | Resource 1 | Sublap 1 | 16:00 | 6 | 80 | September | 18000 | 0 | 0 | 0 | 0 | 0 | 0 | 0 | 0 | 0 | 0 | 0 | 0 | 0 | 0 | 0 | 0 | 1.5142 | 1.0405 | 0.74739 | 0.46556 | 0.30302 | 0.16738 | -0.51453 | -0.0095341 | 0 | 0 | 0 | 0 | 0 | 0 | 0 | 0 | 0 | 0 | 0 | 0 | 0 | 0 | 0 | 0 | 27.2564 | 18.7286 | 13.453 | 8.3802 | 5.4544 | 3.0129 | -9.2616 | -0.17161
0.666666666666667680October | Resource 1 | Sublap 1 | 16:00 | 6 | 80 | October | 19000 | 0 | 0 | 0 | 0 | 0 | 0 | 0 | 0 | 0 | 0 | 0 | 0 | 0 | 0 | 0 | 0 | 1.5142 | 1.0405 | 0.74739 | 0.46556 | 0.30302 | 0.16738 | -0.51453 | -0.0095341 | 0 | 0 | 0 | 0 | 0 | 0 | 0 | 0 | 0 | 0 | 0 | 0 | 0 | 0 | 0 | 0 | 28.7707 | 19.7691 | 14.2004 | 8.8457 | 5.7575 | 3.1802 | -9.7761 | -0.18115
0.666666666666667680November | Resource 1 | Sublap 1 | 16:00 | 6 | 80 | November | 20000 | 0 | 0 | 0 | 0 | 0 | 0 | 0 | 0 | 0 | 0 | 0 | 0 | 0 | 0 | 0 | 0 | 1.5142 | 1.0405 | 0.74739 | 0.46556 | 0.30302 | 0.16738 | -0.51453 | -0.0095341 | 0 | 0 | 0 | 0 | 0 | 0 | 0 | 0 | 0 | 0 | 0 | 0 | 0 | 0 | 0 | 0 | 30.2849 | 20.8095 | 14.9478 | 9.3113 | 6.0605 | 3.3476 | -10.2906 | -0.19068
0.666666666666667680December | Resource 1 | Sublap 1 | 16:00 | 6 | 80 | December | 21000 | 0 | 0 | 0 | 0 | 0 | 0 | 0 | 0 | 0 | 0 | 0 | 0 | 0 | 0 | 0 | 0 | 1.5142 | 1.0405 | 0.74739 | 0.46556 | 0.30302 | 0.16738 | -0.51453 | -0.0095341 | 0 | 0 | 0 | 0 | 0 | 0 | 0 | 0 | 0 | 0 | 0 | 0 | 0 | 0 | 0 | 0 | 31.7992 | 21.85 | 15.6951 | 9.7768 | 6.3635 | 3.515 | -10.8052 | -0.20022
0.666666666666667681January | Resource 1 | Sublap 1 | 16:00 | 6 | 81 | January | 10000 | 0 | 0 | 0 | 0 | 0 | 0 | 0 | 0 | 0 | 0 | 0 | 0 | 0 | 0 | 0 | 0 | 2.0434 | 1.4213 | 0.92522 | 0.57564 | 0.37372 | 0.2053 | -0.63709 | -0.011783 | 0 | 0 | 0 | 0 | 0 | 0 | 0 | 0 | 0 | 0 | 0 | 0 | 0 | 0 | 0 | 0 | 20.4344 | 14.2127 | 9.2522 | 5.7564 | 3.7372 | 2.053 | -6.3709 | -0.11783
0.666666666666667681February | Resource 1 | Sublap 1 | 16:00 | 6 | 81 | February | 11000 | 0 | 0 | 0 | 0 | 0 | 0 | 0 | 0 | 0 | 0 | 0 | 0 | 0 | 0 | 0 | 0 | 2.0434 | 1.4213 | 0.92522 | 0.57564 | 0.37372 | 0.2053 | -0.63709 | -0.011783 | 0 | 0 | 0 | 0 | 0 | 0 | 0 | 0 | 0 | 0 | 0 | 0 | 0 | 0 | 0 | 0 | 22.4778 | 15.634 | 10.1775 | 6.332 | 4.1109 | 2.2583 | -7.0079 | -0.12961
0.666666666666667681March | Resource 1 | Sublap 1 | 16:00 | 6 | 81 | March | 12000 | 0 | 0 | 0 | 0 | 0 | 0 | 0 | 0 | 0 | 0 | 0 | 0 | 0 | 0 | 0 | 0 | 2.0434 | 1.4213 | 0.92522 | 0.57564 | 0.37372 | 0.2053 | -0.63709 | -0.011783 | 0 | 0 | 0 | 0 | 0 | 0 | 0 | 0 | 0 | 0 | 0 | 0 | 0 | 0 | 0 | 0 | 24.5212 | 17.0552 | 11.1027 | 6.9076 | 4.4846 | 2.4636 | -7.645 | -0.1414
0.666666666666667681April | Resource 1 | Sublap 1 | 16:00 | 6 | 81 | April | 13000 | 0 | 0 | 0 | 0 | 0 | 0 | 0 | 0 | 0 | 0 | 0 | 0 | 0 | 0 | 0 | 0 | 2.0434 | 1.4213 | 0.92522 | 0.57564 | 0.37372 | 0.2053 | -0.63709 | -0.011783 | 0 | 0 | 0 | 0 | 0 | 0 | 0 | 0 | 0 | 0 | 0 | 0 | 0 | 0 | 0 | 0 | 26.5647 | 18.4765 | 12.0279 | 7.4833 | 4.8583 | 2.6689 | -8.2821 | -0.15318
0.666666666666667681May | Resource 1 | Sublap 1 | 16:00 | 6 | 81 | May | 14000 | 0 | 0 | 0 | 0 | 0 | 0 | 0 | 0 | 0 | 0 | 0 | 0 | 0 | 0 | 0 | 0 | 2.0434 | 1.4213 | 0.92522 | 0.57564 | 0.37372 | 0.2053 | -0.63709 | -0.011783 | 0 | 0 | 0 | 0 | 0 | 0 | 0 | 0 | 0 | 0 | 0 | 0 | 0 | 0 | 0 | 0 | 28.6081 | 19.8977 | 12.9532 | 8.0589 | 5.2321 | 2.8742 | -8.9192 | -0.16496
0.666666666666667681June | Resource 1 | Sublap 1 | 16:00 | 6 | 81 | June | 15000 | 0 | 0 | 0 | 0 | 0 | 0 | 0 | 0 | 0 | 0 | 0 | 0 | 0 | 0 | 0 | 0 | 2.0434 | 1.4213 | 0.92522 | 0.57564 | 0.37372 | 0.2053 | -0.63709 | -0.011783 | 0 | 0 | 0 | 0 | 0 | 0 | 0 | 0 | 0 | 0 | 0 | 0 | 0 | 0 | 0 | 0 | 30.6515 | 21.319 | 13.8784 | 8.6345 | 5.6058 | 3.0795 | -9.5563 | -0.17675
0.666666666666667681July | Resource 1 | Sublap 1 | 16:00 | 6 | 81 | July | 16000 | 0 | 0 | 0 | 0 | 0 | 0 | 0 | 0 | 0 | 0 | 0 | 0 | 0 | 0 | 0 | 0 | 2.0434 | 1.4213 | 0.92522 | 0.57564 | 0.37372 | 0.2053 | -0.63709 | -0.011783 | 0 | 0 | 0 | 0 | 0 | 0 | 0 | 0 | 0 | 0 | 0 | 0 | 0 | 0 | 0 | 0 | 32.695 | 22.7403 | 14.8036 | 9.2102 | 5.9795 | 3.2848 | -10.1934 | -0.18853
0.666666666666667681August | Resource 1 | Sublap 1 | 16:00 | 6 | 81 | August | 17000 | 0 | 0 | 0 | 0 | 0 | 0 | 0 | 0 | 0 | 0 | 0 | 0 | 0 | 0 | 0 | 0 | 2.0434 | 1.4213 | 0.92522 | 0.57564 | 0.37372 | 0.2053 | -0.63709 | -0.011783 | 0 | 0 | 0 | 0 | 0 | 0 | 0 | 0 | 0 | 0 | 0 | 0 | 0 | 0 | 0 | 0 | 34.7384 | 24.1615 | 15.7288 | 9.7858 | 6.3532 | 3.4901 | -10.8305 | -0.20031
0.666666666666667681September | Resource 1 | Sublap 1 | 16:00 | 6 | 81 | September | 18000 | 0 | 0 | 0 | 0 | 0 | 0 | 0 | 0 | 0 | 0 | 0 | 0 | 0 | 0 | 0 | 0 | 2.0434 | 1.4213 | 0.92522 | 0.57564 | 0.37372 | 0.2053 | -0.63709 | -0.011783 | 0 | 0 | 0 | 0 | 0 | 0 | 0 | 0 | 0 | 0 | 0 | 0 | 0 | 0 | 0 | 0 | 36.7818 | 25.5828 | 16.6541 | 10.3614 | 6.7269 | 3.6954 | -11.4675 | -0.2121
0.666666666666667681October | Resource 1 | Sublap 1 | 16:00 | 6 | 81 | October | 19000 | 0 | 0 | 0 | 0 | 0 | 0 | 0 | 0 | 0 | 0 | 0 | 0 | 0 | 0 | 0 | 0 | 2.0434 | 1.4213 | 0.92522 | 0.57564 | 0.37372 | 0.2053 | -0.63709 | -0.011783 | 0 | 0 | 0 | 0 | 0 | 0 | 0 | 0 | 0 | 0 | 0 | 0 | 0 | 0 | 0 | 0 | 38.8253 | 27.0041 | 17.5793 | 10.9371 | 7.1007 | 3.9007 | -12.1046 | -0.22388
0.666666666666667681November | Resource 1 | Sublap 1 | 16:00 | 6 | 81 | November | 20000 | 0 | 0 | 0 | 0 | 0 | 0 | 0 | 0 | 0 | 0 | 0 | 0 | 0 | 0 | 0 | 0 | 2.0434 | 1.4213 | 0.92522 | 0.57564 | 0.37372 | 0.2053 | -0.63709 | -0.011783 | 0 | 0 | 0 | 0 | 0 | 0 | 0 | 0 | 0 | 0 | 0 | 0 | 0 | 0 | 0 | 0 | 40.8687 | 28.4254 | 18.5045 | 11.5127 | 7.4744 | 4.106 | -12.7417 | -0.23566
0.666666666666667681December | Resource 1 | Sublap 1 | 16:00 | 6 | 81 | December | 21000 | 0 | 0 | 0 | 0 | 0 | 0 | 0 | 0 | 0 | 0 | 0 | 0 | 0 | 0 | 0 | 0 | 2.0434 | 1.4213 | 0.92522 | 0.57564 | 0.37372 | 0.2053 | -0.63709 | -0.011783 | 0 | 0 | 0 | 0 | 0 | 0 | 0 | 0 | 0 | 0 | 0 | 0 | 0 | 0 | 0 | 0 | 42.9121 | 29.8466 | 19.4297 | 12.0884 | 7.8481 | 4.3113 | -13.3788 | -0.24745
0.666666666666667682January | Resource 1 | Sublap 1 | 16:00 | 6 | 82 | January | 10000 | 0 | 0 | 0 | 0 | 0 | 0 | 0 | 0 | 0 | 0 | 0 | 0 | 0 | 0 | 0 | 0 | 2.2381 | 1.5556 | 0.96378 | 0.5995 | 0.38905 | 0.21352 | -0.66366 | -0.012271 | 0 | 0 | 0 | 0 | 0 | 0 | 0 | 0 | 0 | 0 | 0 | 0 | 0 | 0 | 0 | 0 | 22.3809 | 15.5557 | 9.6378 | 5.995 | 3.8905 | 2.1352 | -6.6366 | -0.12271
0.666666666666667682February | Resource 1 | Sublap 1 | 16:00 | 6 | 82 | February | 11000 | 0 | 0 | 0 | 0 | 0 | 0 | 0 | 0 | 0 | 0 | 0 | 0 | 0 | 0 | 0 | 0 | 2.2381 | 1.5556 | 0.96378 | 0.5995 | 0.38905 | 0.21352 | -0.66366 | -0.012271 | 0 | 0 | 0 | 0 | 0 | 0 | 0 | 0 | 0 | 0 | 0 | 0 | 0 | 0 | 0 | 0 | 24.619 | 17.1113 | 10.6016 | 6.5945 | 4.2795 | 2.3488 | -7.3002 | -0.13498
0.666666666666667682March | Resource 1 | Sublap 1 | 16:00 | 6 | 82 | March | 12000 | 0 | 0 | 0 | 0 | 0 | 0 | 0 | 0 | 0 | 0 | 0 | 0 | 0 | 0 | 0 | 0 | 2.2381 | 1.5556 | 0.96378 | 0.5995 | 0.38905 | 0.21352 | -0.66366 | -0.012271 | 0 | 0 | 0 | 0 | 0 | 0 | 0 | 0 | 0 | 0 | 0 | 0 | 0 | 0 | 0 | 0 | 26.8571 | 18.6668 | 11.5654 | 7.194 | 4.6685 | 2.5623 | -7.9639 | -0.14725
0.666666666666667682April | Resource 1 | Sublap 1 | 16:00 | 6 | 82 | April | 13000 | 0 | 0 | 0 | 0 | 0 | 0 | 0 | 0 | 0 | 0 | 0 | 0 | 0 | 0 | 0 | 0 | 2.2381 | 1.5556 | 0.96378 | 0.5995 | 0.38905 | 0.21352 | -0.66366 | -0.012271 | 0 | 0 | 0 | 0 | 0 | 0 | 0 | 0 | 0 | 0 | 0 | 0 | 0 | 0 | 0 | 0 | 29.0952 | 20.2224 | 12.5292 | 7.7935 | 5.0576 | 2.7758 | -8.6275 | -0.15952
0.666666666666667682May | Resource 1 | Sublap 1 | 16:00 | 6 | 82 | May | 14000 | 0 | 0 | 0 | 0 | 0 | 0 | 0 | 0 | 0 | 0 | 0 | 0 | 0 | 0 | 0 | 0 | 2.2381 | 1.5556 | 0.96378 | 0.5995 | 0.38905 | 0.21352 | -0.66366 | -0.012271 | 0 | 0 | 0 | 0 | 0 | 0 | 0 | 0 | 0 | 0 | 0 | 0 | 0 | 0 | 0 | 0 | 31.3333 | 21.778 | 13.4929 | 8.393 | 5.4466 | 2.9893 | -9.2912 | -0.17179
0.666666666666667682June | Resource 1 | Sublap 1 | 16:00 | 6 | 82 | June | 15000 | 0 | 0 | 0 | 0 | 0 | 0 | 0 | 0 | 0 | 0 | 0 | 0 | 0 | 0 | 0 | 0 | 2.2381 | 1.5556 | 0.96378 | 0.5995 | 0.38905 | 0.21352 | -0.66366 | -0.012271 | 0 | 0 | 0 | 0 | 0 | 0 | 0 | 0 | 0 | 0 | 0 | 0 | 0 | 0 | 0 | 0 | 33.5714 | 23.3335 | 14.4567 | 8.9925 | 5.8357 | 3.2028 | -9.9549 | -0.18406
0.666666666666667682July | Resource 1 | Sublap 1 | 16:00 | 6 | 82 | July | 16000 | 0 | 0 | 0 | 0 | 0 | 0 | 0 | 0 | 0 | 0 | 0 | 0 | 0 | 0 | 0 | 0 | 2.2381 | 1.5556 | 0.96378 | 0.5995 | 0.38905 | 0.21352 | -0.66366 | -0.012271 | 0 | 0 | 0 | 0 | 0 | 0 | 0 | 0 | 0 | 0 | 0 | 0 | 0 | 0 | 0 | 0 | 35.8095 | 24.8891 | 15.4205 | 9.592 | 6.2247 | 3.4164 | -10.6185 | -0.19633
0.666666666666667682August | Resource 1 | Sublap 1 | 16:00 | 6 | 82 | August | 17000 | 0 | 0 | 0 | 0 | 0 | 0 | 0 | 0 | 0 | 0 | 0 | 0 | 0 | 0 | 0 | 0 | 2.2381 | 1.5556 | 0.96378 | 0.5995 | 0.38905 | 0.21352 | -0.66366 | -0.012271 | 0 | 0 | 0 | 0 | 0 | 0 | 0 | 0 | 0 | 0 | 0 | 0 | 0 | 0 | 0 | 0 | 38.0476 | 26.4447 | 16.3843 | 10.1915 | 6.6138 | 3.6299 | -11.2822 | -0.2086
0.666666666666667682September | Resource 1 | Sublap 1 | 16:00 | 6 | 82 | September | 18000 | 0 | 0 | 0 | 0 | 0 | 0 | 0 | 0 | 0 | 0 | 0 | 0 | 0 | 0 | 0 | 0 | 2.2381 | 1.5556 | 0.96378 | 0.5995 | 0.38905 | 0.21352 | -0.66366 | -0.012271 | 0 | 0 | 0 | 0 | 0 | 0 | 0 | 0 | 0 | 0 | 0 | 0 | 0 | 0 | 0 | 0 | 40.2857 | 28.0002 | 17.3481 | 10.791 | 7.0028 | 3.8434 | -11.9458 | -0.22087
0.666666666666667682October | Resource 1 | Sublap 1 | 16:00 | 6 | 82 | October | 19000 | 0 | 0 | 0 | 0 | 0 | 0 | 0 | 0 | 0 | 0 | 0 | 0 | 0 | 0 | 0 | 0 | 2.2381 | 1.5556 | 0.96378 | 0.5995 | 0.38905 | 0.21352 | -0.66366 | -0.012271 | 0 | 0 | 0 | 0 | 0 | 0 | 0 | 0 | 0 | 0 | 0 | 0 | 0 | 0 | 0 | 0 | 42.5238 | 29.5558 | 18.3118 | 11.3905 | 7.3919 | 4.0569 | -12.6095 | -0.23314
0.666666666666667682November | Resource 1 | Sublap 1 | 16:00 | 6 | 82 | November | 20000 | 0 | 0 | 0 | 0 | 0 | 0 | 0 | 0 | 0 | 0 | 0 | 0 | 0 | 0 | 0 | 0 | 2.2381 | 1.5556 | 0.96378 | 0.5995 | 0.38905 | 0.21352 | -0.66366 | -0.012271 | 0 | 0 | 0 | 0 | 0 | 0 | 0 | 0 | 0 | 0 | 0 | 0 | 0 | 0 | 0 | 0 | 44.7619 | 31.1114 | 19.2756 | 11.99 | 7.7809 | 4.2705 | -13.2731 | -0.24542
0.666666666666667682December | Resource 1 | Sublap 1 | 16:00 | 6 | 82 | December | 21000 | 0 | 0 | 0 | 0 | 0 | 0 | 0 | 0 | 0 | 0 | 0 | 0 | 0 | 0 | 0 | 0 | 2.2381 | 1.5556 | 0.96378 | 0.5995 | 0.38905 | 0.21352 | -0.66366 | -0.012271 | 0 | 0 | 0 | 0 | 0 | 0 | 0 | 0 | 0 | 0 | 0 | 0 | 0 | 0 | 0 | 0 | 46.9999 | 32.6669 | 20.2394 | 12.5895 | 8.17 | 4.484 | -13.9368 | -0.25769
0.666666666666667683January | Resource 1 | Sublap 1 | 16:00 | 6 | 83 | January | 10000 | 0 | 0 | 0 | 0 | 0 | 0 | 0 | 0 | 0 | 0 | 0 | 0 | 0 | 0 | 0 | 0 | 2.6895 | 1.9544 | 1.0901 | 0.6777 | 0.43927 | 0.24046 | -0.75072 | -0.013869 | 0 | 0 | 0 | 0 | 0 | 0 | 0 | 0 | 0 | 0 | 0 | 0 | 0 | 0 | 0 | 0 | 26.8953 | 19.5438 | 10.9012 | 6.777 | 4.3927 | 2.4046 | -7.5072 | -0.13869
0.666666666666667683February | Resource 1 | Sublap 1 | 16:00 | 6 | 83 | February | 11000 | 0 | 0 | 0 | 0 | 0 | 0 | 0 | 0 | 0 | 0 | 0 | 0 | 0 | 0 | 0 | 0 | 2.6895 | 1.9544 | 1.0901 | 0.6777 | 0.43927 | 0.24046 | -0.75072 | -0.013869 | 0 | 0 | 0 | 0 | 0 | 0 | 0 | 0 | 0 | 0 | 0 | 0 | 0 | 0 | 0 | 0 | 29.5849 | 21.4982 | 11.9914 | 7.4547 | 4.832 | 2.6451 | -8.258 | -0.15256
0.666666666666667683March | Resource 1 | Sublap 1 | 16:00 | 6 | 83 | March | 12000 | 0 | 0 | 0 | 0 | 0 | 0 | 0 | 0 | 0 | 0 | 0 | 0 | 0 | 0 | 0 | 0 | 2.6895 | 1.9544 | 1.0901 | 0.6777 | 0.43927 | 0.24046 | -0.75072 | -0.013869 | 0 | 0 | 0 | 0 | 0 | 0 | 0 | 0 | 0 | 0 | 0 | 0 | 0 | 0 | 0 | 0 | 32.2744 | 23.4526 | 13.0815 | 8.1324 | 5.2712 | 2.8856 | -9.0087 | -0.16642
0.666666666666667683April | Resource 1 | Sublap 1 | 16:00 | 6 | 83 | April | 13000 | 0 | 0 | 0 | 0 | 0 | 0 | 0 | 0 | 0 | 0 | 0 | 0 | 0 | 0 | 0 | 0 | 2.6895 | 1.9544 | 1.0901 | 0.6777 | 0.43927 | 0.24046 | -0.75072 | -0.013869 | 0 | 0 | 0 | 0 | 0 | 0 | 0 | 0 | 0 | 0 | 0 | 0 | 0 | 0 | 0 | 0 | 34.9639 | 25.407 | 14.1716 | 8.8101 | 5.7105 | 3.126 | -9.7594 | -0.18029
0.666666666666667683May | Resource 1 | Sublap 1 | 16:00 | 6 | 83 | May | 14000 | 0 | 0 | 0 | 0 | 0 | 0 | 0 | 0 | 0 | 0 | 0 | 0 | 0 | 0 | 0 | 0 | 2.6895 | 1.9544 | 1.0901 | 0.6777 | 0.43927 | 0.24046 | -0.75072 | -0.013869 | 0 | 0 | 0 | 0 | 0 | 0 | 0 | 0 | 0 | 0 | 0 | 0 | 0 | 0 | 0 | 0 | 37.6535 | 27.3614 | 15.2617 | 9.4878 | 6.1498 | 3.3665 | -10.5101 | -0.19416
0.666666666666667683June | Resource 1 | Sublap 1 | 16:00 | 6 | 83 | June | 15000 | 0 | 0 | 0 | 0 | 0 | 0 | 0 | 0 | 0 | 0 | 0 | 0 | 0 | 0 | 0 | 0 | 2.6895 | 1.9544 | 1.0901 | 0.6777 | 0.43927 | 0.24046 | -0.75072 | -0.013869 | 0 | 0 | 0 | 0 | 0 | 0 | 0 | 0 | 0 | 0 | 0 | 0 | 0 | 0 | 0 | 0 | 40.343 | 29.3158 | 16.3519 | 10.1655 | 6.589 | 3.607 | -11.2609 | -0.20803
0.666666666666667683July | Resource 1 | Sublap 1 | 16:00 | 6 | 83 | July | 16000 | 0 | 0 | 0 | 0 | 0 | 0 | 0 | 0 | 0 | 0 | 0 | 0 | 0 | 0 | 0 | 0 | 2.6895 | 1.9544 | 1.0901 | 0.6777 | 0.43927 | 0.24046 | -0.75072 | -0.013869 | 0 | 0 | 0 | 0 | 0 | 0 | 0 | 0 | 0 | 0 | 0 | 0 | 0 | 0 | 0 | 0 | 43.0326 | 31.2701 | 17.442 | 10.8432 | 7.0283 | 3.8474 | -12.0116 | -0.2219
0.666666666666667683August | Resource 1 | Sublap 1 | 16:00 | 6 | 83 | August | 17000 | 0 | 0 | 0 | 0 | 0 | 0 | 0 | 0 | 0 | 0 | 0 | 0 | 0 | 0 | 0 | 0 | 2.6895 | 1.9544 | 1.0901 | 0.6777 | 0.43927 | 0.24046 | -0.75072 | -0.013869 | 0 | 0 | 0 | 0 | 0 | 0 | 0 | 0 | 0 | 0 | 0 | 0 | 0 | 0 | 0 | 0 | 45.7221 | 33.2245 | 18.5321 | 11.5209 | 7.4676 | 4.0879 | -12.7623 | -0.23577
0.666666666666667683September | Resource 1 | Sublap 1 | 16:00 | 6 | 83 | September | 18000 | 0 | 0 | 0 | 0 | 0 | 0 | 0 | 0 | 0 | 0 | 0 | 0 | 0 | 0 | 0 | 0 | 2.6895 | 1.9544 | 1.0901 | 0.6777 | 0.43927 | 0.24046 | -0.75072 | -0.013869 | 0 | 0 | 0 | 0 | 0 | 0 | 0 | 0 | 0 | 0 | 0 | 0 | 0 | 0 | 0 | 0 | 48.4116 | 35.1789 | 19.6222 | 12.1986 | 7.9069 | 4.3283 | -13.513 | -0.24964
0.666666666666667683October | Resource 1 | Sublap 1 | 16:00 | 6 | 83 | October | 19000 | 0 | 0 | 0 | 0 | 0 | 0 | 0 | 0 | 0 | 0 | 0 | 0 | 0 | 0 | 0 | 0 | 2.6895 | 1.9544 | 1.0901 | 0.6777 | 0.43927 | 0.24046 | -0.75072 | -0.013869 | 0 | 0 | 0 | 0 | 0 | 0 | 0 | 0 | 0 | 0 | 0 | 0 | 0 | 0 | 0 | 0 | 51.1011 | 37.1333 | 20.7124 | 12.8763 | 8.3461 | 4.5688 | -14.2637 | -0.2635
0.666666666666667683November | Resource 1 | Sublap 1 | 16:00 | 6 | 83 | November | 20000 | 0 | 0 | 0 | 0 | 0 | 0 | 0 | 0 | 0 | 0 | 0 | 0 | 0 | 0 | 0 | 0 | 2.6895 | 1.9544 | 1.0901 | 0.6777 | 0.43927 | 0.24046 | -0.75072 | -0.013869 | 0 | 0 | 0 | 0 | 0 | 0 | 0 | 0 | 0 | 0 | 0 | 0 | 0 | 0 | 0 | 0 | 53.7907 | 39.0877 | 21.8025 | 13.554 | 8.7854 | 4.8093 | -15.0145 | -0.27737
0.666666666666667683December | Resource 1 | Sublap 1 | 16:00 | 6 | 83 | December | 21000 | 0 | 0 | 0 | 0 | 0 | 0 | 0 | 0 | 0 | 0 | 0 | 0 | 0 | 0 | 0 | 0 | 2.6895 | 1.9544 | 1.0901 | 0.6777 | 0.43927 | 0.24046 | -0.75072 | -0.013869 | 0 | 0 | 0 | 0 | 0 | 0 | 0 | 0 | 0 | 0 | 0 | 0 | 0 | 0 | 0 | 0 | 56.4802 | 41.0421 | 22.8926 | 14.2317 | 9.2247 | 5.0497 | -15.7652 | -0.29124
0.666666666666667684January | Resource 1 | Sublap 1 | 16:00 | 6 | 84 | January | 10000 | 0 | 0 | 0 | 0 | 0 | 0 | 0 | 0 | 0 | 0 | 0 | 0 | 0 | 0 | 0 | 0 | 2.8552 | 1.9704 | 1.1379 | 0.70727 | 0.45826 | 0.25065 | -0.78365 | -0.014473 | 0 | 0 | 0 | 0 | 0 | 0 | 0 | 0 | 0 | 0 | 0 | 0 | 0 | 0 | 0 | 0 | 28.5516 | 19.7039 | 11.379 | 7.0727 | 4.5826 | 2.5065 | -7.8365 | -0.14473
0.666666666666667684February | Resource 1 | Sublap 1 | 16:00 | 6 | 84 | February | 11000 | 0 | 0 | 0 | 0 | 0 | 0 | 0 | 0 | 0 | 0 | 0 | 0 | 0 | 0 | 0 | 0 | 2.8552 | 1.9704 | 1.1379 | 0.70727 | 0.45826 | 0.25065 | -0.78365 | -0.014473 | 0 | 0 | 0 | 0 | 0 | 0 | 0 | 0 | 0 | 0 | 0 | 0 | 0 | 0 | 0 | 0 | 31.4067 | 21.6744 | 12.5169 | 7.78 | 5.0409 | 2.7572 | -8.6201 | -0.1592
0.666666666666667684March | Resource 1 | Sublap 1 | 16:00 | 6 | 84 | March | 12000 | 0 | 0 | 0 | 0 | 0 | 0 | 0 | 0 | 0 | 0 | 0 | 0 | 0 | 0 | 0 | 0 | 2.8552 | 1.9704 | 1.1379 | 0.70727 | 0.45826 | 0.25065 | -0.78365 | -0.014473 | 0 | 0 | 0 | 0 | 0 | 0 | 0 | 0 | 0 | 0 | 0 | 0 | 0 | 0 | 0 | 0 | 34.2619 | 23.6447 | 13.6548 | 8.4873 | 5.4991 | 3.0078 | -9.4038 | -0.17367
0.666666666666667684April | Resource 1 | Sublap 1 | 16:00 | 6 | 84 | April | 13000 | 0 | 0 | 0 | 0 | 0 | 0 | 0 | 0 | 0 | 0 | 0 | 0 | 0 | 0 | 0 | 0 | 2.8552 | 1.9704 | 1.1379 | 0.70727 | 0.45826 | 0.25065 | -0.78365 | -0.014473 | 0 | 0 | 0 | 0 | 0 | 0 | 0 | 0 | 0 | 0 | 0 | 0 | 0 | 0 | 0 | 0 | 37.1171 | 25.6151 | 14.7927 | 9.1945 | 5.9574 | 3.2585 | -10.1874 | -0.18815
0.666666666666667684May | Resource 1 | Sublap 1 | 16:00 | 6 | 84 | May | 14000 | 0 | 0 | 0 | 0 | 0 | 0 | 0 | 0 | 0 | 0 | 0 | 0 | 0 | 0 | 0 | 0 | 2.8552 | 1.9704 | 1.1379 | 0.70727 | 0.45826 | 0.25065 | -0.78365 | -0.014473 | 0 | 0 | 0 | 0 | 0 | 0 | 0 | 0 | 0 | 0 | 0 | 0 | 0 | 0 | 0 | 0 | 39.9722 | 27.5855 | 15.9306 | 9.9018 | 6.4157 | 3.5091 | -10.9711 | -0.20262
0.666666666666667684June | Resource 1 | Sublap 1 | 16:00 | 6 | 84 | June | 15000 | 0 | 0 | 0 | 0 | 0 | 0 | 0 | 0 | 0 | 0 | 0 | 0 | 0 | 0 | 0 | 0 | 2.8552 | 1.9704 | 1.1379 | 0.70727 | 0.45826 | 0.25065 | -0.78365 | -0.014473 | 0 | 0 | 0 | 0 | 0 | 0 | 0 | 0 | 0 | 0 | 0 | 0 | 0 | 0 | 0 | 0 | 42.8274 | 29.5559 | 17.0685 | 10.6091 | 6.8739 | 3.7598 | -11.7547 | -0.21709
0.666666666666667684July | Resource 1 | Sublap 1 | 16:00 | 6 | 84 | July | 16000 | 0 | 0 | 0 | 0 | 0 | 0 | 0 | 0 | 0 | 0 | 0 | 0 | 0 | 0 | 0 | 0 | 2.8552 | 1.9704 | 1.1379 | 0.70727 | 0.45826 | 0.25065 | -0.78365 | -0.014473 | 0 | 0 | 0 | 0 | 0 | 0 | 0 | 0 | 0 | 0 | 0 | 0 | 0 | 0 | 0 | 0 | 45.6825 | 31.5263 | 18.2064 | 11.3163 | 7.3322 | 4.0104 | -12.5384 | -0.23157
0.666666666666667684August | Resource 1 | Sublap 1 | 16:00 | 6 | 84 | August | 17000 | 0 | 0 | 0 | 0 | 0 | 0 | 0 | 0 | 0 | 0 | 0 | 0 | 0 | 0 | 0 | 0 | 2.8552 | 1.9704 | 1.1379 | 0.70727 | 0.45826 | 0.25065 | -0.78365 | -0.014473 | 0 | 0 | 0 | 0 | 0 | 0 | 0 | 0 | 0 | 0 | 0 | 0 | 0 | 0 | 0 | 0 | 48.5377 | 33.4967 | 19.3443 | 12.0236 | 7.7905 | 4.2611 | -13.322 | -0.24604
0.666666666666667684September | Resource 1 | Sublap 1 | 16:00 | 6 | 84 | September | 18000 | 0 | 0 | 0 | 0 | 0 | 0 | 0 | 0 | 0 | 0 | 0 | 0 | 0 | 0 | 0 | 0 | 2.8552 | 1.9704 | 1.1379 | 0.70727 | 0.45826 | 0.25065 | -0.78365 | -0.014473 | 0 | 0 | 0 | 0 | 0 | 0 | 0 | 0 | 0 | 0 | 0 | 0 | 0 | 0 | 0 | 0 | 51.3929 | 35.4671 | 20.4822 | 12.7309 | 8.2487 | 4.5117 | -14.1057 | -0.26051
0.666666666666667684October | Resource 1 | Sublap 1 | 16:00 | 6 | 84 | October | 19000 | 0 | 0 | 0 | 0 | 0 | 0 | 0 | 0 | 0 | 0 | 0 | 0 | 0 | 0 | 0 | 0 | 2.8552 | 1.9704 | 1.1379 | 0.70727 | 0.45826 | 0.25065 | -0.78365 | -0.014473 | 0 | 0 | 0 | 0 | 0 | 0 | 0 | 0 | 0 | 0 | 0 | 0 | 0 | 0 | 0 | 0 | 54.248 | 37.4375 | 21.6201 | 13.4382 | 8.707 | 4.7624 | -14.8893 | -0.27498
0.666666666666667684November | Resource 1 | Sublap 1 | 16:00 | 6 | 84 | November | 20000 | 0 | 0 | 0 | 0 | 0 | 0 | 0 | 0 | 0 | 0 | 0 | 0 | 0 | 0 | 0 | 0 | 2.8552 | 1.9704 | 1.1379 | 0.70727 | 0.45826 | 0.25065 | -0.78365 | -0.014473 | 0 | 0 | 0 | 0 | 0 | 0 | 0 | 0 | 0 | 0 | 0 | 0 | 0 | 0 | 0 | 0 | 57.1032 | 39.4079 | 22.758 | 14.1454 | 9.1652 | 5.013 | -15.673 | -0.28946
0.666666666666667684December | Resource 1 | Sublap 1 | 16:00 | 6 | 84 | December | 21000 | 0 | 0 | 0 | 0 | 0 | 0 | 0 | 0 | 0 | 0 | 0 | 0 | 0 | 0 | 0 | 0 | 2.8552 | 1.9704 | 1.1379 | 0.70727 | 0.45826 | 0.25065 | -0.78365 | -0.014473 | 0 | 0 | 0 | 0 | 0 | 0 | 0 | 0 | 0 | 0 | 0 | 0 | 0 | 0 | 0 | 0 | 59.9583 | 41.3783 | 23.8959 | 14.8527 | 9.6235 | 5.2637 | -16.4566 | -0.30393
0.666666666666667685January | Resource 1 | Sublap 1 | 16:00 | 6 | 85 | January | 10000 | 0 | 0 | 0 | 0 | 0 | 0 | 0 | 0 | 0 | 0 | 0 | 0 | 0 | 0 | 0 | 0 | 3.915 | 2.9111 | 1.7973 | 0.88292 | 0.57107 | 0.31116 | -0.97921 | -0.018062 | 0 | 0 | 0 | 0 | 0 | 0 | 0 | 0 | 0 | 0 | 0 | 0 | 0 | 0 | 0 | 0 | 39.1502 | 29.1108 | 17.9729 | 8.8292 | 5.7107 | 3.1116 | -9.7921 | -0.18062
0.666666666666667685February | Resource 1 | Sublap 1 | 16:00 | 6 | 85 | February | 11000 | 0 | 0 | 0 | 0 | 0 | 0 | 0 | 0 | 0 | 0 | 0 | 0 | 0 | 0 | 0 | 0 | 3.915 | 2.9111 | 1.7973 | 0.88292 | 0.57107 | 0.31116 | -0.97921 | -0.018062 | 0 | 0 | 0 | 0 | 0 | 0 | 0 | 0 | 0 | 0 | 0 | 0 | 0 | 0 | 0 | 0 | 43.0653 | 32.0219 | 19.7702 | 9.7121 | 6.2818 | 3.4228 | -10.7713 | -0.19868
0.666666666666667685March | Resource 1 | Sublap 1 | 16:00 | 6 | 85 | March | 12000 | 0 | 0 | 0 | 0 | 0 | 0 | 0 | 0 | 0 | 0 | 0 | 0 | 0 | 0 | 0 | 0 | 3.915 | 2.9111 | 1.7973 | 0.88292 | 0.57107 | 0.31116 | -0.97921 | -0.018062 | 0 | 0 | 0 | 0 | 0 | 0 | 0 | 0 | 0 | 0 | 0 | 0 | 0 | 0 | 0 | 0 | 46.9803 | 34.933 | 21.5675 | 10.595 | 6.8529 | 3.7339 | -11.7506 | -0.21674
0.666666666666667685April | Resource 1 | Sublap 1 | 16:00 | 6 | 85 | April | 13000 | 0 | 0 | 0 | 0 | 0 | 0 | 0 | 0 | 0 | 0 | 0 | 0 | 0 | 0 | 0 | 0 | 3.915 | 2.9111 | 1.7973 | 0.88292 | 0.57107 | 0.31116 | -0.97921 | -0.018062 | 0 | 0 | 0 | 0 | 0 | 0 | 0 | 0 | 0 | 0 | 0 | 0 | 0 | 0 | 0 | 0 | 50.8953 | 37.8441 | 23.3647 | 11.4779 | 7.4239 | 4.0451 | -12.7298 | -0.2348
0.666666666666667685May | Resource 1 | Sublap 1 | 16:00 | 6 | 85 | May | 14000 | 0 | 0 | 0 | 0 | 0 | 0 | 0 | 0 | 0 | 0 | 0 | 0 | 0 | 0 | 0 | 0 | 3.915 | 2.9111 | 1.7973 | 0.88292 | 0.57107 | 0.31116 | -0.97921 | -0.018062 | 0 | 0 | 0 | 0 | 0 | 0 | 0 | 0 | 0 | 0 | 0 | 0 | 0 | 0 | 0 | 0 | 54.8103 | 40.7552 | 25.162 | 12.3609 | 7.995 | 4.3563 | -13.709 | -0.25287
0.666666666666667685June | Resource 1 | Sublap 1 | 16:00 | 6 | 85 | June | 15000 | 0 | 0 | 0 | 0 | 0 | 0 | 0 | 0 | 0 | 0 | 0 | 0 | 0 | 0 | 0 | 0 | 3.915 | 2.9111 | 1.7973 | 0.88292 | 0.57107 | 0.31116 | -0.97921 | -0.018062 | 0 | 0 | 0 | 0 | 0 | 0 | 0 | 0 | 0 | 0 | 0 | 0 | 0 | 0 | 0 | 0 | 58.7254 | 43.6662 | 26.9593 | 13.2438 | 8.5661 | 4.6674 | -14.6882 | -0.27093
0.666666666666667685July | Resource 1 | Sublap 1 | 16:00 | 6 | 85 | July | 16000 | 0 | 0 | 0 | 0 | 0 | 0 | 0 | 0 | 0 | 0 | 0 | 0 | 0 | 0 | 0 | 0 | 3.915 | 2.9111 | 1.7973 | 0.88292 | 0.57107 | 0.31116 | -0.97921 | -0.018062 | 0 | 0 | 0 | 0 | 0 | 0 | 0 | 0 | 0 | 0 | 0 | 0 | 0 | 0 | 0 | 0 | 62.6404 | 46.5773 | 28.7566 | 14.1267 | 9.1371 | 4.9786 | -15.6674 | -0.28899
0.666666666666667685August | Resource 1 | Sublap 1 | 16:00 | 6 | 85 | August | 17000 | 0 | 0 | 0 | 0 | 0 | 0 | 0 | 0 | 0 | 0 | 0 | 0 | 0 | 0 | 0 | 0 | 3.915 | 2.9111 | 1.7973 | 0.88292 | 0.57107 | 0.31116 | -0.97921 | -0.018062 | 0 | 0 | 0 | 0 | 0 | 0 | 0 | 0 | 0 | 0 | 0 | 0 | 0 | 0 | 0 | 0 | 66.5554 | 49.4884 | 30.5539 | 15.0096 | 9.7082 | 5.2898 | -16.6466 | -0.30705
0.666666666666667685September | Resource 1 | Sublap 1 | 16:00 | 6 | 85 | September | 18000 | 0 | 0 | 0 | 0 | 0 | 0 | 0 | 0 | 0 | 0 | 0 | 0 | 0 | 0 | 0 | 0 | 3.915 | 2.9111 | 1.7973 | 0.88292 | 0.57107 | 0.31116 | -0.97921 | -0.018062 | 0 | 0 | 0 | 0 | 0 | 0 | 0 | 0 | 0 | 0 | 0 | 0 | 0 | 0 | 0 | 0 | 70.4704 | 52.3995 | 32.3512 | 15.8925 | 10.2793 | 5.6009 | -17.6258 | -0.32511
0.666666666666667685October | Resource 1 | Sublap 1 | 16:00 | 6 | 85 | October | 19000 | 0 | 0 | 0 | 0 | 0 | 0 | 0 | 0 | 0 | 0 | 0 | 0 | 0 | 0 | 0 | 0 | 3.915 | 2.9111 | 1.7973 | 0.88292 | 0.57107 | 0.31116 | -0.97921 | -0.018062 | 0 | 0 | 0 | 0 | 0 | 0 | 0 | 0 | 0 | 0 | 0 | 0 | 0 | 0 | 0 | 0 | 74.3855 | 55.3106 | 34.1485 | 16.7754 | 10.8504 | 5.9121 | -18.605 | -0.34318
0.666666666666667685November | Resource 1 | Sublap 1 | 16:00 | 6 | 85 | November | 20000 | 0 | 0 | 0 | 0 | 0 | 0 | 0 | 0 | 0 | 0 | 0 | 0 | 0 | 0 | 0 | 0 | 3.915 | 2.9111 | 1.7973 | 0.88292 | 0.57107 | 0.31116 | -0.97921 | -0.018062 | 0 | 0 | 0 | 0 | 0 | 0 | 0 | 0 | 0 | 0 | 0 | 0 | 0 | 0 | 0 | 0 | 78.3005 | 58.2217 | 35.9457 | 17.6584 | 11.4214 | 6.2232 | -19.5843 | -0.36124
0.666666666666667685December | Resource 1 | Sublap 1 | 16:00 | 6 | 85 | December | 21000 | 0 | 0 | 0 | 0 | 0 | 0 | 0 | 0 | 0 | 0 | 0 | 0 | 0 | 0 | 0 | 0 | 3.915 | 2.9111 | 1.7973 | 0.88292 | 0.57107 | 0.31116 | -0.97921 | -0.018062 | 0 | 0 | 0 | 0 | 0 | 0 | 0 | 0 | 0 | 0 | 0 | 0 | 0 | 0 | 0 | 0 | 82.2155 | 61.1328 | 37.743 | 18.5413 | 11.9925 | 6.5344 | -20.5635 | -0.3793
0.666666666666667686January | Resource 1 | Sublap 1 | 16:00 | 6 | 86 | January | 10000 | 0 | 0 | 0 | 0 | 0 | 0 | 0 | 0 | 0 | 0 | 0 | 0 | 0 | 0 | 0 | 0 | 3.4211 | 2.453 | 1.4044 | 0.79874 | 0.51701 | 0.28216 | -0.88549 | -0.016342 | 0 | 0 | 0 | 0 | 0 | 0 | 0 | 0 | 0 | 0 | 0 | 0 | 0 | 0 | 0 | 0 | 34.2114 | 24.5299 | 14.0439 | 7.9874 | 5.1701 | 2.8216 | -8.8549 | -0.16342
0.666666666666667686February | Resource 1 | Sublap 1 | 16:00 | 6 | 86 | February | 11000 | 0 | 0 | 0 | 0 | 0 | 0 | 0 | 0 | 0 | 0 | 0 | 0 | 0 | 0 | 0 | 0 | 3.4211 | 2.453 | 1.4044 | 0.79874 | 0.51701 | 0.28216 | -0.88549 | -0.016342 | 0 | 0 | 0 | 0 | 0 | 0 | 0 | 0 | 0 | 0 | 0 | 0 | 0 | 0 | 0 | 0 | 37.6325 | 26.9829 | 15.4483 | 8.7861 | 5.6871 | 3.1038 | -9.7404 | -0.17976
0.666666666666667686March | Resource 1 | Sublap 1 | 16:00 | 6 | 86 | March | 12000 | 0 | 0 | 0 | 0 | 0 | 0 | 0 | 0 | 0 | 0 | 0 | 0 | 0 | 0 | 0 | 0 | 3.4211 | 2.453 | 1.4044 | 0.79874 | 0.51701 | 0.28216 | -0.88549 | -0.016342 | 0 | 0 | 0 | 0 | 0 | 0 | 0 | 0 | 0 | 0 | 0 | 0 | 0 | 0 | 0 | 0 | 41.0537 | 29.4359 | 16.8527 | 9.5849 | 6.2041 | 3.3859 | -10.6259 | -0.1961
0.666666666666667686April | Resource 1 | Sublap 1 | 16:00 | 6 | 86 | April | 13000 | 0 | 0 | 0 | 0 | 0 | 0 | 0 | 0 | 0 | 0 | 0 | 0 | 0 | 0 | 0 | 0 | 3.4211 | 2.453 | 1.4044 | 0.79874 | 0.51701 | 0.28216 | -0.88549 | -0.016342 | 0 | 0 | 0 | 0 | 0 | 0 | 0 | 0 | 0 | 0 | 0 | 0 | 0 | 0 | 0 | 0 | 44.4748 | 31.8889 | 18.2571 | 10.3836 | 6.7211 | 3.6681 | -11.5114 | -0.21244
0.666666666666667686May | Resource 1 | Sublap 1 | 16:00 | 6 | 86 | May | 14000 | 0 | 0 | 0 | 0 | 0 | 0 | 0 | 0 | 0 | 0 | 0 | 0 | 0 | 0 | 0 | 0 | 3.4211 | 2.453 | 1.4044 | 0.79874 | 0.51701 | 0.28216 | -0.88549 | -0.016342 | 0 | 0 | 0 | 0 | 0 | 0 | 0 | 0 | 0 | 0 | 0 | 0 | 0 | 0 | 0 | 0 | 47.896 | 34.3419 | 19.6615 | 11.1824 | 7.2381 | 3.9503 | -12.3968 | -0.22879
0.666666666666667686June | Resource 1 | Sublap 1 | 16:00 | 6 | 86 | June | 15000 | 0 | 0 | 0 | 0 | 0 | 0 | 0 | 0 | 0 | 0 | 0 | 0 | 0 | 0 | 0 | 0 | 3.4211 | 2.453 | 1.4044 | 0.79874 | 0.51701 | 0.28216 | -0.88549 | -0.016342 | 0 | 0 | 0 | 0 | 0 | 0 | 0 | 0 | 0 | 0 | 0 | 0 | 0 | 0 | 0 | 0 | 51.3171 | 36.7949 | 21.0659 | 11.9811 | 7.7551 | 4.2324 | -13.2823 | -0.24513
0.666666666666667686July | Resource 1 | Sublap 1 | 16:00 | 6 | 86 | July | 16000 | 0 | 0 | 0 | 0 | 0 | 0 | 0 | 0 | 0 | 0 | 0 | 0 | 0 | 0 | 0 | 0 | 3.4211 | 2.453 | 1.4044 | 0.79874 | 0.51701 | 0.28216 | -0.88549 | -0.016342 | 0 | 0 | 0 | 0 | 0 | 0 | 0 | 0 | 0 | 0 | 0 | 0 | 0 | 0 | 0 | 0 | 54.7382 | 39.2479 | 22.4703 | 12.7798 | 8.2721 | 4.5146 | -14.1678 | -0.26147
0.666666666666667686August | Resource 1 | Sublap 1 | 16:00 | 6 | 86 | August | 17000 | 0 | 0 | 0 | 0 | 0 | 0 | 0 | 0 | 0 | 0 | 0 | 0 | 0 | 0 | 0 | 0 | 3.4211 | 2.453 | 1.4044 | 0.79874 | 0.51701 | 0.28216 | -0.88549 | -0.016342 | 0 | 0 | 0 | 0 | 0 | 0 | 0 | 0 | 0 | 0 | 0 | 0 | 0 | 0 | 0 | 0 | 58.1594 | 41.7009 | 23.8747 | 13.5786 | 8.7891 | 4.7968 | -15.0533 | -0.27781
0.666666666666667686September | Resource 1 | Sublap 1 | 16:00 | 6 | 86 | September | 18000 | 0 | 0 | 0 | 0 | 0 | 0 | 0 | 0 | 0 | 0 | 0 | 0 | 0 | 0 | 0 | 0 | 3.4211 | 2.453 | 1.4044 | 0.79874 | 0.51701 | 0.28216 | -0.88549 | -0.016342 | 0 | 0 | 0 | 0 | 0 | 0 | 0 | 0 | 0 | 0 | 0 | 0 | 0 | 0 | 0 | 0 | 61.5805 | 44.1539 | 25.2791 | 14.3773 | 9.3061 | 5.0789 | -15.9388 | -0.29415
0.666666666666667686October | Resource 1 | Sublap 1 | 16:00 | 6 | 86 | October | 19000 | 0 | 0 | 0 | 0 | 0 | 0 | 0 | 0 | 0 | 0 | 0 | 0 | 0 | 0 | 0 | 0 | 3.4211 | 2.453 | 1.4044 | 0.79874 | 0.51701 | 0.28216 | -0.88549 | -0.016342 | 0 | 0 | 0 | 0 | 0 | 0 | 0 | 0 | 0 | 0 | 0 | 0 | 0 | 0 | 0 | 0 | 65.0017 | 46.6069 | 26.6834 | 15.1761 | 9.8231 | 5.3611 | -16.8243 | -0.3105
0.666666666666667686November | Resource 1 | Sublap 1 | 16:00 | 6 | 86 | November | 20000 | 0 | 0 | 0 | 0 | 0 | 0 | 0 | 0 | 0 | 0 | 0 | 0 | 0 | 0 | 0 | 0 | 3.4211 | 2.453 | 1.4044 | 0.79874 | 0.51701 | 0.28216 | -0.88549 | -0.016342 | 0 | 0 | 0 | 0 | 0 | 0 | 0 | 0 | 0 | 0 | 0 | 0 | 0 | 0 | 0 | 0 | 68.4228 | 49.0599 | 28.0878 | 15.9748 | 10.3401 | 5.6432 | -17.7098 | -0.32684
0.666666666666667686December | Resource 1 | Sublap 1 | 16:00 | 6 | 86 | December | 21000 | 0 | 0 | 0 | 0 | 0 | 0 | 0 | 0 | 0 | 0 | 0 | 0 | 0 | 0 | 0 | 0 | 3.4211 | 2.453 | 1.4044 | 0.79874 | 0.51701 | 0.28216 | -0.88549 | -0.016342 | 0 | 0 | 0 | 0 | 0 | 0 | 0 | 0 | 0 | 0 | 0 | 0 | 0 | 0 | 0 | 0 | 71.8439 | 51.5129 | 29.4922 | 16.7735 | 10.8572 | 5.9254 | -18.5953 | -0.34318
0.666666666666667687January | Resource 1 | Sublap 1 | 16:00 | 6 | 87 | January | 10000 | 0 | 0 | 0 | 0 | 0 | 0 | 0 | 0 | 0 | 0 | 0 | 0 | 0 | 0 | 0 | 0 | 3.8807 | 2.8218 | 1.6671 | 0.83723 | 0.54173 | 0.29542 | -0.92834 | -0.017128 | 0 | 0 | 0 | 0 | 0 | 0 | 0 | 0 | 0 | 0 | 0 | 0 | 0 | 0 | 0 | 0 | 38.8066 | 28.2176 | 16.671 | 8.3723 | 5.4173 | 2.9542 | -9.2834 | -0.17128
0.666666666666667687February | Resource 1 | Sublap 1 | 16:00 | 6 | 87 | February | 11000 | 0 | 0 | 0 | 0 | 0 | 0 | 0 | 0 | 0 | 0 | 0 | 0 | 0 | 0 | 0 | 0 | 3.8807 | 2.8218 | 1.6671 | 0.83723 | 0.54173 | 0.29542 | -0.92834 | -0.017128 | 0 | 0 | 0 | 0 | 0 | 0 | 0 | 0 | 0 | 0 | 0 | 0 | 0 | 0 | 0 | 0 | 42.6872 | 31.0394 | 18.3381 | 9.2095 | 5.959 | 3.2496 | -10.2117 | -0.18841
0.666666666666667687March | Resource 1 | Sublap 1 | 16:00 | 6 | 87 | March | 12000 | 0 | 0 | 0 | 0 | 0 | 0 | 0 | 0 | 0 | 0 | 0 | 0 | 0 | 0 | 0 | 0 | 3.8807 | 2.8218 | 1.6671 | 0.83723 | 0.54173 | 0.29542 | -0.92834 | -0.017128 | 0 | 0 | 0 | 0 | 0 | 0 | 0 | 0 | 0 | 0 | 0 | 0 | 0 | 0 | 0 | 0 | 46.5679 | 33.8611 | 20.0052 | 10.0467 | 6.5007 | 3.5451 | -11.1401 | -0.20554
0.666666666666667687April | Resource 1 | Sublap 1 | 16:00 | 6 | 87 | April | 13000 | 0 | 0 | 0 | 0 | 0 | 0 | 0 | 0 | 0 | 0 | 0 | 0 | 0 | 0 | 0 | 0 | 3.8807 | 2.8218 | 1.6671 | 0.83723 | 0.54173 | 0.29542 | -0.92834 | -0.017128 | 0 | 0 | 0 | 0 | 0 | 0 | 0 | 0 | 0 | 0 | 0 | 0 | 0 | 0 | 0 | 0 | 50.4485 | 36.6829 | 21.6723 | 10.8839 | 7.0424 | 3.8405 | -12.0684 | -0.22267
0.666666666666667687May | Resource 1 | Sublap 1 | 16:00 | 6 | 87 | May | 14000 | 0 | 0 | 0 | 0 | 0 | 0 | 0 | 0 | 0 | 0 | 0 | 0 | 0 | 0 | 0 | 0 | 3.8807 | 2.8218 | 1.6671 | 0.83723 | 0.54173 | 0.29542 | -0.92834 | -0.017128 | 0 | 0 | 0 | 0 | 0 | 0 | 0 | 0 | 0 | 0 | 0 | 0 | 0 | 0 | 0 | 0 | 54.3292 | 39.5046 | 23.3394 | 11.7212 | 7.5842 | 4.1359 | -12.9968 | -0.2398
0.666666666666667687June | Resource 1 | Sublap 1 | 16:00 | 6 | 87 | June | 15000 | 0 | 0 | 0 | 0 | 0 | 0 | 0 | 0 | 0 | 0 | 0 | 0 | 0 | 0 | 0 | 0 | 3.8807 | 2.8218 | 1.6671 | 0.83723 | 0.54173 | 0.29542 | -0.92834 | -0.017128 | 0 | 0 | 0 | 0 | 0 | 0 | 0 | 0 | 0 | 0 | 0 | 0 | 0 | 0 | 0 | 0 | 58.2099 | 42.3264 | 25.0065 | 12.5584 | 8.1259 | 4.4313 | -13.9251 | -0.25692
0.666666666666667687July | Resource 1 | Sublap 1 | 16:00 | 6 | 87 | July | 16000 | 0 | 0 | 0 | 0 | 0 | 0 | 0 | 0 | 0 | 0 | 0 | 0 | 0 | 0 | 0 | 0 | 3.8807 | 2.8218 | 1.6671 | 0.83723 | 0.54173 | 0.29542 | -0.92834 | -0.017128 | 0 | 0 | 0 | 0 | 0 | 0 | 0 | 0 | 0 | 0 | 0 | 0 | 0 | 0 | 0 | 0 | 62.0905 | 45.1482 | 26.6736 | 13.3956 | 8.6676 | 4.7267 | -14.8534 | -0.27405
0.666666666666667687August | Resource 1 | Sublap 1 | 16:00 | 6 | 87 | August | 17000 | 0 | 0 | 0 | 0 | 0 | 0 | 0 | 0 | 0 | 0 | 0 | 0 | 0 | 0 | 0 | 0 | 3.8807 | 2.8218 | 1.6671 | 0.83723 | 0.54173 | 0.29542 | -0.92834 | -0.017128 | 0 | 0 | 0 | 0 | 0 | 0 | 0 | 0 | 0 | 0 | 0 | 0 | 0 | 0 | 0 | 0 | 65.9712 | 47.9699 | 28.3407 | 14.2328 | 9.2093 | 5.0222 | -15.7818 | -0.29118
0.666666666666667687September | Resource 1 | Sublap 1 | 16:00 | 6 | 87 | September | 18000 | 0 | 0 | 0 | 0 | 0 | 0 | 0 | 0 | 0 | 0 | 0 | 0 | 0 | 0 | 0 | 0 | 3.8807 | 2.8218 | 1.6671 | 0.83723 | 0.54173 | 0.29542 | -0.92834 | -0.017128 | 0 | 0 | 0 | 0 | 0 | 0 | 0 | 0 | 0 | 0 | 0 | 0 | 0 | 0 | 0 | 0 | 69.8518 | 50.7917 | 30.0078 | 15.0701 | 9.7511 | 5.3176 | -16.7101 | -0.30831
0.666666666666667687October | Resource 1 | Sublap 1 | 16:00 | 6 | 87 | October | 19000 | 0 | 0 | 0 | 0 | 0 | 0 | 0 | 0 | 0 | 0 | 0 | 0 | 0 | 0 | 0 | 0 | 3.8807 | 2.8218 | 1.6671 | 0.83723 | 0.54173 | 0.29542 | -0.92834 | -0.017128 | 0 | 0 | 0 | 0 | 0 | 0 | 0 | 0 | 0 | 0 | 0 | 0 | 0 | 0 | 0 | 0 | 73.7325 | 53.6135 | 31.6749 | 15.9073 | 10.2928 | 5.613 | -17.6385 | -0.32544
0.666666666666667687November | Resource 1 | Sublap 1 | 16:00 | 6 | 87 | November | 20000 | 0 | 0 | 0 | 0 | 0 | 0 | 0 | 0 | 0 | 0 | 0 | 0 | 0 | 0 | 0 | 0 | 3.8807 | 2.8218 | 1.6671 | 0.83723 | 0.54173 | 0.29542 | -0.92834 | -0.017128 | 0 | 0 | 0 | 0 | 0 | 0 | 0 | 0 | 0 | 0 | 0 | 0 | 0 | 0 | 0 | 0 | 77.6131 | 56.4352 | 33.342 | 16.7445 | 10.8345 | 5.9084 | -18.5668 | -0.34257
0.666666666666667687December | Resource 1 | Sublap 1 | 16:00 | 6 | 87 | December | 21000 | 0 | 0 | 0 | 0 | 0 | 0 | 0 | 0 | 0 | 0 | 0 | 0 | 0 | 0 | 0 | 0 | 3.8807 | 2.8218 | 1.6671 | 0.83723 | 0.54173 | 0.29542 | -0.92834 | -0.017128 | 0 | 0 | 0 | 0 | 0 | 0 | 0 | 0 | 0 | 0 | 0 | 0 | 0 | 0 | 0 | 0 | 81.4938 | 59.257 | 35.0091 | 17.5818 | 11.3762 | 6.2038 | -19.4951 | -0.35969
0.666666666666667688January | Resource 1 | Sublap 1 | 16:00 | 6 | 88 | January | 10000 | 0 | 0 | 0 | 0 | 0 | 0 | 0 | 0 | 0 | 0 | 0 | 0 | 0 | 0 | 0 | 0 | 4.4407 | 3.2347 | 1.9083 | 0.92042 | 0.59515 | 0.32408 | -1.021 | -0.018828 | 0 | 0 | 0 | 0 | 0 | 0 | 0 | 0 | 0 | 0 | 0 | 0 | 0 | 0 | 0 | 0 | 44.4075 | 32.347 | 19.0827 | 9.2042 | 5.9515 | 3.2408 | -10.2096 | -0.18828
0.666666666666667688February | Resource 1 | Sublap 1 | 16:00 | 6 | 88 | February | 11000 | 0 | 0 | 0 | 0 | 0 | 0 | 0 | 0 | 0 | 0 | 0 | 0 | 0 | 0 | 0 | 0 | 4.4407 | 3.2347 | 1.9083 | 0.92042 | 0.59515 | 0.32408 | -1.021 | -0.018828 | 0 | 0 | 0 | 0 | 0 | 0 | 0 | 0 | 0 | 0 | 0 | 0 | 0 | 0 | 0 | 0 | 48.8482 | 35.5817 | 20.9909 | 10.1246 | 6.5467 | 3.5649 | -11.2306 | -0.20711
0.666666666666667688March | Resource 1 | Sublap 1 | 16:00 | 6 | 88 | March | 12000 | 0 | 0 | 0 | 0 | 0 | 0 | 0 | 0 | 0 | 0 | 0 | 0 | 0 | 0 | 0 | 0 | 4.4407 | 3.2347 | 1.9083 | 0.92042 | 0.59515 | 0.32408 | -1.021 | -0.018828 | 0 | 0 | 0 | 0 | 0 | 0 | 0 | 0 | 0 | 0 | 0 | 0 | 0 | 0 | 0 | 0 | 53.2889 | 38.8164 | 22.8992 | 11.045 | 7.1418 | 3.889 | -12.2515 | -0.22594
0.666666666666667688April | Resource 1 | Sublap 1 | 16:00 | 6 | 88 | April | 13000 | 0 | 0 | 0 | 0 | 0 | 0 | 0 | 0 | 0 | 0 | 0 | 0 | 0 | 0 | 0 | 0 | 4.4407 | 3.2347 | 1.9083 | 0.92042 | 0.59515 | 0.32408 | -1.021 | -0.018828 | 0 | 0 | 0 | 0 | 0 | 0 | 0 | 0 | 0 | 0 | 0 | 0 | 0 | 0 | 0 | 0 | 57.7297 | 42.0511 | 24.8074 | 11.9654 | 7.737 | 4.213 | -13.2725 | -0.24476
0.666666666666667688May | Resource 1 | Sublap 1 | 16:00 | 6 | 88 | May | 14000 | 0 | 0 | 0 | 0 | 0 | 0 | 0 | 0 | 0 | 0 | 0 | 0 | 0 | 0 | 0 | 0 | 4.4407 | 3.2347 | 1.9083 | 0.92042 | 0.59515 | 0.32408 | -1.021 | -0.018828 | 0 | 0 | 0 | 0 | 0 | 0 | 0 | 0 | 0 | 0 | 0 | 0 | 0 | 0 | 0 | 0 | 62.1704 | 45.2858 | 26.7157 | 12.8858 | 8.3322 | 4.5371 | -14.2935 | -0.26359
0.666666666666667688June | Resource 1 | Sublap 1 | 16:00 | 6 | 88 | June | 15000 | 0 | 0 | 0 | 0 | 0 | 0 | 0 | 0 | 0 | 0 | 0 | 0 | 0 | 0 | 0 | 0 | 4.4407 | 3.2347 | 1.9083 | 0.92042 | 0.59515 | 0.32408 | -1.021 | -0.018828 | 0 | 0 | 0 | 0 | 0 | 0 | 0 | 0 | 0 | 0 | 0 | 0 | 0 | 0 | 0 | 0 | 66.6112 | 48.5205 | 28.624 | 13.8062 | 8.9273 | 4.8612 | -15.3144 | -0.28242
0.666666666666667688July | Resource 1 | Sublap 1 | 16:00 | 6 | 88 | July | 16000 | 0 | 0 | 0 | 0 | 0 | 0 | 0 | 0 | 0 | 0 | 0 | 0 | 0 | 0 | 0 | 0 | 4.4407 | 3.2347 | 1.9083 | 0.92042 | 0.59515 | 0.32408 | -1.021 | -0.018828 | 0 | 0 | 0 | 0 | 0 | 0 | 0 | 0 | 0 | 0 | 0 | 0 | 0 | 0 | 0 | 0 | 71.0519 | 51.7552 | 30.5322 | 14.7266 | 9.5225 | 5.1853 | -16.3354 | -0.30125
0.666666666666667688August | Resource 1 | Sublap 1 | 16:00 | 6 | 88 | August | 17000 | 0 | 0 | 0 | 0 | 0 | 0 | 0 | 0 | 0 | 0 | 0 | 0 | 0 | 0 | 0 | 0 | 4.4407 | 3.2347 | 1.9083 | 0.92042 | 0.59515 | 0.32408 | -1.021 | -0.018828 | 0 | 0 | 0 | 0 | 0 | 0 | 0 | 0 | 0 | 0 | 0 | 0 | 0 | 0 | 0 | 0 | 75.4927 | 54.9899 | 32.4405 | 15.6471 | 10.1176 | 5.5094 | -17.3564 | -0.32008
0.666666666666667688September | Resource 1 | Sublap 1 | 16:00 | 6 | 88 | September | 18000 | 0 | 0 | 0 | 0 | 0 | 0 | 0 | 0 | 0 | 0 | 0 | 0 | 0 | 0 | 0 | 0 | 4.4407 | 3.2347 | 1.9083 | 0.92042 | 0.59515 | 0.32408 | -1.021 | -0.018828 | 0 | 0 | 0 | 0 | 0 | 0 | 0 | 0 | 0 | 0 | 0 | 0 | 0 | 0 | 0 | 0 | 79.9334 | 58.2246 | 34.3488 | 16.5675 | 10.7128 | 5.8334 | -18.3773 | -0.33891
0.666666666666667688October | Resource 1 | Sublap 1 | 16:00 | 6 | 88 | October | 19000 | 0 | 0 | 0 | 0 | 0 | 0 | 0 | 0 | 0 | 0 | 0 | 0 | 0 | 0 | 0 | 0 | 4.4407 | 3.2347 | 1.9083 | 0.92042 | 0.59515 | 0.32408 | -1.021 | -0.018828 | 0 | 0 | 0 | 0 | 0 | 0 | 0 | 0 | 0 | 0 | 0 | 0 | 0 | 0 | 0 | 0 | 84.3742 | 61.4593 | 36.257 | 17.4879 | 11.3079 | 6.1575 | -19.3983 | -0.35773
0.666666666666667688November | Resource 1 | Sublap 1 | 16:00 | 6 | 88 | November | 20000 | 0 | 0 | 0 | 0 | 0 | 0 | 0 | 0 | 0 | 0 | 0 | 0 | 0 | 0 | 0 | 0 | 4.4407 | 3.2347 | 1.9083 | 0.92042 | 0.59515 | 0.32408 | -1.021 | -0.018828 | 0 | 0 | 0 | 0 | 0 | 0 | 0 | 0 | 0 | 0 | 0 | 0 | 0 | 0 | 0 | 0 | 88.8149 | 64.694 | 38.1653 | 18.4083 | 11.9031 | 6.4816 | -20.4192 | -0.37656
0.666666666666667688December | Resource 1 | Sublap 1 | 16:00 | 6 | 88 | December | 21000 | 0 | 0 | 0 | 0 | 0 | 0 | 0 | 0 | 0 | 0 | 0 | 0 | 0 | 0 | 0 | 0 | 4.4407 | 3.2347 | 1.9083 | 0.92042 | 0.59515 | 0.32408 | -1.021 | -0.018828 | 0 | 0 | 0 | 0 | 0 | 0 | 0 | 0 | 0 | 0 | 0 | 0 | 0 | 0 | 0 | 0 | 93.2557 | 67.9287 | 40.0736 | 19.3287 | 12.4982 | 6.8057 | -21.4402 | -0.39539
0.666666666666667689January | Resource 1 | Sublap 1 | 16:00 | 6 | 89 | January | 10000 | 0 | 0 | 0 | 0 | 0 | 0 | 0 | 0 | 0 | 0 | 0 | 0 | 0 | 0 | 0 | 0 | 4.4058 | 3.2359 | 1.9351 | 0.89569 | 0.57927 | 0.31556 | -0.99343 | -0.018323 | 0 | 0 | 0 | 0 | 0 | 0 | 0 | 0 | 0 | 0 | 0 | 0 | 0 | 0 | 0 | 0 | 44.058 | 32.3586 | 19.3512 | 8.9569 | 5.7927 | 3.1556 | -9.9343 | -0.18323
0.666666666666667689February | Resource 1 | Sublap 1 | 16:00 | 6 | 89 | February | 11000 | 0 | 0 | 0 | 0 | 0 | 0 | 0 | 0 | 0 | 0 | 0 | 0 | 0 | 0 | 0 | 0 | 4.4058 | 3.2359 | 1.9351 | 0.89569 | 0.57927 | 0.31556 | -0.99343 | -0.018323 | 0 | 0 | 0 | 0 | 0 | 0 | 0 | 0 | 0 | 0 | 0 | 0 | 0 | 0 | 0 | 0 | 48.4638 | 35.5944 | 21.2863 | 9.8525 | 6.372 | 3.4712 | -10.9277 | -0.20155
0.666666666666667689March | Resource 1 | Sublap 1 | 16:00 | 6 | 89 | March | 12000 | 0 | 0 | 0 | 0 | 0 | 0 | 0 | 0 | 0 | 0 | 0 | 0 | 0 | 0 | 0 | 0 | 4.4058 | 3.2359 | 1.9351 | 0.89569 | 0.57927 | 0.31556 | -0.99343 | -0.018323 | 0 | 0 | 0 | 0 | 0 | 0 | 0 | 0 | 0 | 0 | 0 | 0 | 0 | 0 | 0 | 0 | 52.8696 | 38.8303 | 23.2214 | 10.7482 | 6.9513 | 3.7867 | -11.9211 | -0.21987
0.666666666666667689April | Resource 1 | Sublap 1 | 16:00 | 6 | 89 | April | 13000 | 0 | 0 | 0 | 0 | 0 | 0 | 0 | 0 | 0 | 0 | 0 | 0 | 0 | 0 | 0 | 0 | 4.4058 | 3.2359 | 1.9351 | 0.89569 | 0.57927 | 0.31556 | -0.99343 | -0.018323 | 0 | 0 | 0 | 0 | 0 | 0 | 0 | 0 | 0 | 0 | 0 | 0 | 0 | 0 | 0 | 0 | 57.2754 | 42.0661 | 25.1565 | 11.6439 | 7.5305 | 4.1023 | -12.9146 | -0.2382
0.666666666666667689May | Resource 1 | Sublap 1 | 16:00 | 6 | 89 | May | 14000 | 0 | 0 | 0 | 0 | 0 | 0 | 0 | 0 | 0 | 0 | 0 | 0 | 0 | 0 | 0 | 0 | 4.4058 | 3.2359 | 1.9351 | 0.89569 | 0.57927 | 0.31556 | -0.99343 | -0.018323 | 0 | 0 | 0 | 0 | 0 | 0 | 0 | 0 | 0 | 0 | 0 | 0 | 0 | 0 | 0 | 0 | 61.6812 | 45.302 | 27.0916 | 12.5396 | 8.1098 | 4.4179 | -13.908 | -0.25652
0.666666666666667689June | Resource 1 | Sublap 1 | 16:00 | 6 | 89 | June | 15000 | 0 | 0 | 0 | 0 | 0 | 0 | 0 | 0 | 0 | 0 | 0 | 0 | 0 | 0 | 0 | 0 | 4.4058 | 3.2359 | 1.9351 | 0.89569 | 0.57927 | 0.31556 | -0.99343 | -0.018323 | 0 | 0 | 0 | 0 | 0 | 0 | 0 | 0 | 0 | 0 | 0 | 0 | 0 | 0 | 0 | 0 | 66.087 | 48.5379 | 29.0267 | 13.4353 | 8.6891 | 4.7334 | -14.9014 | -0.27484
0.666666666666667689July | Resource 1 | Sublap 1 | 16:00 | 6 | 89 | July | 16000 | 0 | 0 | 0 | 0 | 0 | 0 | 0 | 0 | 0 | 0 | 0 | 0 | 0 | 0 | 0 | 0 | 4.4058 | 3.2359 | 1.9351 | 0.89569 | 0.57927 | 0.31556 | -0.99343 | -0.018323 | 0 | 0 | 0 | 0 | 0 | 0 | 0 | 0 | 0 | 0 | 0 | 0 | 0 | 0 | 0 | 0 | 70.4928 | 51.7737 | 30.9618 | 14.331 | 9.2683 | 5.049 | -15.8949 | -0.29316
0.666666666666667689August | Resource 1 | Sublap 1 | 16:00 | 6 | 89 | August | 17000 | 0 | 0 | 0 | 0 | 0 | 0 | 0 | 0 | 0 | 0 | 0 | 0 | 0 | 0 | 0 | 0 | 4.4058 | 3.2359 | 1.9351 | 0.89569 | 0.57927 | 0.31556 | -0.99343 | -0.018323 | 0 | 0 | 0 | 0 | 0 | 0 | 0 | 0 | 0 | 0 | 0 | 0 | 0 | 0 | 0 | 0 | 74.8986 | 55.0096 | 32.897 | 15.2267 | 9.8476 | 5.3645 | -16.8883 | -0.31149
0.666666666666667689September | Resource 1 | Sublap 1 | 16:00 | 6 | 89 | September | 18000 | 0 | 0 | 0 | 0 | 0 | 0 | 0 | 0 | 0 | 0 | 0 | 0 | 0 | 0 | 0 | 0 | 4.4058 | 3.2359 | 1.9351 | 0.89569 | 0.57927 | 0.31556 | -0.99343 | -0.018323 | 0 | 0 | 0 | 0 | 0 | 0 | 0 | 0 | 0 | 0 | 0 | 0 | 0 | 0 | 0 | 0 | 79.3044 | 58.2454 | 34.8321 | 16.1224 | 10.4269 | 5.6801 | -17.8817 | -0.32981
0.666666666666667689October | Resource 1 | Sublap 1 | 16:00 | 6 | 89 | October | 19000 | 0 | 0 | 0 | 0 | 0 | 0 | 0 | 0 | 0 | 0 | 0 | 0 | 0 | 0 | 0 | 0 | 4.4058 | 3.2359 | 1.9351 | 0.89569 | 0.57927 | 0.31556 | -0.99343 | -0.018323 | 0 | 0 | 0 | 0 | 0 | 0 | 0 | 0 | 0 | 0 | 0 | 0 | 0 | 0 | 0 | 0 | 83.7102 | 61.4813 | 36.7672 | 17.018 | 11.0062 | 5.9957 | -18.8751 | -0.34813
0.666666666666667689November | Resource 1 | Sublap 1 | 16:00 | 6 | 89 | November | 20000 | 0 | 0 | 0 | 0 | 0 | 0 | 0 | 0 | 0 | 0 | 0 | 0 | 0 | 0 | 0 | 0 | 4.4058 | 3.2359 | 1.9351 | 0.89569 | 0.57927 | 0.31556 | -0.99343 | -0.018323 | 0 | 0 | 0 | 0 | 0 | 0 | 0 | 0 | 0 | 0 | 0 | 0 | 0 | 0 | 0 | 0 | 88.116 | 64.7171 | 38.7023 | 17.9137 | 11.5854 | 6.3112 | -19.8686 | -0.36646
0.666666666666667689December | Resource 1 | Sublap 1 | 16:00 | 6 | 89 | December | 21000 | 0 | 0 | 0 | 0 | 0 | 0 | 0 | 0 | 0 | 0 | 0 | 0 | 0 | 0 | 0 | 0 | 4.4058 | 3.2359 | 1.9351 | 0.89569 | 0.57927 | 0.31556 | -0.99343 | -0.018323 | 0 | 0 | 0 | 0 | 0 | 0 | 0 | 0 | 0 | 0 | 0 | 0 | 0 | 0 | 0 | 0 | 92.5218 | 67.953 | 40.6374 | 18.8094 | 12.1647 | 6.6268 | -20.862 | -0.38478
0.666666666666667690January | Resource 1 | Sublap 1 | 16:00 | 6 | 90 | January | 10000 | 0 | 0 | 0 | 0 | 0 | 0 | 0 | 0 | 0 | 0 | 0 | 0 | 0 | 0 | 0 | 0 | 5.0156 | 3.7339 | 2.2163 | 1.0451 | 0.65442 | 0.35587 | -1.1237 | -0.020714 | 0 | 0 | 0 | 0 | 0 | 0 | 0 | 0 | 0 | 0 | 0 | 0 | 0 | 0 | 0 | 0 | 50.1561 | 37.3387 | 22.1625 | 10.4507 | 6.5442 | 3.5587 | -11.2371 | -0.20714
0.666666666666667690February | Resource 1 | Sublap 1 | 16:00 | 6 | 90 | February | 11000 | 0 | 0 | 0 | 0 | 0 | 0 | 0 | 0 | 0 | 0 | 0 | 0 | 0 | 0 | 0 | 0 | 5.0156 | 3.7339 | 2.2163 | 1.0451 | 0.65442 | 0.35587 | -1.1237 | -0.020714 | 0 | 0 | 0 | 0 | 0 | 0 | 0 | 0 | 0 | 0 | 0 | 0 | 0 | 0 | 0 | 0 | 55.1718 | 41.0725 | 24.3788 | 11.4958 | 7.1986 | 3.9146 | -12.3608 | -0.22785
0.666666666666667690March | Resource 1 | Sublap 1 | 16:00 | 6 | 90 | March | 12000 | 0 | 0 | 0 | 0 | 0 | 0 | 0 | 0 | 0 | 0 | 0 | 0 | 0 | 0 | 0 | 0 | 5.0156 | 3.7339 | 2.2163 | 1.0451 | 0.65442 | 0.35587 | -1.1237 | -0.020714 | 0 | 0 | 0 | 0 | 0 | 0 | 0 | 0 | 0 | 0 | 0 | 0 | 0 | 0 | 0 | 0 | 60.1874 | 44.8064 | 26.5951 | 12.5409 | 7.853 | 4.2705 | -13.4845 | -0.24856
0.666666666666667690April | Resource 1 | Sublap 1 | 16:00 | 6 | 90 | April | 13000 | 0 | 0 | 0 | 0 | 0 | 0 | 0 | 0 | 0 | 0 | 0 | 0 | 0 | 0 | 0 | 0 | 5.0156 | 3.7339 | 2.2163 | 1.0451 | 0.65442 | 0.35587 | -1.1237 | -0.020714 | 0 | 0 | 0 | 0 | 0 | 0 | 0 | 0 | 0 | 0 | 0 | 0 | 0 | 0 | 0 | 0 | 65.203 | 48.5403 | 28.8113 | 13.5859 | 8.5075 | 4.6263 | -14.6082 | -0.26928
0.666666666666667690May | Resource 1 | Sublap 1 | 16:00 | 6 | 90 | May | 14000 | 0 | 0 | 0 | 0 | 0 | 0 | 0 | 0 | 0 | 0 | 0 | 0 | 0 | 0 | 0 | 0 | 5.0156 | 3.7339 | 2.2163 | 1.0451 | 0.65442 | 0.35587 | -1.1237 | -0.020714 | 0 | 0 | 0 | 0 | 0 | 0 | 0 | 0 | 0 | 0 | 0 | 0 | 0 | 0 | 0 | 0 | 70.2186 | 52.2741 | 31.0276 | 14.631 | 9.1619 | 4.9822 | -15.7319 | -0.28999
0.666666666666667690June | Resource 1 | Sublap 1 | 16:00 | 6 | 90 | June | 15000 | 0 | 0 | 0 | 0 | 0 | 0 | 0 | 0 | 0 | 0 | 0 | 0 | 0 | 0 | 0 | 0 | 5.0156 | 3.7339 | 2.2163 | 1.0451 | 0.65442 | 0.35587 | -1.1237 | -0.020714 | 0 | 0 | 0 | 0 | 0 | 0 | 0 | 0 | 0 | 0 | 0 | 0 | 0 | 0 | 0 | 0 | 75.2342 | 56.008 | 33.2438 | 15.6761 | 9.8163 | 5.3381 | -16.8556 | -0.3107
0.666666666666667690July | Resource 1 | Sublap 1 | 16:00 | 6 | 90 | July | 16000 | 0 | 0 | 0 | 0 | 0 | 0 | 0 | 0 | 0 | 0 | 0 | 0 | 0 | 0 | 0 | 0 | 5.0156 | 3.7339 | 2.2163 | 1.0451 | 0.65442 | 0.35587 | -1.1237 | -0.020714 | 0 | 0 | 0 | 0 | 0 | 0 | 0 | 0 | 0 | 0 | 0 | 0 | 0 | 0 | 0 | 0 | 80.2498 | 59.7419 | 35.4601 | 16.7212 | 10.4707 | 5.6939 | -17.9793 | -0.33142
0.666666666666667690August | Resource 1 | Sublap 1 | 16:00 | 6 | 90 | August | 17000 | 0 | 0 | 0 | 0 | 0 | 0 | 0 | 0 | 0 | 0 | 0 | 0 | 0 | 0 | 0 | 0 | 5.0156 | 3.7339 | 2.2163 | 1.0451 | 0.65442 | 0.35587 | -1.1237 | -0.020714 | 0 | 0 | 0 | 0 | 0 | 0 | 0 | 0 | 0 | 0 | 0 | 0 | 0 | 0 | 0 | 0 | 85.2654 | 63.4757 | 37.6763 | 17.7662 | 11.1251 | 6.0498 | -19.103 | -0.35213
0.666666666666667690September | Resource 1 | Sublap 1 | 16:00 | 6 | 90 | September | 18000 | 0 | 0 | 0 | 0 | 0 | 0 | 0 | 0 | 0 | 0 | 0 | 0 | 0 | 0 | 0 | 0 | 5.0156 | 3.7339 | 2.2163 | 1.0451 | 0.65442 | 0.35587 | -1.1237 | -0.020714 | 0 | 0 | 0 | 0 | 0 | 0 | 0 | 0 | 0 | 0 | 0 | 0 | 0 | 0 | 0 | 0 | 90.281 | 67.2096 | 39.8926 | 18.8113 | 11.7796 | 6.4057 | -20.2267 | -0.37285
0.666666666666667690October | Resource 1 | Sublap 1 | 16:00 | 6 | 90 | October | 19000 | 0 | 0 | 0 | 0 | 0 | 0 | 0 | 0 | 0 | 0 | 0 | 0 | 0 | 0 | 0 | 0 | 5.0156 | 3.7339 | 2.2163 | 1.0451 | 0.65442 | 0.35587 | -1.1237 | -0.020714 | 0 | 0 | 0 | 0 | 0 | 0 | 0 | 0 | 0 | 0 | 0 | 0 | 0 | 0 | 0 | 0 | 95.2967 | 70.9435 | 42.1088 | 19.8564 | 12.434 | 6.7615 | -21.3504 | -0.39356
0.666666666666667690November | Resource 1 | Sublap 1 | 16:00 | 6 | 90 | November | 20000 | 0 | 0 | 0 | 0 | 0 | 0 | 0 | 0 | 0 | 0 | 0 | 0 | 0 | 0 | 0 | 0 | 5.0156 | 3.7339 | 2.2163 | 1.0451 | 0.65442 | 0.35587 | -1.1237 | -0.020714 | 0 | 0 | 0 | 0 | 0 | 0 | 0 | 0 | 0 | 0 | 0 | 0 | 0 | 0 | 0 | 0 | 100.3123 | 74.6774 | 44.3251 | 20.9014 | 13.0884 | 7.1174 | -22.4741 | -0.41427
0.666666666666667690December | Resource 1 | Sublap 1 | 16:00 | 6 | 90 | December | 21000 | 0 | 0 | 0 | 0 | 0 | 0 | 0 | 0 | 0 | 0 | 0 | 0 | 0 | 0 | 0 | 0 | 5.0156 | 3.7339 | 2.2163 | 1.0451 | 0.65442 | 0.35587 | -1.1237 | -0.020714 | 0 | 0 | 0 | 0 | 0 | 0 | 0 | 0 | 0 | 0 | 0 | 0 | 0 | 0 | 0 | 0 | 105.3279 | 78.4112 | 46.5414 | 21.9465 | 13.7428 | 7.4733 | -23.5978 | -0.43499
0.666666666666667691January | Resource 1 | Sublap 1 | 16:00 | 6 | 91 | January | 10000 | 0 | 0 | 0 | 0 | 0 | 0 | 0 | 0 | 0 | 0 | 0 | 0 | 0 | 0 | 0 | 0 | 6.0407 | 4.5829 | 2.8856 | 1.4705 | 0.73672 | 0.40002 | -1.2664 | -0.023332 | 0 | 0 | 0 | 0 | 0 | 0 | 0 | 0 | 0 | 0 | 0 | 0 | 0 | 0 | 0 | 0 | 60.4073 | 45.8288 | 28.8563 | 14.7047 | 7.3672 | 4.0002 | -12.6638 | -0.23332
0.666666666666667691February | Resource 1 | Sublap 1 | 16:00 | 6 | 91 | February | 11000 | 0 | 0 | 0 | 0 | 0 | 0 | 0 | 0 | 0 | 0 | 0 | 0 | 0 | 0 | 0 | 0 | 6.0407 | 4.5829 | 2.8856 | 1.4705 | 0.73672 | 0.40002 | -1.2664 | -0.023332 | 0 | 0 | 0 | 0 | 0 | 0 | 0 | 0 | 0 | 0 | 0 | 0 | 0 | 0 | 0 | 0 | 66.448 | 50.4117 | 31.7419 | 16.1752 | 8.1039 | 4.4002 | -13.9302 | -0.25665
0.666666666666667691March | Resource 1 | Sublap 1 | 16:00 | 6 | 91 | March | 12000 | 0 | 0 | 0 | 0 | 0 | 0 | 0 | 0 | 0 | 0 | 0 | 0 | 0 | 0 | 0 | 0 | 6.0407 | 4.5829 | 2.8856 | 1.4705 | 0.73672 | 0.40002 | -1.2664 | -0.023332 | 0 | 0 | 0 | 0 | 0 | 0 | 0 | 0 | 0 | 0 | 0 | 0 | 0 | 0 | 0 | 0 | 72.4888 | 54.9946 | 34.6275 | 17.6456 | 8.8407 | 4.8002 | -15.1966 | -0.27998
0.666666666666667691April | Resource 1 | Sublap 1 | 16:00 | 6 | 91 | April | 13000 | 0 | 0 | 0 | 0 | 0 | 0 | 0 | 0 | 0 | 0 | 0 | 0 | 0 | 0 | 0 | 0 | 6.0407 | 4.5829 | 2.8856 | 1.4705 | 0.73672 | 0.40002 | -1.2664 | -0.023332 | 0 | 0 | 0 | 0 | 0 | 0 | 0 | 0 | 0 | 0 | 0 | 0 | 0 | 0 | 0 | 0 | 78.5295 | 59.5775 | 37.5131 | 19.1161 | 9.5774 | 5.2002 | -16.463 | -0.30332
0.666666666666667691May | Resource 1 | Sublap 1 | 16:00 | 6 | 91 | May | 14000 | 0 | 0 | 0 | 0 | 0 | 0 | 0 | 0 | 0 | 0 | 0 | 0 | 0 | 0 | 0 | 0 | 6.0407 | 4.5829 | 2.8856 | 1.4705 | 0.73672 | 0.40002 | -1.2664 | -0.023332 | 0 | 0 | 0 | 0 | 0 | 0 | 0 | 0 | 0 | 0 | 0 | 0 | 0 | 0 | 0 | 0 | 84.5702 | 64.1604 | 40.3988 | 20.5866 | 10.3141 | 5.6002 | -17.7293 | -0.32665
0.666666666666667691June | Resource 1 | Sublap 1 | 16:00 | 6 | 91 | June | 15000 | 0 | 0 | 0 | 0 | 0 | 0 | 0 | 0 | 0 | 0 | 0 | 0 | 0 | 0 | 0 | 0 | 6.0407 | 4.5829 | 2.8856 | 1.4705 | 0.73672 | 0.40002 | -1.2664 | -0.023332 | 0 | 0 | 0 | 0 | 0 | 0 | 0 | 0 | 0 | 0 | 0 | 0 | 0 | 0 | 0 | 0 | 90.611 | 68.7433 | 43.2844 | 22.0571 | 11.0508 | 6.0003 | -18.9957 | -0.34998
0.666666666666667691July | Resource 1 | Sublap 1 | 16:00 | 6 | 91 | July | 16000 | 0 | 0 | 0 | 0 | 0 | 0 | 0 | 0 | 0 | 0 | 0 | 0 | 0 | 0 | 0 | 0 | 6.0407 | 4.5829 | 2.8856 | 1.4705 | 0.73672 | 0.40002 | -1.2664 | -0.023332 | 0 | 0 | 0 | 0 | 0 | 0 | 0 | 0 | 0 | 0 | 0 | 0 | 0 | 0 | 0 | 0 | 96.6517 | 73.3261 | 46.17 | 23.5275 | 11.7875 | 6.4003 | -20.2621 | -0.37331
0.666666666666667691August | Resource 1 | Sublap 1 | 16:00 | 6 | 91 | August | 17000 | 0 | 0 | 0 | 0 | 0 | 0 | 0 | 0 | 0 | 0 | 0 | 0 | 0 | 0 | 0 | 0 | 6.0407 | 4.5829 | 2.8856 | 1.4705 | 0.73672 | 0.40002 | -1.2664 | -0.023332 | 0 | 0 | 0 | 0 | 0 | 0 | 0 | 0 | 0 | 0 | 0 | 0 | 0 | 0 | 0 | 0 | 102.6924 | 77.909 | 49.0556 | 24.998 | 12.5243 | 6.8003 | -21.5285 | -0.39664
0.666666666666667691September | Resource 1 | Sublap 1 | 16:00 | 6 | 91 | September | 18000 | 0 | 0 | 0 | 0 | 0 | 0 | 0 | 0 | 0 | 0 | 0 | 0 | 0 | 0 | 0 | 0 | 6.0407 | 4.5829 | 2.8856 | 1.4705 | 0.73672 | 0.40002 | -1.2664 | -0.023332 | 0 | 0 | 0 | 0 | 0 | 0 | 0 | 0 | 0 | 0 | 0 | 0 | 0 | 0 | 0 | 0 | 108.7332 | 82.4919 | 51.9413 | 26.4685 | 13.261 | 7.2003 | -22.7949 | -0.41998
0.666666666666667691October | Resource 1 | Sublap 1 | 16:00 | 6 | 91 | October | 19000 | 0 | 0 | 0 | 0 | 0 | 0 | 0 | 0 | 0 | 0 | 0 | 0 | 0 | 0 | 0 | 0 | 6.0407 | 4.5829 | 2.8856 | 1.4705 | 0.73672 | 0.40002 | -1.2664 | -0.023332 | 0 | 0 | 0 | 0 | 0 | 0 | 0 | 0 | 0 | 0 | 0 | 0 | 0 | 0 | 0 | 0 | 114.7739 | 87.0748 | 54.8269 | 27.9389 | 13.9977 | 7.6003 | -24.0613 | -0.44331
0.666666666666667691November | Resource 1 | Sublap 1 | 16:00 | 6 | 91 | November | 20000 | 0 | 0 | 0 | 0 | 0 | 0 | 0 | 0 | 0 | 0 | 0 | 0 | 0 | 0 | 0 | 0 | 6.0407 | 4.5829 | 2.8856 | 1.4705 | 0.73672 | 0.40002 | -1.2664 | -0.023332 | 0 | 0 | 0 | 0 | 0 | 0 | 0 | 0 | 0 | 0 | 0 | 0 | 0 | 0 | 0 | 0 | 120.8146 | 91.6577 | 57.7125 | 29.4094 | 14.7344 | 8.0003 | -25.3276 | -0.46664
0.666666666666667691December | Resource 1 | Sublap 1 | 16:00 | 6 | 91 | December | 21000 | 0 | 0 | 0 | 0 | 0 | 0 | 0 | 0 | 0 | 0 | 0 | 0 | 0 | 0 | 0 | 0 | 6.0407 | 4.5829 | 2.8856 | 1.4705 | 0.73672 | 0.40002 | -1.2664 | -0.023332 | 0 | 0 | 0 | 0 | 0 | 0 | 0 | 0 | 0 | 0 | 0 | 0 | 0 | 0 | 0 | 0 | 126.8554 | 96.2406 | 60.5981 | 30.8799 | 15.4712 | 8.4004 | -26.594 | -0.48997
0.666666666666667692January | Resource 1 | Sublap 1 | 16:00 | 6 | 92 | January | 10000 | 0 | 0 | 0 | 0 | 0 | 0 | 0 | 0 | 0 | 0 | 0 | 0 | 0 | 0 | 0 | 0 | 6.4494 | 4.9005 | 2.9811 | 1.5783 | 0.79 | 0.41102 | -1.3019 | -0.023985 | 0 | 0 | 0 | 0 | 0 | 0 | 0 | 0 | 0 | 0 | 0 | 0 | 0 | 0 | 0 | 0 | 64.4936 | 49.0054 | 29.8109 | 15.783 | 7.9 | 4.1102 | -13.0194 | -0.23985
0.666666666666667692February | Resource 1 | Sublap 1 | 16:00 | 6 | 92 | February | 11000 | 0 | 0 | 0 | 0 | 0 | 0 | 0 | 0 | 0 | 0 | 0 | 0 | 0 | 0 | 0 | 0 | 6.4494 | 4.9005 | 2.9811 | 1.5783 | 0.79 | 0.41102 | -1.3019 | -0.023985 | 0 | 0 | 0 | 0 | 0 | 0 | 0 | 0 | 0 | 0 | 0 | 0 | 0 | 0 | 0 | 0 | 70.943 | 53.906 | 32.792 | 17.3613 | 8.69 | 4.5212 | -14.3213 | -0.26383
0.666666666666667692March | Resource 1 | Sublap 1 | 16:00 | 6 | 92 | March | 12000 | 0 | 0 | 0 | 0 | 0 | 0 | 0 | 0 | 0 | 0 | 0 | 0 | 0 | 0 | 0 | 0 | 6.4494 | 4.9005 | 2.9811 | 1.5783 | 0.79 | 0.41102 | -1.3019 | -0.023985 | 0 | 0 | 0 | 0 | 0 | 0 | 0 | 0 | 0 | 0 | 0 | 0 | 0 | 0 | 0 | 0 | 77.3923 | 58.8065 | 35.7731 | 18.9396 | 9.48 | 4.9322 | -15.6233 | -0.28782
0.666666666666667692April | Resource 1 | Sublap 1 | 16:00 | 6 | 92 | April | 13000 | 0 | 0 | 0 | 0 | 0 | 0 | 0 | 0 | 0 | 0 | 0 | 0 | 0 | 0 | 0 | 0 | 6.4494 | 4.9005 | 2.9811 | 1.5783 | 0.79 | 0.41102 | -1.3019 | -0.023985 | 0 | 0 | 0 | 0 | 0 | 0 | 0 | 0 | 0 | 0 | 0 | 0 | 0 | 0 | 0 | 0 | 83.8417 | 63.7071 | 38.7542 | 20.5178 | 10.27 | 5.3433 | -16.9252 | -0.3118
0.666666666666667692May | Resource 1 | Sublap 1 | 16:00 | 6 | 92 | May | 14000 | 0 | 0 | 0 | 0 | 0 | 0 | 0 | 0 | 0 | 0 | 0 | 0 | 0 | 0 | 0 | 0 | 6.4494 | 4.9005 | 2.9811 | 1.5783 | 0.79 | 0.41102 | -1.3019 | -0.023985 | 0 | 0 | 0 | 0 | 0 | 0 | 0 | 0 | 0 | 0 | 0 | 0 | 0 | 0 | 0 | 0 | 90.291 | 68.6076 | 41.7353 | 22.0962 | 11.06 | 5.7543 | -18.2272 | -0.33578
0.666666666666667692June | Resource 1 | Sublap 1 | 16:00 | 6 | 92 | June | 15000 | 0 | 0 | 0 | 0 | 0 | 0 | 0 | 0 | 0 | 0 | 0 | 0 | 0 | 0 | 0 | 0 | 6.4494 | 4.9005 | 2.9811 | 1.5783 | 0.79 | 0.41102 | -1.3019 | -0.023985 | 0 | 0 | 0 | 0 | 0 | 0 | 0 | 0 | 0 | 0 | 0 | 0 | 0 | 0 | 0 | 0 | 96.7404 | 73.5081 | 44.7164 | 23.6744 | 11.85 | 6.1653 | -19.5291 | -0.35977
0.666666666666667692July | Resource 1 | Sublap 1 | 16:00 | 6 | 92 | July | 16000 | 0 | 0 | 0 | 0 | 0 | 0 | 0 | 0 | 0 | 0 | 0 | 0 | 0 | 0 | 0 | 0 | 6.4494 | 4.9005 | 2.9811 | 1.5783 | 0.79 | 0.41102 | -1.3019 | -0.023985 | 0 | 0 | 0 | 0 | 0 | 0 | 0 | 0 | 0 | 0 | 0 | 0 | 0 | 0 | 0 | 0 | 103.1898 | 78.4087 | 47.6975 | 25.2527 | 12.64 | 6.5763 | -20.831 | -0.38375
0.666666666666667692August | Resource 1 | Sublap 1 | 16:00 | 6 | 92 | August | 17000 | 0 | 0 | 0 | 0 | 0 | 0 | 0 | 0 | 0 | 0 | 0 | 0 | 0 | 0 | 0 | 0 | 6.4494 | 4.9005 | 2.9811 | 1.5783 | 0.79 | 0.41102 | -1.3019 | -0.023985 | 0 | 0 | 0 | 0 | 0 | 0 | 0 | 0 | 0 | 0 | 0 | 0 | 0 | 0 | 0 | 0 | 109.6391 | 83.3092 | 50.6786 | 26.831 | 13.43 | 6.9873 | -22.133 | -0.40774
0.666666666666667692September | Resource 1 | Sublap 1 | 16:00 | 6 | 92 | September | 18000 | 0 | 0 | 0 | 0 | 0 | 0 | 0 | 0 | 0 | 0 | 0 | 0 | 0 | 0 | 0 | 0 | 6.4494 | 4.9005 | 2.9811 | 1.5783 | 0.79 | 0.41102 | -1.3019 | -0.023985 | 0 | 0 | 0 | 0 | 0 | 0 | 0 | 0 | 0 | 0 | 0 | 0 | 0 | 0 | 0 | 0 | 116.0885 | 88.2097 | 53.6597 | 28.4093 | 14.22 | 7.3984 | -23.4349 | -0.43172
0.666666666666667692October | Resource 1 | Sublap 1 | 16:00 | 6 | 92 | October | 19000 | 0 | 0 | 0 | 0 | 0 | 0 | 0 | 0 | 0 | 0 | 0 | 0 | 0 | 0 | 0 | 0 | 6.4494 | 4.9005 | 2.9811 | 1.5783 | 0.79 | 0.41102 | -1.3019 | -0.023985 | 0 | 0 | 0 | 0 | 0 | 0 | 0 | 0 | 0 | 0 | 0 | 0 | 0 | 0 | 0 | 0 | 122.5379 | 93.1103 | 56.6408 | 29.9876 | 15.01 | 7.8094 | -24.7369 | -0.45571
0.666666666666667692November | Resource 1 | Sublap 1 | 16:00 | 6 | 92 | November | 20000 | 0 | 0 | 0 | 0 | 0 | 0 | 0 | 0 | 0 | 0 | 0 | 0 | 0 | 0 | 0 | 0 | 6.4494 | 4.9005 | 2.9811 | 1.5783 | 0.79 | 0.41102 | -1.3019 | -0.023985 | 0 | 0 | 0 | 0 | 0 | 0 | 0 | 0 | 0 | 0 | 0 | 0 | 0 | 0 | 0 | 0 | 128.9872 | 98.0108 | 59.6219 | 31.5659 | 15.8001 | 8.2204 | -26.0388 | -0.47969
0.666666666666667692December | Resource 1 | Sublap 1 | 16:00 | 6 | 92 | December | 21000 | 0 | 0 | 0 | 0 | 0 | 0 | 0 | 0 | 0 | 0 | 0 | 0 | 0 | 0 | 0 | 0 | 6.4494 | 4.9005 | 2.9811 | 1.5783 | 0.79 | 0.41102 | -1.3019 | -0.023985 | 0 | 0 | 0 | 0 | 0 | 0 | 0 | 0 | 0 | 0 | 0 | 0 | 0 | 0 | 0 | 0 | 135.4366 | 102.9114 | 62.603 | 33.1442 | 16.5901 | 8.6314 | -27.3407 | -0.50368
0.666666666666667693January | Resource 1 | Sublap 1 | 16:00 | 6 | 93 | January | 10000 | 0 | 0 | 0 | 0 | 0 | 0 | 0 | 0 | 0 | 0 | 0 | 0 | 0 | 0 | 0 | 0 | 6.8498 | 5.2408 | 3.3854 | 1.9213 | 1.116 | 0.65508 | -1.3946 | -0.025685 | 0 | 0 | 0 | 0 | 0 | 0 | 0 | 0 | 0 | 0 | 0 | 0 | 0 | 0 | 0 | 0 | 68.498 | 52.4085 | 33.8537 | 19.2127 | 11.1599 | 6.5508 | -13.9461 | -0.25685
0.666666666666667693February | Resource 1 | Sublap 1 | 16:00 | 6 | 93 | February | 11000 | 0 | 0 | 0 | 0 | 0 | 0 | 0 | 0 | 0 | 0 | 0 | 0 | 0 | 0 | 0 | 0 | 6.8498 | 5.2408 | 3.3854 | 1.9213 | 1.116 | 0.65508 | -1.3946 | -0.025685 | 0 | 0 | 0 | 0 | 0 | 0 | 0 | 0 | 0 | 0 | 0 | 0 | 0 | 0 | 0 | 0 | 75.3478 | 57.6493 | 37.2391 | 21.1339 | 12.2759 | 7.2059 | -15.3407 | -0.28254
0.666666666666667693March | Resource 1 | Sublap 1 | 16:00 | 6 | 93 | March | 12000 | 0 | 0 | 0 | 0 | 0 | 0 | 0 | 0 | 0 | 0 | 0 | 0 | 0 | 0 | 0 | 0 | 6.8498 | 5.2408 | 3.3854 | 1.9213 | 1.116 | 0.65508 | -1.3946 | -0.025685 | 0 | 0 | 0 | 0 | 0 | 0 | 0 | 0 | 0 | 0 | 0 | 0 | 0 | 0 | 0 | 0 | 82.1976 | 62.8902 | 40.6245 | 23.0552 | 13.3919 | 7.861 | -16.7354 | -0.30822
0.666666666666667693April | Resource 1 | Sublap 1 | 16:00 | 6 | 93 | April | 13000 | 0 | 0 | 0 | 0 | 0 | 0 | 0 | 0 | 0 | 0 | 0 | 0 | 0 | 0 | 0 | 0 | 6.8498 | 5.2408 | 3.3854 | 1.9213 | 1.116 | 0.65508 | -1.3946 | -0.025685 | 0 | 0 | 0 | 0 | 0 | 0 | 0 | 0 | 0 | 0 | 0 | 0 | 0 | 0 | 0 | 0 | 89.0473 | 68.131 | 44.0099 | 24.9765 | 14.5079 | 8.5161 | -18.13 | -0.33391
0.666666666666667693May | Resource 1 | Sublap 1 | 16:00 | 6 | 93 | May | 14000 | 0 | 0 | 0 | 0 | 0 | 0 | 0 | 0 | 0 | 0 | 0 | 0 | 0 | 0 | 0 | 0 | 6.8498 | 5.2408 | 3.3854 | 1.9213 | 1.116 | 0.65508 | -1.3946 | -0.025685 | 0 | 0 | 0 | 0 | 0 | 0 | 0 | 0 | 0 | 0 | 0 | 0 | 0 | 0 | 0 | 0 | 95.8971 | 73.3719 | 47.3952 | 26.8977 | 15.6239 | 9.1712 | -19.5246 | -0.35959
0.666666666666667693June | Resource 1 | Sublap 1 | 16:00 | 6 | 93 | June | 15000 | 0 | 0 | 0 | 0 | 0 | 0 | 0 | 0 | 0 | 0 | 0 | 0 | 0 | 0 | 0 | 0 | 6.8498 | 5.2408 | 3.3854 | 1.9213 | 1.116 | 0.65508 | -1.3946 | -0.025685 | 0 | 0 | 0 | 0 | 0 | 0 | 0 | 0 | 0 | 0 | 0 | 0 | 0 | 0 | 0 | 0 | 102.7469 | 78.6127 | 50.7806 | 28.819 | 16.7399 | 9.8262 | -20.9192 | -0.38528
0.666666666666667693July | Resource 1 | Sublap 1 | 16:00 | 6 | 93 | July | 16000 | 0 | 0 | 0 | 0 | 0 | 0 | 0 | 0 | 0 | 0 | 0 | 0 | 0 | 0 | 0 | 0 | 6.8498 | 5.2408 | 3.3854 | 1.9213 | 1.116 | 0.65508 | -1.3946 | -0.025685 | 0 | 0 | 0 | 0 | 0 | 0 | 0 | 0 | 0 | 0 | 0 | 0 | 0 | 0 | 0 | 0 | 109.5967 | 83.8536 | 54.166 | 30.7403 | 17.8558 | 10.4813 | -22.3138 | -0.41097
0.666666666666667693August | Resource 1 | Sublap 1 | 16:00 | 6 | 93 | August | 17000 | 0 | 0 | 0 | 0 | 0 | 0 | 0 | 0 | 0 | 0 | 0 | 0 | 0 | 0 | 0 | 0 | 6.8498 | 5.2408 | 3.3854 | 1.9213 | 1.116 | 0.65508 | -1.3946 | -0.025685 | 0 | 0 | 0 | 0 | 0 | 0 | 0 | 0 | 0 | 0 | 0 | 0 | 0 | 0 | 0 | 0 | 116.4465 | 89.0944 | 57.5513 | 32.6615 | 18.9718 | 11.1364 | -23.7084 | -0.43665
0.666666666666667693September | Resource 1 | Sublap 1 | 16:00 | 6 | 93 | September | 18000 | 0 | 0 | 0 | 0 | 0 | 0 | 0 | 0 | 0 | 0 | 0 | 0 | 0 | 0 | 0 | 0 | 6.8498 | 5.2408 | 3.3854 | 1.9213 | 1.116 | 0.65508 | -1.3946 | -0.025685 | 0 | 0 | 0 | 0 | 0 | 0 | 0 | 0 | 0 | 0 | 0 | 0 | 0 | 0 | 0 | 0 | 123.2963 | 94.3353 | 60.9367 | 34.5828 | 20.0878 | 11.7915 | -25.103 | -0.46234
0.666666666666667693October | Resource 1 | Sublap 1 | 16:00 | 6 | 93 | October | 19000 | 0 | 0 | 0 | 0 | 0 | 0 | 0 | 0 | 0 | 0 | 0 | 0 | 0 | 0 | 0 | 0 | 6.8498 | 5.2408 | 3.3854 | 1.9213 | 1.116 | 0.65508 | -1.3946 | -0.025685 | 0 | 0 | 0 | 0 | 0 | 0 | 0 | 0 | 0 | 0 | 0 | 0 | 0 | 0 | 0 | 0 | 130.1461 | 99.5761 | 64.3221 | 36.5041 | 21.2038 | 12.4466 | -26.4977 | -0.48802
0.666666666666667693November | Resource 1 | Sublap 1 | 16:00 | 6 | 93 | November | 20000 | 0 | 0 | 0 | 0 | 0 | 0 | 0 | 0 | 0 | 0 | 0 | 0 | 0 | 0 | 0 | 0 | 6.8498 | 5.2408 | 3.3854 | 1.9213 | 1.116 | 0.65508 | -1.3946 | -0.025685 | 0 | 0 | 0 | 0 | 0 | 0 | 0 | 0 | 0 | 0 | 0 | 0 | 0 | 0 | 0 | 0 | 136.9959 | 104.817 | 67.7075 | 38.4253 | 22.3198 | 13.1017 | -27.8923 | -0.51371
0.666666666666667693December | Resource 1 | Sublap 1 | 16:00 | 6 | 93 | December | 21000 | 0 | 0 | 0 | 0 | 0 | 0 | 0 | 0 | 0 | 0 | 0 | 0 | 0 | 0 | 0 | 0 | 6.8498 | 5.2408 | 3.3854 | 1.9213 | 1.116 | 0.65508 | -1.3946 | -0.025685 | 0 | 0 | 0 | 0 | 0 | 0 | 0 | 0 | 0 | 0 | 0 | 0 | 0 | 0 | 0 | 0 | 143.8457 | 110.0578 | 71.0928 | 40.3466 | 23.4358 | 13.7567 | -29.2869 | -0.53939
0.666666666666667694January | Resource 1 | Sublap 1 | 16:00 | 6 | 94 | January | 10000 | 0 | 0 | 0 | 0 | 0 | 0 | 0 | 0 | 0 | 0 | 0 | 0 | 0 | 0 | 0 | 0 | 6.6415 | 4.9913 | 3.3044 | 1.6947 | 0.93027 | 0.44023 | -1.3963 | -0.025717 | 0 | 0 | 0 | 0 | 0 | 0 | 0 | 0 | 0 | 0 | 0 | 0 | 0 | 0 | 0 | 0 | 66.4146 | 49.9133 | 33.044 | 16.9467 | 9.3027 | 4.4023 | -13.9634 | -0.25717
0.666666666666667694February | Resource 1 | Sublap 1 | 16:00 | 6 | 94 | February | 11000 | 0 | 0 | 0 | 0 | 0 | 0 | 0 | 0 | 0 | 0 | 0 | 0 | 0 | 0 | 0 | 0 | 6.6415 | 4.9913 | 3.3044 | 1.6947 | 0.93027 | 0.44023 | -1.3963 | -0.025717 | 0 | 0 | 0 | 0 | 0 | 0 | 0 | 0 | 0 | 0 | 0 | 0 | 0 | 0 | 0 | 0 | 73.056 | 54.9046 | 36.3484 | 18.6414 | 10.233 | 4.8425 | -15.3597 | -0.28289
0.666666666666667694March | Resource 1 | Sublap 1 | 16:00 | 6 | 94 | March | 12000 | 0 | 0 | 0 | 0 | 0 | 0 | 0 | 0 | 0 | 0 | 0 | 0 | 0 | 0 | 0 | 0 | 6.6415 | 4.9913 | 3.3044 | 1.6947 | 0.93027 | 0.44023 | -1.3963 | -0.025717 | 0 | 0 | 0 | 0 | 0 | 0 | 0 | 0 | 0 | 0 | 0 | 0 | 0 | 0 | 0 | 0 | 79.6975 | 59.896 | 39.6527 | 20.3361 | 11.1632 | 5.2827 | -16.7561 | -0.3086
0.666666666666667694April | Resource 1 | Sublap 1 | 16:00 | 6 | 94 | April | 13000 | 0 | 0 | 0 | 0 | 0 | 0 | 0 | 0 | 0 | 0 | 0 | 0 | 0 | 0 | 0 | 0 | 6.6415 | 4.9913 | 3.3044 | 1.6947 | 0.93027 | 0.44023 | -1.3963 | -0.025717 | 0 | 0 | 0 | 0 | 0 | 0 | 0 | 0 | 0 | 0 | 0 | 0 | 0 | 0 | 0 | 0 | 86.3389 | 64.8873 | 42.9571 | 22.0308 | 12.0935 | 5.723 | -18.1524 | -0.33432
0.666666666666667694May | Resource 1 | Sublap 1 | 16:00 | 6 | 94 | May | 14000 | 0 | 0 | 0 | 0 | 0 | 0 | 0 | 0 | 0 | 0 | 0 | 0 | 0 | 0 | 0 | 0 | 6.6415 | 4.9913 | 3.3044 | 1.6947 | 0.93027 | 0.44023 | -1.3963 | -0.025717 | 0 | 0 | 0 | 0 | 0 | 0 | 0 | 0 | 0 | 0 | 0 | 0 | 0 | 0 | 0 | 0 | 92.9804 | 69.8786 | 46.2615 | 23.7254 | 13.0237 | 6.1632 | -19.5488 | -0.36004
0.666666666666667694June | Resource 1 | Sublap 1 | 16:00 | 6 | 94 | June | 15000 | 0 | 0 | 0 | 0 | 0 | 0 | 0 | 0 | 0 | 0 | 0 | 0 | 0 | 0 | 0 | 0 | 6.6415 | 4.9913 | 3.3044 | 1.6947 | 0.93027 | 0.44023 | -1.3963 | -0.025717 | 0 | 0 | 0 | 0 | 0 | 0 | 0 | 0 | 0 | 0 | 0 | 0 | 0 | 0 | 0 | 0 | 99.6219 | 74.87 | 49.5659 | 25.4201 | 13.954 | 6.6034 | -20.9451 | -0.38576
0.666666666666667694July | Resource 1 | Sublap 1 | 16:00 | 6 | 94 | July | 16000 | 0 | 0 | 0 | 0 | 0 | 0 | 0 | 0 | 0 | 0 | 0 | 0 | 0 | 0 | 0 | 0 | 6.6415 | 4.9913 | 3.3044 | 1.6947 | 0.93027 | 0.44023 | -1.3963 | -0.025717 | 0 | 0 | 0 | 0 | 0 | 0 | 0 | 0 | 0 | 0 | 0 | 0 | 0 | 0 | 0 | 0 | 106.2633 | 79.8613 | 52.8703 | 27.1148 | 14.8843 | 7.0437 | -22.3414 | -0.41147
0.666666666666667694August | Resource 1 | Sublap 1 | 16:00 | 6 | 94 | August | 17000 | 0 | 0 | 0 | 0 | 0 | 0 | 0 | 0 | 0 | 0 | 0 | 0 | 0 | 0 | 0 | 0 | 6.6415 | 4.9913 | 3.3044 | 1.6947 | 0.93027 | 0.44023 | -1.3963 | -0.025717 | 0 | 0 | 0 | 0 | 0 | 0 | 0 | 0 | 0 | 0 | 0 | 0 | 0 | 0 | 0 | 0 | 112.9048 | 84.8526 | 56.1747 | 28.8095 | 15.8146 | 7.4839 | -23.7378 | -0.43719
0.666666666666667694September | Resource 1 | Sublap 1 | 16:00 | 6 | 94 | September | 18000 | 0 | 0 | 0 | 0 | 0 | 0 | 0 | 0 | 0 | 0 | 0 | 0 | 0 | 0 | 0 | 0 | 6.6415 | 4.9913 | 3.3044 | 1.6947 | 0.93027 | 0.44023 | -1.3963 | -0.025717 | 0 | 0 | 0 | 0 | 0 | 0 | 0 | 0 | 0 | 0 | 0 | 0 | 0 | 0 | 0 | 0 | 119.5462 | 89.844 | 59.4791 | 30.5041 | 16.7448 | 7.9241 | -25.1341 | -0.46291
0.666666666666667694October | Resource 1 | Sublap 1 | 16:00 | 6 | 94 | October | 19000 | 0 | 0 | 0 | 0 | 0 | 0 | 0 | 0 | 0 | 0 | 0 | 0 | 0 | 0 | 0 | 0 | 6.6415 | 4.9913 | 3.3044 | 1.6947 | 0.93027 | 0.44023 | -1.3963 | -0.025717 | 0 | 0 | 0 | 0 | 0 | 0 | 0 | 0 | 0 | 0 | 0 | 0 | 0 | 0 | 0 | 0 | 126.1877 | 94.8353 | 62.7835 | 32.1988 | 17.6751 | 8.3644 | -26.5304 | -0.48862
0.666666666666667694November | Resource 1 | Sublap 1 | 16:00 | 6 | 94 | November | 20000 | 0 | 0 | 0 | 0 | 0 | 0 | 0 | 0 | 0 | 0 | 0 | 0 | 0 | 0 | 0 | 0 | 6.6415 | 4.9913 | 3.3044 | 1.6947 | 0.93027 | 0.44023 | -1.3963 | -0.025717 | 0 | 0 | 0 | 0 | 0 | 0 | 0 | 0 | 0 | 0 | 0 | 0 | 0 | 0 | 0 | 0 | 132.8291 | 99.8266 | 66.0879 | 33.8935 | 18.6054 | 8.8046 | -27.9268 | -0.51434
0.666666666666667694December | Resource 1 | Sublap 1 | 16:00 | 6 | 94 | December | 21000 | 0 | 0 | 0 | 0 | 0 | 0 | 0 | 0 | 0 | 0 | 0 | 0 | 0 | 0 | 0 | 0 | 6.6415 | 4.9913 | 3.3044 | 1.6947 | 0.93027 | 0.44023 | -1.3963 | -0.025717 | 0 | 0 | 0 | 0 | 0 | 0 | 0 | 0 | 0 | 0 | 0 | 0 | 0 | 0 | 0 | 0 | 139.4706 | 104.818 | 69.3923 | 35.5881 | 19.5356 | 9.2448 | -29.3231 | -0.54006
0.666666666666667695January | Resource 1 | Sublap 1 | 16:00 | 6 | 95 | January | 10000 | 0 | 0 | 0 | 0 | 0 | 0 | 0 | 0 | 0 | 0 | 0 | 0 | 0 | 0 | 0 | 0 | 10.2017 | 8.0627 | 5.7491 | 3.6538 | 2.6073 | 2.0249 | -1.8249 | -0.033583 | 0 | 0 | 0 | 0 | 0 | 0 | 0 | 0 | 0 | 0 | 0 | 0 | 0 | 0 | 0 | 0 | 102.0169 | 80.6273 | 57.4913 | 36.5378 | 26.0731 | 20.2487 | -18.2495 | -0.33583
0.666666666666667695February | Resource 1 | Sublap 1 | 16:00 | 6 | 95 | February | 11000 | 0 | 0 | 0 | 0 | 0 | 0 | 0 | 0 | 0 | 0 | 0 | 0 | 0 | 0 | 0 | 0 | 10.2017 | 8.0627 | 5.7491 | 3.6538 | 2.6073 | 2.0249 | -1.8249 | -0.033583 | 0 | 0 | 0 | 0 | 0 | 0 | 0 | 0 | 0 | 0 | 0 | 0 | 0 | 0 | 0 | 0 | 112.2186 | 88.69 | 63.2405 | 40.1915 | 28.6804 | 22.2735 | -20.0744 | -0.36941
0.666666666666667695March | Resource 1 | Sublap 1 | 16:00 | 6 | 95 | March | 12000 | 0 | 0 | 0 | 0 | 0 | 0 | 0 | 0 | 0 | 0 | 0 | 0 | 0 | 0 | 0 | 0 | 10.2017 | 8.0627 | 5.7491 | 3.6538 | 2.6073 | 2.0249 | -1.8249 | -0.033583 | 0 | 0 | 0 | 0 | 0 | 0 | 0 | 0 | 0 | 0 | 0 | 0 | 0 | 0 | 0 | 0 | 122.4203 | 96.7527 | 68.9896 | 43.8453 | 31.2877 | 24.2984 | -21.8994 | -0.40299
0.666666666666667695April | Resource 1 | Sublap 1 | 16:00 | 6 | 95 | April | 13000 | 0 | 0 | 0 | 0 | 0 | 0 | 0 | 0 | 0 | 0 | 0 | 0 | 0 | 0 | 0 | 0 | 10.2017 | 8.0627 | 5.7491 | 3.6538 | 2.6073 | 2.0249 | -1.8249 | -0.033583 | 0 | 0 | 0 | 0 | 0 | 0 | 0 | 0 | 0 | 0 | 0 | 0 | 0 | 0 | 0 | 0 | 132.622 | 104.8155 | 74.7387 | 47.4991 | 33.895 | 26.3232 | -23.7243 | -0.43658
0.666666666666667695May | Resource 1 | Sublap 1 | 16:00 | 6 | 95 | May | 14000 | 0 | 0 | 0 | 0 | 0 | 0 | 0 | 0 | 0 | 0 | 0 | 0 | 0 | 0 | 0 | 0 | 10.2017 | 8.0627 | 5.7491 | 3.6538 | 2.6073 | 2.0249 | -1.8249 | -0.033583 | 0 | 0 | 0 | 0 | 0 | 0 | 0 | 0 | 0 | 0 | 0 | 0 | 0 | 0 | 0 | 0 | 142.8237 | 112.8782 | 80.4879 | 51.1529 | 36.5023 | 28.3481 | -25.5493 | -0.47016
0.666666666666667695June | Resource 1 | Sublap 1 | 16:00 | 6 | 95 | June | 15000 | 0 | 0 | 0 | 0 | 0 | 0 | 0 | 0 | 0 | 0 | 0 | 0 | 0 | 0 | 0 | 0 | 10.2017 | 8.0627 | 5.7491 | 3.6538 | 2.6073 | 2.0249 | -1.8249 | -0.033583 | 0 | 0 | 0 | 0 | 0 | 0 | 0 | 0 | 0 | 0 | 0 | 0 | 0 | 0 | 0 | 0 | 153.0254 | 120.9409 | 86.237 | 54.8066 | 39.1096 | 30.373 | -27.3742 | -0.50374
0.666666666666667695July | Resource 1 | Sublap 1 | 16:00 | 6 | 95 | July | 16000 | 0 | 0 | 0 | 0 | 0 | 0 | 0 | 0 | 0 | 0 | 0 | 0 | 0 | 0 | 0 | 0 | 10.2017 | 8.0627 | 5.7491 | 3.6538 | 2.6073 | 2.0249 | -1.8249 | -0.033583 | 0 | 0 | 0 | 0 | 0 | 0 | 0 | 0 | 0 | 0 | 0 | 0 | 0 | 0 | 0 | 0 | 163.2271 | 129.0036 | 91.9861 | 58.4604 | 41.7169 | 32.3978 | -29.1991 | -0.53733
0.666666666666667695August | Resource 1 | Sublap 1 | 16:00 | 6 | 95 | August | 17000 | 0 | 0 | 0 | 0 | 0 | 0 | 0 | 0 | 0 | 0 | 0 | 0 | 0 | 0 | 0 | 0 | 10.2017 | 8.0627 | 5.7491 | 3.6538 | 2.6073 | 2.0249 | -1.8249 | -0.033583 | 0 | 0 | 0 | 0 | 0 | 0 | 0 | 0 | 0 | 0 | 0 | 0 | 0 | 0 | 0 | 0 | 173.4288 | 137.0664 | 97.7353 | 62.1142 | 44.3242 | 34.4227 | -31.0241 | -0.57091
0.666666666666667695September | Resource 1 | Sublap 1 | 16:00 | 6 | 95 | September | 18000 | 0 | 0 | 0 | 0 | 0 | 0 | 0 | 0 | 0 | 0 | 0 | 0 | 0 | 0 | 0 | 0 | 10.2017 | 8.0627 | 5.7491 | 3.6538 | 2.6073 | 2.0249 | -1.8249 | -0.033583 | 0 | 0 | 0 | 0 | 0 | 0 | 0 | 0 | 0 | 0 | 0 | 0 | 0 | 0 | 0 | 0 | 183.6304 | 145.1291 | 103.4844 | 65.7679 | 46.9316 | 36.4476 | -32.849 | -0.60449
0.666666666666667695October | Resource 1 | Sublap 1 | 16:00 | 6 | 95 | October | 19000 | 0 | 0 | 0 | 0 | 0 | 0 | 0 | 0 | 0 | 0 | 0 | 0 | 0 | 0 | 0 | 0 | 10.2017 | 8.0627 | 5.7491 | 3.6538 | 2.6073 | 2.0249 | -1.8249 | -0.033583 | 0 | 0 | 0 | 0 | 0 | 0 | 0 | 0 | 0 | 0 | 0 | 0 | 0 | 0 | 0 | 0 | 193.8321 | 153.1918 | 109.2335 | 69.4217 | 49.5389 | 38.4724 | -34.674 | -0.63807
0.666666666666667695November | Resource 1 | Sublap 1 | 16:00 | 6 | 95 | November | 20000 | 0 | 0 | 0 | 0 | 0 | 0 | 0 | 0 | 0 | 0 | 0 | 0 | 0 | 0 | 0 | 0 | 10.2017 | 8.0627 | 5.7491 | 3.6538 | 2.6073 | 2.0249 | -1.8249 | -0.033583 | 0 | 0 | 0 | 0 | 0 | 0 | 0 | 0 | 0 | 0 | 0 | 0 | 0 | 0 | 0 | 0 | 204.0338 | 161.2545 | 114.9827 | 73.0755 | 52.1462 | 40.4973 | -36.4989 | -0.67166
0.666666666666667695December | Resource 1 | Sublap 1 | 16:00 | 6 | 95 | December | 21000 | 0 | 0 | 0 | 0 | 0 | 0 | 0 | 0 | 0 | 0 | 0 | 0 | 0 | 0 | 0 | 0 | 10.2017 | 8.0627 | 5.7491 | 3.6538 | 2.6073 | 2.0249 | -1.8249 | -0.033583 | 0 | 0 | 0 | 0 | 0 | 0 | 0 | 0 | 0 | 0 | 0 | 0 | 0 | 0 | 0 | 0 | 214.2355 | 169.3173 | 120.7318 | 76.7293 | 54.7535 | 42.5222 | -38.3239 | -0.70524
0.666666666666667696January | Resource 1 | Sublap 1 | 16:00 | 6 | 96 | January | 10000 | 0 | 0 | 0 | 0 | 0 | 0 | 0 | 0 | 0 | 0 | 0 | 0 | 0 | 0 | 0 | 0 | 9.0582 | 7.4253 | 5.2653 | 3.1835 | 1.9033 | 1.075 | -1.6245 | -0.029904 | 0 | 0 | 0 | 0 | 0 | 0 | 0 | 0 | 0 | 0 | 0 | 0 | 0 | 0 | 0 | 0 | 90.5815 | 74.2531 | 52.6533 | 31.8351 | 19.0333 | 10.7502 | -16.2447 | -0.29904
0.666666666666667696February | Resource 1 | Sublap 1 | 16:00 | 6 | 96 | February | 11000 | 0 | 0 | 0 | 0 | 0 | 0 | 0 | 0 | 0 | 0 | 0 | 0 | 0 | 0 | 0 | 0 | 9.0582 | 7.4253 | 5.2653 | 3.1835 | 1.9033 | 1.075 | -1.6245 | -0.029904 | 0 | 0 | 0 | 0 | 0 | 0 | 0 | 0 | 0 | 0 | 0 | 0 | 0 | 0 | 0 | 0 | 99.6397 | 81.6784 | 57.9186 | 35.0186 | 20.9366 | 11.8252 | -17.8691 | -0.32894
0.666666666666667696March | Resource 1 | Sublap 1 | 16:00 | 6 | 96 | March | 12000 | 0 | 0 | 0 | 0 | 0 | 0 | 0 | 0 | 0 | 0 | 0 | 0 | 0 | 0 | 0 | 0 | 9.0582 | 7.4253 | 5.2653 | 3.1835 | 1.9033 | 1.075 | -1.6245 | -0.029904 | 0 | 0 | 0 | 0 | 0 | 0 | 0 | 0 | 0 | 0 | 0 | 0 | 0 | 0 | 0 | 0 | 108.6978 | 89.1037 | 63.184 | 38.2021 | 22.8399 | 12.9002 | -19.4936 | -0.35884
0.666666666666667696April | Resource 1 | Sublap 1 | 16:00 | 6 | 96 | April | 13000 | 0 | 0 | 0 | 0 | 0 | 0 | 0 | 0 | 0 | 0 | 0 | 0 | 0 | 0 | 0 | 0 | 9.0582 | 7.4253 | 5.2653 | 3.1835 | 1.9033 | 1.075 | -1.6245 | -0.029904 | 0 | 0 | 0 | 0 | 0 | 0 | 0 | 0 | 0 | 0 | 0 | 0 | 0 | 0 | 0 | 0 | 117.756 | 96.529 | 68.4493 | 41.3856 | 24.7433 | 13.9752 | -21.1181 | -0.38875
0.666666666666667696May | Resource 1 | Sublap 1 | 16:00 | 6 | 96 | May | 14000 | 0 | 0 | 0 | 0 | 0 | 0 | 0 | 0 | 0 | 0 | 0 | 0 | 0 | 0 | 0 | 0 | 9.0582 | 7.4253 | 5.2653 | 3.1835 | 1.9033 | 1.075 | -1.6245 | -0.029904 | 0 | 0 | 0 | 0 | 0 | 0 | 0 | 0 | 0 | 0 | 0 | 0 | 0 | 0 | 0 | 0 | 126.8141 | 103.9543 | 73.7146 | 44.5691 | 26.6466 | 15.0502 | -22.7425 | -0.41865
0.666666666666667696June | Resource 1 | Sublap 1 | 16:00 | 6 | 96 | June | 15000 | 0 | 0 | 0 | 0 | 0 | 0 | 0 | 0 | 0 | 0 | 0 | 0 | 0 | 0 | 0 | 0 | 9.0582 | 7.4253 | 5.2653 | 3.1835 | 1.9033 | 1.075 | -1.6245 | -0.029904 | 0 | 0 | 0 | 0 | 0 | 0 | 0 | 0 | 0 | 0 | 0 | 0 | 0 | 0 | 0 | 0 | 135.8723 | 111.3796 | 78.98 | 47.7526 | 28.5499 | 16.1252 | -24.367 | -0.44855
0.666666666666667696July | Resource 1 | Sublap 1 | 16:00 | 6 | 96 | July | 16000 | 0 | 0 | 0 | 0 | 0 | 0 | 0 | 0 | 0 | 0 | 0 | 0 | 0 | 0 | 0 | 0 | 9.0582 | 7.4253 | 5.2653 | 3.1835 | 1.9033 | 1.075 | -1.6245 | -0.029904 | 0 | 0 | 0 | 0 | 0 | 0 | 0 | 0 | 0 | 0 | 0 | 0 | 0 | 0 | 0 | 0 | 144.9304 | 118.8049 | 84.2453 | 50.9361 | 30.4532 | 17.2003 | -25.9915 | -0.47846
0.666666666666667696August | Resource 1 | Sublap 1 | 16:00 | 6 | 96 | August | 17000 | 0 | 0 | 0 | 0 | 0 | 0 | 0 | 0 | 0 | 0 | 0 | 0 | 0 | 0 | 0 | 0 | 9.0582 | 7.4253 | 5.2653 | 3.1835 | 1.9033 | 1.075 | -1.6245 | -0.029904 | 0 | 0 | 0 | 0 | 0 | 0 | 0 | 0 | 0 | 0 | 0 | 0 | 0 | 0 | 0 | 0 | 153.9886 | 126.2302 | 89.5106 | 54.1196 | 32.3566 | 18.2753 | -27.6159 | -0.50836
0.666666666666667696September | Resource 1 | Sublap 1 | 16:00 | 6 | 96 | September | 18000 | 0 | 0 | 0 | 0 | 0 | 0 | 0 | 0 | 0 | 0 | 0 | 0 | 0 | 0 | 0 | 0 | 9.0582 | 7.4253 | 5.2653 | 3.1835 | 1.9033 | 1.075 | -1.6245 | -0.029904 | 0 | 0 | 0 | 0 | 0 | 0 | 0 | 0 | 0 | 0 | 0 | 0 | 0 | 0 | 0 | 0 | 163.0467 | 133.6555 | 94.7759 | 57.3031 | 34.2599 | 19.3503 | -29.2404 | -0.53827
0.666666666666667696October | Resource 1 | Sublap 1 | 16:00 | 6 | 96 | October | 19000 | 0 | 0 | 0 | 0 | 0 | 0 | 0 | 0 | 0 | 0 | 0 | 0 | 0 | 0 | 0 | 0 | 9.0582 | 7.4253 | 5.2653 | 3.1835 | 1.9033 | 1.075 | -1.6245 | -0.029904 | 0 | 0 | 0 | 0 | 0 | 0 | 0 | 0 | 0 | 0 | 0 | 0 | 0 | 0 | 0 | 0 | 172.1049 | 141.0808 | 100.0413 | 60.4866 | 36.1632 | 20.4253 | -30.8649 | -0.56817
0.666666666666667696November | Resource 1 | Sublap 1 | 16:00 | 6 | 96 | November | 20000 | 0 | 0 | 0 | 0 | 0 | 0 | 0 | 0 | 0 | 0 | 0 | 0 | 0 | 0 | 0 | 0 | 9.0582 | 7.4253 | 5.2653 | 3.1835 | 1.9033 | 1.075 | -1.6245 | -0.029904 | 0 | 0 | 0 | 0 | 0 | 0 | 0 | 0 | 0 | 0 | 0 | 0 | 0 | 0 | 0 | 0 | 181.163 | 148.5061 | 105.3066 | 63.6701 | 38.0665 | 21.5003 | -32.4894 | -0.59807
0.666666666666667696December | Resource 1 | Sublap 1 | 16:00 | 6 | 96 | December | 21000 | 0 | 0 | 0 | 0 | 0 | 0 | 0 | 0 | 0 | 0 | 0 | 0 | 0 | 0 | 0 | 0 | 9.0582 | 7.4253 | 5.2653 | 3.1835 | 1.9033 | 1.075 | -1.6245 | -0.029904 | 0 | 0 | 0 | 0 | 0 | 0 | 0 | 0 | 0 | 0 | 0 | 0 | 0 | 0 | 0 | 0 | 190.2212 | 155.9314 | 110.5719 | 66.8536 | 39.9699 | 22.5753 | -34.1138 | -0.62798
0.666666666666667697January | Resource 1 | Sublap 1 | 16:00 | 6 | 97 | January | 10000 | 0 | 0 | 0 | 0 | 0 | 0 | 0 | 0 | 0 | 0 | 0 | 0 | 0 | 0 | 0 | 0 | 8.1248 | 5.7882 | 3.3489 | 1.8977 | 1.0129 | 0.47489 | -1.5084 | -0.027773 | 0 | 0 | 0 | 0 | 0 | 0 | 0 | 0 | 0 | 0 | 0 | 0 | 0 | 0 | 0 | 0 | 81.2481 | 57.8817 | 33.4889 | 18.9766 | 10.129 | 4.7489 | -15.0837 | -0.27773
0.666666666666667697February | Resource 1 | Sublap 1 | 16:00 | 6 | 97 | February | 11000 | 0 | 0 | 0 | 0 | 0 | 0 | 0 | 0 | 0 | 0 | 0 | 0 | 0 | 0 | 0 | 0 | 8.1248 | 5.7882 | 3.3489 | 1.8977 | 1.0129 | 0.47489 | -1.5084 | -0.027773 | 0 | 0 | 0 | 0 | 0 | 0 | 0 | 0 | 0 | 0 | 0 | 0 | 0 | 0 | 0 | 0 | 89.3729 | 63.6699 | 36.8378 | 20.8742 | 11.1419 | 5.2238 | -16.592 | -0.3055
0.666666666666667697March | Resource 1 | Sublap 1 | 16:00 | 6 | 97 | March | 12000 | 0 | 0 | 0 | 0 | 0 | 0 | 0 | 0 | 0 | 0 | 0 | 0 | 0 | 0 | 0 | 0 | 8.1248 | 5.7882 | 3.3489 | 1.8977 | 1.0129 | 0.47489 | -1.5084 | -0.027773 | 0 | 0 | 0 | 0 | 0 | 0 | 0 | 0 | 0 | 0 | 0 | 0 | 0 | 0 | 0 | 0 | 97.4977 | 69.4581 | 40.1867 | 22.7719 | 12.1548 | 5.6987 | -18.1004 | -0.33328
0.666666666666667697April | Resource 1 | Sublap 1 | 16:00 | 6 | 97 | April | 13000 | 0 | 0 | 0 | 0 | 0 | 0 | 0 | 0 | 0 | 0 | 0 | 0 | 0 | 0 | 0 | 0 | 8.1248 | 5.7882 | 3.3489 | 1.8977 | 1.0129 | 0.47489 | -1.5084 | -0.027773 | 0 | 0 | 0 | 0 | 0 | 0 | 0 | 0 | 0 | 0 | 0 | 0 | 0 | 0 | 0 | 0 | 105.6225 | 75.2462 | 43.5356 | 24.6696 | 13.1677 | 6.1736 | -19.6088 | -0.36105
0.666666666666667697May | Resource 1 | Sublap 1 | 16:00 | 6 | 97 | May | 14000 | 0 | 0 | 0 | 0 | 0 | 0 | 0 | 0 | 0 | 0 | 0 | 0 | 0 | 0 | 0 | 0 | 8.1248 | 5.7882 | 3.3489 | 1.8977 | 1.0129 | 0.47489 | -1.5084 | -0.027773 | 0 | 0 | 0 | 0 | 0 | 0 | 0 | 0 | 0 | 0 | 0 | 0 | 0 | 0 | 0 | 0 | 113.7473 | 81.0344 | 46.8845 | 26.5672 | 14.1806 | 6.6485 | -21.1171 | -0.38882
0.666666666666667697June | Resource 1 | Sublap 1 | 16:00 | 6 | 97 | June | 15000 | 0 | 0 | 0 | 0 | 0 | 0 | 0 | 0 | 0 | 0 | 0 | 0 | 0 | 0 | 0 | 0 | 8.1248 | 5.7882 | 3.3489 | 1.8977 | 1.0129 | 0.47489 | -1.5084 | -0.027773 | 0 | 0 | 0 | 0 | 0 | 0 | 0 | 0 | 0 | 0 | 0 | 0 | 0 | 0 | 0 | 0 | 121.8721 | 86.8226 | 50.2334 | 28.4649 | 15.1936 | 7.1234 | -22.6255 | -0.41659
0.666666666666667697July | Resource 1 | Sublap 1 | 16:00 | 6 | 97 | July | 16000 | 0 | 0 | 0 | 0 | 0 | 0 | 0 | 0 | 0 | 0 | 0 | 0 | 0 | 0 | 0 | 0 | 8.1248 | 5.7882 | 3.3489 | 1.8977 | 1.0129 | 0.47489 | -1.5084 | -0.027773 | 0 | 0 | 0 | 0 | 0 | 0 | 0 | 0 | 0 | 0 | 0 | 0 | 0 | 0 | 0 | 0 | 129.9969 | 92.6107 | 53.5822 | 30.3625 | 16.2065 | 7.5983 | -24.1339 | -0.44437
0.666666666666667697August | Resource 1 | Sublap 1 | 16:00 | 6 | 97 | August | 17000 | 0 | 0 | 0 | 0 | 0 | 0 | 0 | 0 | 0 | 0 | 0 | 0 | 0 | 0 | 0 | 0 | 8.1248 | 5.7882 | 3.3489 | 1.8977 | 1.0129 | 0.47489 | -1.5084 | -0.027773 | 0 | 0 | 0 | 0 | 0 | 0 | 0 | 0 | 0 | 0 | 0 | 0 | 0 | 0 | 0 | 0 | 138.1217 | 98.3989 | 56.9311 | 32.2602 | 17.2194 | 8.0732 | -25.6422 | -0.47214
0.666666666666667697September | Resource 1 | Sublap 1 | 16:00 | 6 | 97 | September | 18000 | 0 | 0 | 0 | 0 | 0 | 0 | 0 | 0 | 0 | 0 | 0 | 0 | 0 | 0 | 0 | 0 | 8.1248 | 5.7882 | 3.3489 | 1.8977 | 1.0129 | 0.47489 | -1.5084 | -0.027773 | 0 | 0 | 0 | 0 | 0 | 0 | 0 | 0 | 0 | 0 | 0 | 0 | 0 | 0 | 0 | 0 | 146.2465 | 104.1871 | 60.28 | 34.1579 | 18.2323 | 8.5481 | -27.1506 | -0.49991
0.666666666666667697October | Resource 1 | Sublap 1 | 16:00 | 6 | 97 | October | 19000 | 0 | 0 | 0 | 0 | 0 | 0 | 0 | 0 | 0 | 0 | 0 | 0 | 0 | 0 | 0 | 0 | 8.1248 | 5.7882 | 3.3489 | 1.8977 | 1.0129 | 0.47489 | -1.5084 | -0.027773 | 0 | 0 | 0 | 0 | 0 | 0 | 0 | 0 | 0 | 0 | 0 | 0 | 0 | 0 | 0 | 0 | 154.3713 | 109.9752 | 63.6289 | 36.0555 | 19.2452 | 9.0229 | -28.659 | -0.52769
0.666666666666667697November | Resource 1 | Sublap 1 | 16:00 | 6 | 97 | November | 20000 | 0 | 0 | 0 | 0 | 0 | 0 | 0 | 0 | 0 | 0 | 0 | 0 | 0 | 0 | 0 | 0 | 8.1248 | 5.7882 | 3.3489 | 1.8977 | 1.0129 | 0.47489 | -1.5084 | -0.027773 | 0 | 0 | 0 | 0 | 0 | 0 | 0 | 0 | 0 | 0 | 0 | 0 | 0 | 0 | 0 | 0 | 162.4961 | 115.7634 | 66.9778 | 37.9532 | 20.2581 | 9.4978 | -30.1673 | -0.55546
0.666666666666667697December | Resource 1 | Sublap 1 | 16:00 | 6 | 97 | December | 21000 | 0 | 0 | 0 | 0 | 0 | 0 | 0 | 0 | 0 | 0 | 0 | 0 | 0 | 0 | 0 | 0 | 8.1248 | 5.7882 | 3.3489 | 1.8977 | 1.0129 | 0.47489 | -1.5084 | -0.027773 | 0 | 0 | 0 | 0 | 0 | 0 | 0 | 0 | 0 | 0 | 0 | 0 | 0 | 0 | 0 | 0 | 170.6209 | 121.5516 | 70.3267 | 39.8508 | 21.271 | 9.9727 | -31.6757 | -0.58323
0.666666666666667698January | Resource 1 | Sublap 1 | 16:00 | 6 | 98 | January | 10000 | 0 | 0 | 0 | 0 | 0 | 0 | 0 | 0 | 0 | 0 | 0 | 0 | 0 | 0 | 0 | 0 | 9.842 | 7.6203 | 4.9949 | 2.7399 | 1.825 | 0.96327 | -1.7247 | -0.031743 | 0 | 0 | 0 | 0 | 0 | 0 | 0 | 0 | 0 | 0 | 0 | 0 | 0 | 0 | 0 | 0 | 98.4198 | 76.2034 | 49.9494 | 27.3992 | 18.2502 | 9.6327 | -17.2468 | -0.31743
0.666666666666667698February | Resource 1 | Sublap 1 | 16:00 | 6 | 98 | February | 11000 | 0 | 0 | 0 | 0 | 0 | 0 | 0 | 0 | 0 | 0 | 0 | 0 | 0 | 0 | 0 | 0 | 9.842 | 7.6203 | 4.9949 | 2.7399 | 1.825 | 0.96327 | -1.7247 | -0.031743 | 0 | 0 | 0 | 0 | 0 | 0 | 0 | 0 | 0 | 0 | 0 | 0 | 0 | 0 | 0 | 0 | 108.2618 | 83.8238 | 54.9444 | 30.1392 | 20.0752 | 10.5959 | -18.9715 | -0.34917
0.666666666666667698March | Resource 1 | Sublap 1 | 16:00 | 6 | 98 | March | 12000 | 0 | 0 | 0 | 0 | 0 | 0 | 0 | 0 | 0 | 0 | 0 | 0 | 0 | 0 | 0 | 0 | 9.842 | 7.6203 | 4.9949 | 2.7399 | 1.825 | 0.96327 | -1.7247 | -0.031743 | 0 | 0 | 0 | 0 | 0 | 0 | 0 | 0 | 0 | 0 | 0 | 0 | 0 | 0 | 0 | 0 | 118.1038 | 91.4441 | 59.9393 | 32.8791 | 21.9002 | 11.5592 | -20.6961 | -0.38091
0.666666666666667698April | Resource 1 | Sublap 1 | 16:00 | 6 | 98 | April | 13000 | 0 | 0 | 0 | 0 | 0 | 0 | 0 | 0 | 0 | 0 | 0 | 0 | 0 | 0 | 0 | 0 | 9.842 | 7.6203 | 4.9949 | 2.7399 | 1.825 | 0.96327 | -1.7247 | -0.031743 | 0 | 0 | 0 | 0 | 0 | 0 | 0 | 0 | 0 | 0 | 0 | 0 | 0 | 0 | 0 | 0 | 127.9457 | 99.0645 | 64.9343 | 35.619 | 23.7252 | 12.5225 | -22.4208 | -0.41266
0.666666666666667698May | Resource 1 | Sublap 1 | 16:00 | 6 | 98 | May | 14000 | 0 | 0 | 0 | 0 | 0 | 0 | 0 | 0 | 0 | 0 | 0 | 0 | 0 | 0 | 0 | 0 | 9.842 | 7.6203 | 4.9949 | 2.7399 | 1.825 | 0.96327 | -1.7247 | -0.031743 | 0 | 0 | 0 | 0 | 0 | 0 | 0 | 0 | 0 | 0 | 0 | 0 | 0 | 0 | 0 | 0 | 137.7877 | 106.6848 | 69.9292 | 38.3589 | 25.5502 | 13.4857 | -24.1455 | -0.4444
0.666666666666667698June | Resource 1 | Sublap 1 | 16:00 | 6 | 98 | June | 15000 | 0 | 0 | 0 | 0 | 0 | 0 | 0 | 0 | 0 | 0 | 0 | 0 | 0 | 0 | 0 | 0 | 9.842 | 7.6203 | 4.9949 | 2.7399 | 1.825 | 0.96327 | -1.7247 | -0.031743 | 0 | 0 | 0 | 0 | 0 | 0 | 0 | 0 | 0 | 0 | 0 | 0 | 0 | 0 | 0 | 0 | 147.6297 | 114.3052 | 74.9242 | 41.0989 | 27.3753 | 14.449 | -25.8702 | -0.47614
0.666666666666667698July | Resource 1 | Sublap 1 | 16:00 | 6 | 98 | July | 16000 | 0 | 0 | 0 | 0 | 0 | 0 | 0 | 0 | 0 | 0 | 0 | 0 | 0 | 0 | 0 | 0 | 9.842 | 7.6203 | 4.9949 | 2.7399 | 1.825 | 0.96327 | -1.7247 | -0.031743 | 0 | 0 | 0 | 0 | 0 | 0 | 0 | 0 | 0 | 0 | 0 | 0 | 0 | 0 | 0 | 0 | 157.4717 | 121.9255 | 79.9191 | 43.8388 | 29.2003 | 15.4123 | -27.5949 | -0.50788
0.666666666666667698August | Resource 1 | Sublap 1 | 16:00 | 6 | 98 | August | 17000 | 0 | 0 | 0 | 0 | 0 | 0 | 0 | 0 | 0 | 0 | 0 | 0 | 0 | 0 | 0 | 0 | 9.842 | 7.6203 | 4.9949 | 2.7399 | 1.825 | 0.96327 | -1.7247 | -0.031743 | 0 | 0 | 0 | 0 | 0 | 0 | 0 | 0 | 0 | 0 | 0 | 0 | 0 | 0 | 0 | 0 | 167.3137 | 129.5458 | 84.9141 | 46.5787 | 31.0253 | 16.3756 | -29.3195 | -0.53963
0.666666666666667698September | Resource 1 | Sublap 1 | 16:00 | 6 | 98 | September | 18000 | 0 | 0 | 0 | 0 | 0 | 0 | 0 | 0 | 0 | 0 | 0 | 0 | 0 | 0 | 0 | 0 | 9.842 | 7.6203 | 4.9949 | 2.7399 | 1.825 | 0.96327 | -1.7247 | -0.031743 | 0 | 0 | 0 | 0 | 0 | 0 | 0 | 0 | 0 | 0 | 0 | 0 | 0 | 0 | 0 | 0 | 177.1557 | 137.1662 | 89.909 | 49.3186 | 32.8503 | 17.3388 | -31.0442 | -0.57137
0.666666666666667698October | Resource 1 | Sublap 1 | 16:00 | 6 | 98 | October | 19000 | 0 | 0 | 0 | 0 | 0 | 0 | 0 | 0 | 0 | 0 | 0 | 0 | 0 | 0 | 0 | 0 | 9.842 | 7.6203 | 4.9949 | 2.7399 | 1.825 | 0.96327 | -1.7247 | -0.031743 | 0 | 0 | 0 | 0 | 0 | 0 | 0 | 0 | 0 | 0 | 0 | 0 | 0 | 0 | 0 | 0 | 186.9976 | 144.7865 | 94.904 | 52.0586 | 34.6754 | 18.3021 | -32.7689 | -0.60311
0.666666666666667698November | Resource 1 | Sublap 1 | 16:00 | 6 | 98 | November | 20000 | 0 | 0 | 0 | 0 | 0 | 0 | 0 | 0 | 0 | 0 | 0 | 0 | 0 | 0 | 0 | 0 | 9.842 | 7.6203 | 4.9949 | 2.7399 | 1.825 | 0.96327 | -1.7247 | -0.031743 | 0 | 0 | 0 | 0 | 0 | 0 | 0 | 0 | 0 | 0 | 0 | 0 | 0 | 0 | 0 | 0 | 196.8396 | 152.4069 | 99.8989 | 54.7985 | 36.5004 | 19.2654 | -34.4936 | -0.63485
0.666666666666667698December | Resource 1 | Sublap 1 | 16:00 | 6 | 98 | December | 21000 | 0 | 0 | 0 | 0 | 0 | 0 | 0 | 0 | 0 | 0 | 0 | 0 | 0 | 0 | 0 | 0 | 9.842 | 7.6203 | 4.9949 | 2.7399 | 1.825 | 0.96327 | -1.7247 | -0.031743 | 0 | 0 | 0 | 0 | 0 | 0 | 0 | 0 | 0 | 0 | 0 | 0 | 0 | 0 | 0 | 0 | 206.6816 | 160.0272 | 104.8939 | 57.5384 | 38.3254 | 20.2286 | -36.2182 | -0.6666
0.666666666666667699January | Resource 1 | Sublap 1 | 16:00 | 6 | 99 | January | 10000 | 0 | 0 | 0 | 0 | 0 | 0 | 0 | 0 | 0 | 0 | 0 | 0 | 0 | 0 | 0 | 0 | 9.6732 | 7.362 | 4.2907 | 2.4299 | 1.2218 | 0.57548 | -1.7058 | -0.031396 | 0 | 0 | 0 | 0 | 0 | 0 | 0 | 0 | 0 | 0 | 0 | 0 | 0 | 0 | 0 | 0 | 96.7325 | 73.6198 | 42.907 | 24.2995 | 12.2182 | 5.7548 | -17.0581 | -0.31396
0.666666666666667699February | Resource 1 | Sublap 1 | 16:00 | 6 | 99 | February | 11000 | 0 | 0 | 0 | 0 | 0 | 0 | 0 | 0 | 0 | 0 | 0 | 0 | 0 | 0 | 0 | 0 | 9.6732 | 7.362 | 4.2907 | 2.4299 | 1.2218 | 0.57548 | -1.7058 | -0.031396 | 0 | 0 | 0 | 0 | 0 | 0 | 0 | 0 | 0 | 0 | 0 | 0 | 0 | 0 | 0 | 0 | 106.4057 | 80.9818 | 47.1977 | 26.7294 | 13.44 | 6.3302 | -18.7639 | -0.34536
0.666666666666667699March | Resource 1 | Sublap 1 | 16:00 | 6 | 99 | March | 12000 | 0 | 0 | 0 | 0 | 0 | 0 | 0 | 0 | 0 | 0 | 0 | 0 | 0 | 0 | 0 | 0 | 9.6732 | 7.362 | 4.2907 | 2.4299 | 1.2218 | 0.57548 | -1.7058 | -0.031396 | 0 | 0 | 0 | 0 | 0 | 0 | 0 | 0 | 0 | 0 | 0 | 0 | 0 | 0 | 0 | 0 | 116.0789 | 88.3437 | 51.4884 | 29.1594 | 14.6618 | 6.9057 | -20.4697 | -0.37676
0.666666666666667699April | Resource 1 | Sublap 1 | 16:00 | 6 | 99 | April | 13000 | 0 | 0 | 0 | 0 | 0 | 0 | 0 | 0 | 0 | 0 | 0 | 0 | 0 | 0 | 0 | 0 | 9.6732 | 7.362 | 4.2907 | 2.4299 | 1.2218 | 0.57548 | -1.7058 | -0.031396 | 0 | 0 | 0 | 0 | 0 | 0 | 0 | 0 | 0 | 0 | 0 | 0 | 0 | 0 | 0 | 0 | 125.7522 | 95.7057 | 55.7791 | 31.5894 | 15.8836 | 7.4812 | -22.1755 | -0.40815
0.666666666666667699May | Resource 1 | Sublap 1 | 16:00 | 6 | 99 | May | 14000 | 0 | 0 | 0 | 0 | 0 | 0 | 0 | 0 | 0 | 0 | 0 | 0 | 0 | 0 | 0 | 0 | 9.6732 | 7.362 | 4.2907 | 2.4299 | 1.2218 | 0.57548 | -1.7058 | -0.031396 | 0 | 0 | 0 | 0 | 0 | 0 | 0 | 0 | 0 | 0 | 0 | 0 | 0 | 0 | 0 | 0 | 135.4254 | 103.0677 | 60.0698 | 34.0193 | 17.1054 | 8.0567 | -23.8813 | -0.43955
0.666666666666667699June | Resource 1 | Sublap 1 | 16:00 | 6 | 99 | June | 15000 | 0 | 0 | 0 | 0 | 0 | 0 | 0 | 0 | 0 | 0 | 0 | 0 | 0 | 0 | 0 | 0 | 9.6732 | 7.362 | 4.2907 | 2.4299 | 1.2218 | 0.57548 | -1.7058 | -0.031396 | 0 | 0 | 0 | 0 | 0 | 0 | 0 | 0 | 0 | 0 | 0 | 0 | 0 | 0 | 0 | 0 | 145.0987 | 110.4297 | 64.3605 | 36.4493 | 18.3273 | 8.6321 | -25.5872 | -0.47095
0.666666666666667699July | Resource 1 | Sublap 1 | 16:00 | 6 | 99 | July | 16000 | 0 | 0 | 0 | 0 | 0 | 0 | 0 | 0 | 0 | 0 | 0 | 0 | 0 | 0 | 0 | 0 | 9.6732 | 7.362 | 4.2907 | 2.4299 | 1.2218 | 0.57548 | -1.7058 | -0.031396 | 0 | 0 | 0 | 0 | 0 | 0 | 0 | 0 | 0 | 0 | 0 | 0 | 0 | 0 | 0 | 0 | 154.7719 | 117.7916 | 68.6512 | 38.8792 | 19.5491 | 9.2076 | -27.293 | -0.50234
0.666666666666667699August | Resource 1 | Sublap 1 | 16:00 | 6 | 99 | August | 17000 | 0 | 0 | 0 | 0 | 0 | 0 | 0 | 0 | 0 | 0 | 0 | 0 | 0 | 0 | 0 | 0 | 9.6732 | 7.362 | 4.2907 | 2.4299 | 1.2218 | 0.57548 | -1.7058 | -0.031396 | 0 | 0 | 0 | 0 | 0 | 0 | 0 | 0 | 0 | 0 | 0 | 0 | 0 | 0 | 0 | 0 | 164.4452 | 125.1536 | 72.9419 | 41.3092 | 20.7709 | 9.7831 | -28.9988 | -0.53374
0.666666666666667699September | Resource 1 | Sublap 1 | 16:00 | 6 | 99 | September | 18000 | 0 | 0 | 0 | 0 | 0 | 0 | 0 | 0 | 0 | 0 | 0 | 0 | 0 | 0 | 0 | 0 | 9.6732 | 7.362 | 4.2907 | 2.4299 | 1.2218 | 0.57548 | -1.7058 | -0.031396 | 0 | 0 | 0 | 0 | 0 | 0 | 0 | 0 | 0 | 0 | 0 | 0 | 0 | 0 | 0 | 0 | 174.1184 | 132.5156 | 77.2326 | 43.7391 | 21.9927 | 10.3585 | -30.7046 | -0.56514
0.666666666666667699October | Resource 1 | Sublap 1 | 16:00 | 6 | 99 | October | 19000 | 0 | 0 | 0 | 0 | 0 | 0 | 0 | 0 | 0 | 0 | 0 | 0 | 0 | 0 | 0 | 0 | 9.6732 | 7.362 | 4.2907 | 2.4299 | 1.2218 | 0.57548 | -1.7058 | -0.031396 | 0 | 0 | 0 | 0 | 0 | 0 | 0 | 0 | 0 | 0 | 0 | 0 | 0 | 0 | 0 | 0 | 183.7917 | 139.8776 | 81.5233 | 46.1691 | 23.2145 | 10.934 | -32.4104 | -0.59653
0.666666666666667699November | Resource 1 | Sublap 1 | 16:00 | 6 | 99 | November | 20000 | 0 | 0 | 0 | 0 | 0 | 0 | 0 | 0 | 0 | 0 | 0 | 0 | 0 | 0 | 0 | 0 | 9.6732 | 7.362 | 4.2907 | 2.4299 | 1.2218 | 0.57548 | -1.7058 | -0.031396 | 0 | 0 | 0 | 0 | 0 | 0 | 0 | 0 | 0 | 0 | 0 | 0 | 0 | 0 | 0 | 0 | 193.4649 | 147.2395 | 85.814 | 48.599 | 24.4364 | 11.5095 | -34.1162 | -0.62793
0.666666666666667699December | Resource 1 | Sublap 1 | 16:00 | 6 | 99 | December | 21000 | 0 | 0 | 0 | 0 | 0 | 0 | 0 | 0 | 0 | 0 | 0 | 0 | 0 | 0 | 0 | 0 | 9.6732 | 7.362 | 4.2907 | 2.4299 | 1.2218 | 0.57548 | -1.7058 | -0.031396 | 0 | 0 | 0 | 0 | 0 | 0 | 0 | 0 | 0 | 0 | 0 | 0 | 0 | 0 | 0 | 0 | 203.1382 | 154.6015 | 90.1047 | 51.029 | 25.6582 | 12.085 | -35.822 | -0.65933
0.6666666666666676100January | Resource 1 | Sublap 1 | 16:00 | 6 | 100 | January | 10000 | 0 | 0 | 0 | 0 | 0 | 0 | 0 | 0 | 0 | 0 | 0 | 0 | 0 | 0 | 0 | 0 | 11.3904 | 8.7237 | 5.4912 | 3.6589 | 2.7088 | 1.7617 | -1.9748 | -0.036332 | 0 | 0 | 0 | 0 | 0 | 0 | 0 | 0 | 0 | 0 | 0 | 0 | 0 | 0 | 0 | 0 | 113.9038 | 87.2369 | 54.9115 | 36.589 | 27.0878 | 17.6166 | -19.7476 | -0.36332
0.6666666666666676100February | Resource 1 | Sublap 1 | 16:00 | 6 | 100 | February | 11000 | 0 | 0 | 0 | 0 | 0 | 0 | 0 | 0 | 0 | 0 | 0 | 0 | 0 | 0 | 0 | 0 | 11.3904 | 8.7237 | 5.4912 | 3.6589 | 2.7088 | 1.7617 | -1.9748 | -0.036332 | 0 | 0 | 0 | 0 | 0 | 0 | 0 | 0 | 0 | 0 | 0 | 0 | 0 | 0 | 0 | 0 | 125.2942 | 95.9605 | 60.4027 | 40.2479 | 29.7966 | 19.3782 | -21.7223 | -0.39965
0.6666666666666676100March | Resource 1 | Sublap 1 | 16:00 | 6 | 100 | March | 12000 | 0 | 0 | 0 | 0 | 0 | 0 | 0 | 0 | 0 | 0 | 0 | 0 | 0 | 0 | 0 | 0 | 11.3904 | 8.7237 | 5.4912 | 3.6589 | 2.7088 | 1.7617 | -1.9748 | -0.036332 | 0 | 0 | 0 | 0 | 0 | 0 | 0 | 0 | 0 | 0 | 0 | 0 | 0 | 0 | 0 | 0 | 136.6846 | 104.6842 | 65.8939 | 43.9068 | 32.5053 | 21.1399 | -23.6971 | -0.43599
0.6666666666666676100April | Resource 1 | Sublap 1 | 16:00 | 6 | 100 | April | 13000 | 0 | 0 | 0 | 0 | 0 | 0 | 0 | 0 | 0 | 0 | 0 | 0 | 0 | 0 | 0 | 0 | 11.3904 | 8.7237 | 5.4912 | 3.6589 | 2.7088 | 1.7617 | -1.9748 | -0.036332 | 0 | 0 | 0 | 0 | 0 | 0 | 0 | 0 | 0 | 0 | 0 | 0 | 0 | 0 | 0 | 0 | 148.075 | 113.4079 | 71.385 | 47.5657 | 35.2141 | 22.9015 | -25.6718 | -0.47232
0.6666666666666676100May | Resource 1 | Sublap 1 | 16:00 | 6 | 100 | May | 14000 | 0 | 0 | 0 | 0 | 0 | 0 | 0 | 0 | 0 | 0 | 0 | 0 | 0 | 0 | 0 | 0 | 11.3904 | 8.7237 | 5.4912 | 3.6589 | 2.7088 | 1.7617 | -1.9748 | -0.036332 | 0 | 0 | 0 | 0 | 0 | 0 | 0 | 0 | 0 | 0 | 0 | 0 | 0 | 0 | 0 | 0 | 159.4654 | 122.1316 | 76.8762 | 51.2246 | 37.9229 | 24.6632 | -27.6466 | -0.50865
0.6666666666666676100June | Resource 1 | Sublap 1 | 16:00 | 6 | 100 | June | 15000 | 0 | 0 | 0 | 0 | 0 | 0 | 0 | 0 | 0 | 0 | 0 | 0 | 0 | 0 | 0 | 0 | 11.3904 | 8.7237 | 5.4912 | 3.6589 | 2.7088 | 1.7617 | -1.9748 | -0.036332 | 0 | 0 | 0 | 0 | 0 | 0 | 0 | 0 | 0 | 0 | 0 | 0 | 0 | 0 | 0 | 0 | 170.8558 | 130.8553 | 82.3673 | 54.8835 | 40.6317 | 26.4248 | -29.6213 | -0.54498
0.6666666666666676100July | Resource 1 | Sublap 1 | 16:00 | 6 | 100 | July | 16000 | 0 | 0 | 0 | 0 | 0 | 0 | 0 | 0 | 0 | 0 | 0 | 0 | 0 | 0 | 0 | 0 | 11.3904 | 8.7237 | 5.4912 | 3.6589 | 2.7088 | 1.7617 | -1.9748 | -0.036332 | 0 | 0 | 0 | 0 | 0 | 0 | 0 | 0 | 0 | 0 | 0 | 0 | 0 | 0 | 0 | 0 | 182.2461 | 139.5789 | 87.8585 | 58.5424 | 43.3405 | 28.1865 | -31.5961 | -0.58131
0.6666666666666676100August | Resource 1 | Sublap 1 | 16:00 | 6 | 100 | August | 17000 | 0 | 0 | 0 | 0 | 0 | 0 | 0 | 0 | 0 | 0 | 0 | 0 | 0 | 0 | 0 | 0 | 11.3904 | 8.7237 | 5.4912 | 3.6589 | 2.7088 | 1.7617 | -1.9748 | -0.036332 | 0 | 0 | 0 | 0 | 0 | 0 | 0 | 0 | 0 | 0 | 0 | 0 | 0 | 0 | 0 | 0 | 193.6365 | 148.3026 | 93.3496 | 62.2013 | 46.0492 | 29.9481 | -33.5709 | -0.61765
0.6666666666666676100September | Resource 1 | Sublap 1 | 16:00 | 6 | 100 | September | 18000 | 0 | 0 | 0 | 0 | 0 | 0 | 0 | 0 | 0 | 0 | 0 | 0 | 0 | 0 | 0 | 0 | 11.3904 | 8.7237 | 5.4912 | 3.6589 | 2.7088 | 1.7617 | -1.9748 | -0.036332 | 0 | 0 | 0 | 0 | 0 | 0 | 0 | 0 | 0 | 0 | 0 | 0 | 0 | 0 | 0 | 0 | 205.0269 | 157.0263 | 98.8408 | 65.8602 | 48.758 | 31.7098 | -35.5456 | -0.65398
0.6666666666666676100October | Resource 1 | Sublap 1 | 16:00 | 6 | 100 | October | 19000 | 0 | 0 | 0 | 0 | 0 | 0 | 0 | 0 | 0 | 0 | 0 | 0 | 0 | 0 | 0 | 0 | 11.3904 | 8.7237 | 5.4912 | 3.6589 | 2.7088 | 1.7617 | -1.9748 | -0.036332 | 0 | 0 | 0 | 0 | 0 | 0 | 0 | 0 | 0 | 0 | 0 | 0 | 0 | 0 | 0 | 0 | 216.4173 | 165.75 | 104.332 | 69.5191 | 51.4668 | 33.4715 | -37.5204 | -0.69031
0.6666666666666676100November | Resource 1 | Sublap 1 | 16:00 | 6 | 100 | November | 20000 | 0 | 0 | 0 | 0 | 0 | 0 | 0 | 0 | 0 | 0 | 0 | 0 | 0 | 0 | 0 | 0 | 11.3904 | 8.7237 | 5.4912 | 3.6589 | 2.7088 | 1.7617 | -1.9748 | -0.036332 | 0 | 0 | 0 | 0 | 0 | 0 | 0 | 0 | 0 | 0 | 0 | 0 | 0 | 0 | 0 | 0 | 227.8077 | 174.4737 | 109.8231 | 73.178 | 54.1756 | 35.2331 | -39.4951 | -0.72664
0.6666666666666676100December | Resource 1 | Sublap 1 | 16:00 | 6 | 100 | December | 21000 | 0 | 0 | 0 | 0 | 0 | 0 | 0 | 0 | 0 | 0 | 0 | 0 | 0 | 0 | 0 | 0 | 11.3904 | 8.7237 | 5.4912 | 3.6589 | 2.7088 | 1.7617 | -1.9748 | -0.036332 | 0 | 0 | 0 | 0 | 0 | 0 | 0 | 0 | 0 | 0 | 0 | 0 | 0 | 0 | 0 | 0 | 239.1981 | 183.1974 | 115.3143 | 76.8369 | 56.8844 | 36.9948 | -41.4699 | -0.76297
0.6666666666666676101January | Resource 1 | Sublap 1 | 16:00 | 6 | 101 | January | 10000 | 0 | 0 | 0 | 0 | 0 | 0 | 0 | 0 | 0 | 0 | 0 | 0 | 0 | 0 | 0 | 0 | 9.7297 | 7.6227 | 4.5821 | 2.3302 | 1.557 | 0.8257 | -1.6924 | -0.03115 | 0 | 0 | 0 | 0 | 0 | 0 | 0 | 0 | 0 | 0 | 0 | 0 | 0 | 0 | 0 | 0 | 97.2972 | 76.2273 | 45.8211 | 23.3023 | 15.5697 | 8.257 | -16.924 | -0.3115
0.6666666666666676101February | Resource 1 | Sublap 1 | 16:00 | 6 | 101 | February | 11000 | 0 | 0 | 0 | 0 | 0 | 0 | 0 | 0 | 0 | 0 | 0 | 0 | 0 | 0 | 0 | 0 | 9.7297 | 7.6227 | 4.5821 | 2.3302 | 1.557 | 0.8257 | -1.6924 | -0.03115 | 0 | 0 | 0 | 0 | 0 | 0 | 0 | 0 | 0 | 0 | 0 | 0 | 0 | 0 | 0 | 0 | 107.027 | 83.85 | 50.4032 | 25.6325 | 17.1267 | 9.0827 | -18.6164 | -0.34265
0.6666666666666676101March | Resource 1 | Sublap 1 | 16:00 | 6 | 101 | March | 12000 | 0 | 0 | 0 | 0 | 0 | 0 | 0 | 0 | 0 | 0 | 0 | 0 | 0 | 0 | 0 | 0 | 9.7297 | 7.6227 | 4.5821 | 2.3302 | 1.557 | 0.8257 | -1.6924 | -0.03115 | 0 | 0 | 0 | 0 | 0 | 0 | 0 | 0 | 0 | 0 | 0 | 0 | 0 | 0 | 0 | 0 | 116.7567 | 91.4728 | 54.9853 | 27.9627 | 18.6837 | 9.9084 | -20.3088 | -0.3738
0.6666666666666676101April | Resource 1 | Sublap 1 | 16:00 | 6 | 101 | April | 13000 | 0 | 0 | 0 | 0 | 0 | 0 | 0 | 0 | 0 | 0 | 0 | 0 | 0 | 0 | 0 | 0 | 9.7297 | 7.6227 | 4.5821 | 2.3302 | 1.557 | 0.8257 | -1.6924 | -0.03115 | 0 | 0 | 0 | 0 | 0 | 0 | 0 | 0 | 0 | 0 | 0 | 0 | 0 | 0 | 0 | 0 | 126.4864 | 99.0955 | 59.5674 | 30.293 | 20.2406 | 10.7341 | -22.0012 | -0.40496
0.6666666666666676101May | Resource 1 | Sublap 1 | 16:00 | 6 | 101 | May | 14000 | 0 | 0 | 0 | 0 | 0 | 0 | 0 | 0 | 0 | 0 | 0 | 0 | 0 | 0 | 0 | 0 | 9.7297 | 7.6227 | 4.5821 | 2.3302 | 1.557 | 0.8257 | -1.6924 | -0.03115 | 0 | 0 | 0 | 0 | 0 | 0 | 0 | 0 | 0 | 0 | 0 | 0 | 0 | 0 | 0 | 0 | 136.2161 | 106.7183 | 64.1495 | 32.6232 | 21.7976 | 11.5597 | -23.6937 | -0.43611
0.6666666666666676101June | Resource 1 | Sublap 1 | 16:00 | 6 | 101 | June | 15000 | 0 | 0 | 0 | 0 | 0 | 0 | 0 | 0 | 0 | 0 | 0 | 0 | 0 | 0 | 0 | 0 | 9.7297 | 7.6227 | 4.5821 | 2.3302 | 1.557 | 0.8257 | -1.6924 | -0.03115 | 0 | 0 | 0 | 0 | 0 | 0 | 0 | 0 | 0 | 0 | 0 | 0 | 0 | 0 | 0 | 0 | 145.9458 | 114.341 | 68.7316 | 34.9534 | 23.3546 | 12.3855 | -25.3861 | -0.46726
0.6666666666666676101July | Resource 1 | Sublap 1 | 16:00 | 6 | 101 | July | 16000 | 0 | 0 | 0 | 0 | 0 | 0 | 0 | 0 | 0 | 0 | 0 | 0 | 0 | 0 | 0 | 0 | 9.7297 | 7.6227 | 4.5821 | 2.3302 | 1.557 | 0.8257 | -1.6924 | -0.03115 | 0 | 0 | 0 | 0 | 0 | 0 | 0 | 0 | 0 | 0 | 0 | 0 | 0 | 0 | 0 | 0 | 155.6756 | 121.9637 | 73.3137 | 37.2836 | 24.9116 | 13.2111 | -27.0785 | -0.49841
0.6666666666666676101August | Resource 1 | Sublap 1 | 16:00 | 6 | 101 | August | 17000 | 0 | 0 | 0 | 0 | 0 | 0 | 0 | 0 | 0 | 0 | 0 | 0 | 0 | 0 | 0 | 0 | 9.7297 | 7.6227 | 4.5821 | 2.3302 | 1.557 | 0.8257 | -1.6924 | -0.03115 | 0 | 0 | 0 | 0 | 0 | 0 | 0 | 0 | 0 | 0 | 0 | 0 | 0 | 0 | 0 | 0 | 165.4053 | 129.5864 | 77.8958 | 39.6138 | 26.4685 | 14.0368 | -28.7709 | -0.52956
0.6666666666666676101September | Resource 1 | Sublap 1 | 16:00 | 6 | 101 | September | 18000 | 0 | 0 | 0 | 0 | 0 | 0 | 0 | 0 | 0 | 0 | 0 | 0 | 0 | 0 | 0 | 0 | 9.7297 | 7.6227 | 4.5821 | 2.3302 | 1.557 | 0.8257 | -1.6924 | -0.03115 | 0 | 0 | 0 | 0 | 0 | 0 | 0 | 0 | 0 | 0 | 0 | 0 | 0 | 0 | 0 | 0 | 175.135 | 137.2092 | 82.4779 | 41.9441 | 28.0255 | 14.8625 | -30.4633 | -0.56071
0.6666666666666676101October | Resource 1 | Sublap 1 | 16:00 | 6 | 101 | October | 19000 | 0 | 0 | 0 | 0 | 0 | 0 | 0 | 0 | 0 | 0 | 0 | 0 | 0 | 0 | 0 | 0 | 9.7297 | 7.6227 | 4.5821 | 2.3302 | 1.557 | 0.8257 | -1.6924 | -0.03115 | 0 | 0 | 0 | 0 | 0 | 0 | 0 | 0 | 0 | 0 | 0 | 0 | 0 | 0 | 0 | 0 | 184.8647 | 144.8319 | 87.06 | 44.2743 | 29.5825 | 15.6882 | -32.1557 | -0.59186
0.6666666666666676101November | Resource 1 | Sublap 1 | 16:00 | 6 | 101 | November | 20000 | 0 | 0 | 0 | 0 | 0 | 0 | 0 | 0 | 0 | 0 | 0 | 0 | 0 | 0 | 0 | 0 | 9.7297 | 7.6227 | 4.5821 | 2.3302 | 1.557 | 0.8257 | -1.6924 | -0.03115 | 0 | 0 | 0 | 0 | 0 | 0 | 0 | 0 | 0 | 0 | 0 | 0 | 0 | 0 | 0 | 0 | 194.5945 | 152.4547 | 91.6421 | 46.6045 | 31.1395 | 16.5139 | -33.8481 | -0.62301
0.6666666666666676101December | Resource 1 | Sublap 1 | 16:00 | 6 | 101 | December | 21000 | 0 | 0 | 0 | 0 | 0 | 0 | 0 | 0 | 0 | 0 | 0 | 0 | 0 | 0 | 0 | 0 | 9.7297 | 7.6227 | 4.5821 | 2.3302 | 1.557 | 0.8257 | -1.6924 | -0.03115 | 0 | 0 | 0 | 0 | 0 | 0 | 0 | 0 | 0 | 0 | 0 | 0 | 0 | 0 | 0 | 0 | 204.3242 | 160.0774 | 96.2242 | 48.9348 | 32.6964 | 17.3396 | -35.5405 | -0.65416
0.6666666666666676102January | Resource 1 | Sublap 1 | 16:00 | 6 | 102 | January | 10000 | 0 | 0 | 0 | 0 | 0 | 0 | 0 | 0 | 0 | 0 | 0 | 0 | 0 | 0 | 0 | 0 | 12.6165 | 11.8276 | 10.1204 | 6.0524 | 4.1784 | 3.1717 | -2.1576 | -0.039687 | 0 | 0 | 0 | 0 | 0 | 0 | 0 | 0 | 0 | 0 | 0 | 0 | 0 | 0 | 0 | 0 | 126.1651 | 118.2762 | 101.2043 | 60.5241 | 41.7842 | 31.7166 | -21.5757 | -0.39687
0.6666666666666676102February | Resource 1 | Sublap 1 | 16:00 | 6 | 102 | February | 11000 | 0 | 0 | 0 | 0 | 0 | 0 | 0 | 0 | 0 | 0 | 0 | 0 | 0 | 0 | 0 | 0 | 12.6165 | 11.8276 | 10.1204 | 6.0524 | 4.1784 | 3.1717 | -2.1576 | -0.039687 | 0 | 0 | 0 | 0 | 0 | 0 | 0 | 0 | 0 | 0 | 0 | 0 | 0 | 0 | 0 | 0 | 138.7816 | 130.1038 | 111.3248 | 66.5765 | 45.9626 | 34.8882 | -23.7333 | -0.43656
0.6666666666666676102March | Resource 1 | Sublap 1 | 16:00 | 6 | 102 | March | 12000 | 0 | 0 | 0 | 0 | 0 | 0 | 0 | 0 | 0 | 0 | 0 | 0 | 0 | 0 | 0 | 0 | 12.6165 | 11.8276 | 10.1204 | 6.0524 | 4.1784 | 3.1717 | -2.1576 | -0.039687 | 0 | 0 | 0 | 0 | 0 | 0 | 0 | 0 | 0 | 0 | 0 | 0 | 0 | 0 | 0 | 0 | 151.3981 | 141.9314 | 121.4452 | 72.6289 | 50.141 | 38.0599 | -25.8909 | -0.47625
0.6666666666666676102April | Resource 1 | Sublap 1 | 16:00 | 6 | 102 | April | 13000 | 0 | 0 | 0 | 0 | 0 | 0 | 0 | 0 | 0 | 0 | 0 | 0 | 0 | 0 | 0 | 0 | 12.6165 | 11.8276 | 10.1204 | 6.0524 | 4.1784 | 3.1717 | -2.1576 | -0.039687 | 0 | 0 | 0 | 0 | 0 | 0 | 0 | 0 | 0 | 0 | 0 | 0 | 0 | 0 | 0 | 0 | 164.0146 | 153.759 | 131.5657 | 78.6813 | 54.3195 | 41.2315 | -28.0485 | -0.51593
0.6666666666666676102May | Resource 1 | Sublap 1 | 16:00 | 6 | 102 | May | 14000 | 0 | 0 | 0 | 0 | 0 | 0 | 0 | 0 | 0 | 0 | 0 | 0 | 0 | 0 | 0 | 0 | 12.6165 | 11.8276 | 10.1204 | 6.0524 | 4.1784 | 3.1717 | -2.1576 | -0.039687 | 0 | 0 | 0 | 0 | 0 | 0 | 0 | 0 | 0 | 0 | 0 | 0 | 0 | 0 | 0 | 0 | 176.6311 | 165.5867 | 141.6861 | 84.7337 | 58.4979 | 44.4032 | -30.206 | -0.55562
0.6666666666666676102June | Resource 1 | Sublap 1 | 16:00 | 6 | 102 | June | 15000 | 0 | 0 | 0 | 0 | 0 | 0 | 0 | 0 | 0 | 0 | 0 | 0 | 0 | 0 | 0 | 0 | 12.6165 | 11.8276 | 10.1204 | 6.0524 | 4.1784 | 3.1717 | -2.1576 | -0.039687 | 0 | 0 | 0 | 0 | 0 | 0 | 0 | 0 | 0 | 0 | 0 | 0 | 0 | 0 | 0 | 0 | 189.2476 | 177.4143 | 151.8065 | 90.7861 | 62.6763 | 47.5748 | -32.3636 | -0.59531
0.6666666666666676102July | Resource 1 | Sublap 1 | 16:00 | 6 | 102 | July | 16000 | 0 | 0 | 0 | 0 | 0 | 0 | 0 | 0 | 0 | 0 | 0 | 0 | 0 | 0 | 0 | 0 | 12.6165 | 11.8276 | 10.1204 | 6.0524 | 4.1784 | 3.1717 | -2.1576 | -0.039687 | 0 | 0 | 0 | 0 | 0 | 0 | 0 | 0 | 0 | 0 | 0 | 0 | 0 | 0 | 0 | 0 | 201.8641 | 189.2419 | 161.927 | 96.8385 | 66.8547 | 50.7465 | -34.5212 | -0.635
0.6666666666666676102August | Resource 1 | Sublap 1 | 16:00 | 6 | 102 | August | 17000 | 0 | 0 | 0 | 0 | 0 | 0 | 0 | 0 | 0 | 0 | 0 | 0 | 0 | 0 | 0 | 0 | 12.6165 | 11.8276 | 10.1204 | 6.0524 | 4.1784 | 3.1717 | -2.1576 | -0.039687 | 0 | 0 | 0 | 0 | 0 | 0 | 0 | 0 | 0 | 0 | 0 | 0 | 0 | 0 | 0 | 0 | 214.4806 | 201.0695 | 172.0474 | 102.8909 | 71.0332 | 53.9181 | -36.6788 | -0.67468
0.6666666666666676102September | Resource 1 | Sublap 1 | 16:00 | 6 | 102 | September | 18000 | 0 | 0 | 0 | 0 | 0 | 0 | 0 | 0 | 0 | 0 | 0 | 0 | 0 | 0 | 0 | 0 | 12.6165 | 11.8276 | 10.1204 | 6.0524 | 4.1784 | 3.1717 | -2.1576 | -0.039687 | 0 | 0 | 0 | 0 | 0 | 0 | 0 | 0 | 0 | 0 | 0 | 0 | 0 | 0 | 0 | 0 | 227.0971 | 212.8971 | 182.1678 | 108.9433 | 75.2116 | 57.0898 | -38.8363 | -0.71437
0.6666666666666676102October | Resource 1 | Sublap 1 | 16:00 | 6 | 102 | October | 19000 | 0 | 0 | 0 | 0 | 0 | 0 | 0 | 0 | 0 | 0 | 0 | 0 | 0 | 0 | 0 | 0 | 12.6165 | 11.8276 | 10.1204 | 6.0524 | 4.1784 | 3.1717 | -2.1576 | -0.039687 | 0 | 0 | 0 | 0 | 0 | 0 | 0 | 0 | 0 | 0 | 0 | 0 | 0 | 0 | 0 | 0 | 239.7137 | 224.7247 | 192.2883 | 114.9957 | 79.39 | 60.2614 | -40.9939 | -0.75406
0.6666666666666676102November | Resource 1 | Sublap 1 | 16:00 | 6 | 102 | November | 20000 | 0 | 0 | 0 | 0 | 0 | 0 | 0 | 0 | 0 | 0 | 0 | 0 | 0 | 0 | 0 | 0 | 12.6165 | 11.8276 | 10.1204 | 6.0524 | 4.1784 | 3.1717 | -2.1576 | -0.039687 | 0 | 0 | 0 | 0 | 0 | 0 | 0 | 0 | 0 | 0 | 0 | 0 | 0 | 0 | 0 | 0 | 252.3302 | 236.5524 | 202.4087 | 121.0481 | 83.5684 | 63.4331 | -43.1515 | -0.79374
0.6666666666666676102December | Resource 1 | Sublap 1 | 16:00 | 6 | 102 | December | 21000 | 0 | 0 | 0 | 0 | 0 | 0 | 0 | 0 | 0 | 0 | 0 | 0 | 0 | 0 | 0 | 0 | 12.6165 | 11.8276 | 10.1204 | 6.0524 | 4.1784 | 3.1717 | -2.1576 | -0.039687 | 0 | 0 | 0 | 0 | 0 | 0 | 0 | 0 | 0 | 0 | 0 | 0 | 0 | 0 | 0 | 0 | 264.9467 | 248.38 | 212.5291 | 127.1005 | 87.7468 | 66.6047 | -45.309 | -0.83343
0.6666666666666676103January | Resource 1 | Sublap 1 | 16:00 | 6 | 103 | January | 10000 | 0 | 0 | 0 | 0 | 0 | 0 | 0 | 0 | 0 | 0 | 0 | 0 | 0 | 0 | 0 | 0 | 13.2335 | 12.4881 | 9.9676 | 6.887 | 3.3588 | 2.41 | -2.2632 | -0.041626 | 0 | 0 | 0 | 0 | 0 | 0 | 0 | 0 | 0 | 0 | 0 | 0 | 0 | 0 | 0 | 0 | 132.3347 | 124.8811 | 99.6759 | 68.8703 | 33.5879 | 24.1001 | -22.632 | -0.41626
0.6666666666666676103February | Resource 1 | Sublap 1 | 16:00 | 6 | 103 | February | 11000 | 0 | 0 | 0 | 0 | 0 | 0 | 0 | 0 | 0 | 0 | 0 | 0 | 0 | 0 | 0 | 0 | 13.2335 | 12.4881 | 9.9676 | 6.887 | 3.3588 | 2.41 | -2.2632 | -0.041626 | 0 | 0 | 0 | 0 | 0 | 0 | 0 | 0 | 0 | 0 | 0 | 0 | 0 | 0 | 0 | 0 | 145.5682 | 137.3692 | 109.6435 | 75.7573 | 36.9467 | 26.5101 | -24.8952 | -0.45788
0.6666666666666676103March | Resource 1 | Sublap 1 | 16:00 | 6 | 103 | March | 12000 | 0 | 0 | 0 | 0 | 0 | 0 | 0 | 0 | 0 | 0 | 0 | 0 | 0 | 0 | 0 | 0 | 13.2335 | 12.4881 | 9.9676 | 6.887 | 3.3588 | 2.41 | -2.2632 | -0.041626 | 0 | 0 | 0 | 0 | 0 | 0 | 0 | 0 | 0 | 0 | 0 | 0 | 0 | 0 | 0 | 0 | 158.8016 | 149.8573 | 119.6111 | 82.6443 | 40.3055 | 28.9201 | -27.1584 | -0.49951
0.6666666666666676103April | Resource 1 | Sublap 1 | 16:00 | 6 | 103 | April | 13000 | 0 | 0 | 0 | 0 | 0 | 0 | 0 | 0 | 0 | 0 | 0 | 0 | 0 | 0 | 0 | 0 | 13.2335 | 12.4881 | 9.9676 | 6.887 | 3.3588 | 2.41 | -2.2632 | -0.041626 | 0 | 0 | 0 | 0 | 0 | 0 | 0 | 0 | 0 | 0 | 0 | 0 | 0 | 0 | 0 | 0 | 172.0351 | 162.3454 | 129.5787 | 89.5314 | 43.6643 | 31.3302 | -29.4216 | -0.54113
0.6666666666666676103May | Resource 1 | Sublap 1 | 16:00 | 6 | 103 | May | 14000 | 0 | 0 | 0 | 0 | 0 | 0 | 0 | 0 | 0 | 0 | 0 | 0 | 0 | 0 | 0 | 0 | 13.2335 | 12.4881 | 9.9676 | 6.887 | 3.3588 | 2.41 | -2.2632 | -0.041626 | 0 | 0 | 0 | 0 | 0 | 0 | 0 | 0 | 0 | 0 | 0 | 0 | 0 | 0 | 0 | 0 | 185.2686 | 174.8335 | 139.5463 | 96.4184 | 47.023 | 33.7402 | -31.6848 | -0.58276
0.6666666666666676103June | Resource 1 | Sublap 1 | 16:00 | 6 | 103 | June | 15000 | 0 | 0 | 0 | 0 | 0 | 0 | 0 | 0 | 0 | 0 | 0 | 0 | 0 | 0 | 0 | 0 | 13.2335 | 12.4881 | 9.9676 | 6.887 | 3.3588 | 2.41 | -2.2632 | -0.041626 | 0 | 0 | 0 | 0 | 0 | 0 | 0 | 0 | 0 | 0 | 0 | 0 | 0 | 0 | 0 | 0 | 198.502 | 187.3216 | 149.5139 | 103.3054 | 50.3818 | 36.1502 | -33.948 | -0.62439
0.6666666666666676103July | Resource 1 | Sublap 1 | 16:00 | 6 | 103 | July | 16000 | 0 | 0 | 0 | 0 | 0 | 0 | 0 | 0 | 0 | 0 | 0 | 0 | 0 | 0 | 0 | 0 | 13.2335 | 12.4881 | 9.9676 | 6.887 | 3.3588 | 2.41 | -2.2632 | -0.041626 | 0 | 0 | 0 | 0 | 0 | 0 | 0 | 0 | 0 | 0 | 0 | 0 | 0 | 0 | 0 | 0 | 211.7355 | 199.8097 | 159.4815 | 110.1924 | 53.7406 | 38.5602 | -36.2112 | -0.66601
0.6666666666666676103August | Resource 1 | Sublap 1 | 16:00 | 6 | 103 | August | 17000 | 0 | 0 | 0 | 0 | 0 | 0 | 0 | 0 | 0 | 0 | 0 | 0 | 0 | 0 | 0 | 0 | 13.2335 | 12.4881 | 9.9676 | 6.887 | 3.3588 | 2.41 | -2.2632 | -0.041626 | 0 | 0 | 0 | 0 | 0 | 0 | 0 | 0 | 0 | 0 | 0 | 0 | 0 | 0 | 0 | 0 | 224.969 | 212.2978 | 169.4491 | 117.0795 | 57.0994 | 40.9702 | -38.4744 | -0.70764
0.6666666666666676103September | Resource 1 | Sublap 1 | 16:00 | 6 | 103 | September | 18000 | 0 | 0 | 0 | 0 | 0 | 0 | 0 | 0 | 0 | 0 | 0 | 0 | 0 | 0 | 0 | 0 | 13.2335 | 12.4881 | 9.9676 | 6.887 | 3.3588 | 2.41 | -2.2632 | -0.041626 | 0 | 0 | 0 | 0 | 0 | 0 | 0 | 0 | 0 | 0 | 0 | 0 | 0 | 0 | 0 | 0 | 238.2024 | 224.7859 | 179.4167 | 123.9665 | 60.4582 | 43.3802 | -40.7376 | -0.74926
0.6666666666666676103October | Resource 1 | Sublap 1 | 16:00 | 6 | 103 | October | 19000 | 0 | 0 | 0 | 0 | 0 | 0 | 0 | 0 | 0 | 0 | 0 | 0 | 0 | 0 | 0 | 0 | 13.2335 | 12.4881 | 9.9676 | 6.887 | 3.3588 | 2.41 | -2.2632 | -0.041626 | 0 | 0 | 0 | 0 | 0 | 0 | 0 | 0 | 0 | 0 | 0 | 0 | 0 | 0 | 0 | 0 | 251.4359 | 237.274 | 189.3843 | 130.8535 | 63.817 | 45.7902 | -43.0008 | -0.79089
0.6666666666666676103November | Resource 1 | Sublap 1 | 16:00 | 6 | 103 | November | 20000 | 0 | 0 | 0 | 0 | 0 | 0 | 0 | 0 | 0 | 0 | 0 | 0 | 0 | 0 | 0 | 0 | 13.2335 | 12.4881 | 9.9676 | 6.887 | 3.3588 | 2.41 | -2.2632 | -0.041626 | 0 | 0 | 0 | 0 | 0 | 0 | 0 | 0 | 0 | 0 | 0 | 0 | 0 | 0 | 0 | 0 | 264.6694 | 249.7621 | 199.3519 | 137.7406 | 67.1758 | 48.2002 | -45.264 | -0.83251
0.6666666666666676103December | Resource 1 | Sublap 1 | 16:00 | 6 | 103 | December | 21000 | 0 | 0 | 0 | 0 | 0 | 0 | 0 | 0 | 0 | 0 | 0 | 0 | 0 | 0 | 0 | 0 | 13.2335 | 12.4881 | 9.9676 | 6.887 | 3.3588 | 2.41 | -2.2632 | -0.041626 | 0 | 0 | 0 | 0 | 0 | 0 | 0 | 0 | 0 | 0 | 0 | 0 | 0 | 0 | 0 | 0 | 277.9028 | 262.2502 | 209.3195 | 144.6276 | 70.5346 | 50.6103 | -47.5272 | -0.87414
0.6666666666666676104January | Resource 1 | Sublap 1 | 16:00 | 6 | 104 | January | 10000 | 0 | 0 | 0 | 0 | 0 | 0 | 0 | 0 | 0 | 0 | 0 | 0 | 0 | 0 | 0 | 0 | 14.2413 | 13.3512 | 9.304 | 6.2617 | 5.1372 | 3.867 | -2.4399 | -0.044869 | 0 | 0 | 0 | 0 | 0 | 0 | 0 | 0 | 0 | 0 | 0 | 0 | 0 | 0 | 0 | 0 | 142.4127 | 133.5115 | 93.0398 | 62.6168 | 51.3718 | 38.6704 | -24.3993 | -0.44869
0.6666666666666676104February | Resource 1 | Sublap 1 | 16:00 | 6 | 104 | February | 11000 | 0 | 0 | 0 | 0 | 0 | 0 | 0 | 0 | 0 | 0 | 0 | 0 | 0 | 0 | 0 | 0 | 14.2413 | 13.3512 | 9.304 | 6.2617 | 5.1372 | 3.867 | -2.4399 | -0.044869 | 0 | 0 | 0 | 0 | 0 | 0 | 0 | 0 | 0 | 0 | 0 | 0 | 0 | 0 | 0 | 0 | 156.654 | 146.8626 | 102.3438 | 68.8785 | 56.509 | 42.5374 | -26.8392 | -0.49356
0.6666666666666676104March | Resource 1 | Sublap 1 | 16:00 | 6 | 104 | March | 12000 | 0 | 0 | 0 | 0 | 0 | 0 | 0 | 0 | 0 | 0 | 0 | 0 | 0 | 0 | 0 | 0 | 14.2413 | 13.3512 | 9.304 | 6.2617 | 5.1372 | 3.867 | -2.4399 | -0.044869 | 0 | 0 | 0 | 0 | 0 | 0 | 0 | 0 | 0 | 0 | 0 | 0 | 0 | 0 | 0 | 0 | 170.8953 | 160.2137 | 111.6478 | 75.1402 | 61.6461 | 46.4044 | -29.2791 | -0.53843
0.6666666666666676104April | Resource 1 | Sublap 1 | 16:00 | 6 | 104 | April | 13000 | 0 | 0 | 0 | 0 | 0 | 0 | 0 | 0 | 0 | 0 | 0 | 0 | 0 | 0 | 0 | 0 | 14.2413 | 13.3512 | 9.304 | 6.2617 | 5.1372 | 3.867 | -2.4399 | -0.044869 | 0 | 0 | 0 | 0 | 0 | 0 | 0 | 0 | 0 | 0 | 0 | 0 | 0 | 0 | 0 | 0 | 185.1366 | 173.5649 | 120.9518 | 81.4019 | 66.7833 | 50.2715 | -31.719 | -0.5833
0.6666666666666676104May | Resource 1 | Sublap 1 | 16:00 | 6 | 104 | May | 14000 | 0 | 0 | 0 | 0 | 0 | 0 | 0 | 0 | 0 | 0 | 0 | 0 | 0 | 0 | 0 | 0 | 14.2413 | 13.3512 | 9.304 | 6.2617 | 5.1372 | 3.867 | -2.4399 | -0.044869 | 0 | 0 | 0 | 0 | 0 | 0 | 0 | 0 | 0 | 0 | 0 | 0 | 0 | 0 | 0 | 0 | 199.3778 | 186.916 | 130.2558 | 87.6636 | 71.9205 | 54.1385 | -34.159 | -0.62817
0.6666666666666676104June | Resource 1 | Sublap 1 | 16:00 | 6 | 104 | June | 15000 | 0 | 0 | 0 | 0 | 0 | 0 | 0 | 0 | 0 | 0 | 0 | 0 | 0 | 0 | 0 | 0 | 14.2413 | 13.3512 | 9.304 | 6.2617 | 5.1372 | 3.867 | -2.4399 | -0.044869 | 0 | 0 | 0 | 0 | 0 | 0 | 0 | 0 | 0 | 0 | 0 | 0 | 0 | 0 | 0 | 0 | 213.6191 | 200.2672 | 139.5597 | 93.9252 | 77.0577 | 58.0055 | -36.5989 | -0.67303
0.6666666666666676104July | Resource 1 | Sublap 1 | 16:00 | 6 | 104 | July | 16000 | 0 | 0 | 0 | 0 | 0 | 0 | 0 | 0 | 0 | 0 | 0 | 0 | 0 | 0 | 0 | 0 | 14.2413 | 13.3512 | 9.304 | 6.2617 | 5.1372 | 3.867 | -2.4399 | -0.044869 | 0 | 0 | 0 | 0 | 0 | 0 | 0 | 0 | 0 | 0 | 0 | 0 | 0 | 0 | 0 | 0 | 227.8604 | 213.6183 | 148.8637 | 100.1869 | 82.1949 | 61.8726 | -39.0388 | -0.7179
0.6666666666666676104August | Resource 1 | Sublap 1 | 16:00 | 6 | 104 | August | 17000 | 0 | 0 | 0 | 0 | 0 | 0 | 0 | 0 | 0 | 0 | 0 | 0 | 0 | 0 | 0 | 0 | 14.2413 | 13.3512 | 9.304 | 6.2617 | 5.1372 | 3.867 | -2.4399 | -0.044869 | 0 | 0 | 0 | 0 | 0 | 0 | 0 | 0 | 0 | 0 | 0 | 0 | 0 | 0 | 0 | 0 | 242.1017 | 226.9695 | 158.1677 | 106.4486 | 87.332 | 65.7396 | -41.4787 | -0.76277
0.6666666666666676104September | Resource 1 | Sublap 1 | 16:00 | 6 | 104 | September | 18000 | 0 | 0 | 0 | 0 | 0 | 0 | 0 | 0 | 0 | 0 | 0 | 0 | 0 | 0 | 0 | 0 | 14.2413 | 13.3512 | 9.304 | 6.2617 | 5.1372 | 3.867 | -2.4399 | -0.044869 | 0 | 0 | 0 | 0 | 0 | 0 | 0 | 0 | 0 | 0 | 0 | 0 | 0 | 0 | 0 | 0 | 256.3429 | 240.3206 | 167.4717 | 112.7103 | 92.4692 | 69.6066 | -43.9187 | -0.80764
0.6666666666666676104October | Resource 1 | Sublap 1 | 16:00 | 6 | 104 | October | 19000 | 0 | 0 | 0 | 0 | 0 | 0 | 0 | 0 | 0 | 0 | 0 | 0 | 0 | 0 | 0 | 0 | 14.2413 | 13.3512 | 9.304 | 6.2617 | 5.1372 | 3.867 | -2.4399 | -0.044869 | 0 | 0 | 0 | 0 | 0 | 0 | 0 | 0 | 0 | 0 | 0 | 0 | 0 | 0 | 0 | 0 | 270.5842 | 253.6718 | 176.7757 | 118.972 | 97.6064 | 73.4737 | -46.3586 | -0.85251
0.6666666666666676104November | Resource 1 | Sublap 1 | 16:00 | 6 | 104 | November | 20000 | 0 | 0 | 0 | 0 | 0 | 0 | 0 | 0 | 0 | 0 | 0 | 0 | 0 | 0 | 0 | 0 | 14.2413 | 13.3512 | 9.304 | 6.2617 | 5.1372 | 3.867 | -2.4399 | -0.044869 | 0 | 0 | 0 | 0 | 0 | 0 | 0 | 0 | 0 | 0 | 0 | 0 | 0 | 0 | 0 | 0 | 284.8255 | 267.0229 | 186.0796 | 125.2337 | 102.7436 | 77.3407 | -48.7985 | -0.89738
0.6666666666666676104December | Resource 1 | Sublap 1 | 16:00 | 6 | 104 | December | 21000 | 0 | 0 | 0 | 0 | 0 | 0 | 0 | 0 | 0 | 0 | 0 | 0 | 0 | 0 | 0 | 0 | 14.2413 | 13.3512 | 9.304 | 6.2617 | 5.1372 | 3.867 | -2.4399 | -0.044869 | 0 | 0 | 0 | 0 | 0 | 0 | 0 | 0 | 0 | 0 | 0 | 0 | 0 | 0 | 0 | 0 | 299.0667 | 280.3741 | 195.3836 | 131.4953 | 107.8808 | 81.2078 | -51.2385 | -0.94225
0.6666666666666676105January | Resource 1 | Sublap 1 | 16:00 | 6 | 105 | January | 10000 | 0 | 0 | 0 | 0 | 0 | 0 | 0 | 0 | 0 | 0 | 0 | 0 | 0 | 0 | 0 | 0 | 12.0767 | 10.5714 | 4.8439 | 3.0987 | 1.6703 | 0.88911 | -2.0723 | -0.038122 | 0 | 0 | 0 | 0 | 0 | 0 | 0 | 0 | 0 | 0 | 0 | 0 | 0 | 0 | 0 | 0 | 120.7668 | 105.7139 | 48.4386 | 30.987 | 16.7028 | 8.8911 | -20.7226 | -0.38122
0.6666666666666676105February | Resource 1 | Sublap 1 | 16:00 | 6 | 105 | February | 11000 | 0 | 0 | 0 | 0 | 0 | 0 | 0 | 0 | 0 | 0 | 0 | 0 | 0 | 0 | 0 | 0 | 12.0767 | 10.5714 | 4.8439 | 3.0987 | 1.6703 | 0.88911 | -2.0723 | -0.038122 | 0 | 0 | 0 | 0 | 0 | 0 | 0 | 0 | 0 | 0 | 0 | 0 | 0 | 0 | 0 | 0 | 132.8434 | 116.2853 | 53.2825 | 34.0857 | 18.373 | 9.7803 | -22.7948 | -0.41934
0.6666666666666676105March | Resource 1 | Sublap 1 | 16:00 | 6 | 105 | March | 12000 | 0 | 0 | 0 | 0 | 0 | 0 | 0 | 0 | 0 | 0 | 0 | 0 | 0 | 0 | 0 | 0 | 12.0767 | 10.5714 | 4.8439 | 3.0987 | 1.6703 | 0.88911 | -2.0723 | -0.038122 | 0 | 0 | 0 | 0 | 0 | 0 | 0 | 0 | 0 | 0 | 0 | 0 | 0 | 0 | 0 | 0 | 144.9201 | 126.8567 | 58.1264 | 37.1844 | 20.0433 | 10.6694 | -24.8671 | -0.45746
0.6666666666666676105April | Resource 1 | Sublap 1 | 16:00 | 6 | 105 | April | 13000 | 0 | 0 | 0 | 0 | 0 | 0 | 0 | 0 | 0 | 0 | 0 | 0 | 0 | 0 | 0 | 0 | 12.0767 | 10.5714 | 4.8439 | 3.0987 | 1.6703 | 0.88911 | -2.0723 | -0.038122 | 0 | 0 | 0 | 0 | 0 | 0 | 0 | 0 | 0 | 0 | 0 | 0 | 0 | 0 | 0 | 0 | 156.9968 | 137.4281 | 62.9702 | 40.2831 | 21.7136 | 11.5585 | -26.9394 | -0.49558
0.6666666666666676105May | Resource 1 | Sublap 1 | 16:00 | 6 | 105 | May | 14000 | 0 | 0 | 0 | 0 | 0 | 0 | 0 | 0 | 0 | 0 | 0 | 0 | 0 | 0 | 0 | 0 | 12.0767 | 10.5714 | 4.8439 | 3.0987 | 1.6703 | 0.88911 | -2.0723 | -0.038122 | 0 | 0 | 0 | 0 | 0 | 0 | 0 | 0 | 0 | 0 | 0 | 0 | 0 | 0 | 0 | 0 | 169.0735 | 147.9995 | 67.8141 | 43.3818 | 23.3839 | 12.4476 | -29.0116 | -0.5337
0.6666666666666676105June | Resource 1 | Sublap 1 | 16:00 | 6 | 105 | June | 15000 | 0 | 0 | 0 | 0 | 0 | 0 | 0 | 0 | 0 | 0 | 0 | 0 | 0 | 0 | 0 | 0 | 12.0767 | 10.5714 | 4.8439 | 3.0987 | 1.6703 | 0.88911 | -2.0723 | -0.038122 | 0 | 0 | 0 | 0 | 0 | 0 | 0 | 0 | 0 | 0 | 0 | 0 | 0 | 0 | 0 | 0 | 181.1501 | 158.5709 | 72.6579 | 46.4805 | 25.0541 | 13.3367 | -31.0839 | -0.57182
0.6666666666666676105July | Resource 1 | Sublap 1 | 16:00 | 6 | 105 | July | 16000 | 0 | 0 | 0 | 0 | 0 | 0 | 0 | 0 | 0 | 0 | 0 | 0 | 0 | 0 | 0 | 0 | 12.0767 | 10.5714 | 4.8439 | 3.0987 | 1.6703 | 0.88911 | -2.0723 | -0.038122 | 0 | 0 | 0 | 0 | 0 | 0 | 0 | 0 | 0 | 0 | 0 | 0 | 0 | 0 | 0 | 0 | 193.2268 | 169.1422 | 77.5018 | 49.5792 | 26.7244 | 14.2258 | -33.1561 | -0.60994
0.6666666666666676105August | Resource 1 | Sublap 1 | 16:00 | 6 | 105 | August | 17000 | 0 | 0 | 0 | 0 | 0 | 0 | 0 | 0 | 0 | 0 | 0 | 0 | 0 | 0 | 0 | 0 | 12.0767 | 10.5714 | 4.8439 | 3.0987 | 1.6703 | 0.88911 | -2.0723 | -0.038122 | 0 | 0 | 0 | 0 | 0 | 0 | 0 | 0 | 0 | 0 | 0 | 0 | 0 | 0 | 0 | 0 | 205.3035 | 179.7136 | 82.3457 | 52.6779 | 28.3947 | 15.1149 | -35.2284 | -0.64807
0.6666666666666676105September | Resource 1 | Sublap 1 | 16:00 | 6 | 105 | September | 18000 | 0 | 0 | 0 | 0 | 0 | 0 | 0 | 0 | 0 | 0 | 0 | 0 | 0 | 0 | 0 | 0 | 12.0767 | 10.5714 | 4.8439 | 3.0987 | 1.6703 | 0.88911 | -2.0723 | -0.038122 | 0 | 0 | 0 | 0 | 0 | 0 | 0 | 0 | 0 | 0 | 0 | 0 | 0 | 0 | 0 | 0 | 217.3802 | 190.285 | 87.1895 | 55.7766 | 30.065 | 16.004 | -37.3007 | -0.68619
0.6666666666666676105October | Resource 1 | Sublap 1 | 16:00 | 6 | 105 | October | 19000 | 0 | 0 | 0 | 0 | 0 | 0 | 0 | 0 | 0 | 0 | 0 | 0 | 0 | 0 | 0 | 0 | 12.0767 | 10.5714 | 4.8439 | 3.0987 | 1.6703 | 0.88911 | -2.0723 | -0.038122 | 0 | 0 | 0 | 0 | 0 | 0 | 0 | 0 | 0 | 0 | 0 | 0 | 0 | 0 | 0 | 0 | 229.4569 | 200.8564 | 92.0334 | 58.8753 | 31.7352 | 16.8932 | -39.3729 | -0.72431
0.6666666666666676105November | Resource 1 | Sublap 1 | 16:00 | 6 | 105 | November | 20000 | 0 | 0 | 0 | 0 | 0 | 0 | 0 | 0 | 0 | 0 | 0 | 0 | 0 | 0 | 0 | 0 | 12.0767 | 10.5714 | 4.8439 | 3.0987 | 1.6703 | 0.88911 | -2.0723 | -0.038122 | 0 | 0 | 0 | 0 | 0 | 0 | 0 | 0 | 0 | 0 | 0 | 0 | 0 | 0 | 0 | 0 | 241.5335 | 211.4278 | 96.8773 | 61.974 | 33.4055 | 17.7823 | -41.4452 | -0.76243
0.6666666666666676105December | Resource 1 | Sublap 1 | 16:00 | 6 | 105 | December | 21000 | 0 | 0 | 0 | 0 | 0 | 0 | 0 | 0 | 0 | 0 | 0 | 0 | 0 | 0 | 0 | 0 | 12.0767 | 10.5714 | 4.8439 | 3.0987 | 1.6703 | 0.88911 | -2.0723 | -0.038122 | 0 | 0 | 0 | 0 | 0 | 0 | 0 | 0 | 0 | 0 | 0 | 0 | 0 | 0 | 0 | 0 | 253.6102 | 221.9992 | 101.7211 | 65.0727 | 35.0758 | 18.6714 | -43.5174 | -0.80055
0.6666666666666676106January | Resource 1 | Sublap 1 | 16:00 | 6 | 106 | January | 10000 | 0 | 0 | 0 | 0 | 0 | 0 | 0 | 0 | 0 | 0 | 0 | 0 | 0 | 0 | 0 | 0 | 11.7873 | 11.0831 | 9.3897 | 5.3599 | 2.9622 | 2.0105 | -1.9951 | -0.036705 | 0 | 0 | 0 | 0 | 0 | 0 | 0 | 0 | 0 | 0 | 0 | 0 | 0 | 0 | 0 | 0 | 117.8728 | 110.8315 | 93.8975 | 53.5995 | 29.6217 | 20.105 | -19.9507 | -0.36705
0.6666666666666676106February | Resource 1 | Sublap 1 | 16:00 | 6 | 106 | February | 11000 | 0 | 0 | 0 | 0 | 0 | 0 | 0 | 0 | 0 | 0 | 0 | 0 | 0 | 0 | 0 | 0 | 11.7873 | 11.0831 | 9.3897 | 5.3599 | 2.9622 | 2.0105 | -1.9951 | -0.036705 | 0 | 0 | 0 | 0 | 0 | 0 | 0 | 0 | 0 | 0 | 0 | 0 | 0 | 0 | 0 | 0 | 129.6601 | 121.9146 | 103.2872 | 58.9594 | 32.5839 | 22.1155 | -21.9458 | -0.40375
0.6666666666666676106March | Resource 1 | Sublap 1 | 16:00 | 6 | 106 | March | 12000 | 0 | 0 | 0 | 0 | 0 | 0 | 0 | 0 | 0 | 0 | 0 | 0 | 0 | 0 | 0 | 0 | 11.7873 | 11.0831 | 9.3897 | 5.3599 | 2.9622 | 2.0105 | -1.9951 | -0.036705 | 0 | 0 | 0 | 0 | 0 | 0 | 0 | 0 | 0 | 0 | 0 | 0 | 0 | 0 | 0 | 0 | 141.4474 | 132.9978 | 112.677 | 64.3194 | 35.5461 | 24.126 | -23.9408 | -0.44046
0.6666666666666676106April | Resource 1 | Sublap 1 | 16:00 | 6 | 106 | April | 13000 | 0 | 0 | 0 | 0 | 0 | 0 | 0 | 0 | 0 | 0 | 0 | 0 | 0 | 0 | 0 | 0 | 11.7873 | 11.0831 | 9.3897 | 5.3599 | 2.9622 | 2.0105 | -1.9951 | -0.036705 | 0 | 0 | 0 | 0 | 0 | 0 | 0 | 0 | 0 | 0 | 0 | 0 | 0 | 0 | 0 | 0 | 153.2347 | 144.0809 | 122.0667 | 69.6793 | 38.5083 | 26.1365 | -25.9359 | -0.47716
0.6666666666666676106May | Resource 1 | Sublap 1 | 16:00 | 6 | 106 | May | 14000 | 0 | 0 | 0 | 0 | 0 | 0 | 0 | 0 | 0 | 0 | 0 | 0 | 0 | 0 | 0 | 0 | 11.7873 | 11.0831 | 9.3897 | 5.3599 | 2.9622 | 2.0105 | -1.9951 | -0.036705 | 0 | 0 | 0 | 0 | 0 | 0 | 0 | 0 | 0 | 0 | 0 | 0 | 0 | 0 | 0 | 0 | 165.022 | 155.164 | 131.4565 | 75.0392 | 41.4704 | 28.147 | -27.931 | -0.51387
0.6666666666666676106June | Resource 1 | Sublap 1 | 16:00 | 6 | 106 | June | 15000 | 0 | 0 | 0 | 0 | 0 | 0 | 0 | 0 | 0 | 0 | 0 | 0 | 0 | 0 | 0 | 0 | 11.7873 | 11.0831 | 9.3897 | 5.3599 | 2.9622 | 2.0105 | -1.9951 | -0.036705 | 0 | 0 | 0 | 0 | 0 | 0 | 0 | 0 | 0 | 0 | 0 | 0 | 0 | 0 | 0 | 0 | 176.8092 | 166.2472 | 140.8462 | 80.3992 | 44.4326 | 30.1575 | -29.926 | -0.55057
0.6666666666666676106July | Resource 1 | Sublap 1 | 16:00 | 6 | 106 | July | 16000 | 0 | 0 | 0 | 0 | 0 | 0 | 0 | 0 | 0 | 0 | 0 | 0 | 0 | 0 | 0 | 0 | 11.7873 | 11.0831 | 9.3897 | 5.3599 | 2.9622 | 2.0105 | -1.9951 | -0.036705 | 0 | 0 | 0 | 0 | 0 | 0 | 0 | 0 | 0 | 0 | 0 | 0 | 0 | 0 | 0 | 0 | 188.5965 | 177.3303 | 150.236 | 85.7591 | 47.3948 | 32.168 | -31.9211 | -0.58728
0.6666666666666676106August | Resource 1 | Sublap 1 | 16:00 | 6 | 106 | August | 17000 | 0 | 0 | 0 | 0 | 0 | 0 | 0 | 0 | 0 | 0 | 0 | 0 | 0 | 0 | 0 | 0 | 11.7873 | 11.0831 | 9.3897 | 5.3599 | 2.9622 | 2.0105 | -1.9951 | -0.036705 | 0 | 0 | 0 | 0 | 0 | 0 | 0 | 0 | 0 | 0 | 0 | 0 | 0 | 0 | 0 | 0 | 200.3838 | 188.4135 | 159.6257 | 91.1191 | 50.357 | 34.1785 | -33.9162 | -0.62398
0.6666666666666676106September | Resource 1 | Sublap 1 | 16:00 | 6 | 106 | September | 18000 | 0 | 0 | 0 | 0 | 0 | 0 | 0 | 0 | 0 | 0 | 0 | 0 | 0 | 0 | 0 | 0 | 11.7873 | 11.0831 | 9.3897 | 5.3599 | 2.9622 | 2.0105 | -1.9951 | -0.036705 | 0 | 0 | 0 | 0 | 0 | 0 | 0 | 0 | 0 | 0 | 0 | 0 | 0 | 0 | 0 | 0 | 212.1711 | 199.4966 | 169.0155 | 96.479 | 53.3191 | 36.1889 | -35.9112 | -0.66069
0.6666666666666676106October | Resource 1 | Sublap 1 | 16:00 | 6 | 106 | October | 19000 | 0 | 0 | 0 | 0 | 0 | 0 | 0 | 0 | 0 | 0 | 0 | 0 | 0 | 0 | 0 | 0 | 11.7873 | 11.0831 | 9.3897 | 5.3599 | 2.9622 | 2.0105 | -1.9951 | -0.036705 | 0 | 0 | 0 | 0 | 0 | 0 | 0 | 0 | 0 | 0 | 0 | 0 | 0 | 0 | 0 | 0 | 223.9584 | 210.5798 | 178.4052 | 101.839 | 56.2813 | 38.1994 | -37.9063 | -0.69739
0.6666666666666676106November | Resource 1 | Sublap 1 | 16:00 | 6 | 106 | November | 20000 | 0 | 0 | 0 | 0 | 0 | 0 | 0 | 0 | 0 | 0 | 0 | 0 | 0 | 0 | 0 | 0 | 11.7873 | 11.0831 | 9.3897 | 5.3599 | 2.9622 | 2.0105 | -1.9951 | -0.036705 | 0 | 0 | 0 | 0 | 0 | 0 | 0 | 0 | 0 | 0 | 0 | 0 | 0 | 0 | 0 | 0 | 235.7457 | 221.6629 | 187.795 | 107.1989 | 59.2435 | 40.2099 | -39.9014 | -0.7341
0.6666666666666676106December | Resource 1 | Sublap 1 | 16:00 | 6 | 106 | December | 21000 | 0 | 0 | 0 | 0 | 0 | 0 | 0 | 0 | 0 | 0 | 0 | 0 | 0 | 0 | 0 | 0 | 11.7873 | 11.0831 | 9.3897 | 5.3599 | 2.9622 | 2.0105 | -1.9951 | -0.036705 | 0 | 0 | 0 | 0 | 0 | 0 | 0 | 0 | 0 | 0 | 0 | 0 | 0 | 0 | 0 | 0 | 247.533 | 232.7461 | 197.1847 | 112.5589 | 62.2057 | 42.2204 | -41.8965 | -0.7708
0.6666666666666676107January | Resource 1 | Sublap 1 | 16:00 | 6 | 107 | January | 10000 | 0 | 0 | 0 | 0 | 0 | 0 | 0 | 0 | 0 | 0 | 0 | 0 | 0 | 0 | 0 | 0 | 13.8477 | 12.8911 | 8.2197 | 4.3273 | 4.2593 | 4.5141 | -2.3363 | -0.042968 | 0 | 0 | 0 | 0 | 0 | 0 | 0 | 0 | 0 | 0 | 0 | 0 | 0 | 0 | 0 | 0 | 138.4768 | 128.9106 | 82.1969 | 43.2726 | 42.5935 | 45.1412 | -23.3633 | -0.42968
0.6666666666666676107February | Resource 1 | Sublap 1 | 16:00 | 6 | 107 | February | 11000 | 0 | 0 | 0 | 0 | 0 | 0 | 0 | 0 | 0 | 0 | 0 | 0 | 0 | 0 | 0 | 0 | 13.8477 | 12.8911 | 8.2197 | 4.3273 | 4.2593 | 4.5141 | -2.3363 | -0.042968 | 0 | 0 | 0 | 0 | 0 | 0 | 0 | 0 | 0 | 0 | 0 | 0 | 0 | 0 | 0 | 0 | 152.3245 | 141.8017 | 90.4166 | 47.5999 | 46.8528 | 49.6554 | -25.6996 | -0.47265
0.6666666666666676107March | Resource 1 | Sublap 1 | 16:00 | 6 | 107 | March | 12000 | 0 | 0 | 0 | 0 | 0 | 0 | 0 | 0 | 0 | 0 | 0 | 0 | 0 | 0 | 0 | 0 | 13.8477 | 12.8911 | 8.2197 | 4.3273 | 4.2593 | 4.5141 | -2.3363 | -0.042968 | 0 | 0 | 0 | 0 | 0 | 0 | 0 | 0 | 0 | 0 | 0 | 0 | 0 | 0 | 0 | 0 | 166.1722 | 154.6928 | 98.6363 | 51.9272 | 51.1122 | 54.1695 | -28.0359 | -0.51561
0.6666666666666676107April | Resource 1 | Sublap 1 | 16:00 | 6 | 107 | April | 13000 | 0 | 0 | 0 | 0 | 0 | 0 | 0 | 0 | 0 | 0 | 0 | 0 | 0 | 0 | 0 | 0 | 13.8477 | 12.8911 | 8.2197 | 4.3273 | 4.2593 | 4.5141 | -2.3363 | -0.042968 | 0 | 0 | 0 | 0 | 0 | 0 | 0 | 0 | 0 | 0 | 0 | 0 | 0 | 0 | 0 | 0 | 180.0199 | 167.5838 | 106.856 | 56.2544 | 55.3715 | 58.6836 | -30.3723 | -0.55858
0.6666666666666676107May | Resource 1 | Sublap 1 | 16:00 | 6 | 107 | May | 14000 | 0 | 0 | 0 | 0 | 0 | 0 | 0 | 0 | 0 | 0 | 0 | 0 | 0 | 0 | 0 | 0 | 13.8477 | 12.8911 | 8.2197 | 4.3273 | 4.2593 | 4.5141 | -2.3363 | -0.042968 | 0 | 0 | 0 | 0 | 0 | 0 | 0 | 0 | 0 | 0 | 0 | 0 | 0 | 0 | 0 | 0 | 193.8676 | 180.4749 | 115.0757 | 60.5817 | 59.6309 | 63.1977 | -32.7086 | -0.60155
0.6666666666666676107June | Resource 1 | Sublap 1 | 16:00 | 6 | 107 | June | 15000 | 0 | 0 | 0 | 0 | 0 | 0 | 0 | 0 | 0 | 0 | 0 | 0 | 0 | 0 | 0 | 0 | 13.8477 | 12.8911 | 8.2197 | 4.3273 | 4.2593 | 4.5141 | -2.3363 | -0.042968 | 0 | 0 | 0 | 0 | 0 | 0 | 0 | 0 | 0 | 0 | 0 | 0 | 0 | 0 | 0 | 0 | 207.7153 | 193.366 | 123.2953 | 64.909 | 63.8902 | 67.7119 | -35.0449 | -0.64452
0.6666666666666676107July | Resource 1 | Sublap 1 | 16:00 | 6 | 107 | July | 16000 | 0 | 0 | 0 | 0 | 0 | 0 | 0 | 0 | 0 | 0 | 0 | 0 | 0 | 0 | 0 | 0 | 13.8477 | 12.8911 | 8.2197 | 4.3273 | 4.2593 | 4.5141 | -2.3363 | -0.042968 | 0 | 0 | 0 | 0 | 0 | 0 | 0 | 0 | 0 | 0 | 0 | 0 | 0 | 0 | 0 | 0 | 221.5629 | 206.257 | 131.515 | 69.2362 | 68.1496 | 72.226 | -37.3813 | -0.68748
0.6666666666666676107August | Resource 1 | Sublap 1 | 16:00 | 6 | 107 | August | 17000 | 0 | 0 | 0 | 0 | 0 | 0 | 0 | 0 | 0 | 0 | 0 | 0 | 0 | 0 | 0 | 0 | 13.8477 | 12.8911 | 8.2197 | 4.3273 | 4.2593 | 4.5141 | -2.3363 | -0.042968 | 0 | 0 | 0 | 0 | 0 | 0 | 0 | 0 | 0 | 0 | 0 | 0 | 0 | 0 | 0 | 0 | 235.4106 | 219.1481 | 139.7347 | 73.5635 | 72.4089 | 76.7401 | -39.7176 | -0.73045
0.6666666666666676107September | Resource 1 | Sublap 1 | 16:00 | 6 | 107 | September | 18000 | 0 | 0 | 0 | 0 | 0 | 0 | 0 | 0 | 0 | 0 | 0 | 0 | 0 | 0 | 0 | 0 | 13.8477 | 12.8911 | 8.2197 | 4.3273 | 4.2593 | 4.5141 | -2.3363 | -0.042968 | 0 | 0 | 0 | 0 | 0 | 0 | 0 | 0 | 0 | 0 | 0 | 0 | 0 | 0 | 0 | 0 | 249.2583 | 232.0392 | 147.9544 | 77.8907 | 76.6683 | 81.2542 | -42.0539 | -0.77342
0.6666666666666676107October | Resource 1 | Sublap 1 | 16:00 | 6 | 107 | October | 19000 | 0 | 0 | 0 | 0 | 0 | 0 | 0 | 0 | 0 | 0 | 0 | 0 | 0 | 0 | 0 | 0 | 13.8477 | 12.8911 | 8.2197 | 4.3273 | 4.2593 | 4.5141 | -2.3363 | -0.042968 | 0 | 0 | 0 | 0 | 0 | 0 | 0 | 0 | 0 | 0 | 0 | 0 | 0 | 0 | 0 | 0 | 263.106 | 244.9302 | 156.1741 | 82.218 | 80.9276 | 85.7684 | -44.3903 | -0.81639
0.6666666666666676107November | Resource 1 | Sublap 1 | 16:00 | 6 | 107 | November | 20000 | 0 | 0 | 0 | 0 | 0 | 0 | 0 | 0 | 0 | 0 | 0 | 0 | 0 | 0 | 0 | 0 | 13.8477 | 12.8911 | 8.2197 | 4.3273 | 4.2593 | 4.5141 | -2.3363 | -0.042968 | 0 | 0 | 0 | 0 | 0 | 0 | 0 | 0 | 0 | 0 | 0 | 0 | 0 | 0 | 0 | 0 | 276.9537 | 257.8213 | 164.3938 | 86.5453 | 85.187 | 90.2825 | -46.7266 | -0.85935
0.6666666666666676107December | Resource 1 | Sublap 1 | 16:00 | 6 | 107 | December | 21000 | 0 | 0 | 0 | 0 | 0 | 0 | 0 | 0 | 0 | 0 | 0 | 0 | 0 | 0 | 0 | 0 | 13.8477 | 12.8911 | 8.2197 | 4.3273 | 4.2593 | 4.5141 | -2.3363 | -0.042968 | 0 | 0 | 0 | 0 | 0 | 0 | 0 | 0 | 0 | 0 | 0 | 0 | 0 | 0 | 0 | 0 | 290.8014 | 270.7124 | 172.6135 | 90.8725 | 89.4463 | 94.7966 | -49.0629 | -0.90232
0.708333333333333171January | Resource 1 | Sublap 1 | 17:00 | 1 | 71 | January | 10000 | 0 | 0 | 0 | 0 | 0 | 0 | 0 | 0 | 0 | 0 | 0 | 0 | 0 | 0 | 0 | 0 | 0 | 0 | 0 | 0 | 0 | 0 | 0 | 0 | 0 | 0 | 0 | 0 | 0 | 0 | 0 | 0 | 0 | 0 | 0 | 0 | 0 | 0 | 0 | 0 | 0 | 0 | 0 | 0 | 0 | 0 | 0 | 0
0.708333333333333171February | Resource 1 | Sublap 1 | 17:00 | 1 | 71 | February | 11000 | 0 | 0 | 0 | 0 | 0 | 0 | 0 | 0 | 0 | 0 | 0 | 0 | 0 | 0 | 0 | 0 | 0 | 0 | 0 | 0 | 0 | 0 | 0 | 0 | 0 | 0 | 0 | 0 | 0 | 0 | 0 | 0 | 0 | 0 | 0 | 0 | 0 | 0 | 0 | 0 | 0 | 0 | 0 | 0 | 0 | 0 | 0 | 0
0.708333333333333171March | Resource 1 | Sublap 1 | 17:00 | 1 | 71 | March | 12000 | 0 | 0 | 0 | 0 | 0 | 0 | 0 | 0 | 0 | 0 | 0 | 0 | 0 | 0 | 0 | 0 | 0 | 0 | 0 | 0 | 0 | 0 | 0 | 0 | 0 | 0 | 0 | 0 | 0 | 0 | 0 | 0 | 0 | 0 | 0 | 0 | 0 | 0 | 0 | 0 | 0 | 0 | 0 | 0 | 0 | 0 | 0 | 0
0.708333333333333171April | Resource 1 | Sublap 1 | 17:00 | 1 | 71 | April | 13000 | 0 | 0 | 0 | 0 | 0 | 0 | 0 | 0 | 0 | 0 | 0 | 0 | 0 | 0 | 0 | 0 | 0 | 0 | 0 | 0 | 0 | 0 | 0 | 0 | 0 | 0 | 0 | 0 | 0 | 0 | 0 | 0 | 0 | 0 | 0 | 0 | 0 | 0 | 0 | 0 | 0 | 0 | 0 | 0 | 0 | 0 | 0 | 0
0.708333333333333171May | Resource 1 | Sublap 1 | 17:00 | 1 | 71 | May | 14000 | 0 | 0 | 0 | 0 | 0 | 0 | 0 | 0 | 0 | 0 | 0 | 0 | 0 | 0 | 0 | 0 | 0 | 0 | 0 | 0 | 0 | 0 | 0 | 0 | 0 | 0 | 0 | 0 | 0 | 0 | 0 | 0 | 0 | 0 | 0 | 0 | 0 | 0 | 0 | 0 | 0 | 0 | 0 | 0 | 0 | 0 | 0 | 0
0.708333333333333171June | Resource 1 | Sublap 1 | 17:00 | 1 | 71 | June | 15000 | 0 | 0 | 0 | 0 | 0 | 0 | 0 | 0 | 0 | 0 | 0 | 0 | 0 | 0 | 0 | 0 | 0 | 0 | 0 | 0 | 0 | 0 | 0 | 0 | 0 | 0 | 0 | 0 | 0 | 0 | 0 | 0 | 0 | 0 | 0 | 0 | 0 | 0 | 0 | 0 | 0 | 0 | 0 | 0 | 0 | 0 | 0 | 0
0.708333333333333171July | Resource 1 | Sublap 1 | 17:00 | 1 | 71 | July | 16000 | 0 | 0 | 0 | 0 | 0 | 0 | 0 | 0 | 0 | 0 | 0 | 0 | 0 | 0 | 0 | 0 | 0 | 0 | 0 | 0 | 0 | 0 | 0 | 0 | 0 | 0 | 0 | 0 | 0 | 0 | 0 | 0 | 0 | 0 | 0 | 0 | 0 | 0 | 0 | 0 | 0 | 0 | 0 | 0 | 0 | 0 | 0 | 0
0.708333333333333171August | Resource 1 | Sublap 1 | 17:00 | 1 | 71 | August | 17000 | 0 | 0 | 0 | 0 | 0 | 0 | 0 | 0 | 0 | 0 | 0 | 0 | 0 | 0 | 0 | 0 | 0 | 0 | 0 | 0 | 0 | 0 | 0 | 0 | 0 | 0 | 0 | 0 | 0 | 0 | 0 | 0 | 0 | 0 | 0 | 0 | 0 | 0 | 0 | 0 | 0 | 0 | 0 | 0 | 0 | 0 | 0 | 0
0.708333333333333171September | Resource 1 | Sublap 1 | 17:00 | 1 | 71 | September | 18000 | 0 | 0 | 0 | 0 | 0 | 0 | 0 | 0 | 0 | 0 | 0 | 0 | 0 | 0 | 0 | 0 | 0 | 0 | 0 | 0 | 0 | 0 | 0 | 0 | 0 | 0 | 0 | 0 | 0 | 0 | 0 | 0 | 0 | 0 | 0 | 0 | 0 | 0 | 0 | 0 | 0 | 0 | 0 | 0 | 0 | 0 | 0 | 0
0.708333333333333171October | Resource 1 | Sublap 1 | 17:00 | 1 | 71 | October | 19000 | 0 | 0 | 0 | 0 | 0 | 0 | 0 | 0 | 0 | 0 | 0 | 0 | 0 | 0 | 0 | 0 | 0 | 0 | 0 | 0 | 0 | 0 | 0 | 0 | 0 | 0 | 0 | 0 | 0 | 0 | 0 | 0 | 0 | 0 | 0 | 0 | 0 | 0 | 0 | 0 | 0 | 0 | 0 | 0 | 0 | 0 | 0 | 0
0.708333333333333171November | Resource 1 | Sublap 1 | 17:00 | 1 | 71 | November | 20000 | 0 | 0 | 0 | 0 | 0 | 0 | 0 | 0 | 0 | 0 | 0 | 0 | 0 | 0 | 0 | 0 | 0 | 0 | 0 | 0 | 0 | 0 | 0 | 0 | 0 | 0 | 0 | 0 | 0 | 0 | 0 | 0 | 0 | 0 | 0 | 0 | 0 | 0 | 0 | 0 | 0 | 0 | 0 | 0 | 0 | 0 | 0 | 0
0.708333333333333171December | Resource 1 | Sublap 1 | 17:00 | 1 | 71 | December | 21000 | 0 | 0 | 0 | 0 | 0 | 0 | 0 | 0 | 0 | 0 | 0 | 0 | 0 | 0 | 0 | 0 | 0 | 0 | 0 | 0 | 0 | 0 | 0 | 0 | 0 | 0 | 0 | 0 | 0 | 0 | 0 | 0 | 0 | 0 | 0 | 0 | 0 | 0 | 0 | 0 | 0 | 0 | 0 | 0 | 0 | 0 | 0 | 0
0.708333333333333172January | Resource 1 | Sublap 1 | 17:00 | 1 | 72 | January | 10000 | 0 | 0 | 0 | 0 | 0 | 0 | 0 | 0 | 0 | 0 | 0 | 0 | 0 | 0 | 0 | 0 | 0 | 0 | 0 | 0 | 0 | 0 | 0 | 0 | 0 | 0 | 0 | 0 | 0 | 0 | 0 | 0 | 0 | 0 | 0 | 0 | 0 | 0 | 0 | 0 | 0 | 0 | 0 | 0 | 0 | 0 | 0 | 0
0.708333333333333172February | Resource 1 | Sublap 1 | 17:00 | 1 | 72 | February | 11000 | 0 | 0 | 0 | 0 | 0 | 0 | 0 | 0 | 0 | 0 | 0 | 0 | 0 | 0 | 0 | 0 | 0 | 0 | 0 | 0 | 0 | 0 | 0 | 0 | 0 | 0 | 0 | 0 | 0 | 0 | 0 | 0 | 0 | 0 | 0 | 0 | 0 | 0 | 0 | 0 | 0 | 0 | 0 | 0 | 0 | 0 | 0 | 0
0.708333333333333172March | Resource 1 | Sublap 1 | 17:00 | 1 | 72 | March | 12000 | 0 | 0 | 0 | 0 | 0 | 0 | 0 | 0 | 0 | 0 | 0 | 0 | 0 | 0 | 0 | 0 | 0 | 0 | 0 | 0 | 0 | 0 | 0 | 0 | 0 | 0 | 0 | 0 | 0 | 0 | 0 | 0 | 0 | 0 | 0 | 0 | 0 | 0 | 0 | 0 | 0 | 0 | 0 | 0 | 0 | 0 | 0 | 0
0.708333333333333172April | Resource 1 | Sublap 1 | 17:00 | 1 | 72 | April | 13000 | 0 | 0 | 0 | 0 | 0 | 0 | 0 | 0 | 0 | 0 | 0 | 0 | 0 | 0 | 0 | 0 | 0 | 0 | 0 | 0 | 0 | 0 | 0 | 0 | 0 | 0 | 0 | 0 | 0 | 0 | 0 | 0 | 0 | 0 | 0 | 0 | 0 | 0 | 0 | 0 | 0 | 0 | 0 | 0 | 0 | 0 | 0 | 0
0.708333333333333172May | Resource 1 | Sublap 1 | 17:00 | 1 | 72 | May | 14000 | 0 | 0 | 0 | 0 | 0 | 0 | 0 | 0 | 0 | 0 | 0 | 0 | 0 | 0 | 0 | 0 | 0 | 0 | 0 | 0 | 0 | 0 | 0 | 0 | 0 | 0 | 0 | 0 | 0 | 0 | 0 | 0 | 0 | 0 | 0 | 0 | 0 | 0 | 0 | 0 | 0 | 0 | 0 | 0 | 0 | 0 | 0 | 0
0.708333333333333172June | Resource 1 | Sublap 1 | 17:00 | 1 | 72 | June | 15000 | 0 | 0 | 0 | 0 | 0 | 0 | 0 | 0 | 0 | 0 | 0 | 0 | 0 | 0 | 0 | 0 | 0 | 0 | 0 | 0 | 0 | 0 | 0 | 0 | 0 | 0 | 0 | 0 | 0 | 0 | 0 | 0 | 0 | 0 | 0 | 0 | 0 | 0 | 0 | 0 | 0 | 0 | 0 | 0 | 0 | 0 | 0 | 0
0.708333333333333172July | Resource 1 | Sublap 1 | 17:00 | 1 | 72 | July | 16000 | 0 | 0 | 0 | 0 | 0 | 0 | 0 | 0 | 0 | 0 | 0 | 0 | 0 | 0 | 0 | 0 | 0 | 0 | 0 | 0 | 0 | 0 | 0 | 0 | 0 | 0 | 0 | 0 | 0 | 0 | 0 | 0 | 0 | 0 | 0 | 0 | 0 | 0 | 0 | 0 | 0 | 0 | 0 | 0 | 0 | 0 | 0 | 0
0.708333333333333172August | Resource 1 | Sublap 1 | 17:00 | 1 | 72 | August | 17000 | 0 | 0 | 0 | 0 | 0 | 0 | 0 | 0 | 0 | 0 | 0 | 0 | 0 | 0 | 0 | 0 | 0 | 0 | 0 | 0 | 0 | 0 | 0 | 0 | 0 | 0 | 0 | 0 | 0 | 0 | 0 | 0 | 0 | 0 | 0 | 0 | 0 | 0 | 0 | 0 | 0 | 0 | 0 | 0 | 0 | 0 | 0 | 0
0.708333333333333172September | Resource 1 | Sublap 1 | 17:00 | 1 | 72 | September | 18000 | 0 | 0 | 0 | 0 | 0 | 0 | 0 | 0 | 0 | 0 | 0 | 0 | 0 | 0 | 0 | 0 | 0 | 0 | 0 | 0 | 0 | 0 | 0 | 0 | 0 | 0 | 0 | 0 | 0 | 0 | 0 | 0 | 0 | 0 | 0 | 0 | 0 | 0 | 0 | 0 | 0 | 0 | 0 | 0 | 0 | 0 | 0 | 0
0.708333333333333172October | Resource 1 | Sublap 1 | 17:00 | 1 | 72 | October | 19000 | 0 | 0 | 0 | 0 | 0 | 0 | 0 | 0 | 0 | 0 | 0 | 0 | 0 | 0 | 0 | 0 | 0 | 0 | 0 | 0 | 0 | 0 | 0 | 0 | 0 | 0 | 0 | 0 | 0 | 0 | 0 | 0 | 0 | 0 | 0 | 0 | 0 | 0 | 0 | 0 | 0 | 0 | 0 | 0 | 0 | 0 | 0 | 0
0.708333333333333172November | Resource 1 | Sublap 1 | 17:00 | 1 | 72 | November | 20000 | 0 | 0 | 0 | 0 | 0 | 0 | 0 | 0 | 0 | 0 | 0 | 0 | 0 | 0 | 0 | 0 | 0 | 0 | 0 | 0 | 0 | 0 | 0 | 0 | 0 | 0 | 0 | 0 | 0 | 0 | 0 | 0 | 0 | 0 | 0 | 0 | 0 | 0 | 0 | 0 | 0 | 0 | 0 | 0 | 0 | 0 | 0 | 0
0.708333333333333172December | Resource 1 | Sublap 1 | 17:00 | 1 | 72 | December | 21000 | 0 | 0 | 0 | 0 | 0 | 0 | 0 | 0 | 0 | 0 | 0 | 0 | 0 | 0 | 0 | 0 | 0 | 0 | 0 | 0 | 0 | 0 | 0 | 0 | 0 | 0 | 0 | 0 | 0 | 0 | 0 | 0 | 0 | 0 | 0 | 0 | 0 | 0 | 0 | 0 | 0 | 0 | 0 | 0 | 0 | 0 | 0 | 0
0.708333333333333173January | Resource 1 | Sublap 1 | 17:00 | 1 | 73 | January | 10000 | 0 | 0 | 0 | 0 | 0 | 0 | 0 | 0 | 0 | 0 | 0 | 0 | 0 | 0 | 0 | 0 | 0 | 0 | 0 | 0 | 0 | 0 | 0 | 0 | 0 | 0 | 0 | 0 | 0 | 0 | 0 | 0 | 0 | 0 | 0 | 0 | 0 | 0 | 0 | 0 | 0 | 0 | 0 | 0 | 0 | 0 | 0 | 0
0.708333333333333173February | Resource 1 | Sublap 1 | 17:00 | 1 | 73 | February | 11000 | 0 | 0 | 0 | 0 | 0 | 0 | 0 | 0 | 0 | 0 | 0 | 0 | 0 | 0 | 0 | 0 | 0 | 0 | 0 | 0 | 0 | 0 | 0 | 0 | 0 | 0 | 0 | 0 | 0 | 0 | 0 | 0 | 0 | 0 | 0 | 0 | 0 | 0 | 0 | 0 | 0 | 0 | 0 | 0 | 0 | 0 | 0 | 0
0.708333333333333173March | Resource 1 | Sublap 1 | 17:00 | 1 | 73 | March | 12000 | 0 | 0 | 0 | 0 | 0 | 0 | 0 | 0 | 0 | 0 | 0 | 0 | 0 | 0 | 0 | 0 | 0 | 0 | 0 | 0 | 0 | 0 | 0 | 0 | 0 | 0 | 0 | 0 | 0 | 0 | 0 | 0 | 0 | 0 | 0 | 0 | 0 | 0 | 0 | 0 | 0 | 0 | 0 | 0 | 0 | 0 | 0 | 0
0.708333333333333173April | Resource 1 | Sublap 1 | 17:00 | 1 | 73 | April | 13000 | 0 | 0 | 0 | 0 | 0 | 0 | 0 | 0 | 0 | 0 | 0 | 0 | 0 | 0 | 0 | 0 | 0 | 0 | 0 | 0 | 0 | 0 | 0 | 0 | 0 | 0 | 0 | 0 | 0 | 0 | 0 | 0 | 0 | 0 | 0 | 0 | 0 | 0 | 0 | 0 | 0 | 0 | 0 | 0 | 0 | 0 | 0 | 0
0.708333333333333173May | Resource 1 | Sublap 1 | 17:00 | 1 | 73 | May | 14000 | 0 | 0 | 0 | 0 | 0 | 0 | 0 | 0 | 0 | 0 | 0 | 0 | 0 | 0 | 0 | 0 | 0 | 0 | 0 | 0 | 0 | 0 | 0 | 0 | 0 | 0 | 0 | 0 | 0 | 0 | 0 | 0 | 0 | 0 | 0 | 0 | 0 | 0 | 0 | 0 | 0 | 0 | 0 | 0 | 0 | 0 | 0 | 0
0.708333333333333173June | Resource 1 | Sublap 1 | 17:00 | 1 | 73 | June | 15000 | 0 | 0 | 0 | 0 | 0 | 0 | 0 | 0 | 0 | 0 | 0 | 0 | 0 | 0 | 0 | 0 | 0 | 0 | 0 | 0 | 0 | 0 | 0 | 0 | 0 | 0 | 0 | 0 | 0 | 0 | 0 | 0 | 0 | 0 | 0 | 0 | 0 | 0 | 0 | 0 | 0 | 0 | 0 | 0 | 0 | 0 | 0 | 0
0.708333333333333173July | Resource 1 | Sublap 1 | 17:00 | 1 | 73 | July | 16000 | 0 | 0 | 0 | 0 | 0 | 0 | 0 | 0 | 0 | 0 | 0 | 0 | 0 | 0 | 0 | 0 | 0 | 0 | 0 | 0 | 0 | 0 | 0 | 0 | 0 | 0 | 0 | 0 | 0 | 0 | 0 | 0 | 0 | 0 | 0 | 0 | 0 | 0 | 0 | 0 | 0 | 0 | 0 | 0 | 0 | 0 | 0 | 0
0.708333333333333173August | Resource 1 | Sublap 1 | 17:00 | 1 | 73 | August | 17000 | 0 | 0 | 0 | 0 | 0 | 0 | 0 | 0 | 0 | 0 | 0 | 0 | 0 | 0 | 0 | 0 | 0 | 0 | 0 | 0 | 0 | 0 | 0 | 0 | 0 | 0 | 0 | 0 | 0 | 0 | 0 | 0 | 0 | 0 | 0 | 0 | 0 | 0 | 0 | 0 | 0 | 0 | 0 | 0 | 0 | 0 | 0 | 0
0.708333333333333173September | Resource 1 | Sublap 1 | 17:00 | 1 | 73 | September | 18000 | 0 | 0 | 0 | 0 | 0 | 0 | 0 | 0 | 0 | 0 | 0 | 0 | 0 | 0 | 0 | 0 | 0 | 0 | 0 | 0 | 0 | 0 | 0 | 0 | 0 | 0 | 0 | 0 | 0 | 0 | 0 | 0 | 0 | 0 | 0 | 0 | 0 | 0 | 0 | 0 | 0 | 0 | 0 | 0 | 0 | 0 | 0 | 0
0.708333333333333173October | Resource 1 | Sublap 1 | 17:00 | 1 | 73 | October | 19000 | 0 | 0 | 0 | 0 | 0 | 0 | 0 | 0 | 0 | 0 | 0 | 0 | 0 | 0 | 0 | 0 | 0 | 0 | 0 | 0 | 0 | 0 | 0 | 0 | 0 | 0 | 0 | 0 | 0 | 0 | 0 | 0 | 0 | 0 | 0 | 0 | 0 | 0 | 0 | 0 | 0 | 0 | 0 | 0 | 0 | 0 | 0 | 0
0.708333333333333173November | Resource 1 | Sublap 1 | 17:00 | 1 | 73 | November | 20000 | 0 | 0 | 0 | 0 | 0 | 0 | 0 | 0 | 0 | 0 | 0 | 0 | 0 | 0 | 0 | 0 | 0 | 0 | 0 | 0 | 0 | 0 | 0 | 0 | 0 | 0 | 0 | 0 | 0 | 0 | 0 | 0 | 0 | 0 | 0 | 0 | 0 | 0 | 0 | 0 | 0 | 0 | 0 | 0 | 0 | 0 | 0 | 0
0.708333333333333173December | Resource 1 | Sublap 1 | 17:00 | 1 | 73 | December | 21000 | 0 | 0 | 0 | 0 | 0 | 0 | 0 | 0 | 0 | 0 | 0 | 0 | 0 | 0 | 0 | 0 | 0 | 0 | 0 | 0 | 0 | 0 | 0 | 0 | 0 | 0 | 0 | 0 | 0 | 0 | 0 | 0 | 0 | 0 | 0 | 0 | 0 | 0 | 0 | 0 | 0 | 0 | 0 | 0 | 0 | 0 | 0 | 0
0.708333333333333174January | Resource 1 | Sublap 1 | 17:00 | 1 | 74 | January | 10000 | 0 | 0 | 0 | 0 | 0 | 0 | 0 | 0 | 0 | 0 | 0 | 0 | 0 | 0 | 0 | 0 | 0 | 0.30111 | -0.18403 | -0.003524 | 0 | 0 | 0 | 0 | 0 | 0 | 0 | 0 | 0 | 0 | 0 | 0 | 0 | 0 | 0 | 0 | 0 | 0 | 0 | 0 | 0 | 3.0111 | -1.8403 | -0.03524 | 0 | 0 | 0 | 0
0.708333333333333174February | Resource 1 | Sublap 1 | 17:00 | 1 | 74 | February | 11000 | 0 | 0 | 0 | 0 | 0 | 0 | 0 | 0 | 0 | 0 | 0 | 0 | 0 | 0 | 0 | 0 | 0 | 0.30111 | -0.18403 | -0.003524 | 0 | 0 | 0 | 0 | 0 | 0 | 0 | 0 | 0 | 0 | 0 | 0 | 0 | 0 | 0 | 0 | 0 | 0 | 0 | 0 | 0 | 3.3122 | -2.0244 | -0.038764 | 0 | 0 | 0 | 0
0.708333333333333174March | Resource 1 | Sublap 1 | 17:00 | 1 | 74 | March | 12000 | 0 | 0 | 0 | 0 | 0 | 0 | 0 | 0 | 0 | 0 | 0 | 0 | 0 | 0 | 0 | 0 | 0 | 0.30111 | -0.18403 | -0.003524 | 0 | 0 | 0 | 0 | 0 | 0 | 0 | 0 | 0 | 0 | 0 | 0 | 0 | 0 | 0 | 0 | 0 | 0 | 0 | 0 | 0 | 3.6133 | -2.2084 | -0.042288 | 0 | 0 | 0 | 0
0.708333333333333174April | Resource 1 | Sublap 1 | 17:00 | 1 | 74 | April | 13000 | 0 | 0 | 0 | 0 | 0 | 0 | 0 | 0 | 0 | 0 | 0 | 0 | 0 | 0 | 0 | 0 | 0 | 0.30111 | -0.18403 | -0.003524 | 0 | 0 | 0 | 0 | 0 | 0 | 0 | 0 | 0 | 0 | 0 | 0 | 0 | 0 | 0 | 0 | 0 | 0 | 0 | 0 | 0 | 3.9144 | -2.3924 | -0.045812 | 0 | 0 | 0 | 0
0.708333333333333174May | Resource 1 | Sublap 1 | 17:00 | 1 | 74 | May | 14000 | 0 | 0 | 0 | 0 | 0 | 0 | 0 | 0 | 0 | 0 | 0 | 0 | 0 | 0 | 0 | 0 | 0 | 0.30111 | -0.18403 | -0.003524 | 0 | 0 | 0 | 0 | 0 | 0 | 0 | 0 | 0 | 0 | 0 | 0 | 0 | 0 | 0 | 0 | 0 | 0 | 0 | 0 | 0 | 4.2155 | -2.5764 | -0.049336 | 0 | 0 | 0 | 0
0.708333333333333174June | Resource 1 | Sublap 1 | 17:00 | 1 | 74 | June | 15000 | 0 | 0 | 0 | 0 | 0 | 0 | 0 | 0 | 0 | 0 | 0 | 0 | 0 | 0 | 0 | 0 | 0 | 0.30111 | -0.18403 | -0.003524 | 0 | 0 | 0 | 0 | 0 | 0 | 0 | 0 | 0 | 0 | 0 | 0 | 0 | 0 | 0 | 0 | 0 | 0 | 0 | 0 | 0 | 4.5166 | -2.7605 | -0.05286 | 0 | 0 | 0 | 0
0.708333333333333174July | Resource 1 | Sublap 1 | 17:00 | 1 | 74 | July | 16000 | 0 | 0 | 0 | 0 | 0 | 0 | 0 | 0 | 0 | 0 | 0 | 0 | 0 | 0 | 0 | 0 | 0 | 0.30111 | -0.18403 | -0.003524 | 0 | 0 | 0 | 0 | 0 | 0 | 0 | 0 | 0 | 0 | 0 | 0 | 0 | 0 | 0 | 0 | 0 | 0 | 0 | 0 | 0 | 4.8177 | -2.9445 | -0.056384 | 0 | 0 | 0 | 0
0.708333333333333174August | Resource 1 | Sublap 1 | 17:00 | 1 | 74 | August | 17000 | 0 | 0 | 0 | 0 | 0 | 0 | 0 | 0 | 0 | 0 | 0 | 0 | 0 | 0 | 0 | 0 | 0 | 0.30111 | -0.18403 | -0.003524 | 0 | 0 | 0 | 0 | 0 | 0 | 0 | 0 | 0 | 0 | 0 | 0 | 0 | 0 | 0 | 0 | 0 | 0 | 0 | 0 | 0 | 5.1188 | -3.1285 | -0.059908 | 0 | 0 | 0 | 0
0.708333333333333174September | Resource 1 | Sublap 1 | 17:00 | 1 | 74 | September | 18000 | 0 | 0 | 0 | 0 | 0 | 0 | 0 | 0 | 0 | 0 | 0 | 0 | 0 | 0 | 0 | 0 | 0 | 0.30111 | -0.18403 | -0.003524 | 0 | 0 | 0 | 0 | 0 | 0 | 0 | 0 | 0 | 0 | 0 | 0 | 0 | 0 | 0 | 0 | 0 | 0 | 0 | 0 | 0 | 5.4199 | -3.3126 | -0.063432 | 0 | 0 | 0 | 0
0.708333333333333174October | Resource 1 | Sublap 1 | 17:00 | 1 | 74 | October | 19000 | 0 | 0 | 0 | 0 | 0 | 0 | 0 | 0 | 0 | 0 | 0 | 0 | 0 | 0 | 0 | 0 | 0 | 0.30111 | -0.18403 | -0.003524 | 0 | 0 | 0 | 0 | 0 | 0 | 0 | 0 | 0 | 0 | 0 | 0 | 0 | 0 | 0 | 0 | 0 | 0 | 0 | 0 | 0 | 5.721 | -3.4966 | -0.066956 | 0 | 0 | 0 | 0
0.708333333333333174November | Resource 1 | Sublap 1 | 17:00 | 1 | 74 | November | 20000 | 0 | 0 | 0 | 0 | 0 | 0 | 0 | 0 | 0 | 0 | 0 | 0 | 0 | 0 | 0 | 0 | 0 | 0.30111 | -0.18403 | -0.003524 | 0 | 0 | 0 | 0 | 0 | 0 | 0 | 0 | 0 | 0 | 0 | 0 | 0 | 0 | 0 | 0 | 0 | 0 | 0 | 0 | 0 | 6.0222 | -3.6806 | -0.07048 | 0 | 0 | 0 | 0
0.708333333333333174December | Resource 1 | Sublap 1 | 17:00 | 1 | 74 | December | 21000 | 0 | 0 | 0 | 0 | 0 | 0 | 0 | 0 | 0 | 0 | 0 | 0 | 0 | 0 | 0 | 0 | 0 | 0.30111 | -0.18403 | -0.003524 | 0 | 0 | 0 | 0 | 0 | 0 | 0 | 0 | 0 | 0 | 0 | 0 | 0 | 0 | 0 | 0 | 0 | 0 | 0 | 0 | 0 | 6.3233 | -3.8647 | -0.074004 | 0 | 0 | 0 | 0
0.708333333333333175January | Resource 1 | Sublap 1 | 17:00 | 1 | 75 | January | 10000 | 0 | 0 | 0 | 0 | 0 | 0 | 0 | 0 | 0 | 0 | 0 | 0 | 0 | 0 | 0 | 0 | 0 | 0.16988 | -0.10383 | -0.0019881 | 0 | 0 | 0 | 0 | 0 | 0 | 0 | 0 | 0 | 0 | 0 | 0 | 0 | 0 | 0 | 0 | 0 | 0 | 0 | 0 | 0 | 1.6988 | -1.0382 | -0.019881 | 0 | 0 | 0 | 0
0.708333333333333175February | Resource 1 | Sublap 1 | 17:00 | 1 | 75 | February | 11000 | 0 | 0 | 0 | 0 | 0 | 0 | 0 | 0 | 0 | 0 | 0 | 0 | 0 | 0 | 0 | 0 | 0 | 0.16988 | -0.10383 | -0.0019881 | 0 | 0 | 0 | 0 | 0 | 0 | 0 | 0 | 0 | 0 | 0 | 0 | 0 | 0 | 0 | 0 | 0 | 0 | 0 | 0 | 0 | 1.8686 | -1.1421 | -0.021869 | 0 | 0 | 0 | 0
0.708333333333333175March | Resource 1 | Sublap 1 | 17:00 | 1 | 75 | March | 12000 | 0 | 0 | 0 | 0 | 0 | 0 | 0 | 0 | 0 | 0 | 0 | 0 | 0 | 0 | 0 | 0 | 0 | 0.16988 | -0.10383 | -0.0019881 | 0 | 0 | 0 | 0 | 0 | 0 | 0 | 0 | 0 | 0 | 0 | 0 | 0 | 0 | 0 | 0 | 0 | 0 | 0 | 0 | 0 | 2.0385 | -1.2459 | -0.023858 | 0 | 0 | 0 | 0
0.708333333333333175April | Resource 1 | Sublap 1 | 17:00 | 1 | 75 | April | 13000 | 0 | 0 | 0 | 0 | 0 | 0 | 0 | 0 | 0 | 0 | 0 | 0 | 0 | 0 | 0 | 0 | 0 | 0.16988 | -0.10383 | -0.0019881 | 0 | 0 | 0 | 0 | 0 | 0 | 0 | 0 | 0 | 0 | 0 | 0 | 0 | 0 | 0 | 0 | 0 | 0 | 0 | 0 | 0 | 2.2084 | -1.3497 | -0.025846 | 0 | 0 | 0 | 0
0.708333333333333175May | Resource 1 | Sublap 1 | 17:00 | 1 | 75 | May | 14000 | 0 | 0 | 0 | 0 | 0 | 0 | 0 | 0 | 0 | 0 | 0 | 0 | 0 | 0 | 0 | 0 | 0 | 0.16988 | -0.10383 | -0.0019881 | 0 | 0 | 0 | 0 | 0 | 0 | 0 | 0 | 0 | 0 | 0 | 0 | 0 | 0 | 0 | 0 | 0 | 0 | 0 | 0 | 0 | 2.3783 | -1.4535 | -0.027834 | 0 | 0 | 0 | 0
0.708333333333333175June | Resource 1 | Sublap 1 | 17:00 | 1 | 75 | June | 15000 | 0 | 0 | 0 | 0 | 0 | 0 | 0 | 0 | 0 | 0 | 0 | 0 | 0 | 0 | 0 | 0 | 0 | 0.16988 | -0.10383 | -0.0019881 | 0 | 0 | 0 | 0 | 0 | 0 | 0 | 0 | 0 | 0 | 0 | 0 | 0 | 0 | 0 | 0 | 0 | 0 | 0 | 0 | 0 | 2.5481 | -1.5574 | -0.029822 | 0 | 0 | 0 | 0
0.708333333333333175July | Resource 1 | Sublap 1 | 17:00 | 1 | 75 | July | 16000 | 0 | 0 | 0 | 0 | 0 | 0 | 0 | 0 | 0 | 0 | 0 | 0 | 0 | 0 | 0 | 0 | 0 | 0.16988 | -0.10383 | -0.0019881 | 0 | 0 | 0 | 0 | 0 | 0 | 0 | 0 | 0 | 0 | 0 | 0 | 0 | 0 | 0 | 0 | 0 | 0 | 0 | 0 | 0 | 2.718 | -1.6612 | -0.03181 | 0 | 0 | 0 | 0
0.708333333333333175August | Resource 1 | Sublap 1 | 17:00 | 1 | 75 | August | 17000 | 0 | 0 | 0 | 0 | 0 | 0 | 0 | 0 | 0 | 0 | 0 | 0 | 0 | 0 | 0 | 0 | 0 | 0.16988 | -0.10383 | -0.0019881 | 0 | 0 | 0 | 0 | 0 | 0 | 0 | 0 | 0 | 0 | 0 | 0 | 0 | 0 | 0 | 0 | 0 | 0 | 0 | 0 | 0 | 2.8879 | -1.765 | -0.033798 | 0 | 0 | 0 | 0
0.708333333333333175September | Resource 1 | Sublap 1 | 17:00 | 1 | 75 | September | 18000 | 0 | 0 | 0 | 0 | 0 | 0 | 0 | 0 | 0 | 0 | 0 | 0 | 0 | 0 | 0 | 0 | 0 | 0.16988 | -0.10383 | -0.0019881 | 0 | 0 | 0 | 0 | 0 | 0 | 0 | 0 | 0 | 0 | 0 | 0 | 0 | 0 | 0 | 0 | 0 | 0 | 0 | 0 | 0 | 3.0578 | -1.8688 | -0.035786 | 0 | 0 | 0 | 0
0.708333333333333175October | Resource 1 | Sublap 1 | 17:00 | 1 | 75 | October | 19000 | 0 | 0 | 0 | 0 | 0 | 0 | 0 | 0 | 0 | 0 | 0 | 0 | 0 | 0 | 0 | 0 | 0 | 0.16988 | -0.10383 | -0.0019881 | 0 | 0 | 0 | 0 | 0 | 0 | 0 | 0 | 0 | 0 | 0 | 0 | 0 | 0 | 0 | 0 | 0 | 0 | 0 | 0 | 0 | 3.2276 | -1.9727 | -0.037774 | 0 | 0 | 0 | 0
0.708333333333333175November | Resource 1 | Sublap 1 | 17:00 | 1 | 75 | November | 20000 | 0 | 0 | 0 | 0 | 0 | 0 | 0 | 0 | 0 | 0 | 0 | 0 | 0 | 0 | 0 | 0 | 0 | 0.16988 | -0.10383 | -0.0019881 | 0 | 0 | 0 | 0 | 0 | 0 | 0 | 0 | 0 | 0 | 0 | 0 | 0 | 0 | 0 | 0 | 0 | 0 | 0 | 0 | 0 | 3.3975 | -2.0765 | -0.039763 | 0 | 0 | 0 | 0
0.708333333333333175December | Resource 1 | Sublap 1 | 17:00 | 1 | 75 | December | 21000 | 0 | 0 | 0 | 0 | 0 | 0 | 0 | 0 | 0 | 0 | 0 | 0 | 0 | 0 | 0 | 0 | 0 | 0.16988 | -0.10383 | -0.0019881 | 0 | 0 | 0 | 0 | 0 | 0 | 0 | 0 | 0 | 0 | 0 | 0 | 0 | 0 | 0 | 0 | 0 | 0 | 0 | 0 | 0 | 3.5674 | -2.1803 | -0.041751 | 0 | 0 | 0 | 0
0.708333333333333176January | Resource 1 | Sublap 1 | 17:00 | 1 | 76 | January | 10000 | 0 | 0 | 0 | 0 | 0 | 0 | 0 | 0 | 0 | 0 | 0 | 0 | 0 | 0 | 0 | 0 | 0 | 0.56302 | -0.34411 | -0.0065892 | 0 | 0 | 0 | 0 | 0 | 0 | 0 | 0 | 0 | 0 | 0 | 0 | 0 | 0 | 0 | 0 | 0 | 0 | 0 | 0 | 0 | 5.6302 | -3.4411 | -0.065893 | 0 | 0 | 0 | 0
0.708333333333333176February | Resource 1 | Sublap 1 | 17:00 | 1 | 76 | February | 11000 | 0 | 0 | 0 | 0 | 0 | 0 | 0 | 0 | 0 | 0 | 0 | 0 | 0 | 0 | 0 | 0 | 0 | 0.56302 | -0.34411 | -0.0065892 | 0 | 0 | 0 | 0 | 0 | 0 | 0 | 0 | 0 | 0 | 0 | 0 | 0 | 0 | 0 | 0 | 0 | 0 | 0 | 0 | 0 | 6.1932 | -3.7852 | -0.072482 | 0 | 0 | 0 | 0
0.708333333333333176March | Resource 1 | Sublap 1 | 17:00 | 1 | 76 | March | 12000 | 0 | 0 | 0 | 0 | 0 | 0 | 0 | 0 | 0 | 0 | 0 | 0 | 0 | 0 | 0 | 0 | 0 | 0.56302 | -0.34411 | -0.0065892 | 0 | 0 | 0 | 0 | 0 | 0 | 0 | 0 | 0 | 0 | 0 | 0 | 0 | 0 | 0 | 0 | 0 | 0 | 0 | 0 | 0 | 6.7562 | -4.1293 | -0.079071 | 0 | 0 | 0 | 0
0.708333333333333176April | Resource 1 | Sublap 1 | 17:00 | 1 | 76 | April | 13000 | 0 | 0 | 0 | 0 | 0 | 0 | 0 | 0 | 0 | 0 | 0 | 0 | 0 | 0 | 0 | 0 | 0 | 0.56302 | -0.34411 | -0.0065892 | 0 | 0 | 0 | 0 | 0 | 0 | 0 | 0 | 0 | 0 | 0 | 0 | 0 | 0 | 0 | 0 | 0 | 0 | 0 | 0 | 0 | 7.3192 | -4.4734 | -0.08566 | 0 | 0 | 0 | 0
0.708333333333333176May | Resource 1 | Sublap 1 | 17:00 | 1 | 76 | May | 14000 | 0 | 0 | 0 | 0 | 0 | 0 | 0 | 0 | 0 | 0 | 0 | 0 | 0 | 0 | 0 | 0 | 0 | 0.56302 | -0.34411 | -0.0065892 | 0 | 0 | 0 | 0 | 0 | 0 | 0 | 0 | 0 | 0 | 0 | 0 | 0 | 0 | 0 | 0 | 0 | 0 | 0 | 0 | 0 | 7.8822 | -4.8175 | -0.092249 | 0 | 0 | 0 | 0
0.708333333333333176June | Resource 1 | Sublap 1 | 17:00 | 1 | 76 | June | 15000 | 0 | 0 | 0 | 0 | 0 | 0 | 0 | 0 | 0 | 0 | 0 | 0 | 0 | 0 | 0 | 0 | 0 | 0.56302 | -0.34411 | -0.0065892 | 0 | 0 | 0 | 0 | 0 | 0 | 0 | 0 | 0 | 0 | 0 | 0 | 0 | 0 | 0 | 0 | 0 | 0 | 0 | 0 | 0 | 8.4453 | -5.1616 | -0.098839 | 0 | 0 | 0 | 0
0.708333333333333176July | Resource 1 | Sublap 1 | 17:00 | 1 | 76 | July | 16000 | 0 | 0 | 0 | 0 | 0 | 0 | 0 | 0 | 0 | 0 | 0 | 0 | 0 | 0 | 0 | 0 | 0 | 0.56302 | -0.34411 | -0.0065892 | 0 | 0 | 0 | 0 | 0 | 0 | 0 | 0 | 0 | 0 | 0 | 0 | 0 | 0 | 0 | 0 | 0 | 0 | 0 | 0 | 0 | 9.0083 | -5.5057 | -0.10543 | 0 | 0 | 0 | 0
0.708333333333333176August | Resource 1 | Sublap 1 | 17:00 | 1 | 76 | August | 17000 | 0 | 0 | 0 | 0 | 0 | 0 | 0 | 0 | 0 | 0 | 0 | 0 | 0 | 0 | 0 | 0 | 0 | 0.56302 | -0.34411 | -0.0065892 | 0 | 0 | 0 | 0 | 0 | 0 | 0 | 0 | 0 | 0 | 0 | 0 | 0 | 0 | 0 | 0 | 0 | 0 | 0 | 0 | 0 | 9.5713 | -5.8498 | -0.11202 | 0 | 0 | 0 | 0
0.708333333333333176September | Resource 1 | Sublap 1 | 17:00 | 1 | 76 | September | 18000 | 0 | 0 | 0 | 0 | 0 | 0 | 0 | 0 | 0 | 0 | 0 | 0 | 0 | 0 | 0 | 0 | 0 | 0.56302 | -0.34411 | -0.0065892 | 0 | 0 | 0 | 0 | 0 | 0 | 0 | 0 | 0 | 0 | 0 | 0 | 0 | 0 | 0 | 0 | 0 | 0 | 0 | 0 | 0 | 10.1343 | -6.1939 | -0.11861 | 0 | 0 | 0 | 0
0.708333333333333176October | Resource 1 | Sublap 1 | 17:00 | 1 | 76 | October | 19000 | 0 | 0 | 0 | 0 | 0 | 0 | 0 | 0 | 0 | 0 | 0 | 0 | 0 | 0 | 0 | 0 | 0 | 0.56302 | -0.34411 | -0.0065892 | 0 | 0 | 0 | 0 | 0 | 0 | 0 | 0 | 0 | 0 | 0 | 0 | 0 | 0 | 0 | 0 | 0 | 0 | 0 | 0 | 0 | 10.6973 | -6.538 | -0.1252 | 0 | 0 | 0 | 0
0.708333333333333176November | Resource 1 | Sublap 1 | 17:00 | 1 | 76 | November | 20000 | 0 | 0 | 0 | 0 | 0 | 0 | 0 | 0 | 0 | 0 | 0 | 0 | 0 | 0 | 0 | 0 | 0 | 0.56302 | -0.34411 | -0.0065892 | 0 | 0 | 0 | 0 | 0 | 0 | 0 | 0 | 0 | 0 | 0 | 0 | 0 | 0 | 0 | 0 | 0 | 0 | 0 | 0 | 0 | 11.2604 | -6.8821 | -0.13179 | 0 | 0 | 0 | 0
0.708333333333333176December | Resource 1 | Sublap 1 | 17:00 | 1 | 76 | December | 21000 | 0 | 0 | 0 | 0 | 0 | 0 | 0 | 0 | 0 | 0 | 0 | 0 | 0 | 0 | 0 | 0 | 0 | 0.56302 | -0.34411 | -0.0065892 | 0 | 0 | 0 | 0 | 0 | 0 | 0 | 0 | 0 | 0 | 0 | 0 | 0 | 0 | 0 | 0 | 0 | 0 | 0 | 0 | 0 | 11.8234 | -7.2262 | -0.13837 | 0 | 0 | 0 | 0
0.708333333333333177January | Resource 1 | Sublap 1 | 17:00 | 1 | 77 | January | 10000 | 0 | 0 | 0 | 0 | 0 | 0 | 0 | 0 | 0 | 0 | 0 | 0 | 0 | 0 | 0 | 0 | 0 | 0.8734 | -0.53346 | -0.010174 | 0 | 0 | 0 | 0 | 0 | 0 | 0 | 0 | 0 | 0 | 0 | 0 | 0 | 0 | 0 | 0 | 0 | 0 | 0 | 0 | 0 | 8.734 | -5.3346 | -0.10174 | 0 | 0 | 0 | 0
0.708333333333333177February | Resource 1 | Sublap 1 | 17:00 | 1 | 77 | February | 11000 | 0 | 0 | 0 | 0 | 0 | 0 | 0 | 0 | 0 | 0 | 0 | 0 | 0 | 0 | 0 | 0 | 0 | 0.8734 | -0.53346 | -0.010174 | 0 | 0 | 0 | 0 | 0 | 0 | 0 | 0 | 0 | 0 | 0 | 0 | 0 | 0 | 0 | 0 | 0 | 0 | 0 | 0 | 0 | 9.6074 | -5.868 | -0.11191 | 0 | 0 | 0 | 0
0.708333333333333177March | Resource 1 | Sublap 1 | 17:00 | 1 | 77 | March | 12000 | 0 | 0 | 0 | 0 | 0 | 0 | 0 | 0 | 0 | 0 | 0 | 0 | 0 | 0 | 0 | 0 | 0 | 0.8734 | -0.53346 | -0.010174 | 0 | 0 | 0 | 0 | 0 | 0 | 0 | 0 | 0 | 0 | 0 | 0 | 0 | 0 | 0 | 0 | 0 | 0 | 0 | 0 | 0 | 10.4808 | -6.4015 | -0.12208 | 0 | 0 | 0 | 0
0.708333333333333177April | Resource 1 | Sublap 1 | 17:00 | 1 | 77 | April | 13000 | 0 | 0 | 0 | 0 | 0 | 0 | 0 | 0 | 0 | 0 | 0 | 0 | 0 | 0 | 0 | 0 | 0 | 0.8734 | -0.53346 | -0.010174 | 0 | 0 | 0 | 0 | 0 | 0 | 0 | 0 | 0 | 0 | 0 | 0 | 0 | 0 | 0 | 0 | 0 | 0 | 0 | 0 | 0 | 11.3542 | -6.9349 | -0.13226 | 0 | 0 | 0 | 0
0.708333333333333177May | Resource 1 | Sublap 1 | 17:00 | 1 | 77 | May | 14000 | 0 | 0 | 0 | 0 | 0 | 0 | 0 | 0 | 0 | 0 | 0 | 0 | 0 | 0 | 0 | 0 | 0 | 0.8734 | -0.53346 | -0.010174 | 0 | 0 | 0 | 0 | 0 | 0 | 0 | 0 | 0 | 0 | 0 | 0 | 0 | 0 | 0 | 0 | 0 | 0 | 0 | 0 | 0 | 12.2276 | -7.4684 | -0.14243 | 0 | 0 | 0 | 0
0.708333333333333177June | Resource 1 | Sublap 1 | 17:00 | 1 | 77 | June | 15000 | 0 | 0 | 0 | 0 | 0 | 0 | 0 | 0 | 0 | 0 | 0 | 0 | 0 | 0 | 0 | 0 | 0 | 0.8734 | -0.53346 | -0.010174 | 0 | 0 | 0 | 0 | 0 | 0 | 0 | 0 | 0 | 0 | 0 | 0 | 0 | 0 | 0 | 0 | 0 | 0 | 0 | 0 | 0 | 13.101 | -8.0019 | -0.15261 | 0 | 0 | 0 | 0
0.708333333333333177July | Resource 1 | Sublap 1 | 17:00 | 1 | 77 | July | 16000 | 0 | 0 | 0 | 0 | 0 | 0 | 0 | 0 | 0 | 0 | 0 | 0 | 0 | 0 | 0 | 0 | 0 | 0.8734 | -0.53346 | -0.010174 | 0 | 0 | 0 | 0 | 0 | 0 | 0 | 0 | 0 | 0 | 0 | 0 | 0 | 0 | 0 | 0 | 0 | 0 | 0 | 0 | 0 | 13.9744 | -8.5353 | -0.16278 | 0 | 0 | 0 | 0
0.708333333333333177August | Resource 1 | Sublap 1 | 17:00 | 1 | 77 | August | 17000 | 0 | 0 | 0 | 0 | 0 | 0 | 0 | 0 | 0 | 0 | 0 | 0 | 0 | 0 | 0 | 0 | 0 | 0.8734 | -0.53346 | -0.010174 | 0 | 0 | 0 | 0 | 0 | 0 | 0 | 0 | 0 | 0 | 0 | 0 | 0 | 0 | 0 | 0 | 0 | 0 | 0 | 0 | 0 | 14.8478 | -9.0688 | -0.17295 | 0 | 0 | 0 | 0
0.708333333333333177September | Resource 1 | Sublap 1 | 17:00 | 1 | 77 | September | 18000 | 0 | 0 | 0 | 0 | 0 | 0 | 0 | 0 | 0 | 0 | 0 | 0 | 0 | 0 | 0 | 0 | 0 | 0.8734 | -0.53346 | -0.010174 | 0 | 0 | 0 | 0 | 0 | 0 | 0 | 0 | 0 | 0 | 0 | 0 | 0 | 0 | 0 | 0 | 0 | 0 | 0 | 0 | 0 | 15.7212 | -9.6022 | -0.18313 | 0 | 0 | 0 | 0
0.708333333333333177October | Resource 1 | Sublap 1 | 17:00 | 1 | 77 | October | 19000 | 0 | 0 | 0 | 0 | 0 | 0 | 0 | 0 | 0 | 0 | 0 | 0 | 0 | 0 | 0 | 0 | 0 | 0.8734 | -0.53346 | -0.010174 | 0 | 0 | 0 | 0 | 0 | 0 | 0 | 0 | 0 | 0 | 0 | 0 | 0 | 0 | 0 | 0 | 0 | 0 | 0 | 0 | 0 | 16.5947 | -10.1357 | -0.1933 | 0 | 0 | 0 | 0
0.708333333333333177November | Resource 1 | Sublap 1 | 17:00 | 1 | 77 | November | 20000 | 0 | 0 | 0 | 0 | 0 | 0 | 0 | 0 | 0 | 0 | 0 | 0 | 0 | 0 | 0 | 0 | 0 | 0.8734 | -0.53346 | -0.010174 | 0 | 0 | 0 | 0 | 0 | 0 | 0 | 0 | 0 | 0 | 0 | 0 | 0 | 0 | 0 | 0 | 0 | 0 | 0 | 0 | 0 | 17.4681 | -10.6691 | -0.20347 | 0 | 0 | 0 | 0
0.708333333333333177December | Resource 1 | Sublap 1 | 17:00 | 1 | 77 | December | 21000 | 0 | 0 | 0 | 0 | 0 | 0 | 0 | 0 | 0 | 0 | 0 | 0 | 0 | 0 | 0 | 0 | 0 | 0.8734 | -0.53346 | -0.010174 | 0 | 0 | 0 | 0 | 0 | 0 | 0 | 0 | 0 | 0 | 0 | 0 | 0 | 0 | 0 | 0 | 0 | 0 | 0 | 0 | 0 | 18.3415 | -11.2026 | -0.21365 | 0 | 0 | 0 | 0
0.708333333333333178January | Resource 1 | Sublap 1 | 17:00 | 1 | 78 | January | 10000 | 0 | 0 | 0 | 0 | 0 | 0 | 0 | 0 | 0 | 0 | 0 | 0 | 0 | 0 | 0 | 0 | 0 | 0.89796 | -0.54842 | -0.010455 | 0 | 0 | 0 | 0 | 0 | 0 | 0 | 0 | 0 | 0 | 0 | 0 | 0 | 0 | 0 | 0 | 0 | 0 | 0 | 0 | 0 | 8.9796 | -5.4842 | -0.10455 | 0 | 0 | 0 | 0
0.708333333333333178February | Resource 1 | Sublap 1 | 17:00 | 1 | 78 | February | 11000 | 0 | 0 | 0 | 0 | 0 | 0 | 0 | 0 | 0 | 0 | 0 | 0 | 0 | 0 | 0 | 0 | 0 | 0.89796 | -0.54842 | -0.010455 | 0 | 0 | 0 | 0 | 0 | 0 | 0 | 0 | 0 | 0 | 0 | 0 | 0 | 0 | 0 | 0 | 0 | 0 | 0 | 0 | 0 | 9.8775 | -6.0326 | -0.115 | 0 | 0 | 0 | 0
0.708333333333333178March | Resource 1 | Sublap 1 | 17:00 | 1 | 78 | March | 12000 | 0 | 0 | 0 | 0 | 0 | 0 | 0 | 0 | 0 | 0 | 0 | 0 | 0 | 0 | 0 | 0 | 0 | 0.89796 | -0.54842 | -0.010455 | 0 | 0 | 0 | 0 | 0 | 0 | 0 | 0 | 0 | 0 | 0 | 0 | 0 | 0 | 0 | 0 | 0 | 0 | 0 | 0 | 0 | 10.7755 | -6.581 | -0.12546 | 0 | 0 | 0 | 0
0.708333333333333178April | Resource 1 | Sublap 1 | 17:00 | 1 | 78 | April | 13000 | 0 | 0 | 0 | 0 | 0 | 0 | 0 | 0 | 0 | 0 | 0 | 0 | 0 | 0 | 0 | 0 | 0 | 0.89796 | -0.54842 | -0.010455 | 0 | 0 | 0 | 0 | 0 | 0 | 0 | 0 | 0 | 0 | 0 | 0 | 0 | 0 | 0 | 0 | 0 | 0 | 0 | 0 | 0 | 11.6735 | -7.1294 | -0.13591 | 0 | 0 | 0 | 0
0.708333333333333178May | Resource 1 | Sublap 1 | 17:00 | 1 | 78 | May | 14000 | 0 | 0 | 0 | 0 | 0 | 0 | 0 | 0 | 0 | 0 | 0 | 0 | 0 | 0 | 0 | 0 | 0 | 0.89796 | -0.54842 | -0.010455 | 0 | 0 | 0 | 0 | 0 | 0 | 0 | 0 | 0 | 0 | 0 | 0 | 0 | 0 | 0 | 0 | 0 | 0 | 0 | 0 | 0 | 12.5714 | -7.6779 | -0.14637 | 0 | 0 | 0 | 0
0.708333333333333178June | Resource 1 | Sublap 1 | 17:00 | 1 | 78 | June | 15000 | 0 | 0 | 0 | 0 | 0 | 0 | 0 | 0 | 0 | 0 | 0 | 0 | 0 | 0 | 0 | 0 | 0 | 0.89796 | -0.54842 | -0.010455 | 0 | 0 | 0 | 0 | 0 | 0 | 0 | 0 | 0 | 0 | 0 | 0 | 0 | 0 | 0 | 0 | 0 | 0 | 0 | 0 | 0 | 13.4694 | -8.2263 | -0.15682 | 0 | 0 | 0 | 0
0.708333333333333178July | Resource 1 | Sublap 1 | 17:00 | 1 | 78 | July | 16000 | 0 | 0 | 0 | 0 | 0 | 0 | 0 | 0 | 0 | 0 | 0 | 0 | 0 | 0 | 0 | 0 | 0 | 0.89796 | -0.54842 | -0.010455 | 0 | 0 | 0 | 0 | 0 | 0 | 0 | 0 | 0 | 0 | 0 | 0 | 0 | 0 | 0 | 0 | 0 | 0 | 0 | 0 | 0 | 14.3673 | -8.7747 | -0.16728 | 0 | 0 | 0 | 0
0.708333333333333178August | Resource 1 | Sublap 1 | 17:00 | 1 | 78 | August | 17000 | 0 | 0 | 0 | 0 | 0 | 0 | 0 | 0 | 0 | 0 | 0 | 0 | 0 | 0 | 0 | 0 | 0 | 0.89796 | -0.54842 | -0.010455 | 0 | 0 | 0 | 0 | 0 | 0 | 0 | 0 | 0 | 0 | 0 | 0 | 0 | 0 | 0 | 0 | 0 | 0 | 0 | 0 | 0 | 15.2653 | -9.3231 | -0.17773 | 0 | 0 | 0 | 0
0.708333333333333178September | Resource 1 | Sublap 1 | 17:00 | 1 | 78 | September | 18000 | 0 | 0 | 0 | 0 | 0 | 0 | 0 | 0 | 0 | 0 | 0 | 0 | 0 | 0 | 0 | 0 | 0 | 0.89796 | -0.54842 | -0.010455 | 0 | 0 | 0 | 0 | 0 | 0 | 0 | 0 | 0 | 0 | 0 | 0 | 0 | 0 | 0 | 0 | 0 | 0 | 0 | 0 | 0 | 16.1632 | -9.8715 | -0.18819 | 0 | 0 | 0 | 0
0.708333333333333178October | Resource 1 | Sublap 1 | 17:00 | 1 | 78 | October | 19000 | 0 | 0 | 0 | 0 | 0 | 0 | 0 | 0 | 0 | 0 | 0 | 0 | 0 | 0 | 0 | 0 | 0 | 0.89796 | -0.54842 | -0.010455 | 0 | 0 | 0 | 0 | 0 | 0 | 0 | 0 | 0 | 0 | 0 | 0 | 0 | 0 | 0 | 0 | 0 | 0 | 0 | 0 | 0 | 17.0612 | -10.4199 | -0.19864 | 0 | 0 | 0 | 0
0.708333333333333178November | Resource 1 | Sublap 1 | 17:00 | 1 | 78 | November | 20000 | 0 | 0 | 0 | 0 | 0 | 0 | 0 | 0 | 0 | 0 | 0 | 0 | 0 | 0 | 0 | 0 | 0 | 0.89796 | -0.54842 | -0.010455 | 0 | 0 | 0 | 0 | 0 | 0 | 0 | 0 | 0 | 0 | 0 | 0 | 0 | 0 | 0 | 0 | 0 | 0 | 0 | 0 | 0 | 17.9592 | -10.9684 | -0.20909 | 0 | 0 | 0 | 0
0.708333333333333178December | Resource 1 | Sublap 1 | 17:00 | 1 | 78 | December | 21000 | 0 | 0 | 0 | 0 | 0 | 0 | 0 | 0 | 0 | 0 | 0 | 0 | 0 | 0 | 0 | 0 | 0 | 0.89796 | -0.54842 | -0.010455 | 0 | 0 | 0 | 0 | 0 | 0 | 0 | 0 | 0 | 0 | 0 | 0 | 0 | 0 | 0 | 0 | 0 | 0 | 0 | 0 | 0 | 18.8571 | -11.5168 | -0.21955 | 0 | 0 | 0 | 0
0.708333333333333179January | Resource 1 | Sublap 1 | 17:00 | 1 | 79 | January | 10000 | 0 | 0 | 0 | 0 | 0 | 0 | 0 | 0 | 0 | 0 | 0 | 0 | 0 | 0 | 0 | 0 | 0 | 0.99785 | -0.60928 | -0.011598 | 0 | 0 | 0 | 0 | 0 | 0 | 0 | 0 | 0 | 0 | 0 | 0 | 0 | 0 | 0 | 0 | 0 | 0 | 0 | 0 | 0 | 9.9785 | -6.0928 | -0.11598 | 0 | 0 | 0 | 0
0.708333333333333179February | Resource 1 | Sublap 1 | 17:00 | 1 | 79 | February | 11000 | 0 | 0 | 0 | 0 | 0 | 0 | 0 | 0 | 0 | 0 | 0 | 0 | 0 | 0 | 0 | 0 | 0 | 0.99785 | -0.60928 | -0.011598 | 0 | 0 | 0 | 0 | 0 | 0 | 0 | 0 | 0 | 0 | 0 | 0 | 0 | 0 | 0 | 0 | 0 | 0 | 0 | 0 | 0 | 10.9764 | -6.7021 | -0.12758 | 0 | 0 | 0 | 0
0.708333333333333179March | Resource 1 | Sublap 1 | 17:00 | 1 | 79 | March | 12000 | 0 | 0 | 0 | 0 | 0 | 0 | 0 | 0 | 0 | 0 | 0 | 0 | 0 | 0 | 0 | 0 | 0 | 0.99785 | -0.60928 | -0.011598 | 0 | 0 | 0 | 0 | 0 | 0 | 0 | 0 | 0 | 0 | 0 | 0 | 0 | 0 | 0 | 0 | 0 | 0 | 0 | 0 | 0 | 11.9742 | -7.3114 | -0.13918 | 0 | 0 | 0 | 0
0.708333333333333179April | Resource 1 | Sublap 1 | 17:00 | 1 | 79 | April | 13000 | 0 | 0 | 0 | 0 | 0 | 0 | 0 | 0 | 0 | 0 | 0 | 0 | 0 | 0 | 0 | 0 | 0 | 0.99785 | -0.60928 | -0.011598 | 0 | 0 | 0 | 0 | 0 | 0 | 0 | 0 | 0 | 0 | 0 | 0 | 0 | 0 | 0 | 0 | 0 | 0 | 0 | 0 | 0 | 12.9721 | -7.9207 | -0.15077 | 0 | 0 | 0 | 0
0.708333333333333179May | Resource 1 | Sublap 1 | 17:00 | 1 | 79 | May | 14000 | 0 | 0 | 0 | 0 | 0 | 0 | 0 | 0 | 0 | 0 | 0 | 0 | 0 | 0 | 0 | 0 | 0 | 0.99785 | -0.60928 | -0.011598 | 0 | 0 | 0 | 0 | 0 | 0 | 0 | 0 | 0 | 0 | 0 | 0 | 0 | 0 | 0 | 0 | 0 | 0 | 0 | 0 | 0 | 13.9699 | -8.53 | -0.16237 | 0 | 0 | 0 | 0
0.708333333333333179June | Resource 1 | Sublap 1 | 17:00 | 1 | 79 | June | 15000 | 0 | 0 | 0 | 0 | 0 | 0 | 0 | 0 | 0 | 0 | 0 | 0 | 0 | 0 | 0 | 0 | 0 | 0.99785 | -0.60928 | -0.011598 | 0 | 0 | 0 | 0 | 0 | 0 | 0 | 0 | 0 | 0 | 0 | 0 | 0 | 0 | 0 | 0 | 0 | 0 | 0 | 0 | 0 | 14.9678 | -9.1392 | -0.17397 | 0 | 0 | 0 | 0
0.708333333333333179July | Resource 1 | Sublap 1 | 17:00 | 1 | 79 | July | 16000 | 0 | 0 | 0 | 0 | 0 | 0 | 0 | 0 | 0 | 0 | 0 | 0 | 0 | 0 | 0 | 0 | 0 | 0.99785 | -0.60928 | -0.011598 | 0 | 0 | 0 | 0 | 0 | 0 | 0 | 0 | 0 | 0 | 0 | 0 | 0 | 0 | 0 | 0 | 0 | 0 | 0 | 0 | 0 | 15.9656 | -9.7485 | -0.18557 | 0 | 0 | 0 | 0
0.708333333333333179August | Resource 1 | Sublap 1 | 17:00 | 1 | 79 | August | 17000 | 0 | 0 | 0 | 0 | 0 | 0 | 0 | 0 | 0 | 0 | 0 | 0 | 0 | 0 | 0 | 0 | 0 | 0.99785 | -0.60928 | -0.011598 | 0 | 0 | 0 | 0 | 0 | 0 | 0 | 0 | 0 | 0 | 0 | 0 | 0 | 0 | 0 | 0 | 0 | 0 | 0 | 0 | 0 | 16.9635 | -10.3578 | -0.19717 | 0 | 0 | 0 | 0
0.708333333333333179September | Resource 1 | Sublap 1 | 17:00 | 1 | 79 | September | 18000 | 0 | 0 | 0 | 0 | 0 | 0 | 0 | 0 | 0 | 0 | 0 | 0 | 0 | 0 | 0 | 0 | 0 | 0.99785 | -0.60928 | -0.011598 | 0 | 0 | 0 | 0 | 0 | 0 | 0 | 0 | 0 | 0 | 0 | 0 | 0 | 0 | 0 | 0 | 0 | 0 | 0 | 0 | 0 | 17.9613 | -10.9671 | -0.20876 | 0 | 0 | 0 | 0
0.708333333333333179October | Resource 1 | Sublap 1 | 17:00 | 1 | 79 | October | 19000 | 0 | 0 | 0 | 0 | 0 | 0 | 0 | 0 | 0 | 0 | 0 | 0 | 0 | 0 | 0 | 0 | 0 | 0.99785 | -0.60928 | -0.011598 | 0 | 0 | 0 | 0 | 0 | 0 | 0 | 0 | 0 | 0 | 0 | 0 | 0 | 0 | 0 | 0 | 0 | 0 | 0 | 0 | 0 | 18.9592 | -11.5764 | -0.22036 | 0 | 0 | 0 | 0
0.708333333333333179November | Resource 1 | Sublap 1 | 17:00 | 1 | 79 | November | 20000 | 0 | 0 | 0 | 0 | 0 | 0 | 0 | 0 | 0 | 0 | 0 | 0 | 0 | 0 | 0 | 0 | 0 | 0.99785 | -0.60928 | -0.011598 | 0 | 0 | 0 | 0 | 0 | 0 | 0 | 0 | 0 | 0 | 0 | 0 | 0 | 0 | 0 | 0 | 0 | 0 | 0 | 0 | 0 | 19.957 | -12.1856 | -0.23196 | 0 | 0 | 0 | 0
0.708333333333333179December | Resource 1 | Sublap 1 | 17:00 | 1 | 79 | December | 21000 | 0 | 0 | 0 | 0 | 0 | 0 | 0 | 0 | 0 | 0 | 0 | 0 | 0 | 0 | 0 | 0 | 0 | 0.99785 | -0.60928 | -0.011598 | 0 | 0 | 0 | 0 | 0 | 0 | 0 | 0 | 0 | 0 | 0 | 0 | 0 | 0 | 0 | 0 | 0 | 0 | 0 | 0 | 0 | 20.9549 | -12.7949 | -0.24356 | 0 | 0 | 0 | 0
0.708333333333333180January | Resource 1 | Sublap 1 | 17:00 | 1 | 80 | January | 10000 | 0 | 0 | 0 | 0 | 0 | 0 | 0 | 0 | 0 | 0 | 0 | 0 | 0 | 0 | 0 | 0 | 0 | 1.2283 | -0.74967 | -0.014235 | 0 | 0 | 0 | 0 | 0 | 0 | 0 | 0 | 0 | 0 | 0 | 0 | 0 | 0 | 0 | 0 | 0 | 0 | 0 | 0 | 0 | 12.2826 | -7.4967 | -0.14235 | 0 | 0 | 0 | 0
0.708333333333333180February | Resource 1 | Sublap 1 | 17:00 | 1 | 80 | February | 11000 | 0 | 0 | 0 | 0 | 0 | 0 | 0 | 0 | 0 | 0 | 0 | 0 | 0 | 0 | 0 | 0 | 0 | 1.2283 | -0.74967 | -0.014235 | 0 | 0 | 0 | 0 | 0 | 0 | 0 | 0 | 0 | 0 | 0 | 0 | 0 | 0 | 0 | 0 | 0 | 0 | 0 | 0 | 0 | 13.5109 | -8.2464 | -0.15658 | 0 | 0 | 0 | 0
0.708333333333333180March | Resource 1 | Sublap 1 | 17:00 | 1 | 80 | March | 12000 | 0 | 0 | 0 | 0 | 0 | 0 | 0 | 0 | 0 | 0 | 0 | 0 | 0 | 0 | 0 | 0 | 0 | 1.2283 | -0.74967 | -0.014235 | 0 | 0 | 0 | 0 | 0 | 0 | 0 | 0 | 0 | 0 | 0 | 0 | 0 | 0 | 0 | 0 | 0 | 0 | 0 | 0 | 0 | 14.7392 | -8.996 | -0.17082 | 0 | 0 | 0 | 0
0.708333333333333180April | Resource 1 | Sublap 1 | 17:00 | 1 | 80 | April | 13000 | 0 | 0 | 0 | 0 | 0 | 0 | 0 | 0 | 0 | 0 | 0 | 0 | 0 | 0 | 0 | 0 | 0 | 1.2283 | -0.74967 | -0.014235 | 0 | 0 | 0 | 0 | 0 | 0 | 0 | 0 | 0 | 0 | 0 | 0 | 0 | 0 | 0 | 0 | 0 | 0 | 0 | 0 | 0 | 15.9674 | -9.7457 | -0.18505 | 0 | 0 | 0 | 0
0.708333333333333180May | Resource 1 | Sublap 1 | 17:00 | 1 | 80 | May | 14000 | 0 | 0 | 0 | 0 | 0 | 0 | 0 | 0 | 0 | 0 | 0 | 0 | 0 | 0 | 0 | 0 | 0 | 1.2283 | -0.74967 | -0.014235 | 0 | 0 | 0 | 0 | 0 | 0 | 0 | 0 | 0 | 0 | 0 | 0 | 0 | 0 | 0 | 0 | 0 | 0 | 0 | 0 | 0 | 17.1957 | -10.4954 | -0.19929 | 0 | 0 | 0 | 0
0.708333333333333180June | Resource 1 | Sublap 1 | 17:00 | 1 | 80 | June | 15000 | 0 | 0 | 0 | 0 | 0 | 0 | 0 | 0 | 0 | 0 | 0 | 0 | 0 | 0 | 0 | 0 | 0 | 1.2283 | -0.74967 | -0.014235 | 0 | 0 | 0 | 0 | 0 | 0 | 0 | 0 | 0 | 0 | 0 | 0 | 0 | 0 | 0 | 0 | 0 | 0 | 0 | 0 | 0 | 18.424 | -11.245 | -0.21352 | 0 | 0 | 0 | 0
0.708333333333333180July | Resource 1 | Sublap 1 | 17:00 | 1 | 80 | July | 16000 | 0 | 0 | 0 | 0 | 0 | 0 | 0 | 0 | 0 | 0 | 0 | 0 | 0 | 0 | 0 | 0 | 0 | 1.2283 | -0.74967 | -0.014235 | 0 | 0 | 0 | 0 | 0 | 0 | 0 | 0 | 0 | 0 | 0 | 0 | 0 | 0 | 0 | 0 | 0 | 0 | 0 | 0 | 0 | 19.6522 | -11.9947 | -0.22776 | 0 | 0 | 0 | 0
0.708333333333333180August | Resource 1 | Sublap 1 | 17:00 | 1 | 80 | August | 17000 | 0 | 0 | 0 | 0 | 0 | 0 | 0 | 0 | 0 | 0 | 0 | 0 | 0 | 0 | 0 | 0 | 0 | 1.2283 | -0.74967 | -0.014235 | 0 | 0 | 0 | 0 | 0 | 0 | 0 | 0 | 0 | 0 | 0 | 0 | 0 | 0 | 0 | 0 | 0 | 0 | 0 | 0 | 0 | 20.8805 | -12.7444 | -0.24199 | 0 | 0 | 0 | 0
0.708333333333333180September | Resource 1 | Sublap 1 | 17:00 | 1 | 80 | September | 18000 | 0 | 0 | 0 | 0 | 0 | 0 | 0 | 0 | 0 | 0 | 0 | 0 | 0 | 0 | 0 | 0 | 0 | 1.2283 | -0.74967 | -0.014235 | 0 | 0 | 0 | 0 | 0 | 0 | 0 | 0 | 0 | 0 | 0 | 0 | 0 | 0 | 0 | 0 | 0 | 0 | 0 | 0 | 0 | 22.1088 | -13.494 | -0.25623 | 0 | 0 | 0 | 0
0.708333333333333180October | Resource 1 | Sublap 1 | 17:00 | 1 | 80 | October | 19000 | 0 | 0 | 0 | 0 | 0 | 0 | 0 | 0 | 0 | 0 | 0 | 0 | 0 | 0 | 0 | 0 | 0 | 1.2283 | -0.74967 | -0.014235 | 0 | 0 | 0 | 0 | 0 | 0 | 0 | 0 | 0 | 0 | 0 | 0 | 0 | 0 | 0 | 0 | 0 | 0 | 0 | 0 | 0 | 23.337 | -14.2437 | -0.27046 | 0 | 0 | 0 | 0
0.708333333333333180November | Resource 1 | Sublap 1 | 17:00 | 1 | 80 | November | 20000 | 0 | 0 | 0 | 0 | 0 | 0 | 0 | 0 | 0 | 0 | 0 | 0 | 0 | 0 | 0 | 0 | 0 | 1.2283 | -0.74967 | -0.014235 | 0 | 0 | 0 | 0 | 0 | 0 | 0 | 0 | 0 | 0 | 0 | 0 | 0 | 0 | 0 | 0 | 0 | 0 | 0 | 0 | 0 | 24.5653 | -14.9934 | -0.2847 | 0 | 0 | 0 | 0
0.708333333333333180December | Resource 1 | Sublap 1 | 17:00 | 1 | 80 | December | 21000 | 0 | 0 | 0 | 0 | 0 | 0 | 0 | 0 | 0 | 0 | 0 | 0 | 0 | 0 | 0 | 0 | 0 | 1.2283 | -0.74967 | -0.014235 | 0 | 0 | 0 | 0 | 0 | 0 | 0 | 0 | 0 | 0 | 0 | 0 | 0 | 0 | 0 | 0 | 0 | 0 | 0 | 0 | 0 | 25.7935 | -15.7431 | -0.29893 | 0 | 0 | 0 | 0
0.708333333333333181January | Resource 1 | Sublap 1 | 17:00 | 1 | 81 | January | 10000 | 0 | 0 | 0 | 0 | 0 | 0 | 0 | 0 | 0 | 0 | 0 | 0 | 0 | 0 | 0 | 0 | 0 | 1.6544 | -0.92842 | -0.017592 | 0 | 0 | 0 | 0 | 0 | 0 | 0 | 0 | 0 | 0 | 0 | 0 | 0 | 0 | 0 | 0 | 0 | 0 | 0 | 0 | 0 | 16.5445 | -9.2842 | -0.17592 | 0 | 0 | 0 | 0
0.708333333333333181February | Resource 1 | Sublap 1 | 17:00 | 1 | 81 | February | 11000 | 0 | 0 | 0 | 0 | 0 | 0 | 0 | 0 | 0 | 0 | 0 | 0 | 0 | 0 | 0 | 0 | 0 | 1.6544 | -0.92842 | -0.017592 | 0 | 0 | 0 | 0 | 0 | 0 | 0 | 0 | 0 | 0 | 0 | 0 | 0 | 0 | 0 | 0 | 0 | 0 | 0 | 0 | 0 | 18.1989 | -10.2126 | -0.19352 | 0 | 0 | 0 | 0
0.708333333333333181March | Resource 1 | Sublap 1 | 17:00 | 1 | 81 | March | 12000 | 0 | 0 | 0 | 0 | 0 | 0 | 0 | 0 | 0 | 0 | 0 | 0 | 0 | 0 | 0 | 0 | 0 | 1.6544 | -0.92842 | -0.017592 | 0 | 0 | 0 | 0 | 0 | 0 | 0 | 0 | 0 | 0 | 0 | 0 | 0 | 0 | 0 | 0 | 0 | 0 | 0 | 0 | 0 | 19.8533 | -11.141 | -0.21111 | 0 | 0 | 0 | 0
0.708333333333333181April | Resource 1 | Sublap 1 | 17:00 | 1 | 81 | April | 13000 | 0 | 0 | 0 | 0 | 0 | 0 | 0 | 0 | 0 | 0 | 0 | 0 | 0 | 0 | 0 | 0 | 0 | 1.6544 | -0.92842 | -0.017592 | 0 | 0 | 0 | 0 | 0 | 0 | 0 | 0 | 0 | 0 | 0 | 0 | 0 | 0 | 0 | 0 | 0 | 0 | 0 | 0 | 0 | 21.5078 | -12.0695 | -0.2287 | 0 | 0 | 0 | 0
0.708333333333333181May | Resource 1 | Sublap 1 | 17:00 | 1 | 81 | May | 14000 | 0 | 0 | 0 | 0 | 0 | 0 | 0 | 0 | 0 | 0 | 0 | 0 | 0 | 0 | 0 | 0 | 0 | 1.6544 | -0.92842 | -0.017592 | 0 | 0 | 0 | 0 | 0 | 0 | 0 | 0 | 0 | 0 | 0 | 0 | 0 | 0 | 0 | 0 | 0 | 0 | 0 | 0 | 0 | 23.1622 | -12.9979 | -0.24629 | 0 | 0 | 0 | 0
0.708333333333333181June | Resource 1 | Sublap 1 | 17:00 | 1 | 81 | June | 15000 | 0 | 0 | 0 | 0 | 0 | 0 | 0 | 0 | 0 | 0 | 0 | 0 | 0 | 0 | 0 | 0 | 0 | 1.6544 | -0.92842 | -0.017592 | 0 | 0 | 0 | 0 | 0 | 0 | 0 | 0 | 0 | 0 | 0 | 0 | 0 | 0 | 0 | 0 | 0 | 0 | 0 | 0 | 0 | 24.8167 | -13.9263 | -0.26388 | 0 | 0 | 0 | 0
0.708333333333333181July | Resource 1 | Sublap 1 | 17:00 | 1 | 81 | July | 16000 | 0 | 0 | 0 | 0 | 0 | 0 | 0 | 0 | 0 | 0 | 0 | 0 | 0 | 0 | 0 | 0 | 0 | 1.6544 | -0.92842 | -0.017592 | 0 | 0 | 0 | 0 | 0 | 0 | 0 | 0 | 0 | 0 | 0 | 0 | 0 | 0 | 0 | 0 | 0 | 0 | 0 | 0 | 0 | 26.4711 | -14.8547 | -0.28148 | 0 | 0 | 0 | 0
0.708333333333333181August | Resource 1 | Sublap 1 | 17:00 | 1 | 81 | August | 17000 | 0 | 0 | 0 | 0 | 0 | 0 | 0 | 0 | 0 | 0 | 0 | 0 | 0 | 0 | 0 | 0 | 0 | 1.6544 | -0.92842 | -0.017592 | 0 | 0 | 0 | 0 | 0 | 0 | 0 | 0 | 0 | 0 | 0 | 0 | 0 | 0 | 0 | 0 | 0 | 0 | 0 | 0 | 0 | 28.1256 | -15.7831 | -0.29907 | 0 | 0 | 0 | 0
0.708333333333333181September | Resource 1 | Sublap 1 | 17:00 | 1 | 81 | September | 18000 | 0 | 0 | 0 | 0 | 0 | 0 | 0 | 0 | 0 | 0 | 0 | 0 | 0 | 0 | 0 | 0 | 0 | 1.6544 | -0.92842 | -0.017592 | 0 | 0 | 0 | 0 | 0 | 0 | 0 | 0 | 0 | 0 | 0 | 0 | 0 | 0 | 0 | 0 | 0 | 0 | 0 | 0 | 0 | 29.78 | -16.7116 | -0.31666 | 0 | 0 | 0 | 0
0.708333333333333181October | Resource 1 | Sublap 1 | 17:00 | 1 | 81 | October | 19000 | 0 | 0 | 0 | 0 | 0 | 0 | 0 | 0 | 0 | 0 | 0 | 0 | 0 | 0 | 0 | 0 | 0 | 1.6544 | -0.92842 | -0.017592 | 0 | 0 | 0 | 0 | 0 | 0 | 0 | 0 | 0 | 0 | 0 | 0 | 0 | 0 | 0 | 0 | 0 | 0 | 0 | 0 | 0 | 31.4345 | -17.64 | -0.33425 | 0 | 0 | 0 | 0
0.708333333333333181November | Resource 1 | Sublap 1 | 17:00 | 1 | 81 | November | 20000 | 0 | 0 | 0 | 0 | 0 | 0 | 0 | 0 | 0 | 0 | 0 | 0 | 0 | 0 | 0 | 0 | 0 | 1.6544 | -0.92842 | -0.017592 | 0 | 0 | 0 | 0 | 0 | 0 | 0 | 0 | 0 | 0 | 0 | 0 | 0 | 0 | 0 | 0 | 0 | 0 | 0 | 0 | 0 | 33.0889 | -18.5684 | -0.35185 | 0 | 0 | 0 | 0
0.708333333333333181December | Resource 1 | Sublap 1 | 17:00 | 1 | 81 | December | 21000 | 0 | 0 | 0 | 0 | 0 | 0 | 0 | 0 | 0 | 0 | 0 | 0 | 0 | 0 | 0 | 0 | 0 | 1.6544 | -0.92842 | -0.017592 | 0 | 0 | 0 | 0 | 0 | 0 | 0 | 0 | 0 | 0 | 0 | 0 | 0 | 0 | 0 | 0 | 0 | 0 | 0 | 0 | 0 | 34.7434 | -19.4968 | -0.36944 | 0 | 0 | 0 | 0
0.708333333333333182January | Resource 1 | Sublap 1 | 17:00 | 1 | 82 | January | 10000 | 0 | 0 | 0 | 0 | 0 | 0 | 0 | 0 | 0 | 0 | 0 | 0 | 0 | 0 | 0 | 0 | 0 | 1.7986 | -0.96718 | -0.01832 | 0 | 0 | 0 | 0 | 0 | 0 | 0 | 0 | 0 | 0 | 0 | 0 | 0 | 0 | 0 | 0 | 0 | 0 | 0 | 0 | 0 | 17.9859 | -9.6718 | -0.1832 | 0 | 0 | 0 | 0
0.708333333333333182February | Resource 1 | Sublap 1 | 17:00 | 1 | 82 | February | 11000 | 0 | 0 | 0 | 0 | 0 | 0 | 0 | 0 | 0 | 0 | 0 | 0 | 0 | 0 | 0 | 0 | 0 | 1.7986 | -0.96718 | -0.01832 | 0 | 0 | 0 | 0 | 0 | 0 | 0 | 0 | 0 | 0 | 0 | 0 | 0 | 0 | 0 | 0 | 0 | 0 | 0 | 0 | 0 | 19.7845 | -10.6389 | -0.20152 | 0 | 0 | 0 | 0
0.708333333333333182March | Resource 1 | Sublap 1 | 17:00 | 1 | 82 | March | 12000 | 0 | 0 | 0 | 0 | 0 | 0 | 0 | 0 | 0 | 0 | 0 | 0 | 0 | 0 | 0 | 0 | 0 | 1.7986 | -0.96718 | -0.01832 | 0 | 0 | 0 | 0 | 0 | 0 | 0 | 0 | 0 | 0 | 0 | 0 | 0 | 0 | 0 | 0 | 0 | 0 | 0 | 0 | 0 | 21.5831 | -11.6061 | -0.21984 | 0 | 0 | 0 | 0
0.708333333333333182April | Resource 1 | Sublap 1 | 17:00 | 1 | 82 | April | 13000 | 0 | 0 | 0 | 0 | 0 | 0 | 0 | 0 | 0 | 0 | 0 | 0 | 0 | 0 | 0 | 0 | 0 | 1.7986 | -0.96718 | -0.01832 | 0 | 0 | 0 | 0 | 0 | 0 | 0 | 0 | 0 | 0 | 0 | 0 | 0 | 0 | 0 | 0 | 0 | 0 | 0 | 0 | 0 | 23.3816 | -12.5733 | -0.23816 | 0 | 0 | 0 | 0
0.708333333333333182May | Resource 1 | Sublap 1 | 17:00 | 1 | 82 | May | 14000 | 0 | 0 | 0 | 0 | 0 | 0 | 0 | 0 | 0 | 0 | 0 | 0 | 0 | 0 | 0 | 0 | 0 | 1.7986 | -0.96718 | -0.01832 | 0 | 0 | 0 | 0 | 0 | 0 | 0 | 0 | 0 | 0 | 0 | 0 | 0 | 0 | 0 | 0 | 0 | 0 | 0 | 0 | 0 | 25.1802 | -13.5405 | -0.25648 | 0 | 0 | 0 | 0
0.708333333333333182June | Resource 1 | Sublap 1 | 17:00 | 1 | 82 | June | 15000 | 0 | 0 | 0 | 0 | 0 | 0 | 0 | 0 | 0 | 0 | 0 | 0 | 0 | 0 | 0 | 0 | 0 | 1.7986 | -0.96718 | -0.01832 | 0 | 0 | 0 | 0 | 0 | 0 | 0 | 0 | 0 | 0 | 0 | 0 | 0 | 0 | 0 | 0 | 0 | 0 | 0 | 0 | 0 | 26.9788 | -14.5076 | -0.2748 | 0 | 0 | 0 | 0
0.708333333333333182July | Resource 1 | Sublap 1 | 17:00 | 1 | 82 | July | 16000 | 0 | 0 | 0 | 0 | 0 | 0 | 0 | 0 | 0 | 0 | 0 | 0 | 0 | 0 | 0 | 0 | 0 | 1.7986 | -0.96718 | -0.01832 | 0 | 0 | 0 | 0 | 0 | 0 | 0 | 0 | 0 | 0 | 0 | 0 | 0 | 0 | 0 | 0 | 0 | 0 | 0 | 0 | 0 | 28.7774 | -15.4748 | -0.29312 | 0 | 0 | 0 | 0
0.708333333333333182August | Resource 1 | Sublap 1 | 17:00 | 1 | 82 | August | 17000 | 0 | 0 | 0 | 0 | 0 | 0 | 0 | 0 | 0 | 0 | 0 | 0 | 0 | 0 | 0 | 0 | 0 | 1.7986 | -0.96718 | -0.01832 | 0 | 0 | 0 | 0 | 0 | 0 | 0 | 0 | 0 | 0 | 0 | 0 | 0 | 0 | 0 | 0 | 0 | 0 | 0 | 0 | 0 | 30.576 | -16.442 | -0.31144 | 0 | 0 | 0 | 0
0.708333333333333182September | Resource 1 | Sublap 1 | 17:00 | 1 | 82 | September | 18000 | 0 | 0 | 0 | 0 | 0 | 0 | 0 | 0 | 0 | 0 | 0 | 0 | 0 | 0 | 0 | 0 | 0 | 1.7986 | -0.96718 | -0.01832 | 0 | 0 | 0 | 0 | 0 | 0 | 0 | 0 | 0 | 0 | 0 | 0 | 0 | 0 | 0 | 0 | 0 | 0 | 0 | 0 | 0 | 32.3746 | -17.4092 | -0.32976 | 0 | 0 | 0 | 0
0.708333333333333182October | Resource 1 | Sublap 1 | 17:00 | 1 | 82 | October | 19000 | 0 | 0 | 0 | 0 | 0 | 0 | 0 | 0 | 0 | 0 | 0 | 0 | 0 | 0 | 0 | 0 | 0 | 1.7986 | -0.96718 | -0.01832 | 0 | 0 | 0 | 0 | 0 | 0 | 0 | 0 | 0 | 0 | 0 | 0 | 0 | 0 | 0 | 0 | 0 | 0 | 0 | 0 | 0 | 34.1732 | -18.3763 | -0.34808 | 0 | 0 | 0 | 0
0.708333333333333182November | Resource 1 | Sublap 1 | 17:00 | 1 | 82 | November | 20000 | 0 | 0 | 0 | 0 | 0 | 0 | 0 | 0 | 0 | 0 | 0 | 0 | 0 | 0 | 0 | 0 | 0 | 1.7986 | -0.96718 | -0.01832 | 0 | 0 | 0 | 0 | 0 | 0 | 0 | 0 | 0 | 0 | 0 | 0 | 0 | 0 | 0 | 0 | 0 | 0 | 0 | 0 | 0 | 35.9718 | -19.3435 | -0.36641 | 0 | 0 | 0 | 0
0.708333333333333182December | Resource 1 | Sublap 1 | 17:00 | 1 | 82 | December | 21000 | 0 | 0 | 0 | 0 | 0 | 0 | 0 | 0 | 0 | 0 | 0 | 0 | 0 | 0 | 0 | 0 | 0 | 1.7986 | -0.96718 | -0.01832 | 0 | 0 | 0 | 0 | 0 | 0 | 0 | 0 | 0 | 0 | 0 | 0 | 0 | 0 | 0 | 0 | 0 | 0 | 0 | 0 | 0 | 37.7703 | -20.3107 | -0.38473 | 0 | 0 | 0 | 0
0.708333333333333183January | Resource 1 | Sublap 1 | 17:00 | 1 | 83 | January | 10000 | 0 | 0 | 0 | 0 | 0 | 0 | 0 | 0 | 0 | 0 | 0 | 0 | 0 | 0 | 0 | 0 | 0 | 2.2296 | -1.0942 | -0.020706 | 0 | 0 | 0 | 0 | 0 | 0 | 0 | 0 | 0 | 0 | 0 | 0 | 0 | 0 | 0 | 0 | 0 | 0 | 0 | 0 | 0 | 22.2965 | -10.9417 | -0.20706 | 0 | 0 | 0 | 0
0.708333333333333183February | Resource 1 | Sublap 1 | 17:00 | 1 | 83 | February | 11000 | 0 | 0 | 0 | 0 | 0 | 0 | 0 | 0 | 0 | 0 | 0 | 0 | 0 | 0 | 0 | 0 | 0 | 2.2296 | -1.0942 | -0.020706 | 0 | 0 | 0 | 0 | 0 | 0 | 0 | 0 | 0 | 0 | 0 | 0 | 0 | 0 | 0 | 0 | 0 | 0 | 0 | 0 | 0 | 24.5261 | -12.0358 | -0.22776 | 0 | 0 | 0 | 0
0.708333333333333183March | Resource 1 | Sublap 1 | 17:00 | 1 | 83 | March | 12000 | 0 | 0 | 0 | 0 | 0 | 0 | 0 | 0 | 0 | 0 | 0 | 0 | 0 | 0 | 0 | 0 | 0 | 2.2296 | -1.0942 | -0.020706 | 0 | 0 | 0 | 0 | 0 | 0 | 0 | 0 | 0 | 0 | 0 | 0 | 0 | 0 | 0 | 0 | 0 | 0 | 0 | 0 | 0 | 26.7558 | -13.13 | -0.24847 | 0 | 0 | 0 | 0
0.708333333333333183April | Resource 1 | Sublap 1 | 17:00 | 1 | 83 | April | 13000 | 0 | 0 | 0 | 0 | 0 | 0 | 0 | 0 | 0 | 0 | 0 | 0 | 0 | 0 | 0 | 0 | 0 | 2.2296 | -1.0942 | -0.020706 | 0 | 0 | 0 | 0 | 0 | 0 | 0 | 0 | 0 | 0 | 0 | 0 | 0 | 0 | 0 | 0 | 0 | 0 | 0 | 0 | 0 | 28.9854 | -14.2242 | -0.26917 | 0 | 0 | 0 | 0
0.708333333333333183May | Resource 1 | Sublap 1 | 17:00 | 1 | 83 | May | 14000 | 0 | 0 | 0 | 0 | 0 | 0 | 0 | 0 | 0 | 0 | 0 | 0 | 0 | 0 | 0 | 0 | 0 | 2.2296 | -1.0942 | -0.020706 | 0 | 0 | 0 | 0 | 0 | 0 | 0 | 0 | 0 | 0 | 0 | 0 | 0 | 0 | 0 | 0 | 0 | 0 | 0 | 0 | 0 | 31.2151 | -15.3183 | -0.28988 | 0 | 0 | 0 | 0
0.708333333333333183June | Resource 1 | Sublap 1 | 17:00 | 1 | 83 | June | 15000 | 0 | 0 | 0 | 0 | 0 | 0 | 0 | 0 | 0 | 0 | 0 | 0 | 0 | 0 | 0 | 0 | 0 | 2.2296 | -1.0942 | -0.020706 | 0 | 0 | 0 | 0 | 0 | 0 | 0 | 0 | 0 | 0 | 0 | 0 | 0 | 0 | 0 | 0 | 0 | 0 | 0 | 0 | 0 | 33.4447 | -16.4125 | -0.31058 | 0 | 0 | 0 | 0
0.708333333333333183July | Resource 1 | Sublap 1 | 17:00 | 1 | 83 | July | 16000 | 0 | 0 | 0 | 0 | 0 | 0 | 0 | 0 | 0 | 0 | 0 | 0 | 0 | 0 | 0 | 0 | 0 | 2.2296 | -1.0942 | -0.020706 | 0 | 0 | 0 | 0 | 0 | 0 | 0 | 0 | 0 | 0 | 0 | 0 | 0 | 0 | 0 | 0 | 0 | 0 | 0 | 0 | 0 | 35.6744 | -17.5067 | -0.33129 | 0 | 0 | 0 | 0
0.708333333333333183August | Resource 1 | Sublap 1 | 17:00 | 1 | 83 | August | 17000 | 0 | 0 | 0 | 0 | 0 | 0 | 0 | 0 | 0 | 0 | 0 | 0 | 0 | 0 | 0 | 0 | 0 | 2.2296 | -1.0942 | -0.020706 | 0 | 0 | 0 | 0 | 0 | 0 | 0 | 0 | 0 | 0 | 0 | 0 | 0 | 0 | 0 | 0 | 0 | 0 | 0 | 0 | 0 | 37.904 | -18.6008 | -0.35199 | 0 | 0 | 0 | 0
0.708333333333333183September | Resource 1 | Sublap 1 | 17:00 | 1 | 83 | September | 18000 | 0 | 0 | 0 | 0 | 0 | 0 | 0 | 0 | 0 | 0 | 0 | 0 | 0 | 0 | 0 | 0 | 0 | 2.2296 | -1.0942 | -0.020706 | 0 | 0 | 0 | 0 | 0 | 0 | 0 | 0 | 0 | 0 | 0 | 0 | 0 | 0 | 0 | 0 | 0 | 0 | 0 | 0 | 0 | 40.1337 | -19.695 | -0.3727 | 0 | 0 | 0 | 0
0.708333333333333183October | Resource 1 | Sublap 1 | 17:00 | 1 | 83 | October | 19000 | 0 | 0 | 0 | 0 | 0 | 0 | 0 | 0 | 0 | 0 | 0 | 0 | 0 | 0 | 0 | 0 | 0 | 2.2296 | -1.0942 | -0.020706 | 0 | 0 | 0 | 0 | 0 | 0 | 0 | 0 | 0 | 0 | 0 | 0 | 0 | 0 | 0 | 0 | 0 | 0 | 0 | 0 | 0 | 42.3633 | -20.7892 | -0.39341 | 0 | 0 | 0 | 0
0.708333333333333183November | Resource 1 | Sublap 1 | 17:00 | 1 | 83 | November | 20000 | 0 | 0 | 0 | 0 | 0 | 0 | 0 | 0 | 0 | 0 | 0 | 0 | 0 | 0 | 0 | 0 | 0 | 2.2296 | -1.0942 | -0.020706 | 0 | 0 | 0 | 0 | 0 | 0 | 0 | 0 | 0 | 0 | 0 | 0 | 0 | 0 | 0 | 0 | 0 | 0 | 0 | 0 | 0 | 44.593 | -21.8834 | -0.41411 | 0 | 0 | 0 | 0
0.708333333333333183December | Resource 1 | Sublap 1 | 17:00 | 1 | 83 | December | 21000 | 0 | 0 | 0 | 0 | 0 | 0 | 0 | 0 | 0 | 0 | 0 | 0 | 0 | 0 | 0 | 0 | 0 | 2.2296 | -1.0942 | -0.020706 | 0 | 0 | 0 | 0 | 0 | 0 | 0 | 0 | 0 | 0 | 0 | 0 | 0 | 0 | 0 | 0 | 0 | 0 | 0 | 0 | 0 | 46.8226 | -22.9775 | -0.43482 | 0 | 0 | 0 | 0
0.708333333333333184January | Resource 1 | Sublap 1 | 17:00 | 1 | 84 | January | 10000 | 0 | 0 | 0 | 0 | 0 | 0 | 0 | 0 | 0 | 0 | 0 | 0 | 0 | 0 | 0 | 0 | 0 | 2.2579 | -1.1422 | -0.021608 | 0 | 0 | 0 | 0 | 0 | 0 | 0 | 0 | 0 | 0 | 0 | 0 | 0 | 0 | 0 | 0 | 0 | 0 | 0 | 0 | 0 | 22.5785 | -11.4219 | -0.21608 | 0 | 0 | 0 | 0
0.708333333333333184February | Resource 1 | Sublap 1 | 17:00 | 1 | 84 | February | 11000 | 0 | 0 | 0 | 0 | 0 | 0 | 0 | 0 | 0 | 0 | 0 | 0 | 0 | 0 | 0 | 0 | 0 | 2.2579 | -1.1422 | -0.021608 | 0 | 0 | 0 | 0 | 0 | 0 | 0 | 0 | 0 | 0 | 0 | 0 | 0 | 0 | 0 | 0 | 0 | 0 | 0 | 0 | 0 | 24.8364 | -12.5641 | -0.23768 | 0 | 0 | 0 | 0
0.708333333333333184March | Resource 1 | Sublap 1 | 17:00 | 1 | 84 | March | 12000 | 0 | 0 | 0 | 0 | 0 | 0 | 0 | 0 | 0 | 0 | 0 | 0 | 0 | 0 | 0 | 0 | 0 | 2.2579 | -1.1422 | -0.021608 | 0 | 0 | 0 | 0 | 0 | 0 | 0 | 0 | 0 | 0 | 0 | 0 | 0 | 0 | 0 | 0 | 0 | 0 | 0 | 0 | 0 | 27.0943 | -13.7063 | -0.25929 | 0 | 0 | 0 | 0
0.708333333333333184April | Resource 1 | Sublap 1 | 17:00 | 1 | 84 | April | 13000 | 0 | 0 | 0 | 0 | 0 | 0 | 0 | 0 | 0 | 0 | 0 | 0 | 0 | 0 | 0 | 0 | 0 | 2.2579 | -1.1422 | -0.021608 | 0 | 0 | 0 | 0 | 0 | 0 | 0 | 0 | 0 | 0 | 0 | 0 | 0 | 0 | 0 | 0 | 0 | 0 | 0 | 0 | 0 | 29.3521 | -14.8485 | -0.2809 | 0 | 0 | 0 | 0
0.708333333333333184May | Resource 1 | Sublap 1 | 17:00 | 1 | 84 | May | 14000 | 0 | 0 | 0 | 0 | 0 | 0 | 0 | 0 | 0 | 0 | 0 | 0 | 0 | 0 | 0 | 0 | 0 | 2.2579 | -1.1422 | -0.021608 | 0 | 0 | 0 | 0 | 0 | 0 | 0 | 0 | 0 | 0 | 0 | 0 | 0 | 0 | 0 | 0 | 0 | 0 | 0 | 0 | 0 | 31.61 | -15.9907 | -0.30251 | 0 | 0 | 0 | 0
0.708333333333333184June | Resource 1 | Sublap 1 | 17:00 | 1 | 84 | June | 15000 | 0 | 0 | 0 | 0 | 0 | 0 | 0 | 0 | 0 | 0 | 0 | 0 | 0 | 0 | 0 | 0 | 0 | 2.2579 | -1.1422 | -0.021608 | 0 | 0 | 0 | 0 | 0 | 0 | 0 | 0 | 0 | 0 | 0 | 0 | 0 | 0 | 0 | 0 | 0 | 0 | 0 | 0 | 0 | 33.8678 | -17.1329 | -0.32411 | 0 | 0 | 0 | 0
0.708333333333333184July | Resource 1 | Sublap 1 | 17:00 | 1 | 84 | July | 16000 | 0 | 0 | 0 | 0 | 0 | 0 | 0 | 0 | 0 | 0 | 0 | 0 | 0 | 0 | 0 | 0 | 0 | 2.2579 | -1.1422 | -0.021608 | 0 | 0 | 0 | 0 | 0 | 0 | 0 | 0 | 0 | 0 | 0 | 0 | 0 | 0 | 0 | 0 | 0 | 0 | 0 | 0 | 0 | 36.1257 | -18.2751 | -0.34572 | 0 | 0 | 0 | 0
0.708333333333333184August | Resource 1 | Sublap 1 | 17:00 | 1 | 84 | August | 17000 | 0 | 0 | 0 | 0 | 0 | 0 | 0 | 0 | 0 | 0 | 0 | 0 | 0 | 0 | 0 | 0 | 0 | 2.2579 | -1.1422 | -0.021608 | 0 | 0 | 0 | 0 | 0 | 0 | 0 | 0 | 0 | 0 | 0 | 0 | 0 | 0 | 0 | 0 | 0 | 0 | 0 | 0 | 0 | 38.3835 | -19.4172 | -0.36733 | 0 | 0 | 0 | 0
0.708333333333333184September | Resource 1 | Sublap 1 | 17:00 | 1 | 84 | September | 18000 | 0 | 0 | 0 | 0 | 0 | 0 | 0 | 0 | 0 | 0 | 0 | 0 | 0 | 0 | 0 | 0 | 0 | 2.2579 | -1.1422 | -0.021608 | 0 | 0 | 0 | 0 | 0 | 0 | 0 | 0 | 0 | 0 | 0 | 0 | 0 | 0 | 0 | 0 | 0 | 0 | 0 | 0 | 0 | 40.6414 | -20.5594 | -0.38894 | 0 | 0 | 0 | 0
0.708333333333333184October | Resource 1 | Sublap 1 | 17:00 | 1 | 84 | October | 19000 | 0 | 0 | 0 | 0 | 0 | 0 | 0 | 0 | 0 | 0 | 0 | 0 | 0 | 0 | 0 | 0 | 0 | 2.2579 | -1.1422 | -0.021608 | 0 | 0 | 0 | 0 | 0 | 0 | 0 | 0 | 0 | 0 | 0 | 0 | 0 | 0 | 0 | 0 | 0 | 0 | 0 | 0 | 0 | 42.8993 | -21.7016 | -0.41054 | 0 | 0 | 0 | 0
0.708333333333333184November | Resource 1 | Sublap 1 | 17:00 | 1 | 84 | November | 20000 | 0 | 0 | 0 | 0 | 0 | 0 | 0 | 0 | 0 | 0 | 0 | 0 | 0 | 0 | 0 | 0 | 0 | 2.2579 | -1.1422 | -0.021608 | 0 | 0 | 0 | 0 | 0 | 0 | 0 | 0 | 0 | 0 | 0 | 0 | 0 | 0 | 0 | 0 | 0 | 0 | 0 | 0 | 0 | 45.1571 | -22.8438 | -0.43215 | 0 | 0 | 0 | 0
0.708333333333333184December | Resource 1 | Sublap 1 | 17:00 | 1 | 84 | December | 21000 | 0 | 0 | 0 | 0 | 0 | 0 | 0 | 0 | 0 | 0 | 0 | 0 | 0 | 0 | 0 | 0 | 0 | 2.2579 | -1.1422 | -0.021608 | 0 | 0 | 0 | 0 | 0 | 0 | 0 | 0 | 0 | 0 | 0 | 0 | 0 | 0 | 0 | 0 | 0 | 0 | 0 | 0 | 0 | 47.415 | -23.986 | -0.45376 | 0 | 0 | 0 | 0
0.708333333333333185January | Resource 1 | Sublap 1 | 17:00 | 1 | 85 | January | 10000 | 0 | 0 | 0 | 0 | 0 | 0 | 0 | 0 | 0 | 0 | 0 | 0 | 0 | 0 | 0 | 0 | 0 | 3.271 | -1.4274 | -0.026965 | 0 | 0 | 0 | 0 | 0 | 0 | 0 | 0 | 0 | 0 | 0 | 0 | 0 | 0 | 0 | 0 | 0 | 0 | 0 | 0 | 0 | 32.7097 | -14.2743 | -0.26965 | 0 | 0 | 0 | 0
0.708333333333333185February | Resource 1 | Sublap 1 | 17:00 | 1 | 85 | February | 11000 | 0 | 0 | 0 | 0 | 0 | 0 | 0 | 0 | 0 | 0 | 0 | 0 | 0 | 0 | 0 | 0 | 0 | 3.271 | -1.4274 | -0.026965 | 0 | 0 | 0 | 0 | 0 | 0 | 0 | 0 | 0 | 0 | 0 | 0 | 0 | 0 | 0 | 0 | 0 | 0 | 0 | 0 | 0 | 35.9807 | -15.7017 | -0.29662 | 0 | 0 | 0 | 0
0.708333333333333185March | Resource 1 | Sublap 1 | 17:00 | 1 | 85 | March | 12000 | 0 | 0 | 0 | 0 | 0 | 0 | 0 | 0 | 0 | 0 | 0 | 0 | 0 | 0 | 0 | 0 | 0 | 3.271 | -1.4274 | -0.026965 | 0 | 0 | 0 | 0 | 0 | 0 | 0 | 0 | 0 | 0 | 0 | 0 | 0 | 0 | 0 | 0 | 0 | 0 | 0 | 0 | 0 | 39.2517 | -17.1292 | -0.32358 | 0 | 0 | 0 | 0
0.708333333333333185April | Resource 1 | Sublap 1 | 17:00 | 1 | 85 | April | 13000 | 0 | 0 | 0 | 0 | 0 | 0 | 0 | 0 | 0 | 0 | 0 | 0 | 0 | 0 | 0 | 0 | 0 | 3.271 | -1.4274 | -0.026965 | 0 | 0 | 0 | 0 | 0 | 0 | 0 | 0 | 0 | 0 | 0 | 0 | 0 | 0 | 0 | 0 | 0 | 0 | 0 | 0 | 0 | 42.5227 | -18.5566 | -0.35055 | 0 | 0 | 0 | 0
0.708333333333333185May | Resource 1 | Sublap 1 | 17:00 | 1 | 85 | May | 14000 | 0 | 0 | 0 | 0 | 0 | 0 | 0 | 0 | 0 | 0 | 0 | 0 | 0 | 0 | 0 | 0 | 0 | 3.271 | -1.4274 | -0.026965 | 0 | 0 | 0 | 0 | 0 | 0 | 0 | 0 | 0 | 0 | 0 | 0 | 0 | 0 | 0 | 0 | 0 | 0 | 0 | 0 | 0 | 45.7936 | -19.984 | -0.37751 | 0 | 0 | 0 | 0
0.708333333333333185June | Resource 1 | Sublap 1 | 17:00 | 1 | 85 | June | 15000 | 0 | 0 | 0 | 0 | 0 | 0 | 0 | 0 | 0 | 0 | 0 | 0 | 0 | 0 | 0 | 0 | 0 | 3.271 | -1.4274 | -0.026965 | 0 | 0 | 0 | 0 | 0 | 0 | 0 | 0 | 0 | 0 | 0 | 0 | 0 | 0 | 0 | 0 | 0 | 0 | 0 | 0 | 0 | 49.0646 | -21.4115 | -0.40448 | 0 | 0 | 0 | 0
0.708333333333333185July | Resource 1 | Sublap 1 | 17:00 | 1 | 85 | July | 16000 | 0 | 0 | 0 | 0 | 0 | 0 | 0 | 0 | 0 | 0 | 0 | 0 | 0 | 0 | 0 | 0 | 0 | 3.271 | -1.4274 | -0.026965 | 0 | 0 | 0 | 0 | 0 | 0 | 0 | 0 | 0 | 0 | 0 | 0 | 0 | 0 | 0 | 0 | 0 | 0 | 0 | 0 | 0 | 52.3356 | -22.8389 | -0.43144 | 0 | 0 | 0 | 0
0.708333333333333185August | Resource 1 | Sublap 1 | 17:00 | 1 | 85 | August | 17000 | 0 | 0 | 0 | 0 | 0 | 0 | 0 | 0 | 0 | 0 | 0 | 0 | 0 | 0 | 0 | 0 | 0 | 3.271 | -1.4274 | -0.026965 | 0 | 0 | 0 | 0 | 0 | 0 | 0 | 0 | 0 | 0 | 0 | 0 | 0 | 0 | 0 | 0 | 0 | 0 | 0 | 0 | 0 | 55.6065 | -24.2663 | -0.45841 | 0 | 0 | 0 | 0
0.708333333333333185September | Resource 1 | Sublap 1 | 17:00 | 1 | 85 | September | 18000 | 0 | 0 | 0 | 0 | 0 | 0 | 0 | 0 | 0 | 0 | 0 | 0 | 0 | 0 | 0 | 0 | 0 | 3.271 | -1.4274 | -0.026965 | 0 | 0 | 0 | 0 | 0 | 0 | 0 | 0 | 0 | 0 | 0 | 0 | 0 | 0 | 0 | 0 | 0 | 0 | 0 | 0 | 0 | 58.8775 | -25.6938 | -0.48537 | 0 | 0 | 0 | 0
0.708333333333333185October | Resource 1 | Sublap 1 | 17:00 | 1 | 85 | October | 19000 | 0 | 0 | 0 | 0 | 0 | 0 | 0 | 0 | 0 | 0 | 0 | 0 | 0 | 0 | 0 | 0 | 0 | 3.271 | -1.4274 | -0.026965 | 0 | 0 | 0 | 0 | 0 | 0 | 0 | 0 | 0 | 0 | 0 | 0 | 0 | 0 | 0 | 0 | 0 | 0 | 0 | 0 | 0 | 62.1485 | -27.1212 | -0.51234 | 0 | 0 | 0 | 0
0.708333333333333185November | Resource 1 | Sublap 1 | 17:00 | 1 | 85 | November | 20000 | 0 | 0 | 0 | 0 | 0 | 0 | 0 | 0 | 0 | 0 | 0 | 0 | 0 | 0 | 0 | 0 | 0 | 3.271 | -1.4274 | -0.026965 | 0 | 0 | 0 | 0 | 0 | 0 | 0 | 0 | 0 | 0 | 0 | 0 | 0 | 0 | 0 | 0 | 0 | 0 | 0 | 0 | 0 | 65.4195 | -28.5486 | -0.53931 | 0 | 0 | 0 | 0
0.708333333333333185December | Resource 1 | Sublap 1 | 17:00 | 1 | 85 | December | 21000 | 0 | 0 | 0 | 0 | 0 | 0 | 0 | 0 | 0 | 0 | 0 | 0 | 0 | 0 | 0 | 0 | 0 | 3.271 | -1.4274 | -0.026965 | 0 | 0 | 0 | 0 | 0 | 0 | 0 | 0 | 0 | 0 | 0 | 0 | 0 | 0 | 0 | 0 | 0 | 0 | 0 | 0 | 0 | 68.6904 | -29.9761 | -0.56627 | 0 | 0 | 0 | 0
0.708333333333333186January | Resource 1 | Sublap 1 | 17:00 | 1 | 86 | January | 10000 | 0 | 0 | 0 | 0 | 0 | 0 | 0 | 0 | 0 | 0 | 0 | 0 | 0 | 0 | 0 | 0 | 0 | 2.7782 | -1.2907 | -0.024398 | 0 | 0 | 0 | 0 | 0 | 0 | 0 | 0 | 0 | 0 | 0 | 0 | 0 | 0 | 0 | 0 | 0 | 0 | 0 | 0 | 0 | 27.7817 | -12.9073 | -0.24398 | 0 | 0 | 0 | 0
0.708333333333333186February | Resource 1 | Sublap 1 | 17:00 | 1 | 86 | February | 11000 | 0 | 0 | 0 | 0 | 0 | 0 | 0 | 0 | 0 | 0 | 0 | 0 | 0 | 0 | 0 | 0 | 0 | 2.7782 | -1.2907 | -0.024398 | 0 | 0 | 0 | 0 | 0 | 0 | 0 | 0 | 0 | 0 | 0 | 0 | 0 | 0 | 0 | 0 | 0 | 0 | 0 | 0 | 0 | 30.5599 | -14.198 | -0.26837 | 0 | 0 | 0 | 0
0.708333333333333186March | Resource 1 | Sublap 1 | 17:00 | 1 | 86 | March | 12000 | 0 | 0 | 0 | 0 | 0 | 0 | 0 | 0 | 0 | 0 | 0 | 0 | 0 | 0 | 0 | 0 | 0 | 2.7782 | -1.2907 | -0.024398 | 0 | 0 | 0 | 0 | 0 | 0 | 0 | 0 | 0 | 0 | 0 | 0 | 0 | 0 | 0 | 0 | 0 | 0 | 0 | 0 | 0 | 33.3381 | -15.4888 | -0.29277 | 0 | 0 | 0 | 0
0.708333333333333186April | Resource 1 | Sublap 1 | 17:00 | 1 | 86 | April | 13000 | 0 | 0 | 0 | 0 | 0 | 0 | 0 | 0 | 0 | 0 | 0 | 0 | 0 | 0 | 0 | 0 | 0 | 2.7782 | -1.2907 | -0.024398 | 0 | 0 | 0 | 0 | 0 | 0 | 0 | 0 | 0 | 0 | 0 | 0 | 0 | 0 | 0 | 0 | 0 | 0 | 0 | 0 | 0 | 36.1163 | -16.7795 | -0.31717 | 0 | 0 | 0 | 0
0.708333333333333186May | Resource 1 | Sublap 1 | 17:00 | 1 | 86 | May | 14000 | 0 | 0 | 0 | 0 | 0 | 0 | 0 | 0 | 0 | 0 | 0 | 0 | 0 | 0 | 0 | 0 | 0 | 2.7782 | -1.2907 | -0.024398 | 0 | 0 | 0 | 0 | 0 | 0 | 0 | 0 | 0 | 0 | 0 | 0 | 0 | 0 | 0 | 0 | 0 | 0 | 0 | 0 | 0 | 38.8944 | -18.0702 | -0.34157 | 0 | 0 | 0 | 0
0.708333333333333186June | Resource 1 | Sublap 1 | 17:00 | 1 | 86 | June | 15000 | 0 | 0 | 0 | 0 | 0 | 0 | 0 | 0 | 0 | 0 | 0 | 0 | 0 | 0 | 0 | 0 | 0 | 2.7782 | -1.2907 | -0.024398 | 0 | 0 | 0 | 0 | 0 | 0 | 0 | 0 | 0 | 0 | 0 | 0 | 0 | 0 | 0 | 0 | 0 | 0 | 0 | 0 | 0 | 41.6726 | -19.3609 | -0.36596 | 0 | 0 | 0 | 0
0.708333333333333186July | Resource 1 | Sublap 1 | 17:00 | 1 | 86 | July | 16000 | 0 | 0 | 0 | 0 | 0 | 0 | 0 | 0 | 0 | 0 | 0 | 0 | 0 | 0 | 0 | 0 | 0 | 2.7782 | -1.2907 | -0.024398 | 0 | 0 | 0 | 0 | 0 | 0 | 0 | 0 | 0 | 0 | 0 | 0 | 0 | 0 | 0 | 0 | 0 | 0 | 0 | 0 | 0 | 44.4508 | -20.6517 | -0.39036 | 0 | 0 | 0 | 0
0.708333333333333186August | Resource 1 | Sublap 1 | 17:00 | 1 | 86 | August | 17000 | 0 | 0 | 0 | 0 | 0 | 0 | 0 | 0 | 0 | 0 | 0 | 0 | 0 | 0 | 0 | 0 | 0 | 2.7782 | -1.2907 | -0.024398 | 0 | 0 | 0 | 0 | 0 | 0 | 0 | 0 | 0 | 0 | 0 | 0 | 0 | 0 | 0 | 0 | 0 | 0 | 0 | 0 | 0 | 47.2289 | -21.9424 | -0.41476 | 0 | 0 | 0 | 0
0.708333333333333186September | Resource 1 | Sublap 1 | 17:00 | 1 | 86 | September | 18000 | 0 | 0 | 0 | 0 | 0 | 0 | 0 | 0 | 0 | 0 | 0 | 0 | 0 | 0 | 0 | 0 | 0 | 2.7782 | -1.2907 | -0.024398 | 0 | 0 | 0 | 0 | 0 | 0 | 0 | 0 | 0 | 0 | 0 | 0 | 0 | 0 | 0 | 0 | 0 | 0 | 0 | 0 | 0 | 50.0071 | -23.2331 | -0.43916 | 0 | 0 | 0 | 0
0.708333333333333186October | Resource 1 | Sublap 1 | 17:00 | 1 | 86 | October | 19000 | 0 | 0 | 0 | 0 | 0 | 0 | 0 | 0 | 0 | 0 | 0 | 0 | 0 | 0 | 0 | 0 | 0 | 2.7782 | -1.2907 | -0.024398 | 0 | 0 | 0 | 0 | 0 | 0 | 0 | 0 | 0 | 0 | 0 | 0 | 0 | 0 | 0 | 0 | 0 | 0 | 0 | 0 | 0 | 52.7853 | -24.5239 | -0.46355 | 0 | 0 | 0 | 0
0.708333333333333186November | Resource 1 | Sublap 1 | 17:00 | 1 | 86 | November | 20000 | 0 | 0 | 0 | 0 | 0 | 0 | 0 | 0 | 0 | 0 | 0 | 0 | 0 | 0 | 0 | 0 | 0 | 2.7782 | -1.2907 | -0.024398 | 0 | 0 | 0 | 0 | 0 | 0 | 0 | 0 | 0 | 0 | 0 | 0 | 0 | 0 | 0 | 0 | 0 | 0 | 0 | 0 | 0 | 55.5635 | -25.8146 | -0.48795 | 0 | 0 | 0 | 0
0.708333333333333186December | Resource 1 | Sublap 1 | 17:00 | 1 | 86 | December | 21000 | 0 | 0 | 0 | 0 | 0 | 0 | 0 | 0 | 0 | 0 | 0 | 0 | 0 | 0 | 0 | 0 | 0 | 2.7782 | -1.2907 | -0.024398 | 0 | 0 | 0 | 0 | 0 | 0 | 0 | 0 | 0 | 0 | 0 | 0 | 0 | 0 | 0 | 0 | 0 | 0 | 0 | 0 | 0 | 58.3416 | -27.1053 | -0.51235 | 0 | 0 | 0 | 0
0.708333333333333187January | Resource 1 | Sublap 1 | 17:00 | 1 | 87 | January | 10000 | 0 | 0 | 0 | 0 | 0 | 0 | 0 | 0 | 0 | 0 | 0 | 0 | 0 | 0 | 0 | 0 | 0 | 3.1628 | -1.3532 | -0.025572 | 0 | 0 | 0 | 0 | 0 | 0 | 0 | 0 | 0 | 0 | 0 | 0 | 0 | 0 | 0 | 0 | 0 | 0 | 0 | 0 | 0 | 31.6281 | -13.5323 | -0.25572 | 0 | 0 | 0 | 0
0.708333333333333187February | Resource 1 | Sublap 1 | 17:00 | 1 | 87 | February | 11000 | 0 | 0 | 0 | 0 | 0 | 0 | 0 | 0 | 0 | 0 | 0 | 0 | 0 | 0 | 0 | 0 | 0 | 3.1628 | -1.3532 | -0.025572 | 0 | 0 | 0 | 0 | 0 | 0 | 0 | 0 | 0 | 0 | 0 | 0 | 0 | 0 | 0 | 0 | 0 | 0 | 0 | 0 | 0 | 34.7909 | -14.8855 | -0.28129 | 0 | 0 | 0 | 0
0.708333333333333187March | Resource 1 | Sublap 1 | 17:00 | 1 | 87 | March | 12000 | 0 | 0 | 0 | 0 | 0 | 0 | 0 | 0 | 0 | 0 | 0 | 0 | 0 | 0 | 0 | 0 | 0 | 3.1628 | -1.3532 | -0.025572 | 0 | 0 | 0 | 0 | 0 | 0 | 0 | 0 | 0 | 0 | 0 | 0 | 0 | 0 | 0 | 0 | 0 | 0 | 0 | 0 | 0 | 37.9537 | -16.2388 | -0.30686 | 0 | 0 | 0 | 0
0.708333333333333187April | Resource 1 | Sublap 1 | 17:00 | 1 | 87 | April | 13000 | 0 | 0 | 0 | 0 | 0 | 0 | 0 | 0 | 0 | 0 | 0 | 0 | 0 | 0 | 0 | 0 | 0 | 3.1628 | -1.3532 | -0.025572 | 0 | 0 | 0 | 0 | 0 | 0 | 0 | 0 | 0 | 0 | 0 | 0 | 0 | 0 | 0 | 0 | 0 | 0 | 0 | 0 | 0 | 41.1165 | -17.592 | -0.33243 | 0 | 0 | 0 | 0
0.708333333333333187May | Resource 1 | Sublap 1 | 17:00 | 1 | 87 | May | 14000 | 0 | 0 | 0 | 0 | 0 | 0 | 0 | 0 | 0 | 0 | 0 | 0 | 0 | 0 | 0 | 0 | 0 | 3.1628 | -1.3532 | -0.025572 | 0 | 0 | 0 | 0 | 0 | 0 | 0 | 0 | 0 | 0 | 0 | 0 | 0 | 0 | 0 | 0 | 0 | 0 | 0 | 0 | 0 | 44.2793 | -18.9452 | -0.358 | 0 | 0 | 0 | 0
0.708333333333333187June | Resource 1 | Sublap 1 | 17:00 | 1 | 87 | June | 15000 | 0 | 0 | 0 | 0 | 0 | 0 | 0 | 0 | 0 | 0 | 0 | 0 | 0 | 0 | 0 | 0 | 0 | 3.1628 | -1.3532 | -0.025572 | 0 | 0 | 0 | 0 | 0 | 0 | 0 | 0 | 0 | 0 | 0 | 0 | 0 | 0 | 0 | 0 | 0 | 0 | 0 | 0 | 0 | 47.4421 | -20.2984 | -0.38357 | 0 | 0 | 0 | 0
0.708333333333333187July | Resource 1 | Sublap 1 | 17:00 | 1 | 87 | July | 16000 | 0 | 0 | 0 | 0 | 0 | 0 | 0 | 0 | 0 | 0 | 0 | 0 | 0 | 0 | 0 | 0 | 0 | 3.1628 | -1.3532 | -0.025572 | 0 | 0 | 0 | 0 | 0 | 0 | 0 | 0 | 0 | 0 | 0 | 0 | 0 | 0 | 0 | 0 | 0 | 0 | 0 | 0 | 0 | 50.605 | -21.6517 | -0.40914 | 0 | 0 | 0 | 0
0.708333333333333187August | Resource 1 | Sublap 1 | 17:00 | 1 | 87 | August | 17000 | 0 | 0 | 0 | 0 | 0 | 0 | 0 | 0 | 0 | 0 | 0 | 0 | 0 | 0 | 0 | 0 | 0 | 3.1628 | -1.3532 | -0.025572 | 0 | 0 | 0 | 0 | 0 | 0 | 0 | 0 | 0 | 0 | 0 | 0 | 0 | 0 | 0 | 0 | 0 | 0 | 0 | 0 | 0 | 53.7678 | -23.0049 | -0.43472 | 0 | 0 | 0 | 0
0.708333333333333187September | Resource 1 | Sublap 1 | 17:00 | 1 | 87 | September | 18000 | 0 | 0 | 0 | 0 | 0 | 0 | 0 | 0 | 0 | 0 | 0 | 0 | 0 | 0 | 0 | 0 | 0 | 3.1628 | -1.3532 | -0.025572 | 0 | 0 | 0 | 0 | 0 | 0 | 0 | 0 | 0 | 0 | 0 | 0 | 0 | 0 | 0 | 0 | 0 | 0 | 0 | 0 | 0 | 56.9306 | -24.3581 | -0.46029 | 0 | 0 | 0 | 0
0.708333333333333187October | Resource 1 | Sublap 1 | 17:00 | 1 | 87 | October | 19000 | 0 | 0 | 0 | 0 | 0 | 0 | 0 | 0 | 0 | 0 | 0 | 0 | 0 | 0 | 0 | 0 | 0 | 3.1628 | -1.3532 | -0.025572 | 0 | 0 | 0 | 0 | 0 | 0 | 0 | 0 | 0 | 0 | 0 | 0 | 0 | 0 | 0 | 0 | 0 | 0 | 0 | 0 | 0 | 60.0934 | -25.7114 | -0.48586 | 0 | 0 | 0 | 0
0.708333333333333187November | Resource 1 | Sublap 1 | 17:00 | 1 | 87 | November | 20000 | 0 | 0 | 0 | 0 | 0 | 0 | 0 | 0 | 0 | 0 | 0 | 0 | 0 | 0 | 0 | 0 | 0 | 3.1628 | -1.3532 | -0.025572 | 0 | 0 | 0 | 0 | 0 | 0 | 0 | 0 | 0 | 0 | 0 | 0 | 0 | 0 | 0 | 0 | 0 | 0 | 0 | 0 | 0 | 63.2562 | -27.0646 | -0.51143 | 0 | 0 | 0 | 0
0.708333333333333187December | Resource 1 | Sublap 1 | 17:00 | 1 | 87 | December | 21000 | 0 | 0 | 0 | 0 | 0 | 0 | 0 | 0 | 0 | 0 | 0 | 0 | 0 | 0 | 0 | 0 | 0 | 3.1628 | -1.3532 | -0.025572 | 0 | 0 | 0 | 0 | 0 | 0 | 0 | 0 | 0 | 0 | 0 | 0 | 0 | 0 | 0 | 0 | 0 | 0 | 0 | 0 | 0 | 66.419 | -28.4178 | -0.537 | 0 | 0 | 0 | 0
0.708333333333333188January | Resource 1 | Sublap 1 | 17:00 | 1 | 88 | January | 10000 | 0 | 0 | 0 | 0 | 0 | 0 | 0 | 0 | 0 | 0 | 0 | 0 | 0 | 0 | 0 | 0 | 0 | 3.6101 | -1.4883 | -0.028109 | 0 | 0 | 0 | 0 | 0 | 0 | 0 | 0 | 0 | 0 | 0 | 0 | 0 | 0 | 0 | 0 | 0 | 0 | 0 | 0 | 0 | 36.1005 | -14.8833 | -0.28109 | 0 | 0 | 0 | 0
0.708333333333333188February | Resource 1 | Sublap 1 | 17:00 | 1 | 88 | February | 11000 | 0 | 0 | 0 | 0 | 0 | 0 | 0 | 0 | 0 | 0 | 0 | 0 | 0 | 0 | 0 | 0 | 0 | 3.6101 | -1.4883 | -0.028109 | 0 | 0 | 0 | 0 | 0 | 0 | 0 | 0 | 0 | 0 | 0 | 0 | 0 | 0 | 0 | 0 | 0 | 0 | 0 | 0 | 0 | 39.7106 | -16.3716 | -0.3092 | 0 | 0 | 0 | 0
0.708333333333333188March | Resource 1 | Sublap 1 | 17:00 | 1 | 88 | March | 12000 | 0 | 0 | 0 | 0 | 0 | 0 | 0 | 0 | 0 | 0 | 0 | 0 | 0 | 0 | 0 | 0 | 0 | 3.6101 | -1.4883 | -0.028109 | 0 | 0 | 0 | 0 | 0 | 0 | 0 | 0 | 0 | 0 | 0 | 0 | 0 | 0 | 0 | 0 | 0 | 0 | 0 | 0 | 0 | 43.3206 | -17.8599 | -0.33731 | 0 | 0 | 0 | 0
0.708333333333333188April | Resource 1 | Sublap 1 | 17:00 | 1 | 88 | April | 13000 | 0 | 0 | 0 | 0 | 0 | 0 | 0 | 0 | 0 | 0 | 0 | 0 | 0 | 0 | 0 | 0 | 0 | 3.6101 | -1.4883 | -0.028109 | 0 | 0 | 0 | 0 | 0 | 0 | 0 | 0 | 0 | 0 | 0 | 0 | 0 | 0 | 0 | 0 | 0 | 0 | 0 | 0 | 0 | 46.9307 | -19.3482 | -0.36542 | 0 | 0 | 0 | 0
0.708333333333333188May | Resource 1 | Sublap 1 | 17:00 | 1 | 88 | May | 14000 | 0 | 0 | 0 | 0 | 0 | 0 | 0 | 0 | 0 | 0 | 0 | 0 | 0 | 0 | 0 | 0 | 0 | 3.6101 | -1.4883 | -0.028109 | 0 | 0 | 0 | 0 | 0 | 0 | 0 | 0 | 0 | 0 | 0 | 0 | 0 | 0 | 0 | 0 | 0 | 0 | 0 | 0 | 0 | 50.5407 | -20.8365 | -0.39353 | 0 | 0 | 0 | 0
0.708333333333333188June | Resource 1 | Sublap 1 | 17:00 | 1 | 88 | June | 15000 | 0 | 0 | 0 | 0 | 0 | 0 | 0 | 0 | 0 | 0 | 0 | 0 | 0 | 0 | 0 | 0 | 0 | 3.6101 | -1.4883 | -0.028109 | 0 | 0 | 0 | 0 | 0 | 0 | 0 | 0 | 0 | 0 | 0 | 0 | 0 | 0 | 0 | 0 | 0 | 0 | 0 | 0 | 0 | 54.1508 | -22.3249 | -0.42164 | 0 | 0 | 0 | 0
0.708333333333333188July | Resource 1 | Sublap 1 | 17:00 | 1 | 88 | July | 16000 | 0 | 0 | 0 | 0 | 0 | 0 | 0 | 0 | 0 | 0 | 0 | 0 | 0 | 0 | 0 | 0 | 0 | 3.6101 | -1.4883 | -0.028109 | 0 | 0 | 0 | 0 | 0 | 0 | 0 | 0 | 0 | 0 | 0 | 0 | 0 | 0 | 0 | 0 | 0 | 0 | 0 | 0 | 0 | 57.7608 | -23.8132 | -0.44974 | 0 | 0 | 0 | 0
0.708333333333333188August | Resource 1 | Sublap 1 | 17:00 | 1 | 88 | August | 17000 | 0 | 0 | 0 | 0 | 0 | 0 | 0 | 0 | 0 | 0 | 0 | 0 | 0 | 0 | 0 | 0 | 0 | 3.6101 | -1.4883 | -0.028109 | 0 | 0 | 0 | 0 | 0 | 0 | 0 | 0 | 0 | 0 | 0 | 0 | 0 | 0 | 0 | 0 | 0 | 0 | 0 | 0 | 0 | 61.3709 | -25.3015 | -0.47785 | 0 | 0 | 0 | 0
0.708333333333333188September | Resource 1 | Sublap 1 | 17:00 | 1 | 88 | September | 18000 | 0 | 0 | 0 | 0 | 0 | 0 | 0 | 0 | 0 | 0 | 0 | 0 | 0 | 0 | 0 | 0 | 0 | 3.6101 | -1.4883 | -0.028109 | 0 | 0 | 0 | 0 | 0 | 0 | 0 | 0 | 0 | 0 | 0 | 0 | 0 | 0 | 0 | 0 | 0 | 0 | 0 | 0 | 0 | 64.981 | -26.7898 | -0.50596 | 0 | 0 | 0 | 0
0.708333333333333188October | Resource 1 | Sublap 1 | 17:00 | 1 | 88 | October | 19000 | 0 | 0 | 0 | 0 | 0 | 0 | 0 | 0 | 0 | 0 | 0 | 0 | 0 | 0 | 0 | 0 | 0 | 3.6101 | -1.4883 | -0.028109 | 0 | 0 | 0 | 0 | 0 | 0 | 0 | 0 | 0 | 0 | 0 | 0 | 0 | 0 | 0 | 0 | 0 | 0 | 0 | 0 | 0 | 68.591 | -28.2782 | -0.53407 | 0 | 0 | 0 | 0
0.708333333333333188November | Resource 1 | Sublap 1 | 17:00 | 1 | 88 | November | 20000 | 0 | 0 | 0 | 0 | 0 | 0 | 0 | 0 | 0 | 0 | 0 | 0 | 0 | 0 | 0 | 0 | 0 | 3.6101 | -1.4883 | -0.028109 | 0 | 0 | 0 | 0 | 0 | 0 | 0 | 0 | 0 | 0 | 0 | 0 | 0 | 0 | 0 | 0 | 0 | 0 | 0 | 0 | 0 | 72.2011 | -29.7665 | -0.56218 | 0 | 0 | 0 | 0
0.708333333333333188December | Resource 1 | Sublap 1 | 17:00 | 1 | 88 | December | 21000 | 0 | 0 | 0 | 0 | 0 | 0 | 0 | 0 | 0 | 0 | 0 | 0 | 0 | 0 | 0 | 0 | 0 | 3.6101 | -1.4883 | -0.028109 | 0 | 0 | 0 | 0 | 0 | 0 | 0 | 0 | 0 | 0 | 0 | 0 | 0 | 0 | 0 | 0 | 0 | 0 | 0 | 0 | 0 | 75.8111 | -31.2548 | -0.59029 | 0 | 0 | 0 | 0
0.708333333333333189January | Resource 1 | Sublap 1 | 17:00 | 1 | 89 | January | 10000 | 0 | 0 | 0 | 0 | 0 | 0 | 0 | 0 | 0 | 0 | 0 | 0 | 0 | 0 | 0 | 0 | 0 | 3.601 | -1.4482 | -0.027355 | 0 | 0 | 0 | 0 | 0 | 0 | 0 | 0 | 0 | 0 | 0 | 0 | 0 | 0 | 0 | 0 | 0 | 0 | 0 | 0 | 0 | 36.0101 | -14.4817 | -0.27355 | 0 | 0 | 0 | 0
0.708333333333333189February | Resource 1 | Sublap 1 | 17:00 | 1 | 89 | February | 11000 | 0 | 0 | 0 | 0 | 0 | 0 | 0 | 0 | 0 | 0 | 0 | 0 | 0 | 0 | 0 | 0 | 0 | 3.601 | -1.4482 | -0.027355 | 0 | 0 | 0 | 0 | 0 | 0 | 0 | 0 | 0 | 0 | 0 | 0 | 0 | 0 | 0 | 0 | 0 | 0 | 0 | 0 | 0 | 39.6111 | -15.9298 | -0.3009 | 0 | 0 | 0 | 0
0.708333333333333189March | Resource 1 | Sublap 1 | 17:00 | 1 | 89 | March | 12000 | 0 | 0 | 0 | 0 | 0 | 0 | 0 | 0 | 0 | 0 | 0 | 0 | 0 | 0 | 0 | 0 | 0 | 3.601 | -1.4482 | -0.027355 | 0 | 0 | 0 | 0 | 0 | 0 | 0 | 0 | 0 | 0 | 0 | 0 | 0 | 0 | 0 | 0 | 0 | 0 | 0 | 0 | 0 | 43.2122 | -17.378 | -0.32826 | 0 | 0 | 0 | 0
0.708333333333333189April | Resource 1 | Sublap 1 | 17:00 | 1 | 89 | April | 13000 | 0 | 0 | 0 | 0 | 0 | 0 | 0 | 0 | 0 | 0 | 0 | 0 | 0 | 0 | 0 | 0 | 0 | 3.601 | -1.4482 | -0.027355 | 0 | 0 | 0 | 0 | 0 | 0 | 0 | 0 | 0 | 0 | 0 | 0 | 0 | 0 | 0 | 0 | 0 | 0 | 0 | 0 | 0 | 46.8132 | -18.8261 | -0.35561 | 0 | 0 | 0 | 0
0.708333333333333189May | Resource 1 | Sublap 1 | 17:00 | 1 | 89 | May | 14000 | 0 | 0 | 0 | 0 | 0 | 0 | 0 | 0 | 0 | 0 | 0 | 0 | 0 | 0 | 0 | 0 | 0 | 3.601 | -1.4482 | -0.027355 | 0 | 0 | 0 | 0 | 0 | 0 | 0 | 0 | 0 | 0 | 0 | 0 | 0 | 0 | 0 | 0 | 0 | 0 | 0 | 0 | 0 | 50.4142 | -20.2743 | -0.38297 | 0 | 0 | 0 | 0
0.708333333333333189June | Resource 1 | Sublap 1 | 17:00 | 1 | 89 | June | 15000 | 0 | 0 | 0 | 0 | 0 | 0 | 0 | 0 | 0 | 0 | 0 | 0 | 0 | 0 | 0 | 0 | 0 | 3.601 | -1.4482 | -0.027355 | 0 | 0 | 0 | 0 | 0 | 0 | 0 | 0 | 0 | 0 | 0 | 0 | 0 | 0 | 0 | 0 | 0 | 0 | 0 | 0 | 0 | 54.0152 | -21.7225 | -0.41032 | 0 | 0 | 0 | 0
0.708333333333333189July | Resource 1 | Sublap 1 | 17:00 | 1 | 89 | July | 16000 | 0 | 0 | 0 | 0 | 0 | 0 | 0 | 0 | 0 | 0 | 0 | 0 | 0 | 0 | 0 | 0 | 0 | 3.601 | -1.4482 | -0.027355 | 0 | 0 | 0 | 0 | 0 | 0 | 0 | 0 | 0 | 0 | 0 | 0 | 0 | 0 | 0 | 0 | 0 | 0 | 0 | 0 | 0 | 57.6162 | -23.1706 | -0.43768 | 0 | 0 | 0 | 0
0.708333333333333189August | Resource 1 | Sublap 1 | 17:00 | 1 | 89 | August | 17000 | 0 | 0 | 0 | 0 | 0 | 0 | 0 | 0 | 0 | 0 | 0 | 0 | 0 | 0 | 0 | 0 | 0 | 3.601 | -1.4482 | -0.027355 | 0 | 0 | 0 | 0 | 0 | 0 | 0 | 0 | 0 | 0 | 0 | 0 | 0 | 0 | 0 | 0 | 0 | 0 | 0 | 0 | 0 | 61.2172 | -24.6188 | -0.46503 | 0 | 0 | 0 | 0
0.708333333333333189September | Resource 1 | Sublap 1 | 17:00 | 1 | 89 | September | 18000 | 0 | 0 | 0 | 0 | 0 | 0 | 0 | 0 | 0 | 0 | 0 | 0 | 0 | 0 | 0 | 0 | 0 | 3.601 | -1.4482 | -0.027355 | 0 | 0 | 0 | 0 | 0 | 0 | 0 | 0 | 0 | 0 | 0 | 0 | 0 | 0 | 0 | 0 | 0 | 0 | 0 | 0 | 0 | 64.8182 | -26.067 | -0.49238 | 0 | 0 | 0 | 0
0.708333333333333189October | Resource 1 | Sublap 1 | 17:00 | 1 | 89 | October | 19000 | 0 | 0 | 0 | 0 | 0 | 0 | 0 | 0 | 0 | 0 | 0 | 0 | 0 | 0 | 0 | 0 | 0 | 3.601 | -1.4482 | -0.027355 | 0 | 0 | 0 | 0 | 0 | 0 | 0 | 0 | 0 | 0 | 0 | 0 | 0 | 0 | 0 | 0 | 0 | 0 | 0 | 0 | 0 | 68.4192 | -27.5151 | -0.51974 | 0 | 0 | 0 | 0
0.708333333333333189November | Resource 1 | Sublap 1 | 17:00 | 1 | 89 | November | 20000 | 0 | 0 | 0 | 0 | 0 | 0 | 0 | 0 | 0 | 0 | 0 | 0 | 0 | 0 | 0 | 0 | 0 | 3.601 | -1.4482 | -0.027355 | 0 | 0 | 0 | 0 | 0 | 0 | 0 | 0 | 0 | 0 | 0 | 0 | 0 | 0 | 0 | 0 | 0 | 0 | 0 | 0 | 0 | 72.0203 | -28.9633 | -0.54709 | 0 | 0 | 0 | 0
0.708333333333333189December | Resource 1 | Sublap 1 | 17:00 | 1 | 89 | December | 21000 | 0 | 0 | 0 | 0 | 0 | 0 | 0 | 0 | 0 | 0 | 0 | 0 | 0 | 0 | 0 | 0 | 0 | 3.601 | -1.4482 | -0.027355 | 0 | 0 | 0 | 0 | 0 | 0 | 0 | 0 | 0 | 0 | 0 | 0 | 0 | 0 | 0 | 0 | 0 | 0 | 0 | 0 | 0 | 75.6213 | -30.4115 | -0.57445 | 0 | 0 | 0 | 0
0.708333333333333190January | Resource 1 | Sublap 1 | 17:00 | 1 | 90 | January | 10000 | 0 | 0 | 0 | 0 | 0 | 0 | 0 | 0 | 0 | 0 | 0 | 0 | 0 | 0 | 0 | 0 | 0 | 4.1473 | -1.6382 | -0.030924 | 0 | 0 | 0 | 0 | 0 | 0 | 0 | 0 | 0 | 0 | 0 | 0 | 0 | 0 | 0 | 0 | 0 | 0 | 0 | 0 | 0 | 41.4727 | -16.3818 | -0.30924 | 0 | 0 | 0 | 0
0.708333333333333190February | Resource 1 | Sublap 1 | 17:00 | 1 | 90 | February | 11000 | 0 | 0 | 0 | 0 | 0 | 0 | 0 | 0 | 0 | 0 | 0 | 0 | 0 | 0 | 0 | 0 | 0 | 4.1473 | -1.6382 | -0.030924 | 0 | 0 | 0 | 0 | 0 | 0 | 0 | 0 | 0 | 0 | 0 | 0 | 0 | 0 | 0 | 0 | 0 | 0 | 0 | 0 | 0 | 45.62 | -18.02 | -0.34016 | 0 | 0 | 0 | 0
0.708333333333333190March | Resource 1 | Sublap 1 | 17:00 | 1 | 90 | March | 12000 | 0 | 0 | 0 | 0 | 0 | 0 | 0 | 0 | 0 | 0 | 0 | 0 | 0 | 0 | 0 | 0 | 0 | 4.1473 | -1.6382 | -0.030924 | 0 | 0 | 0 | 0 | 0 | 0 | 0 | 0 | 0 | 0 | 0 | 0 | 0 | 0 | 0 | 0 | 0 | 0 | 0 | 0 | 0 | 49.7673 | -19.6582 | -0.37109 | 0 | 0 | 0 | 0
0.708333333333333190April | Resource 1 | Sublap 1 | 17:00 | 1 | 90 | April | 13000 | 0 | 0 | 0 | 0 | 0 | 0 | 0 | 0 | 0 | 0 | 0 | 0 | 0 | 0 | 0 | 0 | 0 | 4.1473 | -1.6382 | -0.030924 | 0 | 0 | 0 | 0 | 0 | 0 | 0 | 0 | 0 | 0 | 0 | 0 | 0 | 0 | 0 | 0 | 0 | 0 | 0 | 0 | 0 | 53.9145 | -21.2964 | -0.40201 | 0 | 0 | 0 | 0
0.708333333333333190May | Resource 1 | Sublap 1 | 17:00 | 1 | 90 | May | 14000 | 0 | 0 | 0 | 0 | 0 | 0 | 0 | 0 | 0 | 0 | 0 | 0 | 0 | 0 | 0 | 0 | 0 | 4.1473 | -1.6382 | -0.030924 | 0 | 0 | 0 | 0 | 0 | 0 | 0 | 0 | 0 | 0 | 0 | 0 | 0 | 0 | 0 | 0 | 0 | 0 | 0 | 0 | 0 | 58.0618 | -22.9346 | -0.43293 | 0 | 0 | 0 | 0
0.708333333333333190June | Resource 1 | Sublap 1 | 17:00 | 1 | 90 | June | 15000 | 0 | 0 | 0 | 0 | 0 | 0 | 0 | 0 | 0 | 0 | 0 | 0 | 0 | 0 | 0 | 0 | 0 | 4.1473 | -1.6382 | -0.030924 | 0 | 0 | 0 | 0 | 0 | 0 | 0 | 0 | 0 | 0 | 0 | 0 | 0 | 0 | 0 | 0 | 0 | 0 | 0 | 0 | 0 | 62.2091 | -24.5727 | -0.46386 | 0 | 0 | 0 | 0
0.708333333333333190July | Resource 1 | Sublap 1 | 17:00 | 1 | 90 | July | 16000 | 0 | 0 | 0 | 0 | 0 | 0 | 0 | 0 | 0 | 0 | 0 | 0 | 0 | 0 | 0 | 0 | 0 | 4.1473 | -1.6382 | -0.030924 | 0 | 0 | 0 | 0 | 0 | 0 | 0 | 0 | 0 | 0 | 0 | 0 | 0 | 0 | 0 | 0 | 0 | 0 | 0 | 0 | 0 | 66.3564 | -26.2109 | -0.49478 | 0 | 0 | 0 | 0
0.708333333333333190August | Resource 1 | Sublap 1 | 17:00 | 1 | 90 | August | 17000 | 0 | 0 | 0 | 0 | 0 | 0 | 0 | 0 | 0 | 0 | 0 | 0 | 0 | 0 | 0 | 0 | 0 | 4.1473 | -1.6382 | -0.030924 | 0 | 0 | 0 | 0 | 0 | 0 | 0 | 0 | 0 | 0 | 0 | 0 | 0 | 0 | 0 | 0 | 0 | 0 | 0 | 0 | 0 | 70.5036 | -27.8491 | -0.5257 | 0 | 0 | 0 | 0
0.708333333333333190September | Resource 1 | Sublap 1 | 17:00 | 1 | 90 | September | 18000 | 0 | 0 | 0 | 0 | 0 | 0 | 0 | 0 | 0 | 0 | 0 | 0 | 0 | 0 | 0 | 0 | 0 | 4.1473 | -1.6382 | -0.030924 | 0 | 0 | 0 | 0 | 0 | 0 | 0 | 0 | 0 | 0 | 0 | 0 | 0 | 0 | 0 | 0 | 0 | 0 | 0 | 0 | 0 | 74.6509 | -29.4873 | -0.55663 | 0 | 0 | 0 | 0
0.708333333333333190October | Resource 1 | Sublap 1 | 17:00 | 1 | 90 | October | 19000 | 0 | 0 | 0 | 0 | 0 | 0 | 0 | 0 | 0 | 0 | 0 | 0 | 0 | 0 | 0 | 0 | 0 | 4.1473 | -1.6382 | -0.030924 | 0 | 0 | 0 | 0 | 0 | 0 | 0 | 0 | 0 | 0 | 0 | 0 | 0 | 0 | 0 | 0 | 0 | 0 | 0 | 0 | 0 | 78.7982 | -31.1255 | -0.58755 | 0 | 0 | 0 | 0
0.708333333333333190November | Resource 1 | Sublap 1 | 17:00 | 1 | 90 | November | 20000 | 0 | 0 | 0 | 0 | 0 | 0 | 0 | 0 | 0 | 0 | 0 | 0 | 0 | 0 | 0 | 0 | 0 | 4.1473 | -1.6382 | -0.030924 | 0 | 0 | 0 | 0 | 0 | 0 | 0 | 0 | 0 | 0 | 0 | 0 | 0 | 0 | 0 | 0 | 0 | 0 | 0 | 0 | 0 | 82.9454 | -32.7636 | -0.61848 | 0 | 0 | 0 | 0
0.708333333333333190December | Resource 1 | Sublap 1 | 17:00 | 1 | 90 | December | 21000 | 0 | 0 | 0 | 0 | 0 | 0 | 0 | 0 | 0 | 0 | 0 | 0 | 0 | 0 | 0 | 0 | 0 | 4.1473 | -1.6382 | -0.030924 | 0 | 0 | 0 | 0 | 0 | 0 | 0 | 0 | 0 | 0 | 0 | 0 | 0 | 0 | 0 | 0 | 0 | 0 | 0 | 0 | 0 | 87.0927 | -34.4018 | -0.6494 | 0 | 0 | 0 | 0
0.708333333333333191January | Resource 1 | Sublap 1 | 17:00 | 1 | 91 | January | 10000 | 0 | 0 | 0 | 0 | 0 | 0 | 0 | 0 | 0 | 0 | 0 | 0 | 0 | 0 | 0 | 0 | 0 | 5.0491 | -1.8463 | -0.034833 | 0 | 0 | 0 | 0 | 0 | 0 | 0 | 0 | 0 | 0 | 0 | 0 | 0 | 0 | 0 | 0 | 0 | 0 | 0 | 0 | 0 | 50.4913 | -18.4628 | -0.34833 | 0 | 0 | 0 | 0
0.708333333333333191February | Resource 1 | Sublap 1 | 17:00 | 1 | 91 | February | 11000 | 0 | 0 | 0 | 0 | 0 | 0 | 0 | 0 | 0 | 0 | 0 | 0 | 0 | 0 | 0 | 0 | 0 | 5.0491 | -1.8463 | -0.034833 | 0 | 0 | 0 | 0 | 0 | 0 | 0 | 0 | 0 | 0 | 0 | 0 | 0 | 0 | 0 | 0 | 0 | 0 | 0 | 0 | 0 | 55.5404 | -20.3091 | -0.38316 | 0 | 0 | 0 | 0
0.708333333333333191March | Resource 1 | Sublap 1 | 17:00 | 1 | 91 | March | 12000 | 0 | 0 | 0 | 0 | 0 | 0 | 0 | 0 | 0 | 0 | 0 | 0 | 0 | 0 | 0 | 0 | 0 | 5.0491 | -1.8463 | -0.034833 | 0 | 0 | 0 | 0 | 0 | 0 | 0 | 0 | 0 | 0 | 0 | 0 | 0 | 0 | 0 | 0 | 0 | 0 | 0 | 0 | 0 | 60.5896 | -22.1554 | -0.41799 | 0 | 0 | 0 | 0
0.708333333333333191April | Resource 1 | Sublap 1 | 17:00 | 1 | 91 | April | 13000 | 0 | 0 | 0 | 0 | 0 | 0 | 0 | 0 | 0 | 0 | 0 | 0 | 0 | 0 | 0 | 0 | 0 | 5.0491 | -1.8463 | -0.034833 | 0 | 0 | 0 | 0 | 0 | 0 | 0 | 0 | 0 | 0 | 0 | 0 | 0 | 0 | 0 | 0 | 0 | 0 | 0 | 0 | 0 | 65.6387 | -24.0017 | -0.45282 | 0 | 0 | 0 | 0
0.708333333333333191May | Resource 1 | Sublap 1 | 17:00 | 1 | 91 | May | 14000 | 0 | 0 | 0 | 0 | 0 | 0 | 0 | 0 | 0 | 0 | 0 | 0 | 0 | 0 | 0 | 0 | 0 | 5.0491 | -1.8463 | -0.034833 | 0 | 0 | 0 | 0 | 0 | 0 | 0 | 0 | 0 | 0 | 0 | 0 | 0 | 0 | 0 | 0 | 0 | 0 | 0 | 0 | 0 | 70.6878 | -25.848 | -0.48766 | 0 | 0 | 0 | 0
0.708333333333333191June | Resource 1 | Sublap 1 | 17:00 | 1 | 91 | June | 15000 | 0 | 0 | 0 | 0 | 0 | 0 | 0 | 0 | 0 | 0 | 0 | 0 | 0 | 0 | 0 | 0 | 0 | 5.0491 | -1.8463 | -0.034833 | 0 | 0 | 0 | 0 | 0 | 0 | 0 | 0 | 0 | 0 | 0 | 0 | 0 | 0 | 0 | 0 | 0 | 0 | 0 | 0 | 0 | 75.737 | -27.6942 | -0.52249 | 0 | 0 | 0 | 0
0.708333333333333191July | Resource 1 | Sublap 1 | 17:00 | 1 | 91 | July | 16000 | 0 | 0 | 0 | 0 | 0 | 0 | 0 | 0 | 0 | 0 | 0 | 0 | 0 | 0 | 0 | 0 | 0 | 5.0491 | -1.8463 | -0.034833 | 0 | 0 | 0 | 0 | 0 | 0 | 0 | 0 | 0 | 0 | 0 | 0 | 0 | 0 | 0 | 0 | 0 | 0 | 0 | 0 | 0 | 80.7861 | -29.5405 | -0.55732 | 0 | 0 | 0 | 0
0.708333333333333191August | Resource 1 | Sublap 1 | 17:00 | 1 | 91 | August | 17000 | 0 | 0 | 0 | 0 | 0 | 0 | 0 | 0 | 0 | 0 | 0 | 0 | 0 | 0 | 0 | 0 | 0 | 5.0491 | -1.8463 | -0.034833 | 0 | 0 | 0 | 0 | 0 | 0 | 0 | 0 | 0 | 0 | 0 | 0 | 0 | 0 | 0 | 0 | 0 | 0 | 0 | 0 | 0 | 85.8352 | -31.3868 | -0.59215 | 0 | 0 | 0 | 0
0.708333333333333191September | Resource 1 | Sublap 1 | 17:00 | 1 | 91 | September | 18000 | 0 | 0 | 0 | 0 | 0 | 0 | 0 | 0 | 0 | 0 | 0 | 0 | 0 | 0 | 0 | 0 | 0 | 5.0491 | -1.8463 | -0.034833 | 0 | 0 | 0 | 0 | 0 | 0 | 0 | 0 | 0 | 0 | 0 | 0 | 0 | 0 | 0 | 0 | 0 | 0 | 0 | 0 | 0 | 90.8844 | -33.2331 | -0.62699 | 0 | 0 | 0 | 0
0.708333333333333191October | Resource 1 | Sublap 1 | 17:00 | 1 | 91 | October | 19000 | 0 | 0 | 0 | 0 | 0 | 0 | 0 | 0 | 0 | 0 | 0 | 0 | 0 | 0 | 0 | 0 | 0 | 5.0491 | -1.8463 | -0.034833 | 0 | 0 | 0 | 0 | 0 | 0 | 0 | 0 | 0 | 0 | 0 | 0 | 0 | 0 | 0 | 0 | 0 | 0 | 0 | 0 | 0 | 95.9335 | -35.0794 | -0.66182 | 0 | 0 | 0 | 0
0.708333333333333191November | Resource 1 | Sublap 1 | 17:00 | 1 | 91 | November | 20000 | 0 | 0 | 0 | 0 | 0 | 0 | 0 | 0 | 0 | 0 | 0 | 0 | 0 | 0 | 0 | 0 | 0 | 5.0491 | -1.8463 | -0.034833 | 0 | 0 | 0 | 0 | 0 | 0 | 0 | 0 | 0 | 0 | 0 | 0 | 0 | 0 | 0 | 0 | 0 | 0 | 0 | 0 | 0 | 100.9826 | -36.9256 | -0.69665 | 0 | 0 | 0 | 0
0.708333333333333191December | Resource 1 | Sublap 1 | 17:00 | 1 | 91 | December | 21000 | 0 | 0 | 0 | 0 | 0 | 0 | 0 | 0 | 0 | 0 | 0 | 0 | 0 | 0 | 0 | 0 | 0 | 5.0491 | -1.8463 | -0.034833 | 0 | 0 | 0 | 0 | 0 | 0 | 0 | 0 | 0 | 0 | 0 | 0 | 0 | 0 | 0 | 0 | 0 | 0 | 0 | 0 | 0 | 106.0318 | -38.7719 | -0.73148 | 0 | 0 | 0 | 0
0.708333333333333192January | Resource 1 | Sublap 1 | 17:00 | 1 | 92 | January | 10000 | 0 | 0 | 0 | 0 | 0 | 0 | 0 | 0 | 0 | 0 | 0 | 0 | 0 | 0 | 0 | 0 | 0 | 5.38 | -1.8981 | -0.035807 | 0 | 0 | 0 | 0 | 0 | 0 | 0 | 0 | 0 | 0 | 0 | 0 | 0 | 0 | 0 | 0 | 0 | 0 | 0 | 0 | 0 | 53.7996 | -18.9815 | -0.35807 | 0 | 0 | 0 | 0
0.708333333333333192February | Resource 1 | Sublap 1 | 17:00 | 1 | 92 | February | 11000 | 0 | 0 | 0 | 0 | 0 | 0 | 0 | 0 | 0 | 0 | 0 | 0 | 0 | 0 | 0 | 0 | 0 | 5.38 | -1.8981 | -0.035807 | 0 | 0 | 0 | 0 | 0 | 0 | 0 | 0 | 0 | 0 | 0 | 0 | 0 | 0 | 0 | 0 | 0 | 0 | 0 | 0 | 0 | 59.1796 | -20.8796 | -0.39387 | 0 | 0 | 0 | 0
0.708333333333333192March | Resource 1 | Sublap 1 | 17:00 | 1 | 92 | March | 12000 | 0 | 0 | 0 | 0 | 0 | 0 | 0 | 0 | 0 | 0 | 0 | 0 | 0 | 0 | 0 | 0 | 0 | 5.38 | -1.8981 | -0.035807 | 0 | 0 | 0 | 0 | 0 | 0 | 0 | 0 | 0 | 0 | 0 | 0 | 0 | 0 | 0 | 0 | 0 | 0 | 0 | 0 | 0 | 64.5595 | -22.7778 | -0.42968 | 0 | 0 | 0 | 0
0.708333333333333192April | Resource 1 | Sublap 1 | 17:00 | 1 | 92 | April | 13000 | 0 | 0 | 0 | 0 | 0 | 0 | 0 | 0 | 0 | 0 | 0 | 0 | 0 | 0 | 0 | 0 | 0 | 5.38 | -1.8981 | -0.035807 | 0 | 0 | 0 | 0 | 0 | 0 | 0 | 0 | 0 | 0 | 0 | 0 | 0 | 0 | 0 | 0 | 0 | 0 | 0 | 0 | 0 | 69.9395 | -24.6759 | -0.46549 | 0 | 0 | 0 | 0
0.708333333333333192May | Resource 1 | Sublap 1 | 17:00 | 1 | 92 | May | 14000 | 0 | 0 | 0 | 0 | 0 | 0 | 0 | 0 | 0 | 0 | 0 | 0 | 0 | 0 | 0 | 0 | 0 | 5.38 | -1.8981 | -0.035807 | 0 | 0 | 0 | 0 | 0 | 0 | 0 | 0 | 0 | 0 | 0 | 0 | 0 | 0 | 0 | 0 | 0 | 0 | 0 | 0 | 0 | 75.3194 | -26.574 | -0.50129 | 0 | 0 | 0 | 0
0.708333333333333192June | Resource 1 | Sublap 1 | 17:00 | 1 | 92 | June | 15000 | 0 | 0 | 0 | 0 | 0 | 0 | 0 | 0 | 0 | 0 | 0 | 0 | 0 | 0 | 0 | 0 | 0 | 5.38 | -1.8981 | -0.035807 | 0 | 0 | 0 | 0 | 0 | 0 | 0 | 0 | 0 | 0 | 0 | 0 | 0 | 0 | 0 | 0 | 0 | 0 | 0 | 0 | 0 | 80.6994 | -28.4722 | -0.5371 | 0 | 0 | 0 | 0
0.708333333333333192July | Resource 1 | Sublap 1 | 17:00 | 1 | 92 | July | 16000 | 0 | 0 | 0 | 0 | 0 | 0 | 0 | 0 | 0 | 0 | 0 | 0 | 0 | 0 | 0 | 0 | 0 | 5.38 | -1.8981 | -0.035807 | 0 | 0 | 0 | 0 | 0 | 0 | 0 | 0 | 0 | 0 | 0 | 0 | 0 | 0 | 0 | 0 | 0 | 0 | 0 | 0 | 0 | 86.0794 | -30.3703 | -0.57291 | 0 | 0 | 0 | 0
0.708333333333333192August | Resource 1 | Sublap 1 | 17:00 | 1 | 92 | August | 17000 | 0 | 0 | 0 | 0 | 0 | 0 | 0 | 0 | 0 | 0 | 0 | 0 | 0 | 0 | 0 | 0 | 0 | 5.38 | -1.8981 | -0.035807 | 0 | 0 | 0 | 0 | 0 | 0 | 0 | 0 | 0 | 0 | 0 | 0 | 0 | 0 | 0 | 0 | 0 | 0 | 0 | 0 | 0 | 91.4593 | -32.2685 | -0.60871 | 0 | 0 | 0 | 0
0.708333333333333192September | Resource 1 | Sublap 1 | 17:00 | 1 | 92 | September | 18000 | 0 | 0 | 0 | 0 | 0 | 0 | 0 | 0 | 0 | 0 | 0 | 0 | 0 | 0 | 0 | 0 | 0 | 5.38 | -1.8981 | -0.035807 | 0 | 0 | 0 | 0 | 0 | 0 | 0 | 0 | 0 | 0 | 0 | 0 | 0 | 0 | 0 | 0 | 0 | 0 | 0 | 0 | 0 | 96.8393 | -34.1666 | -0.64452 | 0 | 0 | 0 | 0
0.708333333333333192October | Resource 1 | Sublap 1 | 17:00 | 1 | 92 | October | 19000 | 0 | 0 | 0 | 0 | 0 | 0 | 0 | 0 | 0 | 0 | 0 | 0 | 0 | 0 | 0 | 0 | 0 | 5.38 | -1.8981 | -0.035807 | 0 | 0 | 0 | 0 | 0 | 0 | 0 | 0 | 0 | 0 | 0 | 0 | 0 | 0 | 0 | 0 | 0 | 0 | 0 | 0 | 0 | 102.2192 | -36.0648 | -0.68033 | 0 | 0 | 0 | 0
0.708333333333333192November | Resource 1 | Sublap 1 | 17:00 | 1 | 92 | November | 20000 | 0 | 0 | 0 | 0 | 0 | 0 | 0 | 0 | 0 | 0 | 0 | 0 | 0 | 0 | 0 | 0 | 0 | 5.38 | -1.8981 | -0.035807 | 0 | 0 | 0 | 0 | 0 | 0 | 0 | 0 | 0 | 0 | 0 | 0 | 0 | 0 | 0 | 0 | 0 | 0 | 0 | 0 | 0 | 107.5992 | -37.9629 | -0.71613 | 0 | 0 | 0 | 0
0.708333333333333192December | Resource 1 | Sublap 1 | 17:00 | 1 | 92 | December | 21000 | 0 | 0 | 0 | 0 | 0 | 0 | 0 | 0 | 0 | 0 | 0 | 0 | 0 | 0 | 0 | 0 | 0 | 5.38 | -1.8981 | -0.035807 | 0 | 0 | 0 | 0 | 0 | 0 | 0 | 0 | 0 | 0 | 0 | 0 | 0 | 0 | 0 | 0 | 0 | 0 | 0 | 0 | 0 | 112.9792 | -39.8611 | -0.75194 | 0 | 0 | 0 | 0
0.708333333333333193January | Resource 1 | Sublap 1 | 17:00 | 1 | 93 | January | 10000 | 0 | 0 | 0 | 0 | 0 | 0 | 0 | 0 | 0 | 0 | 0 | 0 | 0 | 0 | 0 | 0 | 0 | 5.7546 | -2.0333 | -0.038346 | 0 | 0 | 0 | 0 | 0 | 0 | 0 | 0 | 0 | 0 | 0 | 0 | 0 | 0 | 0 | 0 | 0 | 0 | 0 | 0 | 0 | 57.5459 | -20.3331 | -0.38346 | 0 | 0 | 0 | 0
0.708333333333333193February | Resource 1 | Sublap 1 | 17:00 | 1 | 93 | February | 11000 | 0 | 0 | 0 | 0 | 0 | 0 | 0 | 0 | 0 | 0 | 0 | 0 | 0 | 0 | 0 | 0 | 0 | 5.7546 | -2.0333 | -0.038346 | 0 | 0 | 0 | 0 | 0 | 0 | 0 | 0 | 0 | 0 | 0 | 0 | 0 | 0 | 0 | 0 | 0 | 0 | 0 | 0 | 0 | 63.3005 | -22.3665 | -0.4218 | 0 | 0 | 0 | 0
0.708333333333333193March | Resource 1 | Sublap 1 | 17:00 | 1 | 93 | March | 12000 | 0 | 0 | 0 | 0 | 0 | 0 | 0 | 0 | 0 | 0 | 0 | 0 | 0 | 0 | 0 | 0 | 0 | 5.7546 | -2.0333 | -0.038346 | 0 | 0 | 0 | 0 | 0 | 0 | 0 | 0 | 0 | 0 | 0 | 0 | 0 | 0 | 0 | 0 | 0 | 0 | 0 | 0 | 0 | 69.0551 | -24.3998 | -0.46015 | 0 | 0 | 0 | 0
0.708333333333333193April | Resource 1 | Sublap 1 | 17:00 | 1 | 93 | April | 13000 | 0 | 0 | 0 | 0 | 0 | 0 | 0 | 0 | 0 | 0 | 0 | 0 | 0 | 0 | 0 | 0 | 0 | 5.7546 | -2.0333 | -0.038346 | 0 | 0 | 0 | 0 | 0 | 0 | 0 | 0 | 0 | 0 | 0 | 0 | 0 | 0 | 0 | 0 | 0 | 0 | 0 | 0 | 0 | 74.8097 | -26.4331 | -0.49849 | 0 | 0 | 0 | 0
0.708333333333333193May | Resource 1 | Sublap 1 | 17:00 | 1 | 93 | May | 14000 | 0 | 0 | 0 | 0 | 0 | 0 | 0 | 0 | 0 | 0 | 0 | 0 | 0 | 0 | 0 | 0 | 0 | 5.7546 | -2.0333 | -0.038346 | 0 | 0 | 0 | 0 | 0 | 0 | 0 | 0 | 0 | 0 | 0 | 0 | 0 | 0 | 0 | 0 | 0 | 0 | 0 | 0 | 0 | 80.5643 | -28.4664 | -0.53684 | 0 | 0 | 0 | 0
0.708333333333333193June | Resource 1 | Sublap 1 | 17:00 | 1 | 93 | June | 15000 | 0 | 0 | 0 | 0 | 0 | 0 | 0 | 0 | 0 | 0 | 0 | 0 | 0 | 0 | 0 | 0 | 0 | 5.7546 | -2.0333 | -0.038346 | 0 | 0 | 0 | 0 | 0 | 0 | 0 | 0 | 0 | 0 | 0 | 0 | 0 | 0 | 0 | 0 | 0 | 0 | 0 | 0 | 0 | 86.3189 | -30.4997 | -0.57518 | 0 | 0 | 0 | 0
0.708333333333333193July | Resource 1 | Sublap 1 | 17:00 | 1 | 93 | July | 16000 | 0 | 0 | 0 | 0 | 0 | 0 | 0 | 0 | 0 | 0 | 0 | 0 | 0 | 0 | 0 | 0 | 0 | 5.7546 | -2.0333 | -0.038346 | 0 | 0 | 0 | 0 | 0 | 0 | 0 | 0 | 0 | 0 | 0 | 0 | 0 | 0 | 0 | 0 | 0 | 0 | 0 | 0 | 0 | 92.0734 | -32.533 | -0.61353 | 0 | 0 | 0 | 0
0.708333333333333193August | Resource 1 | Sublap 1 | 17:00 | 1 | 93 | August | 17000 | 0 | 0 | 0 | 0 | 0 | 0 | 0 | 0 | 0 | 0 | 0 | 0 | 0 | 0 | 0 | 0 | 0 | 5.7546 | -2.0333 | -0.038346 | 0 | 0 | 0 | 0 | 0 | 0 | 0 | 0 | 0 | 0 | 0 | 0 | 0 | 0 | 0 | 0 | 0 | 0 | 0 | 0 | 0 | 97.828 | -34.5663 | -0.65187 | 0 | 0 | 0 | 0
0.708333333333333193September | Resource 1 | Sublap 1 | 17:00 | 1 | 93 | September | 18000 | 0 | 0 | 0 | 0 | 0 | 0 | 0 | 0 | 0 | 0 | 0 | 0 | 0 | 0 | 0 | 0 | 0 | 5.7546 | -2.0333 | -0.038346 | 0 | 0 | 0 | 0 | 0 | 0 | 0 | 0 | 0 | 0 | 0 | 0 | 0 | 0 | 0 | 0 | 0 | 0 | 0 | 0 | 0 | 103.5826 | -36.5997 | -0.69022 | 0 | 0 | 0 | 0
0.708333333333333193October | Resource 1 | Sublap 1 | 17:00 | 1 | 93 | October | 19000 | 0 | 0 | 0 | 0 | 0 | 0 | 0 | 0 | 0 | 0 | 0 | 0 | 0 | 0 | 0 | 0 | 0 | 5.7546 | -2.0333 | -0.038346 | 0 | 0 | 0 | 0 | 0 | 0 | 0 | 0 | 0 | 0 | 0 | 0 | 0 | 0 | 0 | 0 | 0 | 0 | 0 | 0 | 0 | 109.3372 | -38.633 | -0.72857 | 0 | 0 | 0 | 0
0.708333333333333193November | Resource 1 | Sublap 1 | 17:00 | 1 | 93 | November | 20000 | 0 | 0 | 0 | 0 | 0 | 0 | 0 | 0 | 0 | 0 | 0 | 0 | 0 | 0 | 0 | 0 | 0 | 5.7546 | -2.0333 | -0.038346 | 0 | 0 | 0 | 0 | 0 | 0 | 0 | 0 | 0 | 0 | 0 | 0 | 0 | 0 | 0 | 0 | 0 | 0 | 0 | 0 | 0 | 115.0918 | -40.6663 | -0.76691 | 0 | 0 | 0 | 0
0.708333333333333193December | Resource 1 | Sublap 1 | 17:00 | 1 | 93 | December | 21000 | 0 | 0 | 0 | 0 | 0 | 0 | 0 | 0 | 0 | 0 | 0 | 0 | 0 | 0 | 0 | 0 | 0 | 5.7546 | -2.0333 | -0.038346 | 0 | 0 | 0 | 0 | 0 | 0 | 0 | 0 | 0 | 0 | 0 | 0 | 0 | 0 | 0 | 0 | 0 | 0 | 0 | 0 | 0 | 120.8464 | -42.6996 | -0.80526 | 0 | 0 | 0 | 0
0.708333333333333194January | Resource 1 | Sublap 1 | 17:00 | 1 | 94 | January | 10000 | 0 | 0 | 0 | 0 | 0 | 0 | 0 | 0 | 0 | 0 | 0 | 0 | 0 | 0 | 0 | 0 | 0 | 5.5057 | -2.0358 | -0.038393 | 0 | 0 | 0 | 0 | 0 | 0 | 0 | 0 | 0 | 0 | 0 | 0 | 0 | 0 | 0 | 0 | 0 | 0 | 0 | 0 | 0 | 55.0571 | -20.3583 | -0.38393 | 0 | 0 | 0 | 0
0.708333333333333194February | Resource 1 | Sublap 1 | 17:00 | 1 | 94 | February | 11000 | 0 | 0 | 0 | 0 | 0 | 0 | 0 | 0 | 0 | 0 | 0 | 0 | 0 | 0 | 0 | 0 | 0 | 5.5057 | -2.0358 | -0.038393 | 0 | 0 | 0 | 0 | 0 | 0 | 0 | 0 | 0 | 0 | 0 | 0 | 0 | 0 | 0 | 0 | 0 | 0 | 0 | 0 | 0 | 60.5628 | -22.3942 | -0.42232 | 0 | 0 | 0 | 0
0.708333333333333194March | Resource 1 | Sublap 1 | 17:00 | 1 | 94 | March | 12000 | 0 | 0 | 0 | 0 | 0 | 0 | 0 | 0 | 0 | 0 | 0 | 0 | 0 | 0 | 0 | 0 | 0 | 5.5057 | -2.0358 | -0.038393 | 0 | 0 | 0 | 0 | 0 | 0 | 0 | 0 | 0 | 0 | 0 | 0 | 0 | 0 | 0 | 0 | 0 | 0 | 0 | 0 | 0 | 66.0685 | -24.43 | -0.46071 | 0 | 0 | 0 | 0
0.708333333333333194April | Resource 1 | Sublap 1 | 17:00 | 1 | 94 | April | 13000 | 0 | 0 | 0 | 0 | 0 | 0 | 0 | 0 | 0 | 0 | 0 | 0 | 0 | 0 | 0 | 0 | 0 | 5.5057 | -2.0358 | -0.038393 | 0 | 0 | 0 | 0 | 0 | 0 | 0 | 0 | 0 | 0 | 0 | 0 | 0 | 0 | 0 | 0 | 0 | 0 | 0 | 0 | 0 | 71.5742 | -26.4658 | -0.49911 | 0 | 0 | 0 | 0