## Changes from Draft 1
1 | Added new resources on NQC list as of 6/28/23
2 | Updated versions of master generator list, EFC list, resource key, 2024 LCR study
3 | Incorporated feedback from Draft 1
4 | Added Grid Charging column
5 | Added Exceedance profiles
6 | Capped paired EO
7
8
9
10
11
12

## Header Descriptions
Header Name | Information Description | Value Description
Resource ID | ISO Resource ID | Text
Hybrid Sub-ID | Separate IDs for Hybrid Components | Text
Co-located Resource ID | Resource IDs of Co-located Generators | Text
Generator Name | Generator Name | Text
Local Area | Resource Local Capacity Area | Bay Area, Big Creek-Ventura, CAISO System, Fresno, Humboldt, Kern, LA Basin, NCNB, SanDiego-IV, Sierra, Stockton
Sub-Local Area | Resource Local Capacity Sub-Area | Sub-Area from LCR study
Resource Type | Master Resource Database Resource Category
Technology | Technology Type from Master Generator Cabability List
Fuel | Fuel Type from Master Generator Cabability List
Pmax/NDC | Maximum Generation Capability | Default of Net Dependable Capacity from Master Generator Cabability List
Nameplate | Nameplate Capacity | Default of Nameplate from Master Generator Cabability List
Battery Efficiency | Battery Roundtrip Efficiency | Default of 0.8
Maximum Continuous Energy | Continuous MWh Battery can dispatch | Default of Pmax/NDC*4
Maximum Daily MWh | MWh battery can dispatch in one day | Daily Storage Cycles*Maximum Continuous Energy
Daily Storage Cycles | Battery Daily Cycle Capability | Default of 1
First Available (HE) | First Hour Generator Can Dispatch | Default of HE1
Last Available (HE) | Last Hour Generator Can Dispatch | Default of HE24
Max daily run hours | Hours per day Generator Can Dispatch | Default of 24 except 4 for Battery Storage
Interconnection (MW) | Interconnection Limit for Hybrid and Co-located Resources | Default is max sum of NQC values for co-located, Net Dependable Capacity for hybrids
| Allows Grid Charging | For hybrid, co-located storage. Default is No
Sept EFC | September Value from EFC List
Flex Category | Flexible RA Category from EFC List
Jan | January NQC Value | Two decimal number
Feb | February NQC Value | Two decimal number
Mar | March NQC Value | Two decimal number
Apr | April NQC Value | Two decimal number
May | May NQC Value | Two decimal number
Jun | June NQC Value | Two decimal number
Jul | July NQC Value | Two decimal number
Aug | August NQC Value | Two decimal number
Sep | September NQC Value | Two decimal number
Oct | October NQC Value | Two decimal number
Nov | November NQC Value | Two decimal number
Dec | December NQC Value | Two decimal number
Dispatchability | Resource Designated as Dispatchable in Masterfile | Y, N
Path 26 | Resource Path 26 Designation | North, South
Deliverability | Resource Deliverability Status | Full Capacity (FC), Energy Only (EO), Interim Deliverability to % of capacity (ID to #%), Partial Deliverability to Value (PD to ##)
Comment | Additional comments from ISO staff | Text

## Draft Master Resource Database
Resource ID | Hybrid Sub-ID | Co-located Resource ID | Generator Name | BAA | Local Area | Sub-Local Area | Resource Type | Technology | Fuel | Pmax/NDC | Nameplate | Battery Efficiency | Maximum Continuous Energy | Maximum Daily MWh | Daily Storage Cycles | First Available (HE) | Last Available (HE) | Max daily run hours | Interconnection Limit (MW) | Allows Grid Charging | Sept EFC | Flex Category | JAN | FEB | MAR | APR | MAY | JUN | JUL | AUG | SEP | OCT | NOV | DEC | Dispatchable | Path Designation | Deliverability Status | Deliverability MW | Comments
7STDRD_1_SOLAR1 |  |  | Shafter Solar | CISO | Kern | South Kern PP, Kern Oil | Solar_1Axis | PHOTO VOLTAIC | SUN | 20 | 20 |  |  |  |  | 1 | 24 | 24 |  |  |  |  | 0.08 | 0.6 | 0.7 | 0.88 | 1.28 | 2.62 | 2.88 | 2.48 | 2.22 | 1.48 | 1.14 | 0.7 | N | North | FC
ACACIA_6_SOLAR |  |  | West Antelope Solar | CISO | Big Creek-Ventura |  | Solar_Fixed | PHOTO VOLTAIC | SUN | 20 | 20 |  |  |  |  | 1 | 24 | 24 |  |  |  |  | 0.08 | 0.6 | 0.7 | 0.88 | 1.28 | 2.62 | 2.88 | 2.48 | 2.22 | 1.48 | 1.14 | 0.7 | N | South | FC
ADERA_1_SOLAR1 |  |  | Adera Solar | CISO | Fresno | Herndon, Panoche 115 kV, Wilson 115 kV | Solar_1Axis | PHOTO VOLTAIC | SUN | 20 | 20 |  |  |  |  | 1 | 24 | 24 |  |  |  |  | 0 | 0 | 0 | 0 | 0 | 0 | 0 | 0 | 0 | 0 | 0 | 0 | N | North | EO
ADLIN_1_UNITS |  |  | GEYSERS AIDLIN AGGREGATE | CISO | NCNB | Eagle Rock, Fulton | Geothermal | STEAM | GEOTHERMAL | 22 | 23 |  |  |  |  | 1 | 24 | 24 |  |  | 14 | 1 | 22 | 22 | 22 | 22 | 22 | 22 | 22 | 22 | 22 | 22 | 22 | 22 | Y | North | FC
ADMEST_6_SOLAR |  |  | Adams East | CISO | Fresno | Herndon | Solar_Fixed | PHOTO VOLTAIC | SUN | 19 | 19 |  |  |  |  | 1 | 24 | 24 |  |  |  |  | 0 | 0 | 0 | 0 | 0 | 0 | 0 | 0 | 0 | 0 | 0 | 0 | N | North | EO
ADOBEE_1_SOLAR |  |  | Adobe Solar | CISO | CAISO System |  | Solar_1Axis | PHOTO VOLTAIC | SUN | 20 | 20 |  |  |  |  | 1 | 24 | 24 |  |  |  |  | 0.08 | 0.6 | 0.7 | 0.88 | 1.28 | 2.62 | 2.88 | 2.48 | 2.22 | 1.48 | 1.14 | 0.7 | N | North | FC
AGRICO_6_PL3N5 |  |  | Fresno Peaker | CISO | Fresno | Herndon | Peaker | COMBUSTION TURBINE | NATURAL GAS | 22.69 | 0 |  |  |  |  | 1 | 24 | 24 |  |  | 22.69 | 1 | 22.69 | 22.69 | 22.69 | 22.69 | 22.69 | 22.69 | 22.69 | 22.69 | 22.69 | 22.69 | 22.69 | 22.69 | Y | North | FC
AGRICO_7_UNIT |  |  | Fresno Cogen | CISO | Fresno | Herndon | CHP | OTHER | NATURAL GAS | 50.6 | 0 |  |  |  |  | 1 | 24 | 24 |  |  | 48.58 | 1 | 48.58 | 48.58 | 48.58 | 48.58 | 48.58 | 48.58 | 48.58 | 48.58 | 48.58 | 48.58 | 48.58 | 48.58 | Y | North | FC
AGUCAL_5_SOLAR1 |  |  | Agua Caliente Solar | CISO | CAISO System |  | Solar_Fixed | PHOTO VOLTAIC | SUN | 290 | 290 |  |  |  |  | 1 | 24 | 24 |  |  |  |  | 0 | 0 | 0 | 0 | 0 | 0 | 0 | 0 | 0 | 0 | 0 | 0 | N | South | EO
AKINGS_6_AMESR1 |  |  | American Kings Solar | CISO | Fresno | Hanford | Solar_1Axis | PHOTO VOLTAIC | SUN | 123 | 123 |  |  |  |  | 1 | 24 | 24 |  |  |  |  | 0.49 | 3.69 | 4.31 | 5.41 | 7.87 | 16.11 | 17.71 | 15.25 | 13.65 | 9.1 | 7.01 | 4.31 | N | North | FC
ALAMIT_2_PL1X3 |  |  | Alamitos Energy Center Unit 7 | CISO | LA Basin | Western | CCGT | COMBINED CYCLE | NATURAL GAS | 674.7 | 0 |  |  |  |  | 1 | 24 | 24 |  |  | 541.94 | 1 | 674.7 | 674.7 | 674.7 | 674.7 | 674.7 | 674.7 | 674.7 | 674.7 | 674.7 | 674.7 | 674.7 | 674.7 | Y | South | FC
ALAMIT_7_ES1 |  |  | Alamitos Energy Storage | CISO | LA Basin | Western | Battery Storage | OTHER | LESR | 100 | 100 | 0.908 | 400 | 1142.1384 | 2.8553 | 1 | 24 | 11.4214 |  |  | 200.89 | 1 | 100 | 100 | 100 | 100 | 100 | 100 | 100 | 100 | 100 | 100 | 100 | 100 | Y | South | FC
ALAMIT_7_UNIT 3 |  |  | ALAMITOS GEN STA. UNIT 3 | CISO | LA Basin | Western | Steam Turbine | STEAM | NATURAL GAS | 326.76 | 322 |  |  |  |  | 1 | 24 | 24 |  |  | 306.76 | 1 | 326.76 | 326.76 | 326.76 | 326.76 | 326.76 | 326.76 | 326.76 | 326.76 | 326.76 | 326.76 | 326.76 | 326.76 | Y | South | FC
ALAMIT_7_UNIT 4 |  |  | ALAMITOS GEN STA. UNIT 4 | CISO | LA Basin | Western | Steam Turbine | STEAM | NATURAL GAS | 334.43 | 320 |  |  |  |  | 1 | 24 | 24 |  |  | 314.43 | 1 | 334.43 | 334.43 | 334.43 | 334.43 | 334.43 | 334.43 | 334.43 | 334.43 | 334.43 | 334.43 | 334.43 | 334.43 | Y | South | FC
ALAMIT_7_UNIT 5 |  |  | ALAMITOS GEN STA. UNIT 5 | CISO | LA Basin | Western | Steam Turbine | STEAM | NATURAL GAS | 480 | 482 |  |  |  |  | 1 | 24 | 24 |  |  | 410 | 1 | 480 | 480 | 480 | 480 | 480 | 480 | 480 | 480 | 480 | 480 | 480 | 480 | Y | South | FC
ALAMO_6_UNIT |  |  | ALAMO POWER PLANT | CISO | Big Creek-Ventura |  | Hydro | HYDRO | WATER | 17 | 18 |  |  |  |  | 1 | 24 | 24 |  |  | 9.54 | 2 | 2.55 | 2.69 | 2.75 | 8.7 | 8.33 | 8.45 | 14 | 13.07 | 9.54 | 4.37 | 0 | 0 | Y | South | FC
ALLGNY_6_HYDRO1 |  |  | Salmon Creek Hydroelectric Project | CISO | Sierra |  | Hydro | HYDRO | WATER | 0.52 | 0.6 |  |  |  |  | 1 | 24 | 24 |  |  |  |  | 0.11 | 0.22 | 0.31 | 0.49 | 0.48 | 0.25 | 0.09 | 0.03 | 0 | 0.03 | 0.14 | 0.16 | N | North | FC
ALMASL_2_AL6BT6 |  | ALMASL_2_GS6SR6 | Almasol 6 BES | CISO | CAISO System |  | Paired_BattStorage | OTHER | LESR | 50 | 50 | .8 | 200 | 200 | 1 | 1 | 24 | 4 | 55.57 | N | 100 | 1 | 50 | 50 | 50 | 50 | 50 | 50 | 50 | 50 | 50 | 50 | 50 | 50 | Y | South | FC |  | Co-located with ALMASL_2_GS6SR6
ALMASL_2_GS1SR1 |  |  | Almasol Generating Station 1 | CISO | CAISO System |  | Solar_1Axis | PHOTO VOLTAIC | SUN | 125 | 125 |  |  |  |  | 1 | 24 | 24 |  |  |  |  | 0.5 | 3.75 | 4.38 | 5.5 | 8 | 16.38 | 18 | 15.5 | 13.88 | 9.25 | 7.13 | 4.38 | N | South | FC
ALMASL_2_GS4SR4 |  |  | Almasol Generating Station 4 | CISO | CAISO System |  | Solar_1Axis | PHOTO VOLTAIC | SUN | 100 | 100 |  |  |  |  | 1 | 24 | 24 |  |  |  |  | 0.4 | 3 | 3.5 | 4.4 | 6.4 | 13.1 | 14.4 | 12.4 | 11.1 | 7.4 | 5.7 | 3.5 | N | South | FC
ALMASL_2_GS6SR6 |  | ALMASL_2_AL6BT6 | Almasol Generating Station 6 | CISO | CAISO System |  | Paired_Solar_1Axis | PHOTO VOLTAIC | SUN | 100 | 100 |  |  |  |  | 1 | 24 | 24 | 55.57 |  |  |  | 0.1 | 0.95 | 1.18 | 1.63 | 2.43 | 5.08 | 5.57 | 4.7 | 4 | 2.5 | 1.74 | 0.84 | N | South | FC |  | Co-located with ALMASL_2_AL6BT6
ALMASL_2_GS7SR7 |  |  | Almasol Generating Station 7 | CISO | CAISO System |  | Solar_1Axis | PHOTO VOLTAIC | SUN | 132 | 132 |  |  |  |  | 1 | 24 | 24 |  |  |  |  | 0.53 | 3.96 | 4.62 | 5.81 | 8.45 | 17.29 | 19.01 | 16.37 | 14.65 | 9.77 | 7.52 | 4.62 | N | South | FC
ALMEGT_1_UNIT 1 |  |  | ALAMEDA GT UNIT 1 | CISO | Bay Area | Oakland | Peaker | FTUR | NATURAL GAS | 25 | 25.4 |  |  |  |  | 1 | 24 | 24 |  |  | 23.4 | 1 | 23.4 | 23.4 | 23.4 | 23.4 | 23.4 | 23.4 | 23.4 | 23.4 | 23.4 | 23.4 | 23.4 | 23.4 | Y | North | FC
ALMEGT_1_UNIT 2 |  |  | ALAMEDA GT UNIT 2 | CISO | Bay Area | Oakland | Peaker | FTUR | NATURAL GAS | 25 | 25.4 |  |  |  |  | 1 | 24 | 24 |  |  | 23.5 | 1 | 23.5 | 23.5 | 23.5 | 23.5 | 23.5 | 23.5 | 23.5 | 23.5 | 23.5 | 23.5 | 23.5 | 23.5 | Y | North | FC
ALPSLR_1_NTHSLR |  |  | Alpaugh North, LLC | CISO | CAISO System |  | Solar_Fixed | PHOTO VOLTAIC | SUN | 20 | 20 |  |  |  |  | 1 | 24 | 24 |  |  |  |  | 0.08 | 0.6 | 0.7 | 0.88 | 1.28 | 2.62 | 2.88 | 2.48 | 2.22 | 1.48 | 1.14 | 0.7 | N | North | FC
ALPSLR_1_SPSSLR |  |  | Alpaugh 50 LLC | CISO | CAISO System |  | Solar_Fixed | PHOTO VOLTAIC | SUN | 50 | 50 |  |  |  |  | 1 | 24 | 24 |  |  |  |  | 0.2 | 1.5 | 1.75 | 2.2 | 3.2 | 6.55 | 7.2 | 6.2 | 5.55 | 3.7 | 2.85 | 1.75 | N | North | FC
ALT6DN_2_WIND7 |  |  | Pinyon Pines 1 | CISO | CAISO System |  | Wind | WIND | WIND | 164.31 | 168 |  |  |  |  | 1 | 24 | 24 |  |  |  |  | 29.03 | 30.88 | 27.13 | 25.99 | 27.64 | 25.34 | 23.54 | 17.89 | 18.48 | 17.14 | 23.1 | 27.98 | N | South | FC
ALT6DS_2_WIND9 |  |  | Pinyon Pines 2 | CISO | CAISO System |  | Wind | WIND | WIND | 132 | 132 |  |  |  |  | 1 | 24 | 24 |  |  |  |  | 23.32 | 24.81 | 21.8 | 20.88 | 22.21 | 20.35 | 18.91 | 14.37 | 14.84 | 13.77 | 18.56 | 22.48 | N | South | FC
ALTA3A_2_CPCE4 |  |  | Alta Wind 4 | CISO | CAISO System |  | Wind | WIND | WIND | 102 | 102 |  |  |  |  | 1 | 24 | 24 |  |  |  |  | 18.02 | 19.17 | 16.84 | 16.14 | 17.16 | 15.73 | 14.61 | 11.1 | 11.47 | 10.64 | 14.34 | 17.37 | N | South | FC
ALTA3A_2_CPCE5 |  |  | Alta Wind 5 | CISO | CAISO System |  | Wind | WIND | WIND | 168 | 168 |  |  |  |  | 1 | 24 | 24 |  |  |  |  | 29.69 | 31.57 | 27.74 | 26.58 | 28.26 | 25.91 | 24.07 | 18.29 | 18.89 | 17.53 | 23.62 | 28.61 | N | South | FC
ALTA3A_2_CPCE8 |  |  | Alta Wind 8 | CISO | CAISO System |  | Wind | WIND | WIND | 150 | 150 |  |  |  |  | 1 | 24 | 24 |  |  |  |  | 26.51 | 28.19 | 24.77 | 23.73 | 25.23 | 23.13 | 21.49 | 16.33 | 16.87 | 15.65 | 21.09 | 25.55 | N | South | FC
ALTA4A_2_CPCW1 |  |  | Alta Wind 1 | CISO | CAISO System |  | Wind | WIND | WIND | 150 | 150 |  |  |  |  | 1 | 24 | 24 |  |  |  |  | 26.51 | 28.19 | 24.77 | 23.73 | 25.23 | 23.13 | 21.49 | 16.33 | 16.87 | 15.65 | 21.09 | 25.55 | N | South | FC
ALTA4B_2_CPCW2 |  |  | Alta Wind 2 | CISO | CAISO System |  | Wind | WIND | WIND | 150 | 150 |  |  |  |  | 1 | 24 | 24 |  |  |  |  | 26.51 | 28.19 | 24.77 | 23.73 | 25.23 | 23.13 | 21.49 | 16.33 | 16.87 | 15.65 | 21.09 | 25.55 | N | South | FC
ALTA4B_2_CPCW3 |  |  | Alta Wind 3 | CISO | CAISO System |  | Wind | WIND | WIND | 150 | 150 |  |  |  |  | 1 | 24 | 24 |  |  |  |  | 26.51 | 28.19 | 24.77 | 23.73 | 25.23 | 23.13 | 21.49 | 16.33 | 16.87 | 15.65 | 21.09 | 25.55 | N | South | FC
ALTA4B_2_CPCW6 |  |  | Mustang Hills | CISO | CAISO System |  | Wind | WIND | WIND | 150 | 150 |  |  |  |  | 1 | 24 | 24 |  |  |  |  | 26.51 | 28.19 | 24.77 | 23.73 | 25.23 | 23.13 | 21.49 | 16.33 | 16.87 | 15.65 | 21.09 | 25.55 | N | South | FC
ALTA6B_2_WIND11 |  |  | Alta Wind 11 | CISO | CAISO System |  | Wind | WIND | WIND | 88.15 | 90 |  |  |  |  | 1 | 24 | 24 |  |  |  |  | 15.58 | 16.57 | 14.56 | 13.95 | 14.83 | 13.59 | 12.63 | 9.6 | 9.91 | 9.2 | 12.39 | 15.01 | N | South | FC
ALTA6E_2_WIND10 |  |  | Alta Wind 10 | CISO | CAISO System |  | Wind | WIND | WIND | 134.84 | 138 |  |  |  |  | 1 | 24 | 24 |  |  |  |  | 23.83 | 25.34 | 22.27 | 21.33 | 22.68 | 20.79 | 19.32 | 14.68 | 15.16 | 14.07 | 18.96 | 22.96 | N | South | FC
ALTWD_2_AT3WD3 |  |  | Altech 3 | CISO | LA Basin | Eastern, Valley-Devers | Wind | WIND | WIND | 9.8 | 9.8 |  |  |  |  | 1 | 24 | 24 |  |  |  |  | 1.73 | 1.84 | 1.62 | 1.55 | 1.65 | 1.51 | 1.4 | 1.07 | 1.1 | 1.02 | 1.38 | 1.67 | N | South | FC
ALTWD_2_COAWD1 |  |  | Coachella 1 | CISO | LA Basin | Eastern, Valley-Devers | Wind | WIND | WIND | 50.4 | 50.4 |  |  |  |  | 1 | 24 | 24 |  |  |  |  | 8.91 | 9.47 | 8.32 | 7.97 | 8.48 | 7.77 | 7.22 | 5.49 | 5.67 | 5.26 | 7.09 | 8.58 | N | South | FC
ANAHM_2_CANYN1 |  |  | CANYON POWER PLANT UNIT 1 | CISO | LA Basin | Western | Peaker | COMBUSTION TURBINE | NATURAL GAS | 49.21 | 71.2 |  |  |  |  | 1 | 24 | 24 |  |  | 49.21 | 1 | 49.21 | 49.21 | 49.21 | 49.21 | 49.21 | 49.21 | 49.21 | 49.21 | 49.21 | 49.21 | 49.21 | 49.21 | Y | South | FC
ANAHM_2_CANYN2 |  |  | CANYON POWER PLANT UNIT 2 | CISO | LA Basin | Western | Peaker | COMBUSTION TURBINE | NATURAL GAS | 48.04 | 71.2 |  |  |  |  | 1 | 24 | 24 |  |  | 48.04 | 1 | 48.04 | 48.04 | 48.04 | 48.04 | 48.04 | 48.04 | 48.04 | 48.04 | 48.04 | 48.04 | 48.04 | 48.04 | Y | South | FC
ANAHM_2_CANYN3 |  |  | CANYON POWER PLANT UNIT 3 | CISO | LA Basin | Western | Peaker | COMBUSTION TURBINE | NATURAL GAS | 46.49 | 71.2 |  |  |  |  | 1 | 24 | 24 |  |  | 46.49 | 1 | 46.49 | 46.49 | 46.49 | 46.49 | 46.49 | 46.49 | 46.49 | 46.49 | 46.49 | 46.49 | 46.49 | 46.49 | Y | South | FC
ANAHM_2_CANYN4 |  |  | CANYON POWER PLANT UNIT 4 | CISO | LA Basin | Western | Peaker | COMBUSTION TURBINE | NATURAL GAS | 49.8 | 71.2 |  |  |  |  | 1 | 24 | 24 |  |  | 49.8 | 1 | 49.8 | 49.8 | 49.8 | 49.8 | 49.8 | 49.8 | 49.8 | 49.8 | 49.8 | 49.8 | 49.8 | 49.8 | Y | South | FC
ANTLPE_2_QF |  |  | ANTELOPE QFS | CISO | CAISO System |  | Wind | WIND | WIND | 4 | 4 |  |  |  |  | 1 | 24 | 24 |  |  |  |  | 0.71 | 0.75 | 0.66 | 0.63 | 0.67 | 0.62 | 0.57 | 0.44 | 0.45 | 0.42 | 0.56 | 0.68 | N | South | FC
APLHIL_1_SFKHY1 |  |  | South Fork Powerhouse | CISO | Sierra | South of Rio Oso, South of Palermo | Hydro | HYDRO | WATER | 2.68 | 2.7 |  |  |  |  | 1 | 24 | 24 |  |  |  |  | 0 | 0 | 0 | 0 | 0 | 0 | 0 | 0 | 0 | 0 | 0 | 0 | Y | North | EO
AQUAWS_2_AQWSR1 |  |  | Aquamarine Westside | CISO | CAISO System |  | Solar_1Axis | PHOTO VOLTAIC | SUN | 250 | 0 |  |  |  |  | 1 | 24 | 24 |  |  |  |  | 1 | 7.5 | 8.75 | 11 | 16 | 32.75 | 36 | 31 | 27.75 | 18.5 | 14.25 | 8.75 | N | North | ID | 100% | C8 - Waiting for Re-conductor Quinto Switching Station-Los Banos 230 kV Line, QC8RAS-08 RAS and possibly other
ARBWD_6_QF |  |  | Wind Resource II | CISO | CAISO System |  | Wind | WIND | WIND | 19.95 | 21.8 |  |  |  |  | 1 | 24 | 24 |  |  |  |  | 3.53 | 3.75 | 3.29 | 3.16 | 3.36 | 3.08 | 2.86 | 2.17 | 2.24 | 2.08 | 2.8 | 3.4 | N | South | FC
ARCOGN_2_UNITS |  |  | WATSON COGENERATION | CISO | LA Basin | Western | CHP | COMBINED CYCLE | NATURAL GAS | 305 | 416.6 |  |  |  |  | 1 | 24 | 24 |  |  |  |  | 305 | 305 | 305 | 305 | 305 | 305 | 305 | 305 | 305 | 305 | 305 | 305 | Y | South | FC
ARLNTN_2_AR1SR1 |  | SUNCAT_2_A2ABT2 | Arlington | CISO | CAISO System |  | Paired_Solar_1Axis | PHOTO VOLTAIC | SUN | 100 | 100 |  |  |  |  | 1 | 24 | 24 | 144.31 |  |  |  | 0 | 0.15 | 0.73 | 2.53 | 4.6 | 11.36 | 12.31 | 8.89 | 4.98 | 1.6 | 0 | 0 | N | South | ID | 100% | Colocated with SUNCAT_2_A2ABT2
ARLNTN_2_ASUSR1 |  |  | Arlington Solar Unit 1 | CISO | CAISO System |  | Solar_1Axis | PHOTO VOLTAIC | SUN | 131 | 131 |  |  |  |  | 1 | 24 | 24 |  |  |  |  | 0.52 | 3.93 | 4.59 | 5.76 | 8.38 | 17.16 | 18.86 | 16.24 | 14.54 | 9.69 | 7.47 | 4.59 | N | South | ID | 100% | C8 - Waiting for West of Colorado River cRAS.
ARVINN_6_ORION1 |  |  | Orion 1 Solar | CISO | CAISO System |  | Solar_Fixed | PHOTO VOLTAIC | SUN | 12 | 12 |  |  |  |  | 1 | 24 | 24 |  |  |  |  | 0.05 | 0.36 | 0.42 | 0.53 | 0.77 | 1.57 | 1.73 | 1.49 | 1.33 | 0.89 | 0.68 | 0.42 | N | North | FC
ARVINN_6_ORION2 |  |  | Orion 2 Solar | CISO | CAISO System |  | Solar_1Axis | PHOTO VOLTAIC | SUN | 8 | 8 |  |  |  |  | 1 | 24 | 24 |  |  |  |  | 0.03 | 0.24 | 0.28 | 0.35 | 0.51 | 1.05 | 1.15 | 0.99 | 0.89 | 0.59 | 0.46 | 0.28 | N | North | FC
ASTORA_2_SOLAR1 |  |  | Astoria 1 | CISO | CAISO System |  | Solar_1Axis | PHOTO VOLTAIC | SUN | 100 | 100 |  |  |  |  | 1 | 24 | 24 |  |  |  |  | 0.4 | 3 | 3.5 | 4.4 | 6.4 | 13.1 | 14.4 | 12.4 | 11.1 | 7.4 | 5.7 | 3.5 | N | South | FC
ASTORA_2_SOLAR2 |  |  | Astoria 2 | CISO | CAISO System |  | Solar_1Axis | PHOTO VOLTAIC | SUN | 75 | 75 |  |  |  |  | 1 | 24 | 24 |  |  |  |  | 0.3 | 2.25 | 2.63 | 3.3 | 4.8 | 9.83 | 10.8 | 9.3 | 8.33 | 5.55 | 4.28 | 2.63 | N | South | FC
ATHOS_5_AP1X2 |  |  | Athos Power Plant | CISO | CAISO System |  | Solar_1Axis | PHOTO VOLTAIC | SUN | 250 | 0 |  |  |  |  | 1 | 24 | 24 |  |  |  |  | 1 | 7.5 | 8.75 | 11 | 16 | 32.75 | 36 | 31 | 27.75 | 18.5 | 14.25 | 8.75 | N | South | FC
ATHOS_5_AP2X2 |  |  | Athos Power Plant 2 | CISO | CAISO System |  | Solar_1Axis | PHOTO VOLTAIC | SUN | 200 | 0 |  |  |  |  | 1 | 24 | 24 |  |  |  |  | 0.8 | 6 | 7 | 8.8 | 12.8 | 26.2 | 28.8 | 24.8 | 22.2 | 14.8 | 11.4 | 7 | N | South | FC
ATWEL2_1_SOLAR1 |  |  | Atwell West | CISO | CAISO System |  | Solar_1Axis | PHOTO VOLTAIC | SUN | 20 | 20 |  |  |  |  | 1 | 24 | 24 |  |  |  |  | 0.08 | 0.6 | 0.7 | 0.88 | 1.28 | 2.62 | 2.88 | 2.48 | 2.22 | 1.48 | 1.14 | 0.7 | N | North | FC
ATWELL_1_SOLAR |  |  | Atwell Island PV Solar Generating Faci. | CISO | CAISO System |  | Solar_Fixed | PHOTO VOLTAIC | SUN | 20 | 20 |  |  |  |  | 1 | 24 | 24 |  |  |  |  | 0.08 | 0.6 | 0.7 | 0.88 | 1.28 | 2.62 | 2.88 | 2.48 | 2.22 | 1.48 | 1.14 | 0.7 | N | North | FC
AVENAL_6_AVPARK |  |  | Avenal Park Solar Project | CISO | Fresno | Coalinga | Solar_Fixed | PHOTO VOLTAIC | SUN | 6 | 6 |  |  |  |  | 1 | 24 | 24 |  |  |  |  | 0.02 | 0.18 | 0.21 | 0.26 | 0.38 | 0.79 | 0.86 | 0.74 | 0.67 | 0.44 | 0.34 | 0.21 | N | North | ID | 100% | 18DGD Waiting for Reconductor Los Banos-Padre Flat-Panoche 230 kV, Gates #13 500/230 kV and possibly other
AVENAL_6_AVSLR1 |  |  | Avenal Solar 1 | CISO | Fresno | Coalinga | Solar_1Axis | PHOTO VOLTAIC | SUN | 7.9 | 7.9 |  |  |  |  | 1 | 24 | 24 |  |  |  |  | 0 | 0 | 0 | 0 | 0 | 0 | 0 | 0 | 0 | 0 | 0 | 0 | N | North | EO
AVENAL_6_AVSLR2 |  |  | Avenal Solar 2 | CISO | Fresno | Coalinga | Solar_1Axis | PHOTO VOLTAIC | SUN | 7.9 | 7.9 |  |  |  |  | 1 | 24 | 24 |  |  |  |  | 0 | 0 | 0 | 0 | 0 | 0 | 0 | 0 | 0 | 0 | 0 | 0 | N | North | EO
AVENAL_6_SANDDG |  |  | Sand Drag Solar Project | CISO | Fresno | Coalinga | Solar_Fixed | PHOTO VOLTAIC | SUN | 19 | 19 |  |  |  |  | 1 | 24 | 24 |  |  |  |  | 0.07 | 0.48 | 0.56 | 0.7 | 1.02 | 2.07 | 2.28 | 1.96 | 1.76 | 1.18 | 0.9 | 0.56 | N | South | ID | 83.58% | 18DGD (83.58% or 15.88 MW of 19 MW) Waiting for Reconductor Los Banos-Padre Flat-Panoche 230 kV, Gates #13 500/230 kV and possibly other
AVENAL_6_SUNCTY |  |  | Sun City Solar Project | CISO | Fresno | Coalinga | Solar_Fixed | PHOTO VOLTAIC | SUN | 20 | 20 |  |  |  |  | 1 | 24 | 24 |  |  |  |  | 0.08 | 0.6 | 0.7 | 0.88 | 1.28 | 2.62 | 2.88 | 2.48 | 2.22 | 1.48 | 1.14 | 0.7 | N | North | ID | 100% | 18DGD Waiting for Reconductor Los Banos-Padre Flat-Panoche 230 kV, Gates #13 500/230 kV and possibly other
AVSOLR_2_SOLAR |  |  | AV SOLAR RANCH 1 | CISO | CAISO System |  | Solar_Fixed | PHOTO VOLTAIC | SUN | 241.5 | 250 |  |  |  |  | 1 | 24 | 24 |  |  |  |  | 0.97 | 7.25 | 8.45 | 10.63 | 15.46 | 31.64 | 34.78 | 29.95 | 26.81 | 17.87 | 13.77 | 8.45 | N | South | FC
BAHIA_2_LKHSR1 |  |  | Lake Herman Solar | CISO | CAISO System |  | Solar_1Axis | PHOTO VOLTAIC | SUN | 5 | 5 |  |  |  |  | 1 | 24 | 24 |  |  |  |  | 0 | 0 | 0 | 0 | 0 | 0 | 0 | 0 | 0 | 0 | 0 | 0 | N | North | EO
BALCHS_7_UNIT 1 |  |  | BALCH 1 PH UNIT 1 | CISO | Fresno | Herndon | Hydro | HYDRO | WATER | 31 | 34 |  |  |  |  | 1 | 24 | 24 |  |  | 31 | 1 | 24.8 | 24.8 | 24.8 | 24.8 | 24.8 | 24.8 | 31 | 31 | 31 | 28.2 | 26.16 | 24.8 | Y | North | FC
BALCHS_7_UNIT 2 |  |  | BALCH 2 PH UNIT 2 | CISO | Fresno | Herndon | Hydro | HYDRO | WATER | 52.5 | 52.5 |  |  |  |  | 1 | 24 | 24 |  |  | 52.5 | 1 | 42 | 52.5 | 43.6 | 52.5 | 52.5 | 52.5 | 52.5 | 52.5 | 52.5 | 52.5 | 52.5 | 52.5 | Y | North | FC
BALCHS_7_UNIT 3 |  |  | BALCH 2 PH UNIT 3 | CISO | Fresno | Herndon | Hydro | HYDRO | WATER | 54.6 | 54.6 |  |  |  |  | 1 | 24 | 24 |  |  | 54.18 | 1 | 42 | 0 | 0.4 | 43.68 | 43.68 | 54.18 | 54.18 | 54.18 | 54.18 | 54.18 | 54.18 | 43.68 | Y | North | FC
BANKPP_2_NSPIN |  |  | BANKPP_2_NSPIN | CISO | Bay Area | Contra Costa | Pump | PUMP | WATER | 270 | 270 |  |  |  |  | 1 | 24 | 24 |  |  |  |  | 127 | 127 | 127 | 127 | 127 | 127 | 127 | 127 | 127 | 127 | 127 | 127 | Y | North | FC
BARRE_2_QF |  |  | BARRE QFS | CISO | LA Basin | Western | CHP | OTHER | OTHER | 0.2 | 0.2 |  |  |  |  | 1 | 24 | 24 |  |  |  |  | 0 | 0 | 0.01 | 0.01 | 0 | 0 | 0 | 0 | 0 | 0 | 0 | 0 | N | South | FC
BARRE_6_PEAKER |  |  | Barre Peaker | CISO | LA Basin | Western | Peaker | COMBUSTION TURBINE | NATURAL GAS | 49 | 49.8 |  |  | 449.18 |  | 1 | 24 | 9.1669 |  |  | 49 | 1 | 49 | 49 | 49 | 49 | 49 | 49 | 49 | 49 | 49 | 49 | 49 | 49 | Y | South | FC
BASICE_2_UNITS |  |  | King City Cogen | CISO | CAISO System |  | Peaker | COMBINED CYCLE | NATURAL GAS | 120 | 120 |  |  |  |  | 1 | 24 | 24 |  |  | 30 | 1 | 120 | 120 | 120 | 120 | 120 | 120 | 120 | 120 | 120 | 120 | 120 | 120 | Y | North | FC
BDGRCK_1_UNITS |  |  | BADGER CREEK LIMITED | CISO | Kern | South Kern PP | Peaker | COMBUSTION TURBINE | NATURAL GAS | 48.08 | 55.3 |  |  |  |  | 1 | 24 | 24 |  |  | 48.08 | 1 | 48.08 | 48.08 | 48.08 | 48.08 | 48.08 | 48.08 | 48.08 | 48.08 | 48.08 | 48.08 | 48.08 | 48.08 | Y | North | FC
BEARDS_7_UNIT 1 |  |  | Beardsley Hydro | CISO | Stockton | Tesla-Bellota, Stanislaus | Hydro | HYDRO | WATER | 11.5 | 11.5 |  |  |  |  | 1 | 24 | 24 |  |  | 0 | 1 | 4.5 | 0.96 | 1.6 | 4.1 | 5 | 5.5 | 5.1 | 4.8 | 0.8 | 0.8 | 6.2 | 7.48 | Y | North | FC
BEARMT_1_UNIT |  |  | Bear Mountain Limited | CISO | Kern | South Kern PP, Westpark | Peaker | COMBUSTION TURBINE | NATURAL GAS | 49.21 | 49.21 |  |  |  |  | 1 | 24 | 24 |  |  | 49.21 | 1 | 49.21 | 49.21 | 49.21 | 49.21 | 49.21 | 49.21 | 49.21 | 49.21 | 49.21 | 49.21 | 49.21 | 49.21 | Y | North | FC
BELDEN_7_UNIT 1 |  |  | BELDEN HYDRO | CISO | Sierra | South of Palermo | Hydro | HYDRO | WATER | 119 | 119 |  |  |  |  | 1 | 24 | 24 |  |  | 0 | 1 | 40 | 1.6 | 0 | 0 | 1.6 | 30.4 | 82.94 | 88 | 80.8 | 60 | 1.6 | 1.6 | Y | North | FC |  | Behind Rio Oso 230-115 kV constraint - Any future NQC increase request may result in minimum 81% FCDS
BGSKYN_2_AS2SR1 |  | BIGSKY_2_SOLAR1, BIGSKY_2_SOLAR2, BIGSKY_2_SOLAR3, BIGSKY_2_SOLAR4, BIGSKY_2_SOLAR5, BIGSKY_2_SOLAR6, BIGSKY_2_SOLAR7, BGSKYN_2_ASSR1B, BGSKYN_2_ASSR3A, BGSKYN_2_ASSR3B, BGSKYN_2_ASPSR2, BIGSKY_2_BSKSR6, BIGSKY_2_BSKSR7, BIGSKY_2_BSKSR8, BGSKYN_2_BS3SR3, BIGSKY_2_AS2BT1 | Antelope Solar 2 | CISO | Big Creek-Ventura |  | Paired_Solar_1Axis | PHOTO VOLTAIC | SUN | 105 | 105 |  |  |  |  | 1 | 24 | 24 | 1792.24 |  |  |  | 0.34 | 2.68 | 3.18 | 4.12 | 6.04 | 12.46 | 13.66 | 11.67 | 10.25 | 6.71 | 4.92 | 2.79 | N | South | ID | 100% | Waiting for Tehachapi CRAS, co-located
BGSKYN_2_ASPSR2 |  | BIGSKY_2_SOLAR1, BIGSKY_2_SOLAR2, BIGSKY_2_SOLAR3, BIGSKY_2_SOLAR4, BIGSKY_2_SOLAR5, BIGSKY_2_SOLAR6, BIGSKY_2_SOLAR7, BGSKYN_2_ASSR1B, BGSKYN_2_AS2SR1, BGSKYN_2_ASSR3A, BGSKYN_2_ASSR3B, BIGSKY_2_BSKSR6, BIGSKY_2_BSKSR7, BIGSKY_2_BSKSR8, BGSKYN_2_BS3SR3, BIGSKY_2_AS2BT1 | Antelope Solar 2 San Pablo | CISO | Big Creek-Ventura |  | Paired_Solar_1Axis | PHOTO VOLTAIC | SUN | 100 | 100 |  |  |  |  | 1 | 24 | 24 | 1792.24 |  |  |  | 0.32 | 2.55 | 3.03 | 3.93 | 5.76 | 11.86 | 13.01 | 11.12 | 9.76 | 6.39 | 4.69 | 2.66 | N | South | ID | 100% | Waiting for Tehachapi CRAS, co-located
BGSKYN_2_ASSR1B |  | BIGSKY_2_SOLAR1, BIGSKY_2_SOLAR2, BIGSKY_2_SOLAR3, BIGSKY_2_SOLAR4, BIGSKY_2_SOLAR5, BIGSKY_2_SOLAR6, BIGSKY_2_SOLAR7, BGSKYN_2_AS2SR2, BGSKYN_2_AS2SR1, BGSKYN_2_ASSR3A, BGSKYN_2_ASSR3B, BIGSKY_2_BSKSR6, BIGSKY_2_BSKSR7, BIGSKY_2_BSKSR8, BGSKYN_2_BS3SR3, BIGSKY_2_AS2BT1 | Antelope Solar 1B | CISO | Big Creek-Ventura |  | Paired_Solar_1Axis | PHOTO VOLTAIC | SUN | 17 | 17 |  |  |  |  | 1 | 24 | 24 | 1792.24 |  |  |  | 0.05 | 0.43 | 0.51 | 0.67 | 0.98 | 2.02 | 2.21 | 1.89 | 1.66 | 1.09 | 0.8 | 0.45 | N | South | ID | 100% | Waiting for Tehachapi CRAS, co-located
BGSKYN_2_ASSR3A |  | BIGSKY_2_SOLAR1, BIGSKY_2_SOLAR2, BIGSKY_2_SOLAR3, BIGSKY_2_SOLAR4, BIGSKY_2_SOLAR5, BIGSKY_2_SOLAR6, BIGSKY_2_SOLAR7, BGSKYN_2_ASSR1B, BGSKYN_2_AS2SR1, BGSKYN_2_ASSR3B, BGSKYN_2_ASPSR2, BIGSKY_2_BSKSR6, BIGSKY_2_BSKSR7, BIGSKY_2_BSKSR8, BGSKYN_2_BS3SR3, BIGSKY_2_AS2BT1 | Antelope Solar 3A | CISO | Big Creek-Ventura |  | Paired_Solar_1Axis | PHOTO VOLTAIC | SUN | 15 | 15 |  |  |  |  | 1 | 24 | 24 | 1792.24 |  |  |  | 0.05 | 0.38 | 0.45 | 0.59 | 0.86 | 1.78 | 1.95 | 1.67 | 1.46 | 0.96 | 0.7 | 0.4 | N | South | ID | 100% | Waiting for Tehachapi CRAS, co-located
BGSKYN_2_ASSR3B |  | BIGSKY_2_SOLAR1, BIGSKY_2_SOLAR2, BIGSKY_2_SOLAR3, BIGSKY_2_SOLAR4, BIGSKY_2_SOLAR5, BIGSKY_2_SOLAR6, BIGSKY_2_SOLAR7, BGSKYN_2_ASSR1B, BGSKYN_2_AS2SR1, BGSKYN_2_ASSR3A, BGSKYN_2_ASPSR2, BIGSKY_2_BSKSR6, BIGSKY_2_BSKSR7, BIGSKY_2_BSKSR8, BGSKYN_2_BS3SR3, BIGSKY_2_AS2BT1 | Antelope Solar 3B | CISO | Big Creek-Ventura |  | Paired_Solar_1Axis | PHOTO VOLTAIC | SUN | 5 | 5 |  |  |  |  | 1 | 24 | 24 | 1792.24 |  |  |  | 0.02 | 0.13 | 0.15 | 0.2 | 0.29 | 0.59 | 0.65 | 0.56 | 0.49 | 0.32 | 0.23 | 0.13 | N | South | ID | 100% | Waiting for Tehachapi CRAS, co-located
BGSKYN_2_BS3SR3 |  | BIGSKY_2_SOLAR1, BIGSKY_2_SOLAR2, BIGSKY_2_SOLAR3, BIGSKY_2_SOLAR4, BIGSKY_2_SOLAR5, BIGSKY_2_SOLAR6, BIGSKY_2_SOLAR7, BGSKYN_2_ASSR1B, BGSKYN_2_AS2SR1, BGSKYN_2_ASSR3A, BGSKYN_2_ASSR3B, BGSKYN_2_ASPSR2, BIGSKY_2_BSKSR6, BIGSKY_2_BSKSR7, BIGSKY_2_BSKSR8, BIGSKY_2_AS2BT1 | Big Sky Solar 3 | CISO | Big Creek-Ventura |  | Paired_Solar_1Axis | PHOTO VOLTAIC | SUN | 20 | 20 |  |  |  |  | 1 | 24 | 24 | 1792.24 |  |  |  | 0.06 | 0.51 | 0.61 | 0.79 | 1.15 | 2.37 | 2.6 | 2.22 | 1.95 | 1.28 | 0.94 | 0.53 | N | South | FC |  | co-located
BIGCRK_2_EXESWD |  |  | BIG CREEK HYDRO PROJECT PSP | CISO | Big Creek-Ventura | Rector, Vestal | Hydro | HYDRO | WATER | 820 | 0 |  |  |  |  | 1 | 24 | 24 |  |  | 700 | 1 | 467.32 | 472.28 | 444.6 | 570 | 632.2 | 732.04 | 702.52 | 700 | 700 | 412.6 | 407.32 | 374.28 | Y | South | FC
BIGCRK_7_DAM7 |  |  | DAM 7 AT BIG CREEK (FISHWATER GEN) | CISO | Big Creek-Ventura | Rector, Vestal | Hydro | HYDRO | WATER | 0.3 | 0.3 |  |  |  |  | 1 | 24 | 24 |  |  |  |  | 0 | 0 | 0 | 0 | 0 | 0 | 0 | 0 | 0 | 0 | 0 | 0 | N | South | EO
BIGCRK_7_MAMRES |  |  | MAMMOTH POOL RESERVOIR (FISHWATER | CISO | Big Creek-Ventura | Rector, Vestal | Hydro | HYDRO | WATER | 1.25 | 1.3 |  |  |  |  | 1 | 24 | 24 |  |  |  |  | 0 | 0 | 0 | 0 | 0 | 0 | 0 | 0 | 0 | 0 | 0 | 0 | N | South | EO
BIGSKY_2_AS2BT1 |  | BIGSKY_2_SOLAR1, BIGSKY_2_SOLAR2, BIGSKY_2_SOLAR3, BIGSKY_2_SOLAR4, BIGSKY_2_SOLAR5, BIGSKY_2_SOLAR6, BIGSKY_2_SOLAR7, BGSKYN_2_ASSR1B, BGSKYN_2_AS2SR1, BGSKYN_2_ASSR3A, BGSKYN_2_ASSR3B, BGSKYN_2_ASPSR2, BIGSKY_2_BSKSR6, BIGSKY_2_BSKSR7, BIGSKY_2_BSKSR8, BGSKYN_2_BS3SR3 | Antelope Solar 2 LAB | CISO | Big Creek-Ventura |  | Paired_BattStorage | OTHER | LESR | 127 | 127 | .8 | 508 | 508 | 1 | 1 | 24 | 4 | 1792.24 | N | 254 | 2 | 127 | 127 | 127 | 127 | 127 | 127 | 127 | 127 | 127 | 127 | 127 | 127 | Y | South | ID | 100% | Waiting for Tehachapi CRAS, co-located
BIGSKY_2_ASLBT2 |  |  | Antelope Solar 2 Luna | CISO | Big Creek-Ventura |  | Battery Storage | OTHER | LESR | 100 | 100 | .8 | 400 | 400 | 1 | 1 | 24 | 4 |  |  | 200 | 2 | 100 | 100 | 100 | 100 | 100 | 100 | 100 | 100 | 100 | 100 | 100 | 100 | Y | South | ID | 100% | Waiting for Tehachapi CRAS
BIGSKY_2_BSKSR6 |  | BIGSKY_2_SOLAR1, BIGSKY_2_SOLAR2, BIGSKY_2_SOLAR3, BIGSKY_2_SOLAR4, BIGSKY_2_SOLAR5, BIGSKY_2_SOLAR6, BIGSKY_2_SOLAR7, BGSKYN_2_ASSR1B, BGSKYN_2_AS2SR1, BGSKYN_2_ASSR3A, BGSKYN_2_ASSR3B, BGSKYN_2_ASPSR2,BIGSKY_2_BSKSR7, BIGSKY_2_BSKSR8, BGSKYN_2_BS3SR3, BIGSKY_2_AS2BT1 | Big Sky Solar 6 | CISO | Big Creek-Ventura |  | Paired_Solar_1Axis | PHOTO VOLTAIC | SUN | 20 | 20 |  |  |  |  | 1 | 24 | 24 | 1792.24 |  |  |  | 0.06 | 0.51 | 0.61 | 0.79 | 1.15 | 2.37 | 2.6 | 2.22 | 1.95 | 1.28 | 0.94 | 0.53 | N | South | FC |  | co-located
BIGSKY_2_BSKSR7 |  | BIGSKY_2_SOLAR1, BIGSKY_2_SOLAR2, BIGSKY_2_SOLAR3, BIGSKY_2_SOLAR4, BIGSKY_2_SOLAR5, BIGSKY_2_SOLAR6, BIGSKY_2_SOLAR7, BGSKYN_2_ASSR1B, BGSKYN_2_AS2SR1, BGSKYN_2_ASSR3A, BGSKYN_2_ASSR3B, BGSKYN_2_ASPSR2, BIGSKY_2_BSKSR6, BIGSKY_2_BSKSR8, BGSKYN_2_BS3SR3, BIGSKY_2_AS2BT1 | Big Sky Solar 7 | CISO | Big Creek-Ventura |  | Paired_Solar_1Axis | PHOTO VOLTAIC | SUN | 20 | 20 |  |  |  |  | 1 | 24 | 24 | 1792.24 |  |  |  | 0.06 | 0.51 | 0.61 | 0.79 | 1.15 | 2.37 | 2.6 | 2.22 | 1.95 | 1.28 | 0.94 | 0.53 | N | South | FC |  | co-located
BIGSKY_2_BSKSR8 |  | BIGSKY_2_SOLAR1, BIGSKY_2_SOLAR2, BIGSKY_2_SOLAR3, BIGSKY_2_SOLAR4, BIGSKY_2_SOLAR5, BIGSKY_2_SOLAR6, BIGSKY_2_SOLAR7, BGSKYN_2_ASSR1B, BGSKYN_2_AS2SR1, BGSKYN_2_ASSR3A, BGSKYN_2_ASSR3B, BGSKYN_2_ASPSR2, BIGSKY_2_BSKSR6, BIGSKY_2_BSKSR7, BGSKYN_2_BS3SR3, BIGSKY_2_AS2BT1 | Big Sky Solar 8 | CISO | Big Creek-Ventura |  | Paired_Solar_1Axis | PHOTO VOLTAIC | SUN | 20 | 20 |  |  |  |  | 1 | 24 | 24 | 1792.24 |  |  |  | 0.06 | 0.51 | 0.61 | 0.79 | 1.15 | 2.37 | 2.6 | 2.22 | 1.95 | 1.28 | 0.94 | 0.53 | N | South | FC |  | co-located
BIGSKY_2_SOLAR1 |  | BIGSKY_2_SOLAR2, BIGSKY_2_SOLAR3, BIGSKY_2_SOLAR4, BIGSKY_2_SOLAR5, BIGSKY_2_SOLAR6, BIGSKY_2_SOLAR7, BGSKYN_2_ASSR1B, BGSKYN_2_AS2SR1, BGSKYN_2_ASSR3A, BGSKYN_2_ASSR3B, BGSKYN_2_ASPSR2, BIGSKY_2_BSKSR6, BIGSKY_2_BSKSR7, BIGSKY_2_BSKSR8, BGSKYN_2_BS3SR3, BIGSKY_2_AS2BT1 | Antelope Big Sky Ranch | CISO | Big Creek-Ventura |  | Paired_Solar_1Axis | PHOTO VOLTAIC | SUN | 20 | 20 |  |  |  |  | 1 | 24 | 24 | 1792.24 |  |  |  | 0.06 | 0.51 | 0.61 | 0.79 | 1.15 | 2.37 | 2.6 | 2.22 | 1.95 | 1.28 | 0.94 | 0.53 | N | South | FC |  | co-located
BIGSKY_2_SOLAR2 |  | BIGSKY_2_SOLAR1, BIGSKY_2_SOLAR3, BIGSKY_2_SOLAR4, BIGSKY_2_SOLAR5, BIGSKY_2_SOLAR6, BIGSKY_2_SOLAR7, BGSKYN_2_ASSR1B, BGSKYN_2_AS2SR1, BGSKYN_2_ASSR3A, BGSKYN_2_ASSR3B, BGSKYN_2_ASPSR2, BIGSKY_2_BSKSR6, BIGSKY_2_BSKSR7, BIGSKY_2_BSKSR8, BGSKYN_2_BS3SR3, BIGSKY_2_AS2BT1 | Big Sky Solar 4 | CISO | Big Creek-Ventura |  | Paired_Solar_1Axis | PHOTO VOLTAIC | SUN | 40 | 40 |  |  |  |  | 1 | 24 | 24 | 1792.24 |  |  |  | 0.13 | 1.02 | 1.21 | 1.57 | 2.3 | 4.75 | 5.2 | 4.45 | 3.9 | 2.56 | 1.88 | 1.06 | N | South | FC |  | co-located
BIGSKY_2_SOLAR3 |  | BIGSKY_2_SOLAR1, BIGSKY_2_SOLAR2,BIGSKY_2_SOLAR4, BIGSKY_2_SOLAR5, BIGSKY_2_SOLAR6, BIGSKY_2_SOLAR7, BGSKYN_2_ASSR1B, BGSKYN_2_AS2SR1, BGSKYN_2_ASSR3A, BGSKYN_2_ASSR3B, BGSKYN_2_ASPSR2, BIGSKY_2_BSKSR6, BIGSKY_2_BSKSR7, BIGSKY_2_BSKSR8, BGSKYN_2_BS3SR3, BIGSKY_2_AS2BT1 | Big Sky Summer | CISO | Big Creek-Ventura |  | Paired_Solar_1Axis | PHOTO VOLTAIC | SUN | 20 | 20 |  |  |  |  | 1 | 24 | 24 | 1792.24 |  |  |  | 0.06 | 0.51 | 0.61 | 0.79 | 1.15 | 2.37 | 2.6 | 2.22 | 1.95 | 1.28 | 0.94 | 0.53 | N | South | FC |  | co-located
BIGSKY_2_SOLAR4 |  | BIGSKY_2_SOLAR1, BIGSKY_2_SOLAR2, BIGSKY_2_SOLAR3, BIGSKY_2_SOLAR5, BIGSKY_2_SOLAR6, BIGSKY_2_SOLAR7, BGSKYN_2_ASSR1B, BGSKYN_2_AS2SR1, BGSKYN_2_ASSR3A, BGSKYN_2_ASSR3B, BGSKYN_2_ASPSR2, BIGSKY_2_BSKSR6, BIGSKY_2_BSKSR7, BIGSKY_2_BSKSR8, BGSKYN_2_BS3SR3, BIGSKY_2_AS2BT1 | Western Antelope Blue Sky Ranch B | CISO | Big Creek-Ventura |  | Paired_Solar_1Axis | PHOTO VOLTAIC | SUN | 20 | 20 |  |  |  |  | 1 | 24 | 24 | 1792.24 |  |  |  | 0.06 | 0.51 | 0.61 | 0.79 | 1.15 | 2.37 | 2.6 | 2.22 | 1.95 | 1.28 | 0.94 | 0.53 | N | South | FC |  | co-located
BIGSKY_2_SOLAR5 |  | BIGSKY_2_SOLAR1, BIGSKY_2_SOLAR2, BIGSKY_2_SOLAR3, BIGSKY_2_SOLAR4, BIGSKY_2_SOLAR6, BIGSKY_2_SOLAR7, BGSKYN_2_ASSR1B, BGSKYN_2_AS2SR1, BGSKYN_2_ASSR3A, BGSKYN_2_ASSR3B, BGSKYN_2_ASPSR2, BIGSKY_2_BSKSR6, BIGSKY_2_BSKSR7, BIGSKY_2_BSKSR8, BGSKYN_2_BS3SR3, BIGSKY_2_AS2BT1 | Big Sky Solar 2 | CISO | Big Creek-Ventura |  | Paired_Solar_1Axis | PHOTO VOLTAIC | SUN | 5 | 5 |  |  |  |  | 1 | 24 | 24 | 1792.24 |  |  |  | 0.02 | 0.13 | 0.15 | 0.2 | 0.29 | 0.59 | 0.65 | 0.56 | 0.49 | 0.32 | 0.23 | 0.13 | N | South | FC |  | co-located
BIGSKY_2_SOLAR6 |  | BIGSKY_2_SOLAR1, BIGSKY_2_SOLAR2, BIGSKY_2_SOLAR3, BIGSKY_2_SOLAR4, BIGSKY_2_SOLAR5, BIGSKY_2_SOLAR7, BGSKYN_2_ASSR1B, BGSKYN_2_AS2SR1, BGSKYN_2_ASSR3A, BGSKYN_2_ASSR3B, BGSKYN_2_ASPSR2, BIGSKY_2_BSKSR6, BIGSKY_2_BSKSR7, BIGSKY_2_BSKSR8, BGSKYN_2_BS3SR3, BIGSKY_2_AS2BT1 | Solverde 1 | CISO | Big Creek-Ventura |  | Paired_Solar_1Axis | PHOTO VOLTAIC | SUN | 85 | 85 |  |  |  |  | 1 | 24 | 24 | 1792.24 |  |  |  | 0.27 | 2.17 | 2.57 | 3.34 | 4.89 | 10.09 | 11.06 | 9.45 | 8.3 | 5.43 | 3.99 | 2.26 | N | South | FC |  | co-located
BIGSKY_2_SOLAR7 |  | BIGSKY_2_SOLAR1, BIGSKY_2_SOLAR2, BIGSKY_2_SOLAR3, BIGSKY_2_SOLAR4, BIGSKY_2_SOLAR5, BIGSKY_2_SOLAR6, BGSKYN_2_ASSR1B, BGSKYN_2_AS2SR1, BGSKYN_2_ASSR3A, BGSKYN_2_ASSR3B, BGSKYN_2_ASPSR2, BIGSKY_2_BSKSR6, BIGSKY_2_BSKSR7, BIGSKY_2_BSKSR8, BGSKYN_2_BS3SR3, BIGSKY_2_AS2BT1 | Big Sky Solar 1 | CISO | Big Creek-Ventura |  | Paired_Solar_1Axis | PHOTO VOLTAIC | SUN | 50 | 50 |  |  |  |  | 1 | 24 | 24 | 1792.24 |  |  |  | 0.16 | 1.28 | 1.51 | 1.96 | 2.88 | 5.93 | 6.51 | 5.56 | 4.88 | 3.2 | 2.34 | 1.33 | N | South | FC |  | co-located
BIOMAS_1_UNIT 1 |  |  | WOODLAND BIOMASS | CISO | Sierra | Drum-Rio Oso, South of Palermo | Biomass | STEAM | BIOMASS | 25.5 | 28.8 |  |  |  |  | 1 | 24 | 24 |  |  |  |  | 15.64 | 15.55 | 7.99 | 7.79 | 8 | 8.27 | 8.16 | 7.88 | 15.1 | 7.75 | 11.97 | 15.52 | N | North | FC
BISHOP_1_ALAMO |  |  | BISHOP CREEK PLANT 2 AND 6 | CISO | CAISO System |  | Hydro | HYDRO | WATER | 13.4 | 13.4 |  |  |  |  | 1 | 24 | 24 |  |  |  |  | 3.71 | 3.51 | 4.66 | 6.84 | 9.65 | 9.59 | 8.63 | 8 | 5.55 | 4.41 | 3.3 | 2.87 | N | South | FC
BISHOP_1_UNITS |  |  | BISHOP CREEK PLANT 3 AND 4 | CISO | CAISO System |  | Hydro | HYDRO | WATER | 15.8 | 15.8 |  |  |  |  | 1 | 24 | 24 |  |  |  |  | 5.76 | 4.79 | 2.68 | 8.96 | 13.02 | 13.39 | 11.45 | 10.9 | 7.52 | 6.42 | 5.59 | 5.53 | N | South | FC
BKRFLD_2_SOLAR1 |  |  | Bakersfield 111 | CISO | Kern | South Kern PP | Solar_1Axis | PHOTO VOLTAIC | SUN | 1.38 | 1.4 |  |  |  |  | 1 | 24 | 24 |  |  |  |  | 0.01 | 0.04 | 0.05 | 0.06 | 0.09 | 0.18 | 0.2 | 0.17 | 0.15 | 0.1 | 0.08 | 0.05 | N | North | FC
BLACK_7_UNIT 1 |  |  | JAMES B. BLACK 1 | CISO | CAISO System |  | Hydro | HYDRO | WATER | 85 | 84 |  |  |  |  | 1 | 24 | 24 |  |  | 68 | 1 | 84.1 | 84 | 82.4 | 82 | 84 | 84 | 84 | 84.4 | 68 | 68 | 84.4 | 84.4 | Y | North | FC
BLACK_7_UNIT 2 |  |  | JAMES B. BLACK 2 | CISO | CAISO System |  | Hydro | HYDRO | WATER | 84.1 | 84.1 |  |  |  |  | 1 | 24 | 24 |  |  | 81.28 | 1 | 83.3 | 83.28 | 82.48 | 79.76 | 83.28 | 83.28 | 83.28 | 83.28 | 81.28 | 67.28 | 83.88 | 83.88 | Y | North | FC
BLAST_1_WIND |  |  | Mountain View IV Wind | CISO | LA Basin | Eastern, Valley-Devers | Wind | WIND | WIND | 49 | 49 |  |  |  |  | 1 | 24 | 24 |  |  |  |  | 8.66 | 9.21 | 8.09 | 7.75 | 8.24 | 7.56 | 7.02 | 5.33 | 5.51 | 5.11 | 6.89 | 8.35 | N | South | FC
BLCKBT_2_STONEY |  |  | BLACK BUTTE HYDRO | CISO | CAISO System |  | Hydro | HYDRO | WATER | 6.2 | 6.2 |  |  |  |  | 1 | 24 | 24 |  |  | 0 | 1 | 2.04 | 1.6 | 1.3 | 3.5 | 2.7 | 2.57 | 2.02 | 1.83 | 1.5 | 1.5 | 2.1 | 2.51 | Y | North | FC
BLCKWL_6_SOLAR1 |  |  | Blackwell Solar | CISO | CAISO System |  | Solar_1Axis | PHOTO VOLTAIC | SUN | 12 | 12 |  |  |  |  | 1 | 24 | 24 |  |  |  |  | 0.05 | 0.36 | 0.42 | 0.53 | 0.77 | 1.57 | 1.73 | 1.49 | 1.33 | 0.89 | 0.68 | 0.42 | N | North | FC
BLKCRK_2_GMCBT1 |  | BLKCRK_2_SOLAR1, GENESI_2_STG | Genesis McCoy Bess | CISO | CAISO System |  | Paired_BattStorage | OTHER | LESR | 230 | 230 | 0.901 | 920 | 2616.2651 | 2.8438 | 1 | 24 | 11.3751 | 258.91 | N | 460 | 1 | 230 | 230 | 230 | 230 | 230 | 230 | 230 | 230 | 230 | 230 | 230 | 230 | Y | South | FC
BLKCRK_2_SOLAR1 |  | BLKCRK_2_GMCBT1, GENESI_2_STG | McCoy Station | CISO | CAISO System |  | Paired_Solar_1Axis | PHOTO VOLTAIC | SUN | 250 | 0 |  |  |  |  | 1 | 24 | 24 | 258.91 |  |  |  | 0 | 0 | 0 | 0 | 0 | 0 | 0 | 0 | 0 | 0 | 0 | 0 | N | South | EO
BLKDIA_2_BDEBT1 |  |  | Black Diamond Energy Storage | CISO | Bay Area | Pittsburg | Battery Storage | OTHER | LESR | 200 | 200 | .8 | 800 | 800 | 1 | 1 | 24 | 4 |  |  | 400 | 1 | 200 | 200 | 200 | 200 | 200 | 200 | 200 | 200 | 200 | 200 | 200 | 200 | Y | North | FC
BLM W_2_COSBT1 |  |  | Coso Battery Storage | CISO | CAISO System |  | Battery Storage | OTHER | LESR | 60 | 60 | .8 | 240 | 240 | 1 | 1 | 24 | 4 |  |  | 120 | 2 | 60 | 60 | 60 | 60 | 60 | 60 | 60 | 60 | 60 | 60 | 60 | 60 | Y | South | FC
BLM_2_UNITS |  |  | BLM EAST Facility | CISO | CAISO System |  | Geothermal | STEAM | GEOTHERMAL | 72 | 0 |  |  |  |  | 1 | 24 | 24 |  |  | 47 | 1 | 47 | 47 | 47 | 47 | 47 | 47 | 47 | 47 | 47 | 47 | 47 | 47 | Y | South | PD | 47.00 | NQC reduction required due to transfer of deliverability to a new resource. (Adjustment already applied Jan-Dec.)
BLYTHE_1_SOLAR1 |  |  | Blythe Solar 1 Project | CISO | CAISO System |  | Solar_Fixed | PHOTO VOLTAIC | SUN | 21 | 21 |  |  |  |  | 1 | 24 | 24 |  |  |  |  | 0 | 0 | 0 | 0 | 0 | 0 | 0 | 0 | 0 | 0 | 0 | 0 | N | South | EO
BLYTHE_1_SOLAR2 |  |  | Blythe Green 1 | CISO | CAISO System |  | Solar_1Axis | PHOTO VOLTAIC | SUN | 20 | 20 |  |  |  |  | 1 | 24 | 24 |  |  |  |  | 0 | 0 | 0 | 0 | 0 | 0 | 0 | 0 | 0 | 0 | 0 | 0 | N | South | EO
BNNIEN_7_ALTAPH |  |  | ALTA POWER HOUSE | CISO | Sierra | Placer, Gold Hill-Drum, Drum-Rio Oso, South of Rio Oso, South of Palermo | Hydro | HYDRO | WATER | 1 | 2 |  |  |  |  | 1 | 24 | 24 |  |  |  |  | 0.32 | 0.29 | 0.29 | 0.28 | 0.15 | 0.42 | 0.53 | 0.66 | 0.35 | 0.41 | 0.41 | 0.29 | N | North | FC
BOGUE_1_UNITA1 |  |  | Feather River Energy Center, Unit #1 | CISO | Sierra | Bogue, Drum-Rio Oso | Peaker | COMBUSTION TURBINE | NATURAL GAS | 48.69 | 49.9 |  |  |  |  | 1 | 24 | 24 |  |  | 47.38 | 1 | 47.38 | 47.38 | 47.38 | 47.38 | 47.38 | 47.38 | 47.38 | 47.38 | 47.38 | 47.38 | 47.38 | 47.38 | Y | North | FC
BORDER_6_UNITA1 |  |  | CalPeak Power Border Unit 1 | CISO | San Diego-IV | San Diego, Border | Peaker | COMBUSTION TURBINE | NATURAL GAS | 51.25 | 52 |  |  |  |  | 1 | 24 | 24 |  |  | 51.25 | 1 | 51.25 | 51.25 | 51.25 | 51.25 | 51.25 | 51.25 | 51.25 | 51.25 | 51.25 | 51.25 | 51.25 | 51.25 | Y | South | FC
BOWMN_6_HYDRO |  |  | NID Hydro Bowman Powerhouse | CISO | Sierra | Drum-Rio Oso, South of Palermo | Hydro | HYDRO | WATER | 3.6 | 3.6 |  |  |  |  | 1 | 24 | 24 |  |  |  |  | 0.2 | 0.1 | 0.71 | 1.17 | 2.01 | 1.32 | 2.22 | 2.03 | 1.54 | 0.98 | 0.4 | 0.22 | N | North | FC
BRDGVL_7_BAKER |  |  | Baker Station Hydro | CISO | Humboldt |  | Hydro | HYDRO | WATER | 1.49 | 2.5 |  |  |  |  | 1 | 24 | 24 |  |  |  |  | 0.76 | 0.6 | 0.36 | 0.16 | 0.07 | 0 | 0 | 0 | 0 | 0.01 | 0 | 0.15 | N | North | FC
BRDSLD_2_HIWIND |  |  | High Winds Energy Center | CISO | Bay Area | Contra Costa | Wind | WIND | WIND | 162 | 162 |  |  |  |  | 1 | 24 | 24 |  |  |  |  | 53.2 | 57.07 | 50.9 | 53.78 | 55.64 | 41.04 | 36.5 | 34.28 | 35.2 | 29.49 | 37.26 | 47.63 | N | North | FC
BRDSLD_2_MTZUM2 |  |  | NextEra Energy Montezuma Wind II | CISO | Bay Area | Contra Costa | Wind | WIND | WIND | 78.2 | 78.2 |  |  |  |  | 1 | 24 | 24 |  |  |  |  | 25.68 | 27.55 | 24.57 | 25.96 | 26.86 | 19.81 | 17.62 | 16.55 | 16.99 | 14.24 | 17.99 | 22.99 | N | North | FC
BRDSLD_2_MTZUMA |  |  | FPL Energy Montezuma Wind | CISO | Bay Area | Contra Costa | Wind | WIND | WIND | 36.8 | 38 |  |  |  |  | 1 | 24 | 24 |  |  |  |  | 12.08 | 12.97 | 11.56 | 12.22 | 12.64 | 9.32 | 8.29 | 7.79 | 8 | 6.7 | 8.46 | 10.82 | N | North | FC
BRDSLD_2_SHILO1 |  |  | Shiloh I Wind Project | CISO | Bay Area | Contra Costa | Wind | WIND | WIND | 150 | 150 |  |  |  |  | 1 | 24 | 24 |  |  |  |  | 49.26 | 52.85 | 47.13 | 49.79 | 51.51 | 38 | 33.8 | 31.74 | 32.59 | 27.31 | 34.5 | 44.1 | N | North | FC
BRDSLD_2_SHILO2 |  |  | SHILOH WIND PROJECT 2 | CISO | Bay Area | Contra Costa | Wind | WIND | WIND | 150 | 150 |  |  |  |  | 1 | 24 | 24 |  |  |  |  | 49.26 | 52.85 | 47.13 | 49.79 | 51.51 | 38 | 33.8 | 31.74 | 32.59 | 27.31 | 34.5 | 44.1 | N | North | FC
BRDSLD_2_SHLO3A |  |  | Shiloh III Wind Project, LLC | CISO | Bay Area | Contra Costa | Wind | WIND | WIND | 102.5 | 100 |  |  |  |  | 1 | 24 | 24 |  |  |  |  | 33.66 | 36.11 | 32.21 | 34.03 | 35.2 | 25.97 | 23.09 | 21.69 | 22.27 | 18.66 | 23.58 | 30.14 | N | North | FC
BRDSLD_2_SHLO3B |  |  | Shiloh IV Wind Project | CISO | Bay Area | Contra Costa | Wind | WIND | WIND | 100 | 100 |  |  |  |  | 1 | 24 | 24 |  |  |  |  | 32.84 | 35.23 | 31.42 | 33.2 | 34.34 | 25.33 | 22.53 | 21.16 | 21.73 | 18.21 | 23 | 29.4 | N | North | FC
BREGGO_6_DEGRSL |  |  | Desert Green Solar Farm | CISO | San Diego-IV | San Diego | Solar_2Axis | PHOTO VOLTAIC | SUN | 6.3 | 6.5 |  |  |  |  | 1 | 24 | 24 |  |  |  |  | 0.03 | 0.19 | 0.22 | 0.28 | 0.4 | 0.83 | 0.91 | 0.78 | 0.7 | 0.47 | 0.36 | 0.22 | N | South | FC
BREGGO_6_SOLAR |  |  | NRG Borrego Solar One | CISO | San Diego-IV | San Diego | Solar_Fixed | PHOTO VOLTAIC | SUN | 26 | 26 |  |  |  |  | 1 | 24 | 24 |  |  |  |  | 0.1 | 0.78 | 0.91 | 1.14 | 1.66 | 3.41 | 3.74 | 3.22 | 2.89 | 1.92 | 1.48 | 0.91 | N | South | FC
BRODIE_2_WIND |  |  | Coram Brodie Wind Project | CISO | CAISO System |  | Wind | WIND | WIND | 102 | 0 |  |  |  |  | 1 | 24 | 24 |  |  |  |  | 18.02 | 19.17 | 16.84 | 16.14 | 17.16 | 15.73 | 14.61 | 11.1 | 11.47 | 10.64 | 14.34 | 17.37 | N | South | FC
BUCKBL_2_PL1X3 |  |  | Blythe Energy Center | CISO | CAISO System |  | CCGT | COMBINED CYCLE | NATURAL GAS | 493.63 | 0 |  |  |  |  | 1 | 24 | 24 |  |  | 368.63 | 1 | 493.63 | 493.63 | 493.63 | 493.63 | 493.63 | 493.63 | 493.63 | 493.63 | 493.63 | 493.63 | 493.63 | 493.63 | Y | South | FC
BUCKCK_2_HYDRO |  |  | Lassen Station Hydro | CISO | Sierra | South of Palermo | Hydro | HYDRO | WATER | 0.99 | 1 |  |  |  |  | 1 | 24 | 24 |  |  |  |  | 0.11 | 0.23 | 0.23 | 0.23 | 0.23 | 0.16 | 0.08 | 0.08 | 0 | 0.02 | 0.18 | 0.35 | N | North | FC |  | Behind Rio Oso 230-115 kV constraint - Any future NQC increase request may result in minimum 81% FCDS
BUCKCK_7_OAKFLT |  |  | Oak Flat | CISO | Sierra | South of Palermo | Hydro | HYDRO | WATER | 1.3 | 1.3 |  |  |  |  | 1 | 24 | 24 |  |  |  |  | 0.61 | 0.48 | 0.62 | 0.67 | 0.76 | 0.79 | 0.83 | 0.57 | 0.4 | 0.21 | 0.2 | 0.35 | N | North | FC |  | Behind Rio Oso 230-115 kV constraint - Any future NQC increase request may result in minimum 81% FCDS
BUCKCK_7_PL1X2 |  |  | BUCKS CREEK AGGREGATE | CISO | Sierra | South of Palermo | Hydro | HYDRO | WATER | 57.25 | 0 |  |  |  |  | 1 | 24 | 24 |  |  | 26.4 | 1 | 55.6 | 50.82 | 52.25 | 50.8 | 53.4 | 50.8 | 54.6 | 46.8 | 26.4 | 26.4 | 45.8 | 50.8 | Y | North | FC |  | Behind Rio Oso 230-115 kV constraint - Any future NQC increase request may result in minimum 81% FCDS
BUCKWD_1_NPALM1 |  |  | North Palm Springs 1A | CISO | LA Basin | Eastern, Valley-Devers | Solar_1Axis | PHOTO VOLTAIC | SUN | 2.4 | 2.4 |  |  |  |  | 1 | 24 | 24 |  |  |  |  | 0.01 | 0.07 | 0.08 | 0.11 | 0.15 | 0.31 | 0.35 | 0.3 | 0.27 | 0.18 | 0.14 | 0.08 | N | South | FC
BUCKWD_1_QF |  |  | Buckwind Re-powering project | CISO | LA Basin | Eastern, Valley-Devers | Wind | WIND | WIND | 16.5 | 16.5 |  |  |  |  | 1 | 24 | 24 |  |  |  |  | 2.92 | 3.1 | 2.72 | 2.61 | 2.78 | 2.54 | 2.36 | 1.8 | 1.86 | 1.72 | 2.32 | 2.81 | N | South | FC
BUCKWD_7_WINTCV |  |  | Wintec Energy, Ltd. | CISO | LA Basin | Eastern, Valley-Devers | Wind | WIND | WIND | 1.32 | 1.3 |  |  |  |  | 1 | 24 | 24 |  |  |  |  | 0.23 | 0.25 | 0.22 | 0.21 | 0.22 | 0.2 | 0.19 | 0.14 | 0.15 | 0.14 | 0.19 | 0.22 | N | South | FC
BURNYF_2_UNIT 1 |  |  | Burney Forest Power | CISO | CAISO System |  | Biomass | STEAM | BIOMASS | 29 | 35.7 |  |  |  |  | 1 | 24 | 24 |  |  |  |  | 28.8 | 28.75 | 28.48 | 28.79 | 28.9 | 28.82 | 29 | 28.65 | 29 | 28.57 | 28.75 | 28.98 | N | North | FC
BUTTVL_7_UNIT 1 |  |  | BUTT VALLEY HYDRO | CISO | CAISO System |  | Hydro | HYDRO | WATER | 39.5 | 41 |  |  |  |  | 1 | 24 | 24 |  |  | 38.8 | 1 | 38.8 | 31.6 | 28.8 | 31.2 | 31.6 | 31.6 | 38.8 | 31.6 | 38.8 | 31.6 | 31.6 | 38.8 | Y | North | FC
CABALO_2_M2BSR1 |  |  | Mustang 2 Barbaro Solar | CISO | Fresno |  | Solar_1Axis | PHOTO VOLTAIC | SUN | 50 | 50 |  |  |  |  | 1 | 24 | 24 |  |  |  |  | 0.2 | 1.5 | 1.75 | 2.2 | 3.2 | 6.55 | 7.2 | 6.2 | 5.55 | 3.7 | 2.85 | 1.75 | N | North | ID | 100% | C7 - Waiting for Bellota-Warnerville 230 kV reconductoring and possibly other
CABALO_2_M2WSR2 |  |  | Mustang 2 Whirlaway Solar | CISO | Fresno |  | Solar_1Axis | PHOTO VOLTAIC | SUN | 100 | 100 |  |  |  |  | 1 | 24 | 24 |  |  |  |  | 0.4 | 3 | 3.5 | 4.4 | 6.4 | 13.1 | 14.4 | 12.4 | 11.1 | 7.4 | 5.7 | 3.5 | Y | North | ID | 100% | C7 - Waiting for Bellota-Warnerville 230 kV reconductoring and possibly other
CABZON_1_WINDA1 |  |  | Cabazon Wind Project | CISO | LA Basin | Eastern, Valley-Devers | Wind | WIND | WIND | 41 | 41 |  |  |  |  | 1 | 24 | 24 |  |  |  |  | 7.24 | 7.71 | 6.77 | 6.49 | 6.9 | 6.32 | 5.87 | 4.46 | 4.61 | 4.28 | 5.76 | 6.98 | N | South | FC
CALFTN_2_CFSBT1 |  | CALFTN_2_SOLAR | California Flats Solar Battery | CISO | CAISO System |  | Paired_BattStorage | OTHER | LESR | 60 | 60 | .8 | 240 | 240 | 1 | 1 | 24 | 4 | 72.6 | N | 120 | 3 | 60 | 60 | 60 | 60 | 60 | 60 | 60 | 60 | 60 | 60 | 60 | 60 | Y | North | FC |  | Co-located with CALFTN_2_SOLAR (PD)
CALFTN_2_SOLAR |  | CALFTN_2_CFSBT1 | California Flats North | CISO | CAISO System |  | Paired_Solar_Fixed | PHOTO VOLTAIC | SUN | 130 | 130 |  |  |  |  | 1 | 24 | 24 | 72.6 |  |  |  | 0.24 | 2.21 | 2.66 | 3.67 | 5.5 | 11.48 | 12.6 | 10.54 | 8.95 | 5.41 | 3.61 | 1.67 | N | North | ID | 82.00% | Co-located with CALFTN_2_CFSBT1
CALFTS_2_CFSSR1 |  |  | California Flats Solar South | CISO | CAISO System |  | Solar_1Axis | PHOTO VOLTAIC | SUN | 150 | 150 |  |  |  |  | 1 | 24 | 24 |  |  |  |  | 0.6 | 4.5 | 5.25 | 6.6 | 9.6 | 19.65 | 21.6 | 18.6 | 16.65 | 11.1 | 8.55 | 5.25 | N | North | FC
CALGEN_1_UNITS |  |  | Coso Navy 1 | CISO | CAISO System |  | Geothermal | STEAM | GEOTHERMAL | 80 | 0 |  |  |  |  | 1 | 24 | 24 |  |  | 80 | 1 | 80 | 80 | 80 | 80 | 80 | 80 | 80 | 80 | 80 | 80 | 80 | 80 | Y | South | FC
CALPIN_1_AGNEW |  |  | Agnews Power Plant | CISO | Bay Area | San Jose, South Bay-Moss Landing | CCGT | COMBUSTION TURBINE | NATURAL GAS | 28.56 | 41.5 |  |  |  |  | 1 | 24 | 24 |  |  | 8.56 | 1 | 28.56 | 28.56 | 28.56 | 28.56 | 28.56 | 28.56 | 28.56 | 28.56 | 28.56 | 28.56 | 28.56 | 28.56 | Y | North | FC
CAMCHE_1_PL1X3 |  |  | CAMANCHE UNITS 1, 2 & 3 AGGREGATE | CISO | Stockton | Tesla-Bellota | Hydro | HYDRO | WATER | 9.99 | 0 |  |  |  |  | 1 | 24 | 24 |  |  |  |  | 2.49 | 4.64 | 4.84 | 4.95 | 5.24 | 4.25 | 3.62 | 2.33 | 1.66 | 1.75 | 1.41 | 1.72 | N | North | FC
CAMLOT_2_SOLAR1 |  |  | Camelot | CISO | CAISO System |  | Solar_Fixed | PHOTO VOLTAIC | SUN | 45 | 45 |  |  |  |  | 1 | 24 | 24 |  |  |  |  | 0.18 | 1.35 | 1.58 | 1.98 | 2.88 | 5.9 | 6.48 | 5.58 | 5 | 3.33 | 2.57 | 1.58 | N | South | FC
CAMLOT_2_SOLAR2 |  |  | Columbia Two | CISO | CAISO System |  | Solar_Fixed | PHOTO VOLTAIC | SUN | 15 | 15 |  |  |  |  | 1 | 24 | 24 |  |  |  |  | 0.06 | 0.45 | 0.53 | 0.66 | 0.96 | 1.97 | 2.16 | 1.86 | 1.67 | 1.11 | 0.86 | 0.53 | N | South | FC
CAMPFW_7_FARWST |  |  | CAMP FAR WEST HYDRO | CISO | Sierra |  | Hydro | HYDRO | WATER | 6.8 | 7.9 |  |  |  |  | 1 | 24 | 24 |  |  | 0 | 1 | 0 | 0 | 3.28 | 2 | 1.06 | 0.74 | 3.1 | 3.7 | 0 | 0 | 0 | 0 | Y | North | FC
CANTUA_1_SOLAR |  |  | Cantua Solar Station | CISO | Fresno | Panoche 115 kV | Solar_Fixed | PHOTO VOLTAIC | SUN | 20 | 20 |  |  |  |  | 1 | 24 | 24 |  |  |  |  | 0.08 | 0.6 | 0.7 | 0.88 | 1.28 | 2.62 | 2.88 | 2.48 | 2.22 | 1.48 | 1.14 | 0.7 | N | North | FC
CAPWD_1_QF |  |  | Edom Hills Wind Farm | CISO | LA Basin | Eastern, Valley-Devers | Wind | WIND | WIND | 19.55 | 20 |  |  |  |  | 1 | 24 | 24 |  |  |  |  | 3.45 | 3.67 | 3.23 | 3.09 | 3.29 | 3.01 | 2.8 | 2.13 | 2.2 | 2.04 | 2.75 | 3.33 | N | South | FC
CARBOU_7_PL2X3 |  |  | CARIBOU PH 1 UNIT 2 & 3 AGGREGATE | CISO | CAISO System |  | Hydro | HYDRO | WATER | 49 | 0 |  |  |  |  | 1 | 24 | 24 |  |  | 0 | 1 | 19.6 | 1.6 | 0 | 0 | 0 | 0 | 22.6 | 32.4 | 20 | 12.8 | 0 | 8 | Y | North | FC
CARBOU_7_PL4X5 |  |  | CARIBOU PH 2 UNIT 4 & 5 AGGREGATE | CISO | CAISO System |  | Hydro | HYDRO | WATER | 120 | 0 |  |  |  |  | 1 | 24 | 24 |  |  | 0 | 1 | 47.2 | 43.2 | 47.2 | 16.8 | 29.52 | 64 | 101.19 | 93.2 | 93.46 | 80 | 25.6 | 43.44 | Y | North | FC
CARBOU_7_UNIT 1 |  |  | CARIBOU PH 1 UNIT 1 | CISO | CAISO System |  | Hydro | HYDRO | WATER | 24 | 24 |  |  |  |  | 1 | 24 | 24 |  |  | 0 | 1 | 19.04 | 0 | 0 | 0 | 0 | 0 | 8.8 | 19.04 | 16.8 | 0 | 0 | 0 | Y | North | FC
CARLS1_2_CARCT1 |  |  | Carlsbad 1 | CISO | San Diego-IV | San Diego | Peaker | COMBUSTION TURBINE | NATURAL GAS | 422 | 0 |  |  |  |  | 7 | 24 | 18 |  |  | 422 | 1 | 422 | 422 | 422 | 422 | 422 | 422 | 422 | 422 | 422 | 422 | 422 | 422 | Y | South | FC
CARLS2_1_CARCT1 |  |  | Carlsbad 2 | CISO | San Diego-IV | San Diego | Peaker | COMBUSTION TURBINE | NATURAL GAS | 105.5 | 105.5 |  |  |  |  | 7 | 24 | 18 |  |  | 105.5 | 2 | 105.5 | 105.5 | 105.5 | 105.5 | 105.5 | 105.5 | 105.5 | 105.5 | 105.5 | 105.5 | 105.5 | 105.5 | Y | South | FC
CASADB_1_CD4GT1 |  |  | Casa Diablo 4 | CISO | CAISO System |  | Geothermal | STEAM | GEOTHERMAL | 40.7 | 40.7 |  |  |  |  | 1 | 24 | 24 |  |  |  |  | 31 | 31 | 31 | 31 | 31 | 31 | 31 | 31 | 31 | 31 | 31 | 31 | Y | South | FC
CATLNA_2_SOLAR |  |  | Catalina Solar - Phases 1 and 2 | CISO | CAISO System |  | Solar_Fixed | PHOTO VOLTAIC | SUN | 110 | 110 |  |  |  |  | 1 | 24 | 24 |  |  |  |  | 0.44 | 3.3 | 3.85 | 4.84 | 7.04 | 14.41 | 15.84 | 13.64 | 12.21 | 8.14 | 6.27 | 3.85 | N | South | FC
CATLNA_2_SOLAR2 |  |  | Catalina Solar 2 | CISO | CAISO System |  | Solar_1Axis | PHOTO VOLTAIC | SUN | 18 | 18 |  |  |  |  | 1 | 24 | 24 |  |  |  |  | 0.07 | 0.54 | 0.63 | 0.79 | 1.15 | 2.36 | 2.59 | 2.23 | 2 | 1.33 | 1.03 | 0.63 | N | South | FC
CAVLSR_2_BSOLAR |  |  | California Valley Solar Ranch-Phase B | CISO | CAISO System |  | Solar_Fixed | PHOTO VOLTAIC | SUN | 40 | 40 |  |  |  |  | 1 | 24 | 24 |  |  |  |  | 0.16 | 1.2 | 1.4 | 1.76 | 2.56 | 5.24 | 5.76 | 4.96 | 4.44 | 2.96 | 2.28 | 1.4 | N | North | FC
CAVLSR_2_RSOLAR |  |  | California Valley Solar Ranch-Phase A | CISO | CAISO System |  | Solar_Fixed | PHOTO VOLTAIC | SUN | 210 | 210 |  |  |  |  | 1 | 24 | 24 |  |  |  |  | 0.84 | 6.3 | 7.35 | 9.24 | 13.44 | 27.51 | 30.24 | 26.04 | 23.31 | 15.54 | 11.97 | 7.35 | N | North | FC
CAYTNO_2_VASCO |  |  | Vasco Road | CISO | Bay Area | Contra Costa | Biogas | RECIPROCATING ENGINE | BIOGAS | 4.3 | 4.3 |  |  |  |  | 1 | 24 | 24 |  |  |  |  | 3.98 | 4.08 | 4.08 | 4.07 | 4.06 | 4.04 | 4.02 | 4.03 | 4.04 | 3.91 | 3.98 | 4.11 | N | North | FC
CDWR07_2_GEN |  |  | CDWR07_2_GEN | CISO | CAISO System |  | Pumped Hydro | PUMP | WATER | 415.3 | 0 |  |  |  |  | 1 | 24 | 24 |  |  |  |  | 115.6 | 115.6 | 115.6 | 115.6 | 115.6 | 115.6 | 115.6 | 115.6 | 115.6 | 115.6 | 115.6 | 115.6 | Y | North | FC
CEDRCK_6_UNIT |  |  | Water Wheel Ranch | CISO | CAISO System |  | Hydro | HYDRO | WATER | 0.98 | 1 |  |  |  |  | 1 | 24 | 24 |  |  |  |  | 0.24 | 0.27 | 0.29 | 0.44 | 0.52 | 0.26 | 0.12 | 0.09 | 0.08 | 0.1 | 0.14 | 0.17 | N | North | FC
CEDUCR_2_SOLAR1 |  |  | Ducor Solar 1 | CISO | Big Creek-Ventura | Vestal | Solar_1Axis | PHOTO VOLTAIC | SUN | 20 | 20 |  |  |  |  | 1 | 24 | 24 |  |  |  |  | 0 | 0 | 0 | 0 | 0 | 0 | 0 | 0 | 0 | 0 | 0 | 0 | N | South | EO
CEDUCR_2_SOLAR2 |  |  | Ducor Solar 2 | CISO | Big Creek-Ventura | Vestal | Solar_1Axis | PHOTO VOLTAIC | SUN | 20 | 20 |  |  |  |  | 1 | 24 | 24 |  |  |  |  | 0 | 0 | 0 | 0 | 0 | 0 | 0 | 0 | 0 | 0 | 0 | 0 | N | South | EO
CEDUCR_2_SOLAR3 |  |  | Ducor Solar 3 | CISO | Big Creek-Ventura | Vestal | Solar_1Axis | PHOTO VOLTAIC | SUN | 15 | 15 |  |  |  |  | 1 | 24 | 24 |  |  |  |  | 0 | 0 | 0 | 0 | 0 | 0 | 0 | 0 | 0 | 0 | 0 | 0 | N | South | EO
CEDUCR_2_SOLAR4 |  |  | Ducor Solar 4 | CISO | Big Creek-Ventura | Vestal | Solar_1Axis | PHOTO VOLTAIC | SUN | 20 | 20 |  |  |  |  | 1 | 24 | 24 |  |  |  |  | 0 | 0 | 0 | 0 | 0 | 0 | 0 | 0 | 0 | 0 | 0 | 0 | N | South | EO
CENT40_1_C40SR1 |  |  | CENTRAL 40 | CISO | Stockton | Tesla-Bellota | Solar_1Axis | PHOTO VOLTAIC | SUN | 40 | 40 |  |  |  |  | 1 | 24 | 24 |  |  |  |  | 0.16 | 1.2 | 1.4 | 1.76 | 2.56 | 5.24 | 5.76 | 4.96 | 4.44 | 2.96 | 2.28 | 1.4 | N | North | FC
CENTER_2_RHONDO |  |  | MWD Rio Hondo Hydroelectric Recovery Pla | CISO | LA Basin | Western | Hydro | HYDRO | WATER | 1.91 | 1.9 |  |  |  |  | 1 | 24 | 24 |  |  | 1.91 | 1 | 1.91 | 1.91 | 1.91 | 1.91 | 1.91 | 1.91 | 1.91 | 1.91 | 1.91 | 1.91 | 1.91 | 1.91 | Y | South | FC
CENTER_2_SOLAR1 |  |  | Pico Rivera | CISO | LA Basin | Western | Solar_1Axis | PHOTO VOLTAIC | SUN | 0.9 | 1 |  |  |  |  | 1 | 24 | 24 |  |  |  |  | 0 | 0 | 0 | 0 | 0 | 0 | 0 | 0 | 0 | 0 | 0 | 0 | N | South | EO
CENTER_2_TECNG1 |  |  | TECHNICAST | CISO | LA Basin | Western | CHP | RECIPROCATING ENGINE | NATURAL GAS | 0.99 | 1.5 |  |  |  |  | 1 | 24 | 24 |  |  |  |  | 0 | 0 | 0 | 0 | 0 | 0 | 0 | 0 | 0 | 0 | 0 | 0 | N | South | EO
CENTER_6_PEAKER |  |  | Center Peaker | CISO | LA Basin | Western | Peaker | COMBUSTION TURBINE | NATURAL GAS | 47.3 | 59.8 |  |  | 402.05 |  | 1 | 24 | 8.5 |  |  | 47.3 | 1 | 47.3 | 47.3 | 47.3 | 47.3 | 47.3 | 47.3 | 47.3 | 47.3 | 47.3 | 47.3 | 47.3 | 47.3 | Y | South | FC
CENTPD_2_BMSSX2 |  | CENTPD_2_BMSX2 | Blythe Mesa Solar | CISO | CAISO System |  | Paired_Solar_1Axis | PHOTO VOLTAIC | SUN | 223.6 | 223.6 |  |  |  |  | 1 | 24 | 24 | 134.69 |  |  |  |  | 4.26 | 5.28 | 7.27 | 10.85 | 22.69 | 24.9 | 21.01 | 17.86 | 11.19 | 7.4 | 3.25 | N | South | FC |  | Co-located with CENTPD_2_BMSX2
CENTPD_2_BMSX2 |  | CENTPD_2_BMSSX2 | Blythe Mesa Solar 2 BESS | CISO | CAISO System |  | Paired_BattStorage | OTHER | LESR | 112 | 112 | .8 | 448 | 448 | 1 | 1 | 24 | 4 | 134.69 | N | 224 | 2 |  | 112 | 112 | 112 | 112 | 112 | 112 | 112 | 112 | 112 | 112 | 112 | Y | South | FC |  | Co-located with CENTPD_2_BMSSX2
CENTRY_6_PL1X4 |  |  | CENTURY GENERATING PLANT (AGGREGATE) | CISO | LA Basin | Eastern | Peaker | FTUR | NATURAL GAS | 41.4 | 0 |  |  |  |  | 1 | 24 | 24 |  |  | 40 | 1 | 40 | 40 | 40 | 40 | 40 | 40 | 40 | 40 | 40 | 40 | 40 | 40 | Y | South | FC
CHALK_1_UNIT |  |  | CHALK CLIFF LIMITED | CISO | CAISO System |  | Peaker | COMBUSTION TURBINE | NATURAL GAS | 48.67 | 55.1 |  |  |  |  | 1 | 24 | 24 |  |  | 48.67 | 1 | 48.67 | 48.67 | 48.67 | 48.67 | 48.67 | 48.67 | 48.67 | 48.67 | 48.67 | 48.67 | 48.67 | 48.67 | Y | North | FC
CHARMN_2_PGONG1 |  |  | PROCTER AND GAMBLE OXNARD I | CISO | Big Creek-Ventura | S.Clara, Moorpark | CHP | FTUR | NATURAL GAS | 19.87 | 19.9 |  |  |  |  | 1 | 24 | 24 |  |  |  |  | 19.87 | 19.87 | 19.87 | 19.87 | 19.87 | 19.87 | 19.87 | 19.87 | 19.31 | 19.83 | 18.36 | 19.87 | N | South | FC
CHEVCD_6_UNIT |  |  | CHEVRON USA (TAFT/CADET) | CISO | CAISO System |  | CHP | COMBUSTION TURBINE | NATURAL GAS | 11.5 | 11.5 |  |  |  |  | 1 | 24 | 24 |  |  |  |  | 0.96 | 1.66 | 1.51 | 1.39 | 1.28 | 1.72 | 1.62 | 1.64 | 1.71 | 1.68 | 1.87 | 1.55 | N | North | FC
CHEVCO_6_UNIT 1 |  |  | CHEVRON USA (COALINGA) | CISO | Fresno | Coalinga, Panoche 115 kV | CHP | COMBUSTION TURBINE | NATURAL GAS | 16.5 | 19 |  |  |  |  | 1 | 24 | 24 |  |  |  |  | 1.19 | 1.22 | 1.34 | 1.3 | 2.18 | 2.19 | 2.31 | 2.71 | 2.87 | 2.42 | 1.5 | 1.15 | N | North | FC
CHEVCO_6_UNIT 2 |  |  | AERA ENERGY LLC. (COALINGA) | CISO | Fresno | Coalinga, Panoche 115 kV | CHP | FTUR | NATURAL GAS | 8.5 | 12.5 |  |  |  |  | 1 | 24 | 24 |  |  |  |  | 0.93 | 1.01 | 1.11 | 1.08 | 0.91 | 0.73 | 0.66 | 0.6 | 0.72 | 0.94 | 1.02 | 1 | N | North | FC
CHEVCY_1_UNIT |  |  | CHEVRON USA (CYMRIC) | CISO | CAISO System |  | CHP | COMBUSTION TURBINE | NATURAL GAS | 24.3 | 24.3 |  |  |  |  | 1 | 24 | 24 |  |  |  |  | 4.81 | 4.08 | 3.46 | 3.57 | 3.18 | 3.7 | 3.6 | 2.92 | 2.61 | 3.71 | 3.21 | 3.4 | N | North | FC
CHEVMN_2_UNITS |  |  | CHEVRON U.S.A. UNITS 1 & 2 AGGREGATE | CISO | LA Basin | Western, El Nido | CHP | 0 | OTHER | 124.87 | 170.7 |  |  |  |  | 1 | 24 | 24 |  |  |  |  | 3.84 | 4.11 | 8.28 | 26.35 | 6.88 | 5.52 | 13.32 | 7.93 | 13.95 | 7.64 | 6.21 | 1.26 | N | South | FC
CHICPK_7_UNIT 1 |  |  | Chicago Park Powerhouse | CISO | Sierra | Placer, Gold Hill-Drum, Drum-Rio Oso, South of Rio Oso, South of Palermo | Hydro | HYDRO | WATER | 42 | 42 |  |  |  |  | 1 | 24 | 24 |  |  | 0 | 1 | 19.68 | 19.94 | 19.8 | 19.2 | 20.54 | 21.6 | 27.6 | 27.2 | 8.8 | 6.4 | 18.8 | 23.32 | Y | North | FC
CHILLS_1_SYCENG |  |  | Sycamore Energy 1 | CISO | San Diego-IV | San Diego | Biogas | COMBUSTION TURBINE | BIOGAS | 1.5 | 1.9 |  |  |  |  | 1 | 24 | 24 |  |  |  |  | 0.68 | 0.72 | 0.8 | 0.79 | 0.72 | 0.66 | 0.85 | 0.88 | 0.86 | 0.79 | 0.77 | 0.77 | N | South | FC
CHILLS_7_UNITA1 |  |  | Sycamore Energy 2 | CISO | San Diego-IV | San Diego | Biogas | 0 | BIOGAS | 2.25 | 2.5 |  |  |  |  | 1 | 24 | 24 |  |  | 1.74 | 1 | 1.82 | 2 | 2 | 2 | 1.4 | 1.68 | 1.56 | 1.52 | 1.74 | 1.75 | 1.8 | 1.61 | Y | South | FC
CHINO_2_APEBT1 |  |  | Pomona Energy Storage | CISO | LA Basin | Eastern | Battery Storage | OTHER | LESR | 20 | 20 | .8 | 80 | 80 | 1 | 1 | 24 | 4 |  |  | 40 | 3 | 20 | 20 | 20 | 20 | 20 | 20 | 20 | 20 | 20 | 20 | 20 | 20 | Y | South | FC
CHINO_2_JURUPA |  |  | Jurupa | CISO | LA Basin | Eastern | Solar_Fixed | PHOTO VOLTAIC | SUN | 1.5 | 1.5 |  |  |  |  | 1 | 24 | 24 |  |  |  |  | 0 | 0 | 0 | 0 | 0 | 0 | 0 | 0 | 0 | 0 | 0 | 0 | N | South | EO
CHINO_2_QF |  |  | CHINO QFS | CISO | LA Basin | Eastern | CHP | OTHER | OTHER | 0.19 | 21.8 |  |  |  |  | 1 | 24 | 24 |  |  |  |  | 0 | 0.02 | 0 | 0 | 0 | 0 | 0 | 0 | 0 | 0 | 0 | 0 | N | South | FC
CHINO_2_SASOLR |  |  | SS San Antonio West LLC | CISO | LA Basin | Eastern | Solar_Fixed | PHOTO VOLTAIC | SUN | 1.5 | 1.5 |  |  |  |  | 1 | 24 | 24 |  |  |  |  | 0 | 0 | 0 | 0 | 0 | 0 | 0 | 0 | 0 | 0 | 0 | 0 | N | South | EO
CHINO_2_SOLAR |  |  | Chino RT Solar 1 | CISO | LA Basin | Eastern | Solar_Fixed | PHOTO VOLTAIC | SUN | 1 | 2 |  |  |  |  | 1 | 24 | 24 |  |  |  |  | 0 | 0.03 | 0.04 | 0.04 | 0.06 | 0.13 | 0.14 | 0.12 | 0.11 | 0.07 | 0.06 | 0.04 | N | South | FC
CHINO_2_SOLAR2 |  |  | Kona Solar - Terra Francesca | CISO | LA Basin | Eastern | Solar_1Axis | PHOTO VOLTAIC | SUN | 1.49 | 1.5 |  |  |  |  | 1 | 24 | 24 |  |  |  |  | 0 | 0 | 0 | 0 | 0 | 0 | 0 | 0 | 0 | 0 | 0 | 0 | N | South | EO
CHINO_6_CIMGEN |  |  | Chino Co-Generation | CISO | LA Basin | Eastern | CHP | COMBINED CYCLE | NATURAL GAS | 26 | 31.6 |  |  |  |  | 1 | 24 | 24 |  |  | 0.01 | 1 | 26 | 26 | 26 | 26 | 26 | 26 | 26 | 26 | 26 | 26 | 26 | 26 | Y | South | FC
CHWCHL_1_BIOMAS |  |  | Chow II Biomass to Energy | CISO | Fresno | Herndon, Panoche 115 kV, Wilson 115 kV | Biomass | STEAM | BIOMASS | 10.8 | 12.5 |  |  |  |  | 1 | 24 | 24 |  |  |  |  | 9.67 | 9.8 | 9.38 | 9.32 | 9.47 | 9.76 | 9.6 | 9.39 | 9.61 | 9.45 | 9.42 | 9.08 | N | North | FC
CHWCHL_1_UNIT |  |  | CHOW 2 PEAKER PLANT | CISO | Fresno | Herndon, Panoche 115 kV, Wilson 115 kV | Reciprocating Engine | RECIPROCATING ENGINE | NATURAL GAS | 48.6 | 48.6 |  |  |  |  | 1 | 24 | 24 |  |  | 48 | 1 | 48 | 48 | 48 | 48 | 48 | 48 | 48 | 48 | 48 | 48 | 48 | 48 | Y | North | FC
CLOVDL_1_SOLAR |  |  | Cloverdale Solar I | CISO | NCNB | Eagle Rock, Fulton | Solar_Fixed | PHOTO VOLTAIC | SUN | 1.5 | 1.5 |  |  |  |  | 1 | 24 | 24 |  |  |  |  | 0.01 | 0.05 | 0.05 | 0.07 | 0.1 | 0.2 | 0.22 | 0.19 | 0.17 | 0.11 | 0.09 | 0.05 | N | North | FC
CLOVER_2_UNIT |  |  | Clover Creek | CISO | CAISO System |  | Hydro | HYDRO | WATER | 0.99 | 1 |  |  |  |  | 1 | 24 | 24 |  |  |  |  | 0.51 | 0.62 | 0.53 | 0.72 | 0.47 | 0.32 | 0.21 | 0.13 | 0.06 | 0.04 | 0.09 | 0.37 | N | North | FC
CLRMTK_1_QF |  |  | SMALL QF AGGREGATION - OAKLAND | CISO | Bay Area | Oakland | CHP | FTUR | NATURAL GAS | 1.25 | 1.3 |  |  |  |  | 1 | 24 | 24 |  |  |  |  | 0 | 0 | 0 | 0 | 0 | 0 | 0 | 0 | 0 | 0 | 0 | 0 | N | North | FC
CNTNLA_2_SOLAR1 |  |  | Centinela Solar Energy I | CISO | San Diego-IV |  | Solar_Fixed | PHOTO VOLTAIC | SUN | 125 | 127 |  |  |  |  | 1 | 24 | 24 |  |  |  |  | 0.5 | 3.75 | 4.38 | 5.5 | 8 | 16.38 | 18 | 15.5 | 13.88 | 9.25 | 7.13 | 4.38 | N | South | FC
CNTNLA_2_SOLAR2 |  |  | Centinels Solar Energy 2 | CISO | San Diego-IV |  | Solar_Fixed | PHOTO VOLTAIC | SUN | 45.6 | 47 |  |  |  |  | 1 | 24 | 24 |  |  |  |  | 0.18 | 1.37 | 1.6 | 2.01 | 2.92 | 5.97 | 6.57 | 5.65 | 5.06 | 3.37 | 2.6 | 1.6 | N | South | FC
COCOPP_2_CTG1 |  |  | Marsh Landing 1 | CISO | Bay Area | Contra Costa | Peaker | FTUR | NATURAL GAS | 204.2 | 222 |  |  |  |  | 1 | 24 | 24 |  |  | 194.72 | 1 | 203.08 | 202.82 | 202.21 | 199.04 | 197.87 | 194.63 | 193.62 | 193.09 | 194.72 | 198.97 | 200.43 | 203.72 | Y | North | FC
COCOPP_2_CTG2 |  |  | Marsh Landing 2 | CISO | Bay Area | Contra Costa | Peaker | FTUR | NATURAL GAS | 202.7 | 222 |  |  |  |  | 1 | 24 | 24 |  |  | 193.95 | 1 | 202.25 | 201.68 | 201.36 | 198.21 | 197.04 | 193.81 | 192.86 | 192.32 | 193.95 | 198.13 | 199.65 | 202.7 | Y | North | FC
COCOPP_2_CTG3 |  |  | Marsh Landing 3 | CISO | Bay Area | Contra Costa | Peaker | FTUR | NATURAL GAS | 208.96 | 222 |  |  |  |  | 1 | 24 | 24 |  |  | 193.18 | 1 | 201.79 | 201.31 | 200.92 | 197.81 | 196.72 | 193.1 | 192.03 | 191.57 | 193.18 | 197.81 | 199.11 | 202.45 | Y | North | FC
COCOPP_2_CTG4 |  |  | Marsh Landing 4 | CISO | Bay Area | Contra Costa | Peaker | FTUR | NATURAL GAS | 204.29 | 222 |  |  |  |  | 1 | 24 | 24 |  |  | 194.53 | 1 | 203.72 | 203.2 | 202.81 | 199.67 | 198.47 | 194.44 | 193.36 | 192.89 | 194.53 | 199.67 | 200.98 | 204.2 | Y | North | FC
COCOSB_6_SOLAR |  |  | Oakley Solar Project | CISO | Bay Area | Contra Costa | Solar_Fixed | PHOTO VOLTAIC | SUN | 1.5 | 1.5 |  |  |  |  | 1 | 24 | 24 |  |  |  |  | 0 | 0 | 0 | 0 | 0 | 0 | 0 | 0 | 0 | 0 | 0 | 0 | N | North | EO
COGNAT_1_UNIT |  |  | Stockton Biomas | CISO | CAISO System |  | CHP | STEAM | BIOMASS | 45 | 45 |  |  |  |  | 1 | 24 | 24 |  |  |  |  | 45 | 45 | 45 | 44.93 | 45 | 45 | 45 | 45 | 45 | 45 | 45 | 45 | N | North | FC
COLEMN_2_UNIT |  |  | Coleman | CISO | CAISO System |  | Hydro | HYDRO | WATER | 13 | 13 |  |  |  |  | 1 | 24 | 24 |  |  |  |  | 5.07 | 4.93 | 5.94 | 5.96 | 6.14 | 3.57 | 1.84 | 0.28 | 2.28 | 2.37 | 2.93 | 3.76 | N | North | FC
COLGAT_7_UNIT 1 |  |  | Colgate Powerhouse Unit 1 | CISO | Sierra |  | Hydro | HYDRO | WATER | 176.72 | 176.7 |  |  |  |  | 1 | 24 | 24 |  |  | 176.72 | 1 | 120 | 144.8 | 156.4 | 131.2 | 162.4 | 161.6 | 159.2 | 154.4 | 153.4 | 169.58 | 121.6 | 121.6 | Y | North | FC |  | Behind Rio Oso 230-115 kV constraint - Any future NQC increase request may result in minimum 81% FCDS
COLGAT_7_UNIT 2 |  |  | Colgate Powerhouse Unit 2 | CISO | Sierra |  | Hydro | HYDRO | WATER | 175.67 | 175.7 |  |  |  |  | 1 | 24 | 24 |  |  | 175.67 | 1 | 120 | 120 | 124.8 | 129.6 | 132 | 161.2 | 157.2 | 156 | 154.2 | 153 | 124.8 | 149.8 | Y | North | FC |  | Behind Rio Oso 230-115 kV constraint - Any future NQC increase request may result in minimum 81% FCDS
COLPIN_6_COLLNS |  |  | Collins Pine | CISO | CAISO System |  | Biomass | STEAM | BIOMASS | 3.3 | 3.3 |  |  |  |  | 1 | 24 | 24 |  |  |  |  | 0 | 0 | 0 | 0 | 0 | 0 | 0 | 0 | 0 | 0 | 0 | 0 | N | North | EO
COLTON_6_AGUAM1 |  |  | AGUA MANSA UNIT 1 (CITY OF COLTON) | CISO | LA Basin | Eastern | Peaker | COMBUSTION TURBINE | NATURAL GAS | 43 | 45.5 |  |  |  |  | 1 | 24 | 24 |  |  | 0 | 1 | 43 | 43 | 43 | 43 | 43 | 43 | 43 | 43 | 43 | 43 | 43 | 43 | Y | South | FC
COLUSA_2_PL1X3 |  |  | Colusa Generating Station | CISO | CAISO System |  | CCGT | COMBINED CYCLE | NATURAL GAS | 641 | 0 |  |  |  |  | 1 | 24 | 24 |  |  | 491.06 | 1 | 625.22 | 627.91 | 623.91 | 617.81 | 617.86 | 592.96 | 597.89 | 594.5 | 601.37 | 617.6 | 622.01 | 624.58 | Y | North | FC
COLVIL_7_PL1X2 |  |  | COLLIERVILLE HYDRO UNIT 1 & 2 AGGREGATE | CISO | CAISO System |  | Hydro | HYDRO | WATER | 246.86 | 0 |  |  |  |  | 1 | 24 | 24 |  |  | 246.86 | 1 | 246.86 | 246.86 | 246.86 | 246.86 | 246.86 | 246.86 | 246.86 | 246.86 | 246.86 | 246.86 | 246.86 | 246.86 | Y | North | FC
CONTRL_1_CASAD1 |  |  | Mammoth G1 | CISO | CAISO System |  | Geothermal | OTHER | GEOTHERMAL | 7.2 | 10 |  |  |  |  | 1 | 24 | 24 |  |  |  |  | 7.2 | 7.2 | 6.97 | 6.69 | 6.54 | 5.51 | 5.32 | 5.44 | 5.85 | 6.41 | 7.18 | 6.88 | N | South | FC
CONTRL_1_CASAD2 |  |  | Mammoth G2 | CISO | CAISO System |  | Geothermal | OTHER | GEOTHERMAL | 10.5 | 12 |  |  |  |  | 1 | 24 | 24 |  |  |  |  | 10.11 | 9.97 | 9.45 | 8.35 | 8.63 | 8.23 | 9.41 | 9.28 | 9.17 | 9.16 | 9.99 | 10.2 | Y | South | FC
CONTRL_1_CASAD3 |  |  | Mammoth G3 | CISO | CAISO System |  | Geothermal | OTHER | GEOTHERMAL | 14 | 14 |  |  |  |  | 1 | 24 | 24 |  |  |  |  | 12.61 | 13.07 | 12.95 | 11.17 | 7.49 | 6.5 | 8.66 | 8.84 | 9.73 | 10.67 | 12.67 | 12.91 | N | South | FC
CONTRL_1_LUNDY |  |  | LUNDY | CISO | CAISO System |  | Hydro | HYDRO | WATER | 3 | 3 |  |  |  |  | 1 | 24 | 24 |  |  |  |  | 0.41 | 0.39 | 0.48 | 0.67 | 1.48 | 1.94 | 1.52 | 1.1 | 0.78 | 0.49 | 0.47 | 0.35 | N | South | FC
CONTRL_1_OXBOW |  |  | Dixie Valley Geo | CISO | CAISO System |  | Geothermal | STEAM | GEOTHERMAL | 60 | 64.7 |  |  |  |  | 1 | 24 | 24 |  |  |  |  | 59.72 | 57.58 | 57.37 | 56.05 | 55.56 | 55.56 | 54.71 | 54.35 | 54.36 | 52.52 | 59.52 | 58.84 | N | South | FC
CONTRL_1_POOLE |  |  | POOLE HYDRO PLANT 1 | CISO | CAISO System |  | Hydro | HYDRO | WATER | 10.9 | 11.3 |  |  |  |  | 1 | 24 | 24 |  |  | 0.6 | 1 | 0.9 | 0.98 | 0.65 | 0.72 | 1.81 | 8.96 | 7.38 | 4.88 | 10.9 | 0.31 | 0.38 | 0.8 | Y | South | FC
CONTRL_1_QF |  |  | CONTROL QFS | CISO | CAISO System |  | CHP | OTHER | OTHER | 2.55 | 41.9 |  |  |  |  | 1 | 24 | 24 |  |  |  |  | 1.21 | 1.15 | 1.29 | 1.57 | 1.43 | 1.38 | 1.42 | 1.25 | 1.32 | 1.06 | 1.07 | 1.41 | N | South | FC
CONTRL_1_RUSHCK |  |  | RUSH CREEK | CISO | CAISO System |  | Hydro | HYDRO | WATER | 11.94 | 13 |  |  |  |  | 1 | 24 | 24 |  |  | 1.6 | 1 | 0 | 0.8 | 5.62 | 5.62 | 5.6 | 4.74 | 0.8 | 1.3 | 11.87 | 1.62 | 0.66 | 0.82 | Y | South | FC
COPMT2_2_SOLAR2 |  |  | CMS2 | CISO | CAISO System |  | Solar_Fixed | PHOTO VOLTAIC | SUN | 155 | 155 |  |  |  |  | 1 | 24 | 24 |  |  |  |  | 0.62 | 4.65 | 5.43 | 6.82 | 9.92 | 20.31 | 22.32 | 19.22 | 17.21 | 11.47 | 8.84 | 5.43 | N | South | FC
COPMT4_2_SOLAR4 |  |  | Copper Mountain Solar 4 | CISO | CAISO System |  | Solar_Fixed | PHOTO VOLTAIC | SUN | 92 | 92 |  |  |  |  | 1 | 24 | 24 |  |  |  |  | 0.37 | 2.76 | 3.22 | 4.05 | 5.89 | 12.05 | 13.25 | 11.41 | 10.21 | 6.81 | 5.24 | 3.22 | N | South | FC
COPMTN_2_CM10 |  |  | Copper Mountain 10 | CISO | CAISO System |  | Solar_Fixed | PHOTO VOLTAIC | SUN | 10 | 10 |  |  |  |  | 1 | 24 | 24 |  |  |  |  | 0.04 | 0.3 | 0.35 | 0.44 | 0.64 | 1.31 | 1.44 | 1.24 | 1.11 | 0.74 | 0.57 | 0.35 | N | South | PD | 7.25
COPMTN_2_SOLAR1 |  |  | Copper Mountain 48 | CISO | CAISO System |  | Solar_Fixed | PHOTO VOLTAIC | SUN | 48 | 48 |  |  |  |  | 1 | 24 | 24 |  |  |  |  | 0.19 | 1.44 | 1.68 | 2.11 | 3.07 | 6.29 | 6.91 | 5.95 | 5.33 | 3.55 | 2.74 | 1.68 | N | South | PD | 16.50
CORCAN_1_SOLAR1 |  |  | CID Solar | CISO | Fresno | Herndon, Hanford | Solar_Fixed | PHOTO VOLTAIC | SUN | 20 | 20 |  |  |  |  | 1 | 24 | 24 |  |  |  |  | 0.08 | 0.6 | 0.7 | 0.88 | 1.28 | 2.62 | 2.88 | 2.48 | 2.22 | 1.48 | 1.14 | 0.7 | N | North | FC
CORCAN_1_SOLAR2 |  |  | Corcoran City | CISO | Fresno | Herndon, Hanford | Solar_1Axis | PHOTO VOLTAIC | SUN | 11 | 12 |  |  |  |  | 1 | 24 | 24 |  |  |  |  | 0.04 | 0.33 | 0.39 | 0.48 | 0.7 | 1.44 | 1.58 | 1.36 | 1.22 | 0.81 | 0.63 | 0.39 | N | North | FC
CORONS_2_SOLAR |  |  | Master Development Corona | CISO | LA Basin | Eastern | Solar_Fixed | PHOTO VOLTAIC | SUN | 0.99 | 1 |  |  |  |  | 1 | 24 | 24 |  |  |  |  | 0 | 0 | 0 | 0 | 0 | 0 | 0 | 0 | 0 | 0 | 0 | 0 | N | South | EO
CORONS_6_CLRWTR |  |  | Clearwater Power Plant | CISO | LA Basin | Eastern | CCGT | COMBINED CYCLE | NATURAL GAS | 28 | 0 |  |  |  |  | 1 | 24 | 24 |  |  | 8 | 1 | 28 | 28 | 28 | 28 | 28 | 28 | 28 | 28 | 28 | 28 | 28 | 28 | Y | South | FC
CORRAL_6_SJOAQN |  |  | Ameresco San Joaquin | CISO | CAISO System |  | Biogas | RECIPROCATING ENGINE | BIOGAS | 4.3 | 4.3 |  |  |  |  | 1 | 24 | 24 |  |  |  |  | 4.28 | 4.21 | 4.19 | 4.3 | 4.21 | 4.21 | 4.22 | 4.28 | 4.25 | 4.28 | 4.22 | 4.29 | N | North | FC
COTTLE_2_FRNKNH |  |  | Frankenheimer Power Plant | CISO | CAISO System |  | Hydro | HYDRO | WATER | 5.3 | 5 |  |  |  |  | 1 | 24 | 24 |  |  |  |  | 0 | 0 | 0.31 | 1 | 0.71 | 0.9 | 1.05 | 1.02 | 0.77 | 0 | 0 | 0 | N | North | FC
COVERD_2_HCKHY1 |  |  | HATCHET CREEK | CISO | CAISO System |  | Hydro | HYDRO | WATER | 6.89 | 7 |  |  |  |  | 1 | 24 | 24 |  |  |  |  | 1.97 | 3.05 | 3.07 | 3.5 | 3.01 | 1.06 | 0.07 | 0 | 0 | 0.14 | 0.09 | 0.65 | N | North | FC
COVERD_2_MCKHY1 |  |  | Montgomery Creek Hydro | CISO | CAISO System |  | Hydro | HYDRO | WATER | 2.8 | 2.8 |  |  |  |  | 1 | 24 | 24 |  |  |  |  | 1.3 | 1.35 | 1.55 | 1.41 | 1.07 | 0.36 | 0.08 | 0.01 | 0 | 0.08 | 0 | 0.74 | N | North | FC
COVERD_2_QFUNTS |  |  | Cove Hydroelectric Project | CISO | CAISO System |  | Hydro | HYDRO | WATER | 5.5 | 20.3 |  |  |  |  | 1 | 24 | 24 |  |  |  |  | 0.34 | 2.33 | 0.58 | 1.28 | 1.3 | 0.76 | 0 | 0 | 0 | 1.2 | 0.4 | 0.8 | Y | North | FC
COVERD_2_RCKHY1 |  |  | ROARING CREEK | CISO | CAISO System |  | Hydro | HYDRO | WATER | 2 | 2 |  |  |  |  | 1 | 24 | 24 |  |  |  |  | 0.88 | 1.3 | 0.84 | 1 | 0.67 | 0.45 | 0.13 | 0 | 0 | 0.04 | 0.09 | 0.46 | N | North | FC
COWCRK_2_UNIT |  |  | Cow Creek Hydro | CISO | CAISO System |  | Hydro | HYDRO | WATER | 2 | 2 |  |  |  |  | 1 | 24 | 24 |  |  |  |  | 0.85 | 0.84 | 0.78 | 0.85 | 0.48 | 0.37 | 0.13 | 0.03 | 0.01 | 0.18 | 0.53 | 0.69 | N | North | FC
CPVERD_2_SOLAR |  |  | Campo Verde Solar | CISO | San Diego-IV |  | Solar_Fixed | PHOTO VOLTAIC | SUN | 139 | 147 |  |  |  |  | 1 | 24 | 24 |  |  |  |  | 0.56 | 4.17 | 4.87 | 6.12 | 8.9 | 18.21 | 20.02 | 17.24 | 15.43 | 10.29 | 7.92 | 4.87 | N | South | FC
CRELMN_6_RAMON1 |  |  | Ramona 1 | CISO | San Diego-IV | San Diego | Solar_Fixed | PHOTO VOLTAIC | SUN | 2 | 2 |  |  |  |  | 1 | 24 | 24 |  |  |  |  | 0.01 | 0.06 | 0.07 | 0.09 | 0.13 | 0.26 | 0.29 | 0.25 | 0.22 | 0.15 | 0.11 | 0.07 | N | South | FC
CRELMN_6_RAMON2 |  |  | Ramona 2 | CISO | San Diego-IV | San Diego | Solar_Fixed | PHOTO VOLTAIC | SUN | 5 | 5 |  |  |  |  | 1 | 24 | 24 |  |  |  |  | 0.02 | 0.15 | 0.18 | 0.22 | 0.32 | 0.66 | 0.72 | 0.62 | 0.56 | 0.37 | 0.29 | 0.18 | N | South | FC
CRELMN_6_RAMSR3 |  |  | Ramona Solar Energy | CISO | San Diego-IV | San Diego | Solar_1Axis | PHOTO VOLTAIC | SUN | 4.32 | 4.4 |  |  |  |  | 1 | 24 | 24 |  |  |  |  | 0.02 | 0.1 | 0.12 | 0.15 | 0.22 | 0.46 | 0.5 | 0.43 | 0.38 | 0.26 | 0.2 | 0.12 | N | South | PD | 80.00%
CRESSY_1_PARKER |  |  | PARKER POWERHOUSE | CISO | Fresno |  | Hydro | HYDRO | WATER | 2.83 | 3.8 |  |  |  |  | 1 | 24 | 24 |  |  |  |  | 0 | 0 | 0.01 | 0.47 | 1.16 | 1.39 | 1.27 | 0.88 | 0.66 | 0.34 | 0 | 0 | N | North | FC
CRESTA_7_PL1X2 |  |  | CRESTA PH UNIT 1 & 2 AGGREGATE | CISO | Sierra | South of Palermo | Hydro | HYDRO | WATER | 70.4 | 0 |  |  |  |  | 1 | 24 | 24 |  |  | 0 | 1 | 42 | 40.52 | 50.29 | 46.8 | 35.2 | 30 | 40.62 | 47.6 | 44.61 | 28 | 19.2 | 27.2 | Y | North | FC |  | Behind Rio Oso 230-115 kV constraint - Any future NQC increase request may result in minimum 81% FCDS
CRIMSN_2_CRMBT1 |  |  | Crimson | CISO | CAISO System |  | Battery Storage | OTHER | LESR | 200 | 200 | .8 | 800 | 800 | 1 | 1 | 24 | 4 |  |  | 400 | 1 | 200 | 200 | 200 | 200 | 200 | 200 | 200 | 200 | 200 | 200 | 200 | 200 | Y | South | ID | 100% | Waiting for West of Colorado River cRAS.
CRIMSN_2_CRMBT2 |  |  | Crimson 2 | CISO | CAISO System |  | Battery Storage | OTHER | LESR | 150 | 150 | .8 | 600 | 600 | 1 | 1 | 24 | 4 |  |  | 300 | 1 | 150 | 150 | 150 | 150 | 150 | 150 | 150 | 150 | 150 | 150 | 150 | 150 | Y | South | ID | 100% | Waiting for West of Colorado River cRAS.
CRNEVL_6_CRNVA |  |  | Crane Valley | CISO | Fresno | Borden | Hydro | HYDRO | WATER | 0.9 | 0.9 |  |  |  |  | 1 | 24 | 24 |  |  |  |  | 0 | 0 | 0 | 0 | 0 | 0 | 0 | 0 | 0.11 | 0.37 | 0.26 | 0 | N | North | FC
CRNEVL_6_SJQN 2 |  |  | SAN JOAQUIN 2 | CISO | Fresno | Borden | Hydro | HYDRO | WATER | 3.2 | 3.2 |  |  |  |  | 1 | 24 | 24 |  |  |  |  | 0 | 0 | 0 | 0 | 0 | 0 | 0 | 0 | 0 | 0 | 0 | 0 | N | North | FC
CROKET_7_UNIT |  |  | CROCKETT COGEN | CISO | Bay Area | Pittsburg | CHP | COMBINED CYCLE | NATURAL GAS | 240 | 240 |  |  |  |  | 1 | 24 | 24 |  |  |  |  | 222.23 | 223.89 | 153.7 | 226.85 | 228 | 229.14 | 227.06 | 222.84 | 215.79 | 215.91 | 217.86 | 220.49 | N | North | FC
CRSTWD_6_KUMYAY |  |  | Kumeyaay Wind Farm | CISO | San Diego-IV | San Diego | Wind | WIND | WIND | 50 | 50 |  |  |  |  | 1 | 24 | 24 |  |  |  |  | 8.84 | 9.4 | 8.26 | 7.91 | 8.41 | 7.71 | 7.16 | 5.44 | 5.62 | 5.22 | 7.03 | 8.52 | N | South | FC
CRWCKS_1_SOLAR1 |  |  | Crow Creek Solar 1 | CISO | Stockton | Tesla-Bellota | Solar_1Axis | PHOTO VOLTAIC | SUN | 20 | 20 |  |  |  |  | 1 | 24 | 24 |  |  |  |  | 0 | 0 | 0 | 0 | 0 | 0 | 0 | 0 | 0 | 0 | 0 | 0 | N | North | EO
CSCCOG_1_UNIT 1 |  |  | SANTA CLARA CO-GEN | CISO | Bay Area | San Jose, South Bay-Moss Landing | CHP | FTUR | NATURAL GAS | 7 | 7 |  |  |  |  | 1 | 24 | 24 |  |  | 0 | 1 | 6 | 6 | 6 | 6 | 6 | 6 | 6 | 6 | 6 | 6 | 6 | 6 | Y | North | FC
CSCGNR_1_UNIT 1 |  |  | GIANERA PEAKER UNIT 1 | CISO | Bay Area | San Jose, South Bay-Moss Landing | Peaker | FTUR | NATURAL GAS | 24.75 | 24.8 |  |  |  |  | 1 | 24 | 24 |  |  | 24 | 1 | 24 | 24 | 24 | 24 | 24 | 24 | 24 | 24 | 24 | 24 | 24 | 24 | Y | North | FC
CSCGNR_1_UNIT 2 |  |  | GIANERA PEAKER UNIT 2 | CISO | Bay Area | San Jose, South Bay-Moss Landing | Peaker | FTUR | NATURAL GAS | 24.75 | 24.8 |  |  |  |  | 1 | 24 | 24 |  |  | 24 | 1 | 24 | 24 | 24 | 24 | 24 | 24 | 24 | 24 | 24 | 24 | 24 | 24 | Y | North | FC
CSLR4S_2_SOLAR |  |  | Csolar IV South | CISO | San Diego-IV |  | Solar_Fixed | PHOTO VOLTAIC | SUN | 130 | 130 |  |  |  |  | 1 | 24 | 24 |  |  |  |  | 0.52 | 3.9 | 4.55 | 5.72 | 8.32 | 17.03 | 18.72 | 16.12 | 14.43 | 9.62 | 7.41 | 4.55 | N | South | FC
CSTOGA_6_LNDFIL |  |  | Clover Flat Land Fill Gas | CISO | NCNB | Fulton | Biogas | RECIPROCATING ENGINE | BIOGAS | 0.85 | 0.9 |  |  |  |  | 1 | 24 | 24 |  |  |  |  | 0 | 0 | 0 | 0 | 0 | 0 | 0 | 0 | 0 | 0 | 0 | 0 | N | North | EO
CSTRVL_7_PL1X2 |  |  | Marina Land Fill Gas | CISO | CAISO System |  | Biogas | RECIPROCATING ENGINE | OTHER | 4.53 | 5 |  |  |  |  | 1 | 24 | 24 |  |  | 4.17 | 1 | 4.13 | 3.51 | 3.69 | 4.01 | 3.63 | 3.95 | 4.16 | 4.14 | 4.17 | 3.86 | 3.98 | 3.73 | Y | North | FC
CSTRVL_7_QFUNTS |  |  | Castroville QF Aggregate | CISO | CAISO System |  | CHP | OTHER | OTHER | 2 | 11 |  |  |  |  | 1 | 24 | 24 |  |  |  |  | 0.05 | 0.07 | 0.13 | 0.1 | 0.07 | 0.08 | 0.07 | 0.06 | 0.05 | 0.05 | 0.05 | 0.05 | N | North | FC
CTNWDP_1_QF |  |  | SMALL QF AGGREGATION - BURNEY | CISO | CAISO System |  | Hydro | HYDRO | WATER | 0.5 | 1 |  |  |  |  | 1 | 24 | 24 |  |  |  |  | 0.04 | 0.04 | 0.04 | 0.04 | 0.03 | 0.03 | 0.02 | 0.02 | 0.02 | 0.03 | 0.03 | 0.04 | N | North | FC
CUMBIA_1_SOLAR |  |  | Columbia Solar Energy II | CISO | Bay Area | Pittsburg | Solar_1Axis | PHOTO VOLTAIC | SUN | 19 | 19 |  |  |  |  | 1 | 24 | 24 |  |  |  |  | 0.08 | 0.57 | 0.67 | 0.84 | 1.22 | 2.49 | 2.74 | 2.36 | 2.11 | 1.41 | 1.08 | 0.67 | N | North | FC
CUMMNG_6_SUNCT1 |  |  | SunSelect 1 | CISO | CAISO System |  | CHP | RECIPROCATING ENGINE | NATURAL GAS | 4 | 4 |  |  |  |  | 1 | 24 | 24 |  |  | 0 | 1 | 3.33 | 3.39 | 3.04 | 3.01 | 3.34 | 3.54 | 3.53 | 3.56 | 3.4 | 3.16 | 3.38 | 3.45 | Y | South | FC
CURTIS_1_CANLCK |  |  | Canal Creek Powerhouse | CISO | Fresno |  | Hydro | HYDRO | WATER | 0.9 | 0.9 |  |  |  |  | 1 | 24 | 24 |  |  |  |  | 0 | 0 | 0 | 0 | 0 | 0 | 0 | 0 | 0 | 0 | 0 | 0 | N | North | FC
CURTIS_1_FARFLD |  |  | Fairfield Powerhouse | CISO | Fresno |  | Hydro | HYDRO | WATER | 0.9 | 0.9 |  |  |  |  | 1 | 24 | 24 |  |  |  |  | 0 | 0 | 0 | 0.01 | 0.26 | 0.55 | 0.51 | 0.49 | 0.15 | 0 | 0 | 0 | N | North | FC
CUYAMS_6_CUYSR1 |  |  | Cuyama Solar | CISO | CAISO System |  | Solar_1Axis | PHOTO VOLTAIC | SUN | 40 | 40 |  |  |  |  | 1 | 24 | 24 |  |  |  |  | 0.16 | 1.2 | 1.4 | 1.76 | 2.56 | 5.24 | 5.76 | 4.96 | 4.44 | 2.96 | 2.28 | 1.4 | N | North | FC
DAIRLD_1_MD1SL1 |  |  | Madera 1 | CISO | Fresno |  | Solar_1Axis | PHOTO VOLTAIC | SUN | 1.5 | 1.5 |  |  |  |  | 1 | 24 | 24 |  |  |  |  | 0 | 0 | 0 | 0 | 0 | 0 | 0 | 0 | 0 | 0 | 0 | 0 | N | North | EO
DAIRLD_1_MD2BM1 |  |  | Madera Digester Genset 2 | CISO | Fresno |  | Biogas | RECIPROCATING ENGINE | BIOGAS | 0.8 | 0.8 |  |  |  |  | 1 | 24 | 24 |  |  |  |  | 0 | 0 | 0 | 0 | 0 | 0 | 0 | 0 | 0 | 0 | 0 | 0 | N | North | EO
DAVIS_1_SOLAR1 |  |  | Grasslands 3 | CISO | Sierra | Drum-Rio Oso, South of Palermo | Solar_2Axis | PHOTO VOLTAIC | SUN | 1 | 1 |  |  |  |  | 1 | 24 | 24 |  |  |  |  | 0 | 0 | 0 | 0 | 0 | 0 | 0 | 0 | 0 | 0 | 0 | 0 | N | North | EO
DAVIS_1_SOLAR2 |  |  | Grasslands 4 | CISO | Sierra | Drum-Rio Oso, South of Palermo | Solar_2Axis | PHOTO VOLTAIC | SUN | 1 | 1 |  |  |  |  | 1 | 24 | 24 |  |  |  |  | 0 | 0 | 0 | 0 | 0 | 0 | 0 | 0 | 0 | 0 | 0 | 0 | N | North | EO
DAVIS_7_MNMETH |  |  | MM Yolo Power LLC | CISO | Sierra | Drum-Rio Oso, South of Palermo | Biogas | RECIPROCATING ENGINE | BIOGAS | 4 | 2.7 |  |  |  |  | 1 | 24 | 24 |  |  |  |  | 2.5 | 2.49 | 2.5 | 2.5 | 1.96 | 2.06 | 2.07 | 2.33 | 2.4 | 2.26 | 2.18 | 2.18 | N | North | FC
DEADCK_1_UNIT |  |  | DEADCK_1_UNIT | CISO | Sierra | Drum-Rio Oso | Hydro | HYDRO | WATER | 1.96 | 2 |  |  |  |  | 1 | 24 | 24 |  |  |  |  | 0.28 | 0.46 | 0.69 | 0.64 | 0.13 | 0.27 | 0.1 | 0.02 | 0 | 0 | 0 | 0.06 | N | North | FC
DEERCR_6_UNIT 1 |  |  | DEER CREEK | CISO | Sierra | Drum-Rio Oso, South of Palermo | Hydro | HYDRO | WATER | 7 | 7 |  |  |  |  | 1 | 24 | 24 |  |  |  |  | 1.38 | 1.07 | 0.89 | 0.46 | 2.72 | 3.12 | 3.26 | 3.14 | 2.87 | 2.14 | 1.57 | 1.38 | N | North | FC
DELAMO_2_SOLAR1 |  |  | Golden Springs Building H | CISO | LA Basin | Western | Solar_1Axis | PHOTO VOLTAIC | SUN | 1.5 | 1.5 |  |  |  |  | 1 | 24 | 24 |  |  |  |  | 0.01 | 0.05 | 0.05 | 0.07 | 0.1 | 0.2 | 0.22 | 0.19 | 0.17 | 0.11 | 0.09 | 0.05 | N | South | FC
DELAMO_2_SOLAR2 |  |  | Golden Springs Building M | CISO | LA Basin | Western | Solar_1Axis | PHOTO VOLTAIC | SUN | 1.75 | 1.8 |  |  |  |  | 1 | 24 | 24 |  |  |  |  | 0.01 | 0.05 | 0.06 | 0.08 | 0.11 | 0.23 | 0.25 | 0.22 | 0.19 | 0.13 | 0.1 | 0.06 | N | South | FC
DELAMO_2_SOLAR3 |  |  | Golden Springs Building G | CISO | LA Basin | Western | Solar_1Axis | PHOTO VOLTAIC | SUN | 1.25 | 1.3 |  |  |  |  | 1 | 24 | 24 |  |  |  |  | 0.01 | 0.04 | 0.04 | 0.06 | 0.08 | 0.16 | 0.18 | 0.16 | 0.14 | 0.09 | 0.07 | 0.04 | N | South | FC
DELAMO_2_SOLAR4 |  |  | Golden Springs Building F | CISO | LA Basin | Western | Solar_1Axis | PHOTO VOLTAIC | SUN | 1.3 | 1.4 |  |  |  |  | 1 | 24 | 24 |  |  |  |  | 0.01 | 0.04 | 0.05 | 0.06 | 0.08 | 0.17 | 0.19 | 0.16 | 0.14 | 0.1 | 0.07 | 0.05 | N | South | FC
DELAMO_2_SOLAR5 |  |  | Golden Springs Building L | CISO | LA Basin | Western | Solar_1Axis | PHOTO VOLTAIC | SUN | 1 | 1 |  |  |  |  | 1 | 24 | 24 |  |  |  |  | 0 | 0.03 | 0.04 | 0.04 | 0.06 | 0.13 | 0.14 | 0.12 | 0.11 | 0.07 | 0.06 | 0.04 | N | South | FC
DELAMO_2_SOLAR6 |  |  | Freeway Springs | CISO | LA Basin | Western | Solar_1Axis | PHOTO VOLTAIC | SUN | 2 | 2 |  |  |  |  | 1 | 24 | 24 |  |  |  |  | 0.01 | 0.06 | 0.07 | 0.09 | 0.13 | 0.26 | 0.29 | 0.25 | 0.22 | 0.15 | 0.11 | 0.07 | N | South | FC
DELAMO_2_SOLRC1 |  |  | Golden Springs Building C1 | CISO | LA Basin | Western | Solar_Fixed | PHOTO VOLTAIC | SUN | 1.16 | 1.3 |  |  |  |  | 1 | 24 | 24 |  |  |  |  | 0 | 0 | 0 | 0 | 0 | 0 | 0 | 0 | 0 | 0 | 0 | 0 | N | South | EO
DELAMO_2_SOLRD |  |  | Golden Solar Building D | CISO | LA Basin | Western | Solar_Fixed | PHOTO VOLTAIC | SUN | 1.25 | 1.4 |  |  |  |  | 1 | 24 | 24 |  |  |  |  | 0 | 0 | 0 | 0 | 0 | 0 | 0 | 0 | 0 | 0 | 0 | 0 | N | South | EO
DELSUR_6_BSOLAR |  |  | Central Antelope Dry Ranch B | CISO | Big Creek-Ventura |  | Solar_1Axis | PHOTO VOLTAIC | SUN | 3 | 3 |  |  |  |  | 1 | 24 | 24 |  |  |  |  | 0.01 | 0.09 | 0.11 | 0.13 | 0.19 | 0.39 | 0.43 | 0.37 | 0.33 | 0.22 | 0.17 | 0.11 | N | South | FC
DELSUR_6_CREST |  |  | Delsur Aggregate Solar Resources | CISO | Big Creek-Ventura |  | Solar_Fixed | PHOTO VOLTAIC | SUN | 10 | #N/A |  |  |  |  | 1 | 24 | 24 |  |  |  |  | 0 | 0 | 0 | 0 | 0 | 0 | 0 | 0 | 0 | 0 | 0 | 0 | N | South | EO
DELSUR_6_DRYFRB |  |  | Dry Farm Ranch B | CISO | Big Creek-Ventura |  | Solar_1Axis | PHOTO VOLTAIC | SUN | 5 | 5 |  |  |  |  | 1 | 24 | 24 |  |  |  |  | 0.02 | 0.15 | 0.18 | 0.22 | 0.32 | 0.66 | 0.72 | 0.62 | 0.56 | 0.37 | 0.29 | 0.18 | N | South | FC
DELSUR_6_SOLAR1 |  |  | Summer Solar North | CISO | Big Creek-Ventura |  | Solar_1Axis | PHOTO VOLTAIC | SUN | 6.5 | 6.5 |  |  |  |  | 1 | 24 | 24 |  |  |  |  | 0.03 | 0.2 | 0.23 | 0.29 | 0.42 | 0.85 | 0.94 | 0.81 | 0.72 | 0.48 | 0.37 | 0.23 | N | South | FC
DELSUR_6_SOLAR4 |  |  | Radiance Solar 4 | CISO | Big Creek-Ventura |  | Solar_1Axis | PHOTO VOLTAIC | SUN | 1.5 | 1.9 |  |  |  |  | 1 | 24 | 24 |  |  |  |  | 0 | 0 | 0 | 0 | 0 | 0 | 0 | 0 | 0 | 0 | 0 | 0 | N | South | EO
DELSUR_6_SOLAR5 |  |  | Radiance Solar 5 | CISO | Big Creek-Ventura |  | Solar_1Axis | PHOTO VOLTAIC | SUN | 1.5 | 1.9 |  |  |  |  | 1 | 24 | 24 |  |  |  |  | 0 | 0 | 0 | 0 | 0 | 0 | 0 | 0 | 0 | 0 | 0 | 0 | N | South | EO
DELTA_2_PL1X4 |  |  | DELTA ENERGY CENTER AGGREGATE | CISO | Bay Area | Pittsburg | CCGT | COMBINED CYCLE | NATURAL GAS | 880 | 0 |  |  |  |  | 1 | 24 | 24 |  |  | 617 | 1 | 880 | 880 | 880 | 875 | 865 | 855 | 848 | 848 | 848 | 865 | 880 | 880 | Y | North | FC
DEVERS_1_SEPV05 |  |  | SEPV 5 | CISO | LA Basin | Eastern, Valley-Devers | Solar_Fixed | PHOTO VOLTAIC | SUN | 2 | 2 |  |  |  |  | 1 | 24 | 24 |  |  |  |  | 0 | 0 | 0 | 0 | 0 | 0 | 0 | 0 | 0 | 0 | 0 | 0 | N | South | EO
DEVERS_1_SOLAR |  |  | Cascade Solar | CISO | LA Basin | Eastern, Valley-Devers | Solar_Fixed | PHOTO VOLTAIC | SUN | 18.5 | 18.5 |  |  |  |  | 1 | 24 | 24 |  |  |  |  | 0 | 0 | 0 | 0 | 0 | 0 | 0 | 0 | 0 | 0 | 0 | 0 | N | South | EO
DEVERS_1_SOLAR1 |  |  | SEPV8 | CISO | LA Basin | Eastern, Valley-Devers | Solar_1Axis | PHOTO VOLTAIC | SUN | 12 | 12 |  |  |  |  | 1 | 24 | 24 |  |  |  |  | 0 | 0 | 0 | 0 | 0 | 0 | 0 | 0 | 0 | 0 | 0 | 0 | N | South | EO
DEVERS_1_SOLAR2 |  |  | SEPV9 | CISO | LA Basin | Eastern, Valley-Devers | Solar_1Axis | PHOTO VOLTAIC | SUN | 9 | 9 |  |  |  |  | 1 | 24 | 24 |  |  |  |  | 0 | 0 | 0 | 0 | 0 | 0 | 0 | 0 | 0 | 0 | 0 | 0 | N | South | EO
DEVERS_2_CS2SR4 |  |  | Caliente Solar 2 | CISO | LA Basin | Eastern, Valley-Devers | Solar_1Axis | PHOTO VOLTAIC | SUN | 0.91 | 1 |  |  |  |  | 1 | 24 | 24 |  |  |  |  | 0 | 0 | 0 | 0 | 0 | 0 | 0 | 0 | 0 | 0 | 0 | 0 | N | South | EO
DEVERS_2_DHSPG2 |  |  | Desert Hot Springs 2 | CISO | LA Basin | Eastern, Valley-Devers | Solar_1Axis | PHOTO VOLTAIC | SUN | 1.4 | 1.5 |  |  |  |  | 1 | 24 | 24 |  |  |  |  | 0 | 0 | 0 | 0 | 0 | 0 | 0 | 0 | 0 | 0 | 0 | 0 | N | South | EO
DEXZEL_1_UNIT |  |  | Western Power and Steam Cogeneration | CISO | Kern | South Kern PP, Kern Oil | CHP | COMBUSTION TURBINE | NATURAL GAS | 20 | 36.8 |  |  |  |  | 1 | 24 | 24 |  |  |  |  | 17.45 | 17.45 | 17.45 | 17.03 | 17.45 | 17.45 | 16.28 | 16.1 | 16.93 | 16.06 | 15.35 | 15.33 | N | North | FC
DIABLO_7_UNIT 1 |  |  | Diablo Canyon Unit 1 | CISO | CAISO System |  | Nuclear | STEAM | URANIUM | 1150 | 1176 |  |  |  |  | 1 | 24 | 24 |  |  |  |  | 1140 | 1140 | 1140 | 1140 | 1140 | 1140 | 1140 | 1140 | 1140 | 1140 | 1140 | 1140 | N | North | FC
DIABLO_7_UNIT 2 |  |  | Diablo Canyon Unit 2 | CISO | CAISO System |  | Nuclear | STEAM | URANIUM | 1150 | 1176 |  |  |  |  | 1 | 24 | 24 |  |  |  |  | 1140 | 1140 | 1140 | 1140 | 1140 | 1140 | 1140 | 1140 | 1140 | 1140 | 1140 | 1140 | N | North | FC
DISCOV_1_CHEVRN |  |  | CHEVRON USA (EASTRIDGE) | CISO | Kern | South Kern PP, Kern Oil | CHP | FTUR | NATURAL GAS | 48.8 | 56.2 |  |  |  |  | 1 | 24 | 24 |  |  |  |  | 4.38 | 7.18 | 4.99 | 5 | 5.87 | 6.41 | 6.76 | 7.23 | 6.26 | 5.4 | 5 | 4.26 | N | North | FC
DIXNLD_1_LNDFL |  |  | Zero Waste Energy | CISO | Bay Area |  | Biomass | RECIPROCATING ENGINE | BIOMASS | 1.6 | 1.6 |  |  |  |  | 1 | 24 | 24 |  |  |  |  | 0.8 | 0.8 | 0.87 | 0.93 | 0.88 | 0.92 | 0.87 | 0.87 | 0.82 | 0.84 | 0.8 | 0.77 | N | North | FC
DMDVLY_1_UNITS |  |  | DIAMOND VALLEY LAKE PUMP-GEN PLANT | CISO | LA Basin | Eastern | Hydro | HYDRO | WATER | 21 | 0 |  |  |  |  | 1 | 24 | 24 |  |  |  |  | 1.6 | 3.95 | 0.72 | 0.88 | 3.05 | 2.63 | 0.31 | 3.09 | 1.04 | 0.74 | 1.62 | 0 | N | South | FC
DONNLS_7_UNIT |  |  | Donnells Hydro | CISO | Stockton | Tesla-Bellota, Stanislaus | Hydro | HYDRO | WATER | 72 | 72 |  |  |  |  | 1 | 24 | 24 |  |  | 72 | 1 | 65.95 | 66.32 | 67.86 | 65.21 | 70.1 | 72 | 72 | 72 | 72 | 70.02 | 67.92 | 66.81 | Y | North | FC
DOSMGO_2_NSPIN |  |  | DOSMGO_2_NSPIN | CISO | CAISO System |  | Pump | PUMP | WATER | 159 | 159 |  |  |  |  | 1 | 24 | 24 |  |  |  |  | 16 | 15.97 | 16 | 15.46 | 16 | 15.99 | 16 | 16 | 15.99 | 13.64 | 15.99 | 16 | Y | North | FC
DOUBLC_1_UNITS |  |  | DOUBLE "C" LIMITED | CISO | Kern | South Kern PP | Peaker | COMBUSTION TURBINE | NATURAL GAS | 52.23 | 55.3 |  |  |  |  | 1 | 24 | 24 |  |  | 32.23 | 1 | 52.23 | 52.23 | 52.23 | 52.23 | 52.23 | 52.23 | 52.23 | 52.23 | 52.23 | 52.23 | 52.23 | 52.23 | Y | North | FC
DRACKR_2_D4SR4B |  |  | Dracker Solar Unit 4B | CISO | CAISO System |  | Solar_1Axis | PHOTO VOLTAIC | SUN | 62.5 | 62.5 |  |  |  |  | 1 | 24 | 24 |  |  |  |  | 0.25 | 1.88 | 2.19 | 2.75 | 4 | 8.19 | 9 | 7.75 | 6.94 | 4.63 | 3.56 | 2.19 | N | South | FC
DRACKR_2_DS3SR3 |  | DRACKR_2_DSUBT3 | Dracker Solar Unit 3 | CISO | CAISO System |  | Paired_Solar_Fixed | PHOTO VOLTAIC | SUN | 125 | 125 |  |  |  |  | 1 | 24 | 24 | 115 |  |  |  | 0 | 0 | 0 | 0 | 0 | 0 | 0 | 0 | 0 | 0 | 0 | 0 | N | South | EO |  | Co-located with DRACKR_2_DSUBT3
DRACKR_2_DS4SR4 |  | DRACKR_2_DSUBT4 | Dracker Solar Unit 4A | CISO | CAISO System |  | Paired_Solar_1Axis | PHOTO VOLTAIC | SUN | 62.5 | 62.5 |  |  |  |  | 1 | 24 | 24 | 53.01 |  |  |  | 0.08 | 0.91 | 1.06 | 1.77 | 2.7 | 5.54 | 6.01 | 5.09 | 4.41 | 2.66 | 1.6 | 0.47 | N | South | FC |  | Co-located with future DRACKR_2_DSUBT4
DRACKR_2_DSUBT1 |  | DRACKR_2_SOLAR1 | Dracker Solar Unit 1 BESS | CISO | CAISO System |  | Paired_BattStorage | OTHER | LESR | 63 | 63 | .8 | 252 | 252 | 1 | 1 | 24 | 4 | 74.97 | N | 126 | 3 | 63 | 63 | 63 | 63 | 63 | 63 | 63 | 63 | 63 | 63 | 63 | 63 | Y | South | FC |  | Co-located with DRACKR_2_SOLAR1
DRACKR_2_DSUBT2 |  | DRACKR_2_SOLAR2 | Dracker Solar Unit 2 BESS | CISO | CAISO System |  | Paired_BattStorage | OTHER | LESR | 115 | 115 | 0.901 | 460 | 1308.1326 | 2.8438 | 1 | 24 | 11.3751 | 115 | N | 230 | 1 | 115 | 115 | 115 | 115 | 115 | 115 | 115 | 115 | 115 | 115 | 115 | 115 | Y | South | FC
DRACKR_2_DSUBT3 |  | DRACKR_2_DS3SR3 | Dracker Solar Unit 3 BESS | CISO | CAISO System |  | Paired_BattStorage | OTHER | LESR | 115 | 115 | 0.904 | 460 | 1310.4202 | 2.8487 | 1 | 24 | 11.395 | 115 | N | 230 | 1 | 115 | 115 | 115 | 115 | 115 | 115 | 115 | 115 | 115 | 115 | 115 | 97.86 | Y | South | FC |  | Co-located with DRACKR_2_DS3SR3 (EO)
DRACKR_2_DSUBT4 |  | DRACKR_2_DS4SR4 | Dracker Solar Unit 4 BESS | CISO | CAISO System |  | Paired_BattStorage | OTHER | LESR | 47 | 47 | .8 | 188 | 188 | 1 | 1 | 24 | 4 | 53.01 | N | 94 | 3 | 47 | 47 | 47 | 47 | 47 | 47 | 47 | 47 | 47 | 47 | 47 | 47 | Y | South | ID | 100% | TC - Waiting for West of Colorado River cRAS - Co-located with DRACKR_2_DS4SR4
DRACKR_2_SOLAR1 |  | DRACKR_2_DSUBT1 | Dracker Solar Unit 1 | CISO | CAISO System |  | Paired_Solar_Fixed | PHOTO VOLTAIC | SUN | 110 | 110 |  |  |  |  | 1 | 24 | 24 | 74.97 |  |  |  | 0.22 | 1.91 | 2.58 | 3.61 | 5.47 | 11.2 | 11.97 | 10.15 | 8.62 | 5.49 | 3.35 | 1.47 | N | South | FC |  | Co-located with DRACKR_2_DSUBT1
DRACKR_2_SOLAR2 |  | DRACKR_2_DSUBT2 | Dracker Solar Unit 2 | CISO | CAISO System |  | Paired_Solar_Fixed | PHOTO VOLTAIC | SUN | 125 | 125 |  |  |  |  | 1 | 24 | 24 | 115 |  |  |  | 0 | 0 | 0 | 0 | 0 | 0 | 0 | 0 | 0 | 0 | 0 | 0 | N | South | EO |  | Co-located with DRACKR_2_DSUBT2
DREWS_6_PL1X4 |  |  | Drews Generating Plant | CISO | LA Basin | Eastern | Peaker | FTUR | NATURAL GAS | 41.4 | 0 |  |  |  |  | 1 | 24 | 24 |  |  | 40 | 1 | 40 | 40 | 40 | 40 | 40 | 40 | 40 | 40 | 40 | 40 | 40 | 40 | Y | South | FC
DRUM_7_PL1X2 |  |  | Drum PH 1 Units 1 & 2 Aggregate | CISO | Sierra | Drum-Rio Oso, South of Palermo | Hydro | HYDRO | WATER | 26 | 0 |  |  |  |  | 1 | 24 | 24 |  |  | 0 | 1 | 0 | 0 | 0 | 0 | 0 | 0 | 0 | 10.4 | 0 | 0 | 0 | 9.6 | Y | North | FC
DRUM_7_PL3X4 |  |  | Drum PH 1 Units 3 & 4 Aggregate | CISO | Sierra | Drum-Rio Oso, South of Palermo | Hydro | HYDRO | WATER | 28.9 | 0 |  |  |  |  | 1 | 24 | 24 |  |  | 0 | 1 | 12.8 | 0 | 0 | 0 | 12.8 | 12.8 | 12.8 | 9.6 | 0 | 0 | 12.8 | 12.8 | Y | North | FC
DRUM_7_UNIT 5 |  |  | DRUM PH 2 UNIT 5 | CISO | Sierra | Drum-Rio Oso, South of Palermo | Hydro | HYDRO | WATER | 50 | 50 |  |  |  |  | 1 | 24 | 24 |  |  | 0 | 1 | 39.6 | 44.6 | 43.6 | 39.6 | 41.74 | 39.6 | 48.1 | 47.74 | 25.6 | 0 | 34.48 | 39.2 | Y | North | FC
DSABLA_7_UNIT |  |  | De Sabla Hydro | CISO | CAISO System |  | Hydro | HYDRO | WATER | 18.5 | 18.5 |  |  |  |  | 1 | 24 | 24 |  |  |  |  | 6.43 | 4.85 | 3.64 | 1.56 | 7.28 | 7.06 | 9.06 | 6.06 | 4.35 | 2.74 | 2.51 | 4.11 | N | North | FC
DSFLWR_2_WS2SR1 |  |  | Willow Springs 2 | CISO | CAISO System |  | Solar_1Axis | PHOTO VOLTAIC | SUN | 100 | 100 |  |  |  |  | 1 | 24 | 24 |  |  |  |  | 0.4 | 3 | 3.5 | 4.4 | 6.4 | 13.1 | 14.4 | 12.4 | 11.1 | 7.4 | 5.7 | 3.5 | N | South | FC
DSFLWR_2_W9CSB1 |  |  | Willy 9 Chap 1 | CISO | CAISO System |  | Solar_1Axis | PHOTO VOLTAIC | SUN | 102 | 102 |  |  |  |  | 1 | 24 | 24 | [8 empty] | 0 | 13.35 | 14.67 | 12.64 | 11.31 | 7.54 | 5.81 | 3.57 | N | South | ID | 100% | Waiting for Whirlwind CRAS - Solar only for now - future hybrid
DSFLWR_2_W9CSB2 |  |  | Willy 9 Chap 2 | CISO | CAISO System |  | Solar_1Axis | PHOTO VOLTAIC | SUN | 72 | 72 |  |  |  |  | 1 | 24 | 24 | [8 empty] | 0 | 9.42 | 10.35 | 8.92 | 7.98 | 5.32 | 4.1 | 2.52 | N | South | ID | 100% | Waiting for Whirlwind CRAS - Solar only for now - future hybrid
DSRTHV_2_DH1SR1 |  |  | Desert Harvest | CISO | CAISO System |  | Solar_1Axis | PHOTO VOLTAIC | SUN | 80 | 80 |  |  |  |  | 1 | 24 | 24 |  |  |  |  | 0.32 | 2.4 | 2.8 | 3.52 | 5.12 | 10.48 | 11.52 | 9.92 | 8.88 | 5.92 | 4.56 | 2.8 | N | South | FC
DSRTHV_2_DH2BT1 |  | DSRTHV_2_DH2SR2 | Desert Harvest BESS | CISO | CAISO System |  | Paired_BattStorage | OTHER | LESR | 35 | 35 | .8 | 140 | 140 | 1 | 1 | 24 | 4 | 38.92 | N | 70 | 1 | 35 | 35 | 35 | 35 | 35 | 35 | 35 | 35 | 35 | 35 | 35 | 35 | Y | South | PD | 35.00 | Co-located with DSRTHV_2_DH2SR2
DSRTHV_2_DH2SR2 |  | DSRTHV_2_DH2BT1 | Desert Harvest 2 | CISO | CAISO System |  | Paired_Solar_1Axis | PHOTO VOLTAIC | SUN | 70 | 70 |  |  |  |  | 1 | 24 | 24 | 38.92 |  |  |  | 0.08 | 0.69 | 0.82 | 1.16 | 1.72 | 3.55 | 3.92 | 3.32 | 2.86 | 1.8 | 1.21 | 0.59 | N | South | FC |  | Co-located with DSRTHV_2_DH2BT1 (PD)
DSRTSL_2_SOLAR1 |  |  | Desert Stateline | CISO | CAISO System |  | Solar_1Axis | PHOTO VOLTAIC | SUN | 296.19 | 0 |  |  |  |  | 1 | 24 | 24 |  |  |  |  | 1.18 | 8.89 | 10.37 | 13.03 | 18.96 | 38.8 | 42.65 | 36.73 | 32.88 | 21.92 | 16.88 | 10.37 | N | South | FC
DSRTSN_2_DS2X2 |  | DSRTSN_2_SOLAR2 | Desert Sunlight PV II Storage | CISO | CAISO System |  | Paired_BattStorage | OTHER | LESR | 230 | 230 | 0.865 | 920 | 2560.2145 | 2.7828 | 1 | 24 | 11.1314 | 251.02 | N | 460 | 1 | 230 | 230 | 230 | 230 | 230 | 230 | 230 | 230 | 230 | 230 | 230 | 214.29 | Y | South | FC |  | Co-located with DSRTSN_2_SOLAR2
DSRTSN_2_SOLAR1 |  |  | Desert Sunlight 300 | CISO | CAISO System |  | Solar_Fixed | PHOTO VOLTAIC | SUN | 300 | 0 |  |  |  |  | 1 | 24 | 24 |  |  |  |  | 1.2 | 9 | 10.5 | 13.2 | 19.2 | 39.3 | 43.2 | 37.2 | 33.3 | 22.2 | 17.1 | 10.5 | N | South | FC
DSRTSN_2_SOLAR2 |  | DSRTSN_2_DS2X2 | Desert Sunlight 250 | CISO | CAISO System |  | Paired_Solar_Fixed | PHOTO VOLTAIC | SUN | 250 | 0 |  |  |  |  | 1 | 24 | 24 | 251.02 |  |  |  | 0.12 | 2.47 | 3.51 | 5.73 | 8.89 | 19.2 | 21.02 | 17.21 | 13.47 | 7.49 | 3.27 | 0 | N | South | FC |  | Co-located with DSRTSN_2_DS2X2
DTCHWD_2_BT3WND |  |  | Brookfield Tehachapi 3 | CISO | CAISO System |  | Wind | WIND | WIND | 4.5 | 4.5 |  |  |  |  | 1 | 24 | 24 |  |  |  |  | 0.8 | 0.85 | 0.74 | 0.71 | 0.76 | 0.69 | 0.64 | 0.49 | 0.51 | 0.47 | 0.63 | 0.77 | N | South | FC
DTCHWD_2_BT4WND |  |  | Brookfield Tehachapi 4 | CISO | CAISO System |  | Wind | WIND | WIND | 6.52 | 7.1 |  |  |  |  | 1 | 24 | 24 |  |  |  |  | 1.15 | 1.23 | 1.08 | 1.03 | 1.1 | 1.01 | 0.93 | 0.71 | 0.73 | 0.68 | 0.92 | 1.11 | N | South | FC
DUANE_1_PL1X3 |  |  | DONALD VON RAESFELD POWER PROJECT | CISO | Bay Area | San Jose, South Bay-Moss Landing | CCGT | COMBINED CYCLE | NATURAL GAS | 147.8 | 0 |  |  |  |  | 1 | 24 | 24 |  |  | 85.65 | 1 | 147.8 | 147.8 | 147.8 | 147.8 | 143.5 | 143.5 | 143.5 | 143.5 | 143.5 | 147.8 | 147.8 | 147.8 | Y | North | FC
DUTCH1_7_UNIT 1 |  |  | DUTCH FLAT 1 PH | CISO | Sierra | Placer, Gold Hill-Drum, Drum-Rio Oso, South of Rio Oso, South of Palermo | Hydro | HYDRO | WATER | 22 | 22 |  |  |  |  | 1 | 24 | 24 |  |  | 0 | 1 | 17.6 | 12.8 | 9.36 | 16 | 17.4 | 18.8 | 18.8 | 19 | 16.8 | 6.4 | 15.3 | 18.64 | Y | North | FC
DUTCH2_7_UNIT 1 |  |  | DUTCH FLAT 2 PH | CISO | Sierra | Drum-Rio Oso, South of Palermo | Hydro | HYDRO | WATER | 26 | 26 |  |  |  |  | 1 | 24 | 24 |  |  | 0 | 1 | 0 | 5.16 | 17.52 | 5.6 | 15.2 | 5.6 | 15.6 | 16.76 | 0 | 0 | 0 | 15.28 | Y | North | FC
DVLCYN_1_UNITS |  |  | DEVIL CANYON HYDRO UNITS 1-4 AGGREGATE | CISO | LA Basin | Eastern | Hydro | HYDRO | WATER | 235 | 0 |  |  |  |  | 1 | 24 | 24 |  |  | 204.58 | 1 | 24.74 | 29.27 | 29.13 | 94.77 | 87.34 | 96.31 | 153.15 | 148.13 | 144.96 | 156.44 | 154.81 | 132.56 | Y | South | FC
DYERSM_6_DSWWD1 |  |  | Dyer Summit Wind Repower | CISO | CAISO System |  | Wind | WIND | WIND | 44.8 | 44.8 |  |  |  |  | 1 | 24 | 24 |  |  |  |  | 14.71 | 15.78 | 14.08 | 14.87 | 15.39 | 11.35 | 10.09 | 9.48 | 9.73 | 8.16 | 10.3 | 13.17 | N | North | FC
EASTWD_7_UNIT |  |  | EASTWOOD PUMP-GEN | CISO | Big Creek-Ventura | Rector, Vestal | Pumped Hydro | PUMPED STORAGE | WATER | 200 | 207 |  |  |  |  | 1 | 24 | 24 |  |  | 184 | 1 | 199 | 199 | 199 | 199 | 199 | 199 | 199 | 199 | 199 | 199 | 199 | 199 | Y | South | FC
EDMONS_2_NSPIN |  |  | EDMONS_2_NSPIN | CISO | Big Creek-Ventura |  | Pump | PUMP | WATER | 775.8 | 840 |  |  |  |  | 1 | 24 | 24 |  |  |  |  | 236 | 236 | 236 | 236 | 236 | 236 | 236 | 236 | 236 | 236 | 236 | 236 | Y | South | FC
EDWARD_2_E21SB1 | EDWARD_2_E21SB1_SUN |  | EdSan 2 Edwards 1A | CISO | CAISO System |  | Hybrid_Solar1Axis | OTHER | HYBD | 130 | 130 |  |  |  |  | 1 | 24 | 24 | 166 |  | 71 | 2 | 71.25 | 73.35 | 73.93 | 75.09 | 77.12 | 83.85 | 85.1 | 82.86 | 81.02 | 77.22 | 75.02 | 72.65 | Y | South | ID | 100% | Hybrid - C10 - Waiting for Tehachapi cRAS and possibly other - PV 130.0 MW and ESS 71.0 MW
EDWARD_2_E21SB1 | EDWARD_2_E21SB1_LESR |  | EdSan 2 Edwards 1A | CISO | CAISO System |  | Hybrid_Storage | OTHER | HYBD | 71 | 71 | .8 | 284 | 284 | 1 | 1 | 24 | 4 | 166 | N | 71 | 2
EDWARD_2_E23SB1 | EDWARD_2_E23SB1_SUN |  | EdSan 2 Edwards 1A | CISO | CAISO System |  | Hybrid_Solar1Axis | OTHER | HYBD | 24 | 24 |  |  |  |  | 1 | 24 | 24 | 24 |  | 6 | 2 | 6.07 | 6.59 | 6.7 | 6.92 | 7.35 | 8.79 | 9.07 | 8.62 | 8.29 | 7.49 | 7.08 | 6.6 | Y | South | ID | 100% | C10 - Waiting for Tehachapi cRAS
EDWARD_2_E23SB1 | EDWARD_2_E23SB1_LESR |  | EdSan 2 Edwards 1A | CISO | CAISO System |  | Hybrid_Storage | OTHER | HYBD | 6 | 6 | .8 | 24 | 24 | 1 | 1 | 24 | 4 | 24 | N | 6 | 2
EDWARD_2_ES2BT3 | EDWARD_2_ES2BT3_SUN |  | EdSan 2 Edwards 1A | CISO | CAISO System |  | Hybrid_Solar1Axis | OTHER | HYBD | 118 | 118 |  |  |  |  | 1 | 24 | 24 | 151 |  | 66 | 2 | 66.22 | 68.1 | 68.63 | 69.68 | 71.51 | 77.57 | 78.69 | 76.67 | 75 | 71.57 | 69.58 | 67.44 | Y | South | ID | 100% | Hybrid - C10 - Waiting for Tehachapi cRAS and possibly other - PV 118.0 MW and ESS 66.0 MW
EDWARD_2_ES2BT3 | EDWARD_2_ES2BT3_LESR |  | EdSan 2 Edwards 1A | CISO | CAISO System |  | Hybrid_Storage | OTHER | HYBD | 66 | 66 | .8 | 264 | 264 | 1 | 1 | 24 | 4 | 151 | N | 66 | 2
EDWARD_2_ESSSB1 |  |  | Sanborn Solar 2 Edwards 5 | CISO | CAISO System |  | Solar_1Axis | PHOTO VOLTAIC | SUN | 116 | 116 |  |  |  |  | 1 | 24 | [5 empty] | 0 | 0 | 0 | 0 | 0 | 0 | 0 | 0 | 0 | 0 | 0 | 0 | Y | South | ID | 0% | ID to 0 perc. until the Windhub CRAS is in-service March 2023. Then ID to 100 perc. waiting for Tehachapi CRAS.
EDWARD_2_ESSSB2 |  |  | Sanborn Solar 2 | CISO | CAISO System |  | Solar_1Axis | PHOTO VOLTAIC | SUN | 132 | 132 |  |  |  |  | 1 | 24 | [5 empty] | 0 | 0 | 0 | 0 | 0 | 0 | 0 | 0 | 0 | 0 | 0 | 0 | Y | South | ID | 0% | ID to 0 perc. until the Windhub CRAS is in-service March 2023. Then ID to 100 perc. waiting for Tehachapi CRAS.
EEKTMN_6_SOLAR1 |  |  | EE K Solar 1 | CISO | Fresno |  | Solar_1Axis | PHOTO VOLTAIC | SUN | 20 | 20 |  |  |  |  | 1 | 24 | 24 |  |  |  |  | 0 | 0 | 0 | 0 | 0 | 0 | 0 | 0 | 0 | 0 | 0 | 0 | N | North | EO
ELCAJN_6_EB1BT1 |  |  | Eastern BESS 1 | CISO | San Diego-IV | San Diego, El Cajon | Battery Storage | OTHER | LESR | 7.5 | 7.5 | .8 | 30 | 30 | 1 | 1 | 24 | 4 |  |  | 12 | 1 | 7.5 | 7.5 | 7.5 | 7.5 | 7.5 | 7.5 | 7.5 | 7.5 | 7.5 | 7.5 | 7.5 | 7.5 | Y | South | FC
ELCAJN_6_LM6K |  |  | El Cajon Energy Center | CISO | San Diego-IV | San Diego, El Cajon | Peaker | COMBUSTION TURBINE | NATURAL GAS | 48.1 | 49.7 |  |  |  |  | 1 | 24 | 24 |  |  | 48.1 | 1 | 48.1 | 48.1 | 48.1 | 48.1 | 48.1 | 48.1 | 48.1 | 48.1 | 48.1 | 48.1 | 48.1 | 48.1 | Y | South | FC
ELCAJN_6_UNITA1 |  |  | Cuyamaca Peak Energy Plant | CISO | San Diego-IV | San Diego, El Cajon | Peaker | COMBUSTION TURBINE | NATURAL GAS | 45.42 | 48 |  |  |  |  | 1 | 24 | 24 |  |  | 45.42 | 1 | 45.42 | 45.42 | 45.42 | 45.42 | 45.42 | 45.42 | 45.42 | 45.42 | 45.42 | 45.42 | 45.42 | 45.42 | Y | South | FC
ELCAP_1_SOLAR |  |  | 2097 Helton | CISO | Fresno |  | Solar_1Axis | PHOTO VOLTAIC | SUN | 1.5 | 1.5 |  |  |  |  | 1 | 24 | 24 |  |  |  |  | 0 | 0 | 0 | 0 | 0 | 0 | 0 | 0 | 0 | 0 | 0 | 0 | N | North | EO
ELDORO_7_UNIT 1 |  |  | El Dorado Unit 1 | CISO | Sierra | Gold Hill-Drum, South of Rio Oso, South of Palermo | Hydro | HYDRO | WATER | 11 | 10.5 |  |  |  |  | 1 | 24 | 24 |  |  |  |  | 4.49 | 3.83 | 5.44 | 8.35 | 8.5 | 6.39 | 5.11 | 2.53 | 3.6 | 0 | 0 | 1.05 | N | North | FC
ELDORO_7_UNIT 2 |  |  | El Dorado Unit 2 | CISO | Sierra | Gold Hill-Drum, South of Rio Oso, South of Palermo | Hydro | HYDRO | WATER | 11 | 10.5 |  |  |  |  | 1 | 24 | 24 |  |  |  |  | 7 | 4.09 | 4 | 8.05 | 8.81 | 6.44 | 4.24 | 5.18 | 3.18 | 0 | 0 | 0.68 | N | North | FC
ELECTR_7_PL1X3 |  |  | ELECTRA PH UNIT 1 & 2 AGGREGATE | CISO | CAISO System |  | Hydro | HYDRO | WATER | 93 | 0 |  |  |  |  | 1 | 24 | 24 |  |  | 0 | 1 | 49.36 | 33.74 | 51 | 25.4 | 48.6 | 53.88 | 50.6 | 54.6 | 61.28 | 48.64 | 50.76 | 55.6 | Y | North | FC
ELKCRK_6_STONYG |  |  | STONEY GORGE HYDRO AGGREGATE | CISO | CAISO System |  | Hydro | HYDRO | WATER | 4.9 | 4.9 |  |  |  |  | 1 | 24 | 24 |  |  |  |  | 1.8 | 2.4 | 2.7 | 2.2 | 1.6 | 1.7 | 2.2 | 2 | 1.4 | 0.4 | 0.1 | 0.9 | Y | North | FC
ELKHIL_2_PL1X3 |  |  | ELK HILLS COMBINED CYCLE (AGGREGATE) | CISO | CAISO System |  | CCGT | COMBINED CYCLE | NATURAL GAS | 551.7 | 551.7 |  |  |  |  | 1 | 24 | 24 |  |  | 171.7 | 1 | 380 | 380 | 380 | 380 | 380 | 380 | 380 | 380 | 380 | 380 | 380 | 380 | Y | North | FC
ELKHRN_1_EESX3 |  |  | Elkhorn Energy Storage | CISO | Bay Area | South Bay-Moss Landing | Battery Storage | OTHER | LESR | 182.5 | 0 | .8 | 730 | 730 | 1 | 1 | 24 | 4 |  |  | 365 | 1 | 182.5 | 182.5 | 182.5 | 182.5 | 182.5 | 182.5 | 182.5 | 182.5 | 182.5 | 182.5 | 182.5 | 182.5 | Y | North | FC
ELLIS_2_QF |  |  | ELLIS QFS | CISO | LA Basin | Western | CHP | OTHER | OTHER | 12 | 28.2 |  |  |  |  | 1 | 24 | 24 |  |  |  |  | 0.24 | 0.33 | 0.07 | 0.05 | 0.06 | 0.11 | 0.2 | 0.55 | 1 | 1 | 1 | 0.98 | N | South | FC
ELNIDP_6_BIOMAS |  |  | El Nido Biomass to Energy | CISO | Fresno | Panoche 115 kV, Wilson 115 kV | Biomass | STEAM | BIOMASS | 10.5 | 12.5 |  |  |  |  | 1 | 24 | 24 |  |  |  |  | 8.89 | 9.22 | 9.31 | 8.81 | 8.63 | 9.48 | 8.99 | 9.24 | 9.17 | 6.97 | 5.57 | 6.38 | N | North | FC | 97% | Behind Exchequer-Le Grand 115 kV constraint - Any future NQC increase request may result in minimum 96% FCDS.
ELSEGN_2_UN1011 |  |  | El Segundo Energy Center 5/6 | CISO | LA Basin | Western, El Nido | CCGT | COMBINED CYCLE | NATURAL GAS | 274.31 | 0 |  |  |  |  | 1 | 24 | 24 |  |  | 274.31 | 1 | 274.31 | 274.31 | 274.31 | 274.31 | 274.31 | 274.31 | 274.31 | 274.31 | 274.31 | 274.31 | 274.31 | 274.31 | Y | South | FC
ELSEGN_2_UN2021 |  |  | El Segundo Energy Center 7/8 | CISO | LA Basin | Western, El Nido | CCGT | COMBINED CYCLE | NATURAL GAS | 271.74 | 0 |  |  |  |  | 1 | 24 | 24 |  |  | 271.74 | 1 | 271.74 | 271.74 | 271.74 | 271.74 | 271.74 | 271.74 | 271.74 | 271.74 | 271.74 | 271.74 | 271.74 | 271.74 | Y | South | FC
ENERSJ_2_WIND |  |  | ESJ Wind Energy | CISO | San Diego-IV |  | Wind | WIND | WIND | 151 | 151 |  |  |  |  | 1 | 24 | 24 |  |  |  |  | 26.68 | 28.38 | 24.93 | 23.89 | 25.4 | 23.28 | 21.63 | 16.44 | 16.98 | 15.75 | 21.23 | 25.72 | N | South | FC
ENERSJ_5_ESJWD2 |  |  | Energia Sierra Juarez Wind 2 | CISO | San Diego-IV |  | Wind | WIND | WIND | 105 | 105 |  |  |  |  | 1 | 24 | 24 |  |  |  |  | 18.55 | 19.73 | 17.34 | 16.61 | 17.66 | 16.19 | 15.04 | 11.43 | 11.81 | 10.95 | 14.76 | 17.88 | N | South | FC
ENWIND_2_WIND1 |  |  | Cameron Ridge | CISO | CAISO System |  | Wind | WIND | WIND | 47.1 | 47.1 |  |  |  |  | 1 | 24 | 24 |  |  |  |  | 8.32 | 8.85 | 7.78 | 7.45 | 7.92 | 7.26 | 6.75 | 5.13 | 5.3 | 4.91 | 6.62 | 8.02 | N | South | FC
ENWIND_2_WIND2 |  |  | Ridgetop I | CISO | CAISO System |  | Wind | WIND | WIND | 38.24 | 65 |  |  |  |  | 1 | 24 | 24 |  |  |  |  | 6.76 | 7.19 | 6.31 | 6.05 | 6.43 | 5.9 | 5.48 | 4.16 | 4.3 | 3.99 | 5.38 | 6.51 | N | South | FC
ESCNDO_6_EB1BT1 |  |  | Escondido BESS 1 | CISO | San Diego-IV | San Diego | Battery Storage | OTHER | LESR | 10 | 10 | .8 | 40 | 40 | 1 | 1 | 24 | 4 |  |  | 20 | 1 | 10 | 10 | 10 | 10 | 10 | 10 | 10 | 10 | 10 | 10 | 10 | 10 | Y | South | FC
ESCNDO_6_EB2BT2 |  |  | Escondido BESS 2 | CISO | San Diego-IV | San Diego | Battery Storage | OTHER | LESR | 10 | 10 | .8 | 40 | 40 | 1 | 1 | 24 | 4 |  |  | 20 | 1 | 10 | 10 | 10 | 10 | 10 | 10 | 10 | 10 | 10 | 10 | 10 | 10 | Y | South | FC
ESCNDO_6_EB3BT3 |  |  | Escondido BESS 3 | CISO | San Diego-IV | San Diego | Battery Storage | OTHER | LESR | 10 | 10 | .8 | 40 | 40 | 1 | 1 | 24 | 4 |  |  | 20 | 1 | 10 | 10 | 10 | 10 | 10 | 10 | 10 | 10 | 10 | 10 | 10 | 10 | Y | South | FC
ESCNDO_6_PL1X2 |  |  | MMC Escondido Aggregate | CISO | San Diego-IV | San Diego | Peaker | COMBUSTION TURBINE | NATURAL GAS | 48.71 | 49.5 |  |  |  |  | 1 | 24 | 24 |  |  | 48.71 | 1 | 48.71 | 48.71 | 48.71 | 48.71 | 48.71 | 48.71 | 48.71 | 48.71 | 48.71 | 48.71 | 48.71 | 48.71 | Y | South | FC
ESCNDO_6_UNITB1 |  |  | CalPeak Power Enterprise Unit 1 | CISO | San Diego-IV | San Diego | Peaker | COMBUSTION TURBINE | NATURAL GAS | 48.04 | 52 |  |  |  |  | 1 | 24 | 24 |  |  | 48.04 | 1 | 48.04 | 48.04 | 48.04 | 48.04 | 48.04 | 48.04 | 48.04 | 48.04 | 48.04 | 48.04 | 48.04 | 48.04 | Y | South | FC
ESCO_6_GLMQF |  |  | Goal Line Cogen | CISO | San Diego-IV | San Diego | Peaker | COMBUSTION TURBINE | NATURAL GAS | 49.9 | 49.9 |  |  |  |  | 1 | 24 | 24 |  |  | 0 | 1 | 49.9 | 49.9 | 49.9 | 49.9 | 49.9 | 49.9 | 49.9 | 49.9 | 49.9 | 49.9 | 49.9 | 49.9 | Y | North | FC
ESNHWR_2_WC1BT1 |  |  | Wildcat I BESS | CISO | LA Basin | Eastern, Valley-Devers | Battery Storage | OTHER | LESR | 3 | 3 | .8 | 6 | 6 | 1 | 1 | 24 | 2 |  |  | 4.5 | 3 | 1.5 | 1.5 | 1.5 | 1.5 | 1.5 | 1.5 | 1.5 | 1.5 | 1.5 | 1.5 | 1.5 | 1.5 | Y | South | ID | 100% | Waiting for Mesa Loop-in upgrade (in-service); remains ID due to unknown Queue/WDAT number
ESQUON_6_LNDFIL |  |  | Neal Road Landfill Generating Facility | CISO | CAISO System |  | Biogas | RECIPROCATING ENGINE | BIOGAS | 2.1 | 2.1 |  |  |  |  | 1 | 24 | 24 |  |  |  |  | 0 | 0 | 0 | 0 | 0 | 0 | 0 | 0 | 0 | 0 | 0 | 0 | N | North | EO
ESTWND_2_OPPWD1 |  |  | Oasis Power Plant Eastwind | CISO | CAISO System |  | Wind | WIND | WIND | 57.14 | 57.2 |  |  |  |  | 1 | 24 | 24 |  |  |  |  | 10.1 | 10.74 | 9.44 | 9.04 | 9.61 | 8.81 | 8.19 | 6.22 | 6.43 | 5.96 | 8.03 | 9.73 | N | South | FC
ETIWND_2_CHMPNE |  |  | Champagne | CISO | LA Basin | Eastern | Solar_Fixed | PHOTO VOLTAIC | SUN | 1 | 1.5 |  |  |  |  | 1 | 24 | 24 |  |  |  |  | 0 | 0 | 0 | 0 | 0 | 0 | 0 | 0 | 0 | 0 | 0 | 0 | N | South | EO
ETIWND_2_FONTNA |  |  | FONTANALYTLE CREEK POWERHOUSE P | CISO | LA Basin | Eastern | Hydro | HYDRO | WATER | 2.56 | 2.6 |  |  |  |  | 1 | 24 | 24 |  |  |  |  | 0.91 | 0.9 | 0.55 | 0.92 | 0.94 | 0.72 | 0.75 | 0.65 | 0.71 | 0.6 | 0.81 | 0.74 | N | South | FC
ETIWND_2_RTS010 |  |  | SPVP010 Fontana RT Solar | CISO | LA Basin | Eastern | Solar_Fixed | PHOTO VOLTAIC | SUN | 1.5 | 1.5 |  |  |  |  | 1 | 24 | 24 |  |  |  |  | 0.01 | 0.05 | 0.05 | 0.07 | 0.1 | 0.2 | 0.22 | 0.19 | 0.17 | 0.11 | 0.09 | 0.05 | N | South | FC
ETIWND_2_RTS015 |  |  | SPVP015 | CISO | LA Basin | Eastern | Solar_Fixed | PHOTO VOLTAIC | SUN | 3 | 3 |  |  |  |  | 1 | 24 | 24 |  |  |  |  | 0.01 | 0.09 | 0.11 | 0.13 | 0.19 | 0.39 | 0.43 | 0.37 | 0.33 | 0.22 | 0.17 | 0.11 | N | South | FC
ETIWND_2_RTS017 |  |  | SPVP017 | CISO | LA Basin | Eastern | Solar_Fixed | PHOTO VOLTAIC | SUN | 3.5 | 3.5 |  |  |  |  | 1 | 24 | 24 |  |  |  |  | 0.01 | 0.11 | 0.12 | 0.15 | 0.22 | 0.46 | 0.5 | 0.43 | 0.39 | 0.26 | 0.2 | 0.12 | N | South | FC
ETIWND_2_RTS018 |  |  | SPVP018 Fontana RT Solar | CISO | LA Basin | Eastern | Solar_Fixed | PHOTO VOLTAIC | SUN | 1.5 | 1.5 |  |  |  |  | 1 | 24 | 24 |  |  |  |  | 0.01 | 0.05 | 0.05 | 0.07 | 0.1 | 0.2 | 0.22 | 0.19 | 0.17 | 0.11 | 0.09 | 0.05 | N | South | FC
ETIWND_2_RTS023 |  |  | SPVP023 Fontana RT Solar | CISO | LA Basin | Eastern | Solar_Fixed | PHOTO VOLTAIC | SUN | 2.5 | 2.5 |  |  |  |  | 1 | 24 | 24 |  |  |  |  | 0.01 | 0.08 | 0.09 | 0.11 | 0.16 | 0.33 | 0.36 | 0.31 | 0.28 | 0.19 | 0.14 | 0.09 | N | South | FC
ETIWND_2_RTS026 |  |  | SPVP026 | CISO | LA Basin | Eastern | Solar_1Axis | PHOTO VOLTAIC | SUN | 6 | 6 |  |  |  |  | 1 | 24 | 24 |  |  |  |  | 0.02 | 0.18 | 0.21 | 0.26 | 0.38 | 0.79 | 0.86 | 0.74 | 0.67 | 0.44 | 0.34 | 0.21 | N | South | FC
ETIWND_2_RTS027 |  |  | SPVP027 | CISO | LA Basin | Eastern | Solar_Fixed | PHOTO VOLTAIC | SUN | 2 | 2 |  |  |  |  | 1 | 24 | 24 |  |  |  |  | 0.01 | 0.06 | 0.07 | 0.09 | 0.13 | 0.26 | 0.29 | 0.25 | 0.22 | 0.15 | 0.11 | 0.07 | N | South | FC
ETIWND_2_SOLAR1 |  |  | Dedeaux Ontario | CISO | LA Basin | Eastern | Solar_1Axis | PHOTO VOLTAIC | SUN | 1 | 1 |  |  |  |  | 1 | 24 | 24 |  |  |  |  | 0 | 0.03 | 0.04 | 0.04 | 0.06 | 0.13 | 0.14 | 0.12 | 0.11 | 0.07 | 0.06 | 0.04 | N | South | FC
ETIWND_2_SOLAR2 |  |  | Rochester | CISO | LA Basin | Eastern | Solar_1Axis | PHOTO VOLTAIC | SUN | 1 | 1 |  |  |  |  | 1 | 24 | 24 |  |  |  |  | 0 | 0 | 0 | 0 | 0 | 0 | 0 | 0 | 0 | 0 | 0 | 0 | N | South | EO
ETIWND_2_SOLAR5 |  |  | Dulles | CISO | LA Basin | Eastern | Solar_1Axis | PHOTO VOLTAIC | SUN | 2 | 2 |  |  |  |  | 1 | 24 | 24 |  |  |  |  | 0 | 0 | 0 | 0 | 0 | 0 | 0 | 0 | 0 | 0 | 0 | 0 | N | South | EO
ETIWND_2_UNIT1 |  |  | ETIWND_2_UNIT1 | CISO | LA Basin | Eastern | CHP | FTUR | NATURAL GAS | 33.6 | 33.6 |  |  |  |  | 1 | 24 | 24 |  |  |  |  | 33.6 | 33.6 | 33.6 | 33.6 | 33.6 | 33.6 | 33.6 | 33.6 | 33.6 | 33.6 | 33.6 | 33.6 | Y | South | FC |  | NQC should be 33.6 for all months in 2023. Based on RDT Pmax and dispatchable status.
ETIWND_6_GRPLND |  |  | Grapeland Peaker | CISO | LA Basin | Eastern | Peaker | COMBUSTION TURBINE | NATURAL GAS | 45.64 | 59.8 |  |  | 407.7 |  | 1 | 24 | 8.933 |  |  | 45.64 | 1 | 45.64 | 45.64 | 45.64 | 45.64 | 45.64 | 45.64 | 45.64 | 45.64 | 45.64 | 45.64 | 45.64 | 45.64 | Y | South | FC
ETIWND_6_MWDETI |  |  | ETIWANDA RECOVERY HYDRO | CISO | LA Basin | Eastern | Hydro | HYDRO | WATER | 24 | 23.9 |  |  |  |  | 1 | 24 | 24 |  |  |  |  | 1.26 | 2.98 | 0 | 3.5 | 4.04 | 1.85 | 3.18 | 2.45 | 2.35 | 2.4 | 4.91 | 5.39 | N | South | FC
EXCHEC_7_UNIT 1 |  |  | EXCHEQUER HYDRO | CISO | Fresno | Panoche 115 kV, Wilson 115 kV | Hydro | HYDRO | WATER | 94.5 | 94.5 |  |  |  |  | 1 | 24 | 24 |  |  | 91.89 | 1 | 91.89 | 91.89 | 91.89 | 91.89 | 91.89 | 91.89 | 91.89 | 91.89 | 91.89 | 91.89 | 91.89 | 91.89 | Y | North | FC | 97% | Behind Exchequer-Le Grand 115 kV constraint - Any future NQC increase request may result in minimum 96% FCDS
EXCLSG_1_SOLAR |  |  | Excelsior Solar | CISO | Fresno | Panoche 115 kV | Solar_1Axis | PHOTO VOLTAIC | SUN | 60 | 60 |  |  |  |  | 1 | 24 | 24 |  |  |  |  | 0.24 | 1.8 | 2.1 | 2.64 | 3.84 | 7.86 | 8.64 | 7.44 | 6.66 | 4.44 | 3.42 | 2.1 | N | North | FC
FALBRK_6_FESBT1 |  |  | Fallbrook Energy Storage | CISO | San Diego-IV |  | Battery Storage | OTHER | LESR | 40 | 40 | .8 | 160 | 160 | 1 | 1 | 24 | 4 |  |  | 79.97 | 1 | JUN: 40; JUL: 40; AUG: 40; SEP: 40; OCT: 40; NOV: 40; DEC: 40 | Y | South | FC
FELLOW_7_QFUNTS |  |  | Fellow QF Aggregate | CISO | CAISO System |  | CHP | FTUR | NATURAL GAS | 6.2 | 17.5 |  |  |  |  | 1 | 24 | 24 |  |  |  |  | 2.15 | 2.05 | 2.09 | 2.17 | 2.41 | 2.37 | 2.3 | 2.3 | 2.49 | 2.56 | 2.5 | 2.47 | N | North | FC
FIFTHS_2_FSSBT |  |  | Fifth Standard Solar BESS | CISO | CAISO System |  | Battery Storage | OTHER | LESR | 137 | 137 | .8 | 548 | 548 | 1 | 1 | 24 | 4 |  |  |  |  | JUL: 137; AUG: 137; SEP: 137; OCT: 137; NOV: 137; DEC: 137 | Y | North | FC
FLOWD2_2_FPLWND |  |  | DIABLO WINDS | CISO | CAISO System |  | Wind | WIND | WIND | 18 | 18 |  |  |  |  | 1 | 24 | 24 |  |  |  |  | 5.91 | 6.34 | 5.66 | 5.98 | 6.18 | 4.56 | 4.06 | 3.81 | 3.91 | 3.28 | 4.14 | 5.29 | N | North | FC
FLOWD_2_RT2WD2 |  |  | Ridgetop 2 | CISO | CAISO System |  | Wind | WIND | WIND | 27.39 | 27.4 |  |  |  |  | 1 | 24 | 24 |  |  |  |  | 4.84 | 5.15 | 4.52 | 4.33 | 4.61 | 4.22 | 3.92 | 2.98 | 3.08 | 2.86 | 3.85 | 4.66 | N | South | FC
FLOWD_2_WIND1 |  |  | Cameron Ridge 2 | CISO | CAISO System |  | Wind | WIND | WIND | 11.9 | 11.9 |  |  |  |  | 1 | 24 | 24 |  |  |  |  | 2.1 | 2.24 | 1.97 | 1.88 | 2 | 1.83 | 1.7 | 1.3 | 1.34 | 1.24 | 1.67 | 2.03 | N | South | FC
FMEADO_6_HELLHL |  |  | FMEADO_6_HELLHL | CISO | Sierra | South of Rio Oso, South of Palermo | Hydro | HYDRO | WATER | 0.6 | 0.5 |  |  |  |  | 1 | 24 | 24 |  |  |  |  | 0.17 | 0.16 | 0.17 | 0.2 | 0.11 | 0.34 | 0.44 | 0.41 | 0.33 | 0.35 | 0.3 | 0.27 | N | North | FC
FMEADO_7_UNIT |  |  | FRENCH MEADOWS HYDRO | CISO | Sierra | South of Rio Oso, South of Palermo | Hydro | HYDRO | WATER | 16 | 18 |  |  |  |  | 1 | 24 | 24 |  |  | 16 | 1 | 16 | 16 | 16 | 16 | 16 | 16 | 16 | 16 | 16 | 16 | 16 | 16 | Y | North | FC
FORBST_7_UNIT 1 |  |  | FORBESTOWN HYDRO | CISO | Sierra | Drum-Rio Oso | Hydro | HYDRO | WATER | 37.5 | 39 |  |  |  |  | 1 | 24 | 24 |  |  | 37.5 | 1 | 37.5 | 37.5 | 37.5 | 37.5 | 37.5 | 37.5 | 37.5 | 37.5 | 37.5 | 37.5 | 37.5 | 37.5 | Y | North | FC
FRESHW_1_SOLAR1 |  |  | Corcoran 3 | CISO | Fresno | Herndon | Solar_1Axis | PHOTO VOLTAIC | SUN | 20 | 20 |  |  |  |  | 1 | 24 | 24 |  |  |  |  | 0 | 0 | 0 | 0 | 0 | 0 | 0 | 0 | 0 | 0 | 0 | 0 | N | North | EO
FRIANT_6_UNITS |  |  | FRIANT DAM | CISO | Fresno | Borden | Hydro | HYDRO | WATER | 25 | 34.7 |  |  |  |  | 1 | 24 | 24 |  |  |  |  | 1.2 | 5.05 | 6.22 | 4.67 | 8.81 | 15.33 | 15.5 | 10.48 | 6.54 | 4.6 | 1.86 | 1.96 | N | North | FC
FRITO_1_LAY |  |  | FRITO-LAY | #N/A | CAISO System |  | CHP | FTUR | NATURAL GAS | 6 | #N/A |  |  |  |  | 1 | 24 | 24 |  |  |  |  | 0.14 | 0.19 | 0.13 | 0.09 | 0.07 | 0.08 | 0.06 | 0.07 | 0.09 | 0.07 | 0.1 | 0.19 | N | North | FC
FRNTBW_6_SOLAR1 |  |  | Frontier Solar | CISO | CAISO System |  | Solar_1Axis | PHOTO VOLTAIC | SUN | 20 | 20 |  |  |  |  | 1 | 24 | 24 |  |  |  |  | 0.08 | 0.6 | 0.7 | 0.88 | 1.28 | 2.62 | 2.88 | 2.48 | 2.22 | 1.48 | 1.14 | 0.7 | N | North | FC
FROGTN_1_UTICAA |  |  | Angels Powerhouse | CISO | Stockton | Tesla-Bellota, Stanislaus | Hydro | HYDRO | WATER | 1.4 | 1.4 |  |  |  |  | 1 | 24 | 24 |  |  |  |  | 0.73 | 0.85 | 0.89 | 0.78 | 0.61 | 0.52 | 0.45 | 0.37 | 0.47 | 0.48 | 0.06 | 0.81 | N | North | FC
FROGTN_1_UTICAM |  |  | Murphys Powerhouse | CISO | Stockton | Tesla-Bellota, Stanislaus | Hydro | HYDRO | WATER | 3.6 | 3.6 |  |  |  |  | 1 | 24 | 24 |  |  |  |  | 1.53 | 1.77 | 2.04 | 1.75 | 1.71 | 1.7 | 1.49 | 1.51 | 1.5 | 1.24 | 0.09 | 1.65 | N | North | FC
FTSWRD_6_TRFORK |  |  | Three Forks Water Power Project | CISO | Humboldt |  | Hydro | HYDRO | WATER | 1.63 | 1.5 |  |  |  |  | 1 | 24 | 24 |  |  |  |  | 0.59 | 0.67 | 0.58 | 0.67 | 0.57 | 0.37 | 0.27 | 0.1 | 0.19 | 0.1 | 0.12 | 0.16 | N | North | PD | 80.00%
FTSWRD_7_QFUNTS |  |  | FTSWRD_7_QFUNTS | CISO | Humboldt |  | Hydro | HYDRO | WATER | 1.6 | 1.3 |  |  |  |  | 1 | 24 | 24 |  |  |  |  | 0 | 0 | 0 | 0 | 0 | 0 | 0 | 0 | 0 | 0 | 0 | 0 | N | North | FC
FULTON_1_QF |  |  | SMALL QF AGGREGATION - ZENIA | CISO | NCNB | Fulton | Hydro | HYDRO | WATER | 1 | 1 |  |  |  |  | 1 | 24 | 24 |  |  |  |  | 0.13 | 0.12 | 0.11 | 0.14 | 0.13 | 0.1 | 0.07 | 0.04 | 0.05 | 0.06 | 0.07 | 0.1 | N | North | FC
GALE_1_SR3SR3 |  |  | Sunray 3 | CISO | CAISO System |  | Solar_1Axis | PHOTO VOLTAIC | SUN | 13.8 | 13.8 |  |  |  |  | 1 | 24 | 24 |  |  |  |  | 0.06 | 0.41 | 0.48 | 0.61 | 0.88 | 1.81 | 1.99 | 1.71 | 1.53 | 1.02 | 0.79 | 0.48 | N | South | FC
GANSO_1_WSTBM1 |  |  | Weststar Dairy Biogas | CISO | CAISO System |  | Biogas | RECIPROCATING ENGINE | BIOGAS | 1 | 1 |  |  |  |  | 1 | 24 | 24 |  |  |  |  | 0 | 0 | 0 | 0 | 0 | 0 | 0 | 0 | 0 | 0 | 0 | 0 | N | North | EO
GARLND_2_GARBT1 |  | GARLND_2_GASLR, GARLND_2_GASLRA | Garland B BESS | CISO | CAISO System |  | Paired_BattStorage | OTHER | LESR | 88 | 88 | 0.8513 | 352 | 971.18 | 2.759 | 1 | 24 | 11.0361 | 109.58 | N | 176 | 1 | 88 | 88 | 88 | 88 | 88 | 88 | 88 | 88 | 88 | 88 | 88 | 88 | Y | South | FC |  | Co-located with GARLND_2_GASLR
GARLND_2_GASLR |  | GARLND_2_GARBT1, GARLND_2_GASLRA | Garland B | CISO | CAISO System |  | Paired_Solar_Fixed | PHOTO VOLTAIC | SUN | 180 | 180 |  |  |  |  | 1 | 24 | 24 | 109.58 |  |  |  | 0.38 | 3.26 | 3.89 | 5.09 | 7.65 | 16.82 | 18.7 | 15.85 | 13.56 | 8.39 | 5.79 | 2.92 | N | South | FC |  | Co-located with GARLND_2_GARBT1
GARLND_2_GASLRA |  | GARLND_2_GARBT1, GARLND_2_GASLR | Garland A | CISO | CAISO System |  | Paired_Solar_1Axis | PHOTO VOLTAIC | SUN | 20 | 20 |  |  |  |  | 1 | 24 | 24 | 109.58 |  |  |  | 0.08 | 0.6 | 0.7 | 0.88 | 1.28 | 2.62 | 2.88 | 2.48 | 2.22 | 1.48 | 1.14 | 0.7 | N | South | FC
GARNET_1_SOLAR |  |  | North Palm Springs 4A | CISO | LA Basin | Eastern, Valley-Devers | Solar_1Axis | PHOTO VOLTAIC | SUN | 4 | 4.1 |  |  |  |  | 1 | 24 | 24 |  |  |  |  | 0 | 0 | 0 | 0 | 0 | 0 | 0 | 0 | 0 | 0 | 0 | 0 | N | South | EO
GARNET_1_SOLAR2 |  |  | Garnet Solar Power Generation Station 1 | CISO | LA Basin | Eastern, Valley-Devers | Solar_1Axis | PHOTO VOLTAIC | SUN | 4 | 4 |  |  |  |  | 1 | 24 | 24 |  |  |  |  | 0.02 | 0.12 | 0.14 | 0.18 | 0.26 | 0.52 | 0.58 | 0.5 | 0.44 | 0.3 | 0.23 | 0.14 | N | South | FC
GARNET_1_WIND |  |  | GARNET WIND ENERGY CENTER | CISO | LA Basin | Eastern, Valley-Devers | Wind | WIND | WIND | 6.5 | 6.5 |  |  |  |  | 1 | 24 | 24 |  |  |  |  | 1.15 | 1.22 | 1.07 | 1.03 | 1.09 | 1 | 0.93 | 0.71 | 0.73 | 0.68 | 0.91 | 1.11 | N | South | FC
GARNET_1_WINDS |  |  | Garnet Winds Aggregation | CISO | LA Basin | Eastern, Valley-Devers | Wind | WIND | WIND | 22.5 | 23.3 |  |  |  |  | 1 | 24 | 24 |  |  |  |  | 3.98 | 4.23 | 3.72 | 3.56 | 3.79 | 3.47 | 3.22 | 2.45 | 2.53 | 2.35 | 3.16 | 3.83 | N | South | FC
GARNET_1_WT3WND |  |  | Wagner Wind | CISO | LA Basin | Eastern, Valley-Devers | Wind | WIND | WIND | 6 | 6 |  |  |  |  | 1 | 24 | 24 |  |  |  |  | 0 | 0 | 0 | 0 | 0 | 0 | 0 | 0 | 0 | 0 | 0 | 0 | N | South | EO
GARNET_2_COAWD2 |  |  | Coachella 2 | CISO | LA Basin | Eastern, Valley-Devers | Wind | WIND | WIND | 10.8 | 10.8 |  |  |  |  | 1 | 24 | 24 |  |  |  |  | 1.91 | 2.03 | 1.78 | 1.71 | 1.82 | 1.67 | 1.55 | 1.18 | 1.21 | 1.13 | 1.52 | 1.84 | N | South | FC
GARNET_2_HYDRO |  |  | Whitewater Hydro | CISO | LA Basin | Eastern, Valley-Devers | Hydro | HYDRO | WATER | 1 | 1 |  |  |  |  | 1 | 24 | 24 |  |  |  |  | 0.09 | 0 | 0 | 0.15 | 0.29 | 0.27 | 0.31 | 0.3 | 0.31 | 0.46 | 0.24 | 0.42 | N | South | FC
GARNET_2_WIND1 |  |  | Phoenix | CISO | LA Basin | Eastern, Valley-Devers | Wind | WIND | WIND | 11.2 | 11.2 |  |  |  |  | 1 | 24 | 24 |  |  |  |  | 1.98 | 2.1 | 1.85 | 1.77 | 1.88 | 1.73 | 1.6 | 1.22 | 1.26 | 1.17 | 1.57 | 1.91 | N | South | FC
GARNET_2_WIND2 |  |  | Karen Avenue Wind Farm | CISO | LA Basin | Eastern, Valley-Devers | Wind | WIND | WIND | 11.7 | 12 |  |  |  |  | 1 | 24 | 24 |  |  |  |  | 2.07 | 2.2 | 1.93 | 1.85 | 1.97 | 1.8 | 1.68 | 1.27 | 1.32 | 1.22 | 1.64 | 1.99 | N | South | FC
GARNET_2_WIND3 |  |  | San Gorgonio East | CISO | LA Basin | Eastern, Valley-Devers | Wind | WIND | WIND | 12.6 | 12.6 |  |  |  |  | 1 | 24 | 24 |  |  |  |  | 2.23 | 2.37 | 2.08 | 1.99 | 2.12 | 1.94 | 1.81 | 1.37 | 1.42 | 1.31 | 1.77 | 2.15 | N | South | FC
GARNET_2_WIND4 |  |  | Windustries | CISO | LA Basin | Eastern, Valley-Devers | Wind | WIND | WIND | 9.8 | 9.8 |  |  |  |  | 1 | 24 | 24 |  |  |  |  | 1.73 | 1.84 | 1.62 | 1.55 | 1.65 | 1.51 | 1.4 | 1.07 | 1.1 | 1.02 | 1.38 | 1.67 | N | South | FC
GARNET_2_WIND5 |  |  | Eastwind | CISO | LA Basin | Eastern, Valley-Devers | Wind | WIND | WIND | 3 | 3 |  |  |  |  | 1 | 24 | 24 |  |  |  |  | 0.53 | 0.56 | 0.5 | 0.47 | 0.5 | 0.46 | 0.43 | 0.33 | 0.34 | 0.31 | 0.42 | 0.51 | N | South | FC
GASKW1_2_GW1SR1 |  |  | Gaskell West 1 | CISO | CAISO System |  | Solar_1Axis | PHOTO VOLTAIC | SUN | 20 | 20 |  |  |  |  | 1 | 24 | 24 |  |  |  |  | 0.08 | 0.6 | 0.7 | 0.88 | 1.28 | 2.62 | 2.88 | 2.48 | 2.22 | 1.48 | 1.14 | 0.7 | N | South | FC
GASKW1_2_GW2SR1 |  |  | Gaskell West 2a | CISO | CAISO System |  | Solar_1Axis | PHOTO VOLTAIC | SUN | 16 | 16 |  |  |  |  | 1 | 24 | 24 |  |  |  |  | JUL: 2.3; AUG: 1.98; SEP: 1.78; OCT: 1.18; NOV: 0.91; DEC: 0.56 | N | South | ID | 100% | Waiting for the Whirlwind and Tehachapi CRAS
GASKW1_2_GW2SR2 |  |  | Gaskell West 2b | CISO | CAISO System |  | Solar_1Axis | PHOTO VOLTAIC | SUN | 29 | 29 |  |  |  |  | 1 | 24 | 24 |  |  |  |  | JUL: 4.1; AUG: 3.5; SEP: 3.2; OCT: 2.1; NOV: 1.6; DEC: 1.01 | N | South | ID | 100% | Waiting for the Whirlwind and Tehachapi CRAS
GASKW1_2_GW3SR1 |  |  | Gaskell West 3 | CISO | CAISO System |  | Solar_1Axis | PHOTO VOLTAIC | SUN | 20 | 20 |  |  |  |  | 1 | 24 | 24 |  |  |  |  | JUN: 2.62; JUL: 2.88; AUG: 2.48; SEP: 2.22; OCT: 1.48; NOV: 1.14; DEC: 0.7 | N | South | ID | 100% | Waiting for the Whirlwind and Tehachapi CRAS
GASKW1_2_GW4SR1 |  |  | Gaskell West 4 | CISO | CAISO System |  | Solar_1Axis | PHOTO VOLTAIC | SUN | 20 | 20 |  |  |  |  | 1 | 24 | 24 |  |  |  |  | JUN: 2.62; JUL: 2.88; AUG: 2.48; SEP: 2.22; OCT: 1.48; NOV: 1.14; DEC: 0.7 | N | South | ID | 100% | Waiting for the Whirlwind and Tehachapi CRAS
GASKW1_2_GW5SR1 |  |  | Gaskell West 5 | CISO | CAISO System |  | Solar_1Axis | PHOTO VOLTAIC | SUN | 20 | 20 |  |  |  |  | 1 | 24 | 24 |  |  |  |  | JUN: 2.62; JUL: 2.88; AUG: 2.48; SEP: 2.22; OCT: 1.48; NOV: 1.14; DEC: 0.7 | N | South | ID | 100% | Waiting for the Whirlwind and Tehachapi CRAS
GATES_2_SOLAR |  |  | Gates Solar Station | CISO | CAISO System |  | Solar_Fixed | PHOTO VOLTAIC | SUN | 20 | 20 |  |  |  |  | 1 | 24 | 24 |  |  |  |  | 0.08 | 0.6 | 0.7 | 0.88 | 1.28 | 2.62 | 2.88 | 2.48 | 2.22 | 1.48 | 1.14 | 0.7 | N | North | FC
GATES_2_WSOLAR |  |  | West Gates Solar Station | CISO | CAISO System |  | Solar_Fixed | PHOTO VOLTAIC | SUN | 10 | 10 |  |  |  |  | 1 | 24 | 24 |  |  |  |  | 0.04 | 0.3 | 0.35 | 0.44 | 0.64 | 1.31 | 1.44 | 1.24 | 1.11 | 0.74 | 0.57 | 0.35 | N | North | FC
GATEWY_2_GESBT1 |  |  | Gateway Energy Stroage | CISO | San Diego-IV | San Diego | Battery Storage | OTHER | LESR | 250 | 250 | .8 | 1000 | 1000 | 1 | 1 | 24 | 4 |  |  | 425 | 1 | 175 | 175 | 175 | 175 | 175 | 175 | 175 | 175 | 175 | 175 | 175 | 175 | Y | South | FC
GATWAY_2_PL1X3 |  |  | GATEWAY GENERATING STATION | CISO | Bay Area | Contra Costa | CCGT | COMBINED CYCLE | NATURAL GAS | 585 | 0 |  |  |  |  | 1 | 24 | 24 |  |  | 378.61 | 1 | 551.36 | 552.25 | 547.69 | 570.7 | 542.96 | 517.12 | 511.3 | 508.85 | 511.61 | 527.41 | 536.72 | 546.73 | Y | North | FC
GENESI_2_STG |  | BLKCRK_2_GMCBT1, BLKCRK_2_SOLAR1 | Genesis Station | CISO | CAISO System |  | Paired_Solar_Thermal | STEAM | SUN | 250 | 0 |  |  |  |  | 1 | 24 | 24 | 258.91 |  |  |  | 0.27 | 3.93 | 5.84 | 8.47 | 12.72 | 26.43 | 28.91 | 24.59 | 20.65 | 12.94 | 7.54 | 0.79 | N | South | FC
GEYS11_7_UNIT11 |  |  | GEYSERS UNIT 11 (HEALDSBURG) | CISO | NCNB | Eagle Rock, Fulton | Geothermal | STEAM | GEOTHERMAL | 86.8 | 85 |  |  |  |  | 1 | 24 | 24 |  |  | 46 | 1 | 68 | 68 | 68 | 68 | 68 | 68 | 68 | 68 | 68 | 68 | 68 | 68 | Y | North | FC
GEYS12_7_UNIT12 |  |  | GEYSERS UNIT 12 (HEALDSBURG) | CISO | NCNB | Fulton | Geothermal | STEAM | GEOTHERMAL | 57 | 77 |  |  |  |  | 1 | 24 | 24 |  |  | 28 | 1 | 50 | 50 | 50 | 50 | 50 | 50 | 50 | 50 | 50 | 50 | 50 | 50 | Y | North | FC
GEYS13_7_UNIT13 |  |  | GEYSERS UNIT 13 (HEALDSBURG) | CISO | NCNB |  | Geothermal | STEAM | GEOTHERMAL | 73 | 102 |  |  |  |  | 1 | 24 | 24 |  |  | 34 | 1 | 56 | 56 | 56 | 56 | 56 | 56 | 56 | 56 | 56 | 56 | 56 | 56 | Y | North | FC
GEYS14_7_UNIT14 |  |  | GEYSERS UNIT 14 (HEALDSBURG) | CISO | NCNB | Fulton | Geothermal | STEAM | GEOTHERMAL | 70 | 74.4 |  |  |  |  | 1 | 24 | 24 |  |  | 48 | 1 | 70 | 70 | 70 | 70 | 70 | 70 | 70 | 70 | 70 | 70 | 70 | 70 | Y | North | FC
GEYS16_7_UNIT16 |  |  | GEYSERS UNIT 16 (HEALDSBURG) | CISO | NCNB | Fulton | Geothermal | STEAM | GEOTHERMAL | 63 | 119.9 |  |  |  |  | 1 | 24 | 24 |  |  | 38 | 1 | 63 | 63 | 63 | 63 | 63 | 63 | 63 | 63 | 63 | 63 | 63 | 63 | Y | North | FC
GEYS17_7_UNIT17 |  |  | GEYSERS UNIT 17 (HEALDSBURG) | CISO | NCNB | Fulton | Geothermal | STEAM | GEOTHERMAL | 75.5 | 84 |  |  |  |  | 1 | 24 | 24 |  |  | 53.5 | 1 | 75.5 | 75.5 | 75.5 | 75.5 | 75.5 | 75.5 | 75.5 | 75.5 | 75.5 | 75.5 | 75.5 | 75.5 | Y | North | FC
GEYS18_7_UNIT18 |  |  | GEYSERS UNIT 18 (HEALDSBURG) | CISO | NCNB |  | Geothermal | STEAM | GEOTHERMAL | 72 | 119.9 |  |  |  |  | 1 | 24 | 24 |  |  | 50 | 1 | 72 | 72 | 72 | 72 | 72 | 72 | 72 | 72 | 72 | 72 | 72 | 72 | Y | North | FC
GEYS20_7_UNIT20 |  |  | GEYSERS UNIT 20 (HEALDSBURG) | CISO | NCNB |  | Geothermal | STEAM | GEOTHERMAL | 50 | 84 |  |  |  |  | 1 | 24 | 24 |  |  | 28 | 1 | 50 | 50 | 50 | 50 | 50 | 50 | 50 | 50 | 50 | 50 | 50 | 50 | Y | North | FC
GIFENS_6_BUGSL1 |  |  | Burford Giffen | CISO | Fresno |  | Solar_1Axis | PHOTO VOLTAIC | SUN | 20 | 20 |  |  |  |  | 1 | 24 | 24 |  |  |  |  | 0.08 | 0.6 | 0.7 | 0.88 | 1.28 | 2.62 | 2.88 | 2.48 | 2.22 | 1.48 | 1.14 | 0.7 | N | North | FC
GIFFEN_6_SOLAR |  |  | Giffen Solar Station | CISO | Fresno | Herndon | Solar_Fixed | PHOTO VOLTAIC | SUN | 10 | 20 |  |  |  |  | 1 | 24 | 24 |  |  |  |  | 0.04 | 0.3 | 0.35 | 0.44 | 0.64 | 1.31 | 1.44 | 1.24 | 1.11 | 0.74 | 0.57 | 0.35 | N | North | FC
GIFFEN_6_SOLAR1 |  |  | Aspiration Solar G | CISO | Fresno | Herndon | Solar_1Axis | PHOTO VOLTAIC | SUN | 9 | 9 |  |  |  |  | 1 | 24 | 24 |  |  |  |  | 0 | 0 | 0 | 0 | 0 | 0 | 0 | 0 | 0 | 0 | 0 | 0 | N | North | EO
GILROY_1_UNIT |  |  | GILROY COGEN AGGREGATE | CISO | Bay Area | Llagas, San Jose, South Bay-Moss Landing | Peaker | COMBINED CYCLE | NATURAL GAS | 120 | 0 |  |  |  |  | 1 | 24 | 24 |  |  | 20 | 1 | 120 | 120 | 120 | 120 | 115 | 115 | 115 | 115 | 115 | 120 | 120 | 120 | Y | North | FC
GILRPP_1_PL1X2 |  |  | GILROY ENERGY CENTER UNITS 1&2 AGGREGATE | CISO | Bay Area | Llagas, San Jose, South Bay-Moss Landing | Peaker | COMBUSTION TURBINE | NATURAL GAS | 95.2 | 0 |  |  |  |  | 1 | 24 | 24 |  |  | 95.2 | 1 | 95.2 | 95.2 | 95.2 | 95.2 | 95.2 | 95.2 | 95.2 | 95.2 | 95.2 | 95.2 | 95.2 | 95.2 | Y | North | FC
GILRPP_1_PL3X4 |  |  | GILROY ENERGY CENTER, UNIT #3 | CISO | Bay Area | Llagas, San Jose, South Bay-Moss Landing | Peaker | COMBUSTION TURBINE | NATURAL GAS | 46.2 | 49.9 |  |  |  |  | 1 | 24 | 24 |  |  | 46.2 | 1 | 46.2 | 46.2 | 46.2 | 46.2 | 46.2 | 46.2 | 46.2 | 46.2 | 46.2 | 46.2 | 46.2 | 46.2 | Y | North | FC
GLDFGR_6_SOLAR1 |  |  | Portal Ridge B | CISO | Big Creek-Ventura |  | Solar_1Axis | PHOTO VOLTAIC | SUN | 20 | 20 |  |  |  |  | 1 | 24 | 24 |  |  |  |  | 0.08 | 0.6 | 0.7 | 0.88 | 1.28 | 2.62 | 2.88 | 2.48 | 2.22 | 1.48 | 1.14 | 0.7 | N | South | FC
GLDFGR_6_SOLAR2 |  |  | Portal Ridge C | CISO | Big Creek-Ventura |  | Solar_1Axis | PHOTO VOLTAIC | SUN | 11.4 | 11.4 |  |  |  |  | 1 | 24 | 24 |  |  |  |  | 0.05 | 0.34 | 0.4 | 0.5 | 0.73 | 1.49 | 1.64 | 1.41 | 1.27 | 0.84 | 0.65 | 0.4 | N | South | FC
GLDTWN_6_COLUM3 |  |  | Columbia 3 | CISO | CAISO System |  | Solar_1Axis | PHOTO VOLTAIC | SUN | 10 | 10 |  |  |  |  | 1 | 24 | 24 |  |  |  |  | 0.04 | 0.3 | 0.35 | 0.44 | 0.64 | 1.31 | 1.44 | 1.24 | 1.11 | 0.74 | 0.57 | 0.35 | N | South | FC
GLDTWN_6_SOLAR |  |  | Rio Grande | CISO | CAISO System |  | Solar_1Axis | PHOTO VOLTAIC | SUN | 5 | 5 |  |  |  |  | 1 | 24 | 24 |  |  |  |  | 0.02 | 0.15 | 0.18 | 0.22 | 0.32 | 0.66 | 0.72 | 0.62 | 0.56 | 0.37 | 0.29 | 0.18 | N | South | FC
GLNARM_2_UNIT 5 |  |  | Glenarm Turbine 5 | CISO | LA Basin | Western | CCGT | COMBINED CYCLE | NATURAL GAS | 65.81 | 71 |  |  |  |  | 1 | 24 | 24 |  |  | 65 | 1 | 65 | 65 | 65 | 65 | 65 | 65 | 65 | 65 | 65 | 65 | 65 | 65 | Y | South | PD | 65.00
GLNARM_7_UNIT 1 |  |  | GLEN ARM UNIT 1 | CISO | LA Basin | Western | Peaker | COMBUSTION TURBINE | NATURAL GAS | 22.13 | 30.6 |  |  |  |  | 1 | 24 | 24 |  |  | 18 | 1 | 22.13 | 22.13 | 22.13 | 22.13 | 22.13 | 22.13 | 22.13 | 22.13 | 22.13 | 22.13 | 22.13 | 22.13 | Y | South | FC
GLNARM_7_UNIT 2 |  |  | GLEN ARM UNIT 2 | CISO | LA Basin | Western | Peaker | COMBUSTION TURBINE | NATURAL GAS | 22.38 | 30.6 |  |  |  |  | 1 | 24 | 24 |  |  | 18.8 | 1 | 22.38 | 22.38 | 22.38 | 22.38 | 22.38 | 22.38 | 22.38 | 22.38 | 22.38 | 22.38 | 22.38 | 22.38 | Y | South | FC
GLNARM_7_UNIT 3 |  |  | GLEN ARM UNIT 3 | CISO | LA Basin | Western | Peaker | COMBUSTION TURBINE | NATURAL GAS | 44.83 | 47.3 |  |  |  |  | 1 | 24 | 24 |  |  | 44.83 | 1 | 44.83 | 44.83 | 44.83 | 44.83 | 44.83 | 44.83 | 44.83 | 44.83 | 44.83 | 44.83 | 44.83 | 44.83 | Y | South | FC
GLNARM_7_UNIT 4 |  |  | GLEN ARM UNIT 4 | CISO | LA Basin | Western | Peaker | COMBUSTION TURBINE | NATURAL GAS | 42.42 | 47.3 |  |  |  |  | 1 | 24 | 24 |  |  | 42.42 | 1 | 42.42 | 42.42 | 42.42 | 42.42 | 42.42 | 42.42 | 42.42 | 42.42 | 42.42 | 42.42 | 42.42 | 42.42 | Y | South | FC
GLOW_6_SOLAR |  |  | Antelope Power Plant | CISO | Big Creek-Ventura |  | Solar_1Axis | PHOTO VOLTAIC | SUN | 20 | 20 |  |  |  |  | 1 | 24 | 24 |  |  |  |  | 0 | 0 | 0 | 0 | 0 | 0 | 0 | 0 | 0 | 0 | 0 | 0 | N | South | EO
GOLETA_2_QF |  |  | GOLETA QFS | CISO | Big Creek-Ventura | S.Clara, Moorpark, Goleta | CHP | OTHER | OTHER | 0.25 | 0.5 |  |  |  |  | 1 | 24 | 24 |  |  |  |  | 0.03 | 0.03 | 0.02 | 0.05 | 0.06 | 0.08 | 0.1 | 0.1 | 0.12 | 0.1 | 0.05 | 0.04 | N | South | FC
GOLETA_2_VALBT1 |  |  | Vallecito Energy Storage | CISO | Big Creek-Ventura | S.Clara, Moorpark, Goleta | Battery Storage | OTHER | LESR | 10 | 10 | .8 | 40 | 40 | 1 | 1 | 24 | 4 |  |  | 20 | 3 | 10 | 10 | 10 | 10 | 10 | 10 | 10 | 10 | 10 | 10 | 10 | 10 | Y | South | FC
GOLETA_6_ELLWOD |  |  | ELLWOOD ENERGY SUPPORT FACILITY | CISO | Big Creek-Ventura | S.Clara, Moorpark, Goleta | Peaker | COMBUSTION TURBINE | NATURAL GAS | 54 | 56 |  |  |  |  | 1 | 24 | 24 |  |  | 54 | 1 | 54 | 54 | 54 | 54 | 54 | 54 | 54 | 54 | 54 | 54 | 54 | 54 | Y | South | FC
GOLETA_6_EXGEN |  |  | EXXON COMPANY USA | CISO | Big Creek-Ventura | S.Clara, Moorpark, Goleta | CHP | 0 | OTHER | 48.2 | 48.2 |  |  |  |  | 1 | 24 | 24 |  |  |  |  | 0 | 0 | 0 | 0 | 0 | 0 | 0 | 0 | 0 | 0 | 0 | 0 | N | South | FC
GONZLS_6_UNIT |  |  | Johnson Canyon Landfill | CISO | CAISO System |  | Biogas | RECIPROCATING ENGINE | BIOGAS | 1.42 | 1.4 |  |  |  |  | 1 | 24 | 24 |  |  |  |  | 1.42 | 1.41 | 1.42 | 1.35 | 1.37 | 1.41 | 1.41 | 1.42 | 1.34 | 1.42 | 1.42 | 1.4 | N | North | FC
GOOSLK_1_SOLAR1 |  |  | Goose Lake | CISO | CAISO System |  | Solar_1Axis | PHOTO VOLTAIC | SUN | 12 | 12 |  |  |  |  | 1 | 24 | 24 |  |  |  |  | 0.05 | 0.36 | 0.42 | 0.53 | 0.77 | 1.57 | 1.73 | 1.49 | 1.33 | 0.89 | 0.68 | 0.42 | N | North | FC
GRIDLY_6_SOLAR |  |  | GRIDLEY MAIN TWO | CISO | Sierra | Pease | Solar_Fixed | PHOTO VOLTAIC | SUN | 2.5 | 2.5 |  |  |  |  | 1 | 24 | 24 |  |  |  |  | 0 | 0 | 0 | 0 | 0 | 0 | 0 | 0 | 0 | 0 | 0 | 0 | N | North | EO
GRIZLY_1_UNIT 1 |  |  | GRIZZLY HYDRO | CISO | Sierra | South of Palermo | Hydro | HYDRO | WATER | 20 | 20 |  |  |  |  | 1 | 24 | 24 |  |  | 0 | 1 | 20 | 20 | 20 | 20 | 20 | 20 | 20 | 20 | 20 | 20 | 20 | 20 | Y | North | FC |  | Behind Rio Oso 230-115 kV constraint - Any future NQC increase request may result in minimum 81% FCDS
GRNLF2_1_UNIT |  |  | GREENLEAF II COGEN | CISO | Sierra | Pease, Drum-Rio Oso | CHP | COMBUSTION TURBINE | NATURAL GAS | 49.2 | 63.8 |  |  |  |  | 1 | 24 | 24 |  |  | 9.2 | 1 | 49.2 | 49.2 | 49.2 | 49.2 | 49.2 | 49.2 | 49.2 | 49.2 | 49.2 | 49.2 | 49.2 | 49.2 | Y | North | FC
GRNVLY_7_SCLAND |  |  | SANTA CRUZ LANDFILL GENERATING PLANT | CISO | CAISO System |  | Biogas | RECIPROCATING ENGINE | BIOGAS | 3.04 | 3.6 |  |  |  |  | 1 | 24 | 24 |  |  |  |  | 2.92 | 2.59 | 2.92 | 2.94 | 2.97 | 2.99 | 2.69 | 2.91 | 2.92 | 2.93 | 3 | 3.01 | N | North | FC
GRSCRK_6_BGCKWW |  |  | BIG CREEK WATER WORKS - CEDAR FLAT | CISO | CAISO System |  | Hydro | HYDRO | WATER | 5 | 5 |  |  |  |  | 1 | 24 | 24 |  |  |  |  | 1.03 | 1.45 | 1.57 | 1.85 | 1.21 | 0.23 | 0 | 0 | 0 | 0 | 0 | 0 | N | North | FC
GRZZLY_1_BERKLY |  |  | Berkeley Cogeneration | CISO | Bay Area |  | Peaker | COMBINED CYCLE | NATURAL GAS | 26.35 | 32.5 |  |  |  |  | 1 | 24 | 24 |  |  |  |  | 0.43 | 7.78 | 0.23 | 2.97 | 0.91 | 0.66 | 0.55 | 0.5 | 0.14 | 0.16 | 0.26 | 0.2 | N | North | FC
GUERNS_6_HD3BM3 |  |  | Hanford Digester Genset 3 | CISO | Fresno |  | Biogas | RECIPROCATING ENGINE | BIOGAS | 1 | 1.1 |  |  |  |  | 1 | 24 | 24 |  |  |  |  | 0 | 0 | 0 | 0 | 0 | 0 | 0 | 0 | 0 | 0 | 0 | 0 | Y | North | EO
GUERNS_6_SOLAR |  |  | Guernsey Solar Station | CISO | Fresno |  | Solar_1Axis | PHOTO VOLTAIC | SUN | 20 | 20 |  |  |  |  | 1 | 24 | 24 |  |  |  |  | 0.08 | 0.6 | 0.7 | 0.88 | 1.28 | 2.62 | 2.88 | 2.48 | 2.22 | 1.48 | 1.14 | 0.7 | N | North | FC
GUERNS_6_VH2BM1 |  |  | Hanford Digester Genset 2 | CISO | Fresno |  | Biogas | RECIPROCATING ENGINE | BIOGAS | 1 | 1.02 |  |  |  |  | 1 | 24 | 24 |  |  |  |  | 0 | 0 | 0 | 0 | 0 | 0 | 0 | 0 | 0 | 0 | 0 | 0 | Y | North | EO
GWFPWR_1_UNITS |  |  | Hanford Peaker Plant | CISO | Fresno | Herndon, Hanford | Peaker | COMBUSTION TURBINE | NATURAL GAS | 98.46 | 0 |  |  |  |  | 1 | 24 | 24 |  |  | 98.46 | 1 | 98.46 | 98.46 | 98.46 | 98.46 | 98.46 | 98.46 | 98.46 | 98.46 | 98.46 | 98.46 | 98.46 | 98.46 | Y | North | FC
GYS5X6_7_UNITS |  |  | GEYSERS UNITS 5 & 6 AGGREGATE | CISO | NCNB | Eagle Rock, Fulton | Geothermal | STEAM | GEOTHERMAL | 98.43 | 0 |  |  |  |  | 1 | 24 | 24 |  |  | 61 | 1 | 85 | 85 | 85 | 85 | 85 | 85 | 85 | 85 | 85 | 85 | 85 | 85 | Y | North | FC
GYS7X8_7_UNITS |  |  | GEYSERS UNITS 7 & 8 AGGREGATE | CISO | NCNB | Eagle Rock, Fulton | Geothermal | STEAM | GEOTHERMAL | 95.8 | 0 |  |  |  |  | 1 | 24 | 24 |  |  | 71.8 | 1 | 95.8 | 95.8 | 95.8 | 95.8 | 95.8 | 95.8 | 95.8 | 95.8 | 95.8 | 95.8 | 95.8 | 95.8 | Y | North | FC
GYSRVL_7_WSPRNG |  |  | Warm Springs Hydro | CISO | NCNB | Fulton | Hydro | HYDRO | WATER | 3.75 | 3.8 |  |  |  |  | 1 | 24 | 24 |  |  |  |  | 0 | 0 | 0 | 0 | 0 | 0 | 0 | 0 | 0 | 0 | 0 | 0 | N | North | FC
HAASPH_7_PL1X2 |  |  | HAAS PH UNIT 1 & 2 AGGREGATE | CISO | Fresno | Herndon | Hydro | HYDRO | WATER | 144 | 0 |  |  |  |  | 1 | 24 | 24 |  |  | 129.6 | 1 | 115.2 | 115.2 | 115.2 | 115.2 | 115.2 | 139.2 | 144 | 144 | 129.6 | 129.6 | 115.2 | 115.2 | Y | North | FC
HALSEY_6_UNIT |  |  | HALSEY HYDRO | CISO | Sierra | Placer, Gold Hill-Drum, Drum-Rio Oso, South of Rio Oso, South of Palermo | Hydro | HYDRO | WATER | 13.5 | 13.5 |  |  |  |  | 1 | 24 | 24 |  |  | 0 | 1 | 1.95 | 2.78 | 2.75 | 3.96 | 4.94 | 4.54 | 6 | 5.22 | 4.31 | 0 | 0 | 1.8 | Y | North | FC
HARBGN_7_UNITS |  |  | HARBOR COGEN COMBINED CYCLE | CISO | LA Basin | Western | CCGT | COMBINED CYCLE | NATURAL GAS | 109.01 | 0 |  |  |  |  | 1 | 24 | 24 |  |  | 35 | 1 | 100 | 100 | 100 | 100 | 100 | 100 | 100 | 100 | 100 | 100 | 100 | 100 | Y | South | FC
HARDWK_6_STWBM1 |  |  | Still Water Ranch Dairy | CISO | Fresno |  | Biogas | RECIPROCATING ENGINE | BIOGAS | 1 | 0 |  |  |  |  | 1 | 24 | 24 |  |  |  |  | 0 | 0 | 0 | 0 | 0 | 0 | 0 | 0 | 0 | 0 | 0 | 0 | Y | North | EO
HATCR1_7_UNIT |  |  | Hat Creek #1 | CISO | CAISO System |  | Hydro | HYDRO | WATER | 8.5 | 8.5 |  |  |  |  | 1 | 24 | 24 |  |  |  |  | 4.31 | 4.17 | 4.29 | 3.69 | 3.21 | 3.66 | 3.43 | 3.17 | 2.88 | 2.37 | 3.7 | 4.24 | N | North | FC
HATCR2_7_UNIT |  |  | Hat Creek #2 | CISO | CAISO System |  | Hydro | HYDRO | WATER | 8.5 | 8.5 |  |  |  |  | 1 | 24 | 24 |  |  |  |  | 4.43 | 5.18 | 4.61 | 3.23 | 2.96 | 3.31 | 3.1 | 3.62 | 4.06 | 4.2 | 3.18 | 2.74 | N | North | FC
HATLOS_6_BWDHY1 |  |  | Bidwell Ditch | CISO | CAISO System |  | Hydro | HYDRO | WATER | 2 | 2 |  |  |  |  | 1 | 24 | 24 |  |  |  |  | 1.4 | 1.42 | 1.46 | 1.44 | 0.97 | 0.8 | 0.89 | 0.87 | 1.04 | 1.29 | 1.38 | 1.35 | N | North | FC
HATLOS_6_LSCRK |  |  | Lost Creek 1 & 2 Hydro Conversion | CISO | CAISO System |  | Hydro | HYDRO | WATER | 1.7 | 1.7 |  |  |  |  | 1 | 24 | 24 |  |  |  |  | 1.02 | 1.02 | 1.09 | 1.09 | 1 | 0.92 | 0.97 | 0.95 | 0.96 | 0.96 | 0.98 | 0.94 | N | North | FC
HATRDG_2_WIND |  |  | Hatchet Ridge Wind Farm | CISO | CAISO System |  | Wind | WIND | WIND | 102 | 102 |  |  |  |  | 1 | 24 | 24 |  |  |  |  | 33.49 | 35.94 | 32.05 | 33.86 | 35.03 | 25.84 | 22.98 | 21.58 | 22.16 | 18.57 | 23.46 | 29.99 | N | North | FC
HAYPRS_6_HAYHD1 |  |  | Haypress Lower | CISO | Sierra | Drum-Rio Oso, South of Palermo | Hydro | HYDRO | WATER | 5.8 | 6.1 |  |  |  |  | 1 | 24 | 24 |  |  |  |  | 3.29 | 3.1 | 2.37 | 2.75 | 2.91 | 2.69 | 2.79 | 2.5 | 2.46 | 1.93 | 1.98 | 2.22 | N | North | FC
HAYPRS_6_HAYHD2 |  |  | Haypress Middle | CISO | Sierra | Drum-Rio Oso, South of Palermo | Hydro | HYDRO | WATER | 6.7 | 8.7 |  |  |  |  | 1 | 24 | 24 |  |  |  |  | 3.8 | 3.58 | 4.11 | 3.45 | 3.45 | 3.11 | 3.23 | 2.89 | 2.85 | 2.23 | 2.27 | 2.56 | N | North | FC
HELMPG_7_UNIT 1 |  |  | HELMS PUMP-GEN UNIT 1 | CISO | Fresno |  | Pumped Hydro | PUMPED STORAGE | WATER | 407 | 407 |  |  |  |  | 1 | 24 | 24 |  |  | 407 | 1 | 407 | 407 | 407 | 407 | 407 | 407 | 407 | 407 | 407 | 407 | 407 | 407 | Y | North | FC
HELMPG_7_UNIT 2 |  |  | HELMS PUMP-GEN UNIT 2 | CISO | Fresno |  | Pumped Hydro | PUMPED STORAGE | WATER | 407 | 407 |  |  |  |  | 1 | 24 | 24 |  |  | 407 | 1 | 407 | 407 | 407 | 407 | 407 | 407 | 407 | 407 | 407 | 407 | 407 | 407 | Y | North | FC
HELMPG_7_UNIT 3 |  |  | HELMS PUMP-GEN UNIT 3 | CISO | Fresno |  | Pumped Hydro | PUMPED STORAGE | WATER | 404 | 404 |  |  |  |  | 1 | 24 | 24 |  |  | 404 | 1 | 404 | 404 | 404 | 404 | 404 | 404 | 404 | 404 | 404 | 404 | 404 | 404 | Y | North | FC
HENRTA_6_HDEBT1 |  |  | Henrietta D Energy Storage | CISO | Fresno |  | Battery Storage | OTHER | LESR | 10 | 10 | .8 | 40 | 40 | 1 | 1 | 24 | 4 |  |  | 20 | 2 | 10 | 10 | 10 | 10 | 10 | 10 | 10 | 10 | 10 | 10 | 10 | 10 | Y | North | ID | 100% | 17DGD Waiting for Bellota-Warnerville 230 kV reconductoring, Gates nr13 500-230 kV transformer, Reconductor Los Banos-Padre Flat-Panoche 230 kV and many other
HENRTA_6_SOLAR1 |  |  | Lemoore 1 | CISO | Fresno |  | Solar_1Axis | PHOTO VOLTAIC | SUN | 1.5 | 1.5 |  |  |  |  | 1 | 24 | 24 |  |  |  |  | 0.01 | 0.05 | 0.05 | 0.07 | 0.1 | 0.2 | 0.22 | 0.19 | 0.17 | 0.11 | 0.09 | 0.05 | N | North | ID | 100% | 18DGD Waiting for Bellota-Warnerville 230 kV reconductoring, Gates #13 500/230 kV transformer, Reconductor Los Banos-Padre Flat-Panoche 230 kV and many other
HENRTA_6_SOLAR2 |  |  | Westside Solar Power PV1 | CISO | Fresno |  | Solar_1Axis | PHOTO VOLTAIC | SUN | 2 | 2 |  |  |  |  | 1 | 24 | 24 |  |  |  |  | 0 | 0 | 0 | 0 | 0 | 0 | 0 | 0 | 0 | 0 | 0 | 0 | N | North | EO
HENRTA_6_UNITA1 |  |  | GWF HENRIETTA PEAKER PLANT UNIT 1 | CISO | Fresno |  | Peaker | COMBUSTION TURBINE | NATURAL GAS | 49.98 | 50 |  |  |  |  | 1 | 24 | 24 |  |  | 49.98 | 1 | 49.98 | 49.98 | 49.98 | 49.98 | 49.98 | 49.98 | 49.98 | 49.98 | 49.98 | 49.98 | 49.98 | 49.98 | Y | North | FC
HENRTA_6_UNITA2 |  |  | GWF HENRIETTA PEAKER PLANT UNIT 2 | CISO | Fresno |  | Peaker | COMBUSTION TURBINE | NATURAL GAS | 49.42 | 50 |  |  |  |  | 1 | 24 | 24 |  |  | 49.42 | 1 | 49.42 | 49.42 | 49.42 | 49.42 | 49.42 | 49.42 | 49.42 | 49.42 | 49.42 | 49.42 | 49.42 | 49.42 | Y | North | FC
HENRTS_1_SOLAR |  |  | Henrietta Solar Project | CISO | Fresno | Herndon | Solar_1Axis | PHOTO VOLTAIC | SUN | 100 | 102 |  |  |  |  | 1 | 24 | 24 |  |  |  |  | 0.4 | 3 | 3.5 | 4.4 | 6.4 | 13.1 | 14.4 | 12.4 | 11.1 | 7.4 | 5.7 | 3.5 | N | North | FC
HERDLN_6_BYHSR1 |  |  | Byron Highway Solar | CISO | CAISO System |  | Solar_Fixed | PHOTO VOLTAIC | SUN | 5 | 5 |  |  |  |  | 1 | 24 | 24 |  |  |  |  | 0 | 0 | 0 | 0 | 0 | 0 | 0 | 0 | 0 | 0 | 0 | 0 | N | North | EO
HIDSRT_2_UNITS |  |  | HIGH DESERT POWER PROJECT AGGREGATE | CISO | CAISO System |  | CCGT | COMBINED CYCLE | NATURAL GAS | 850 | 0 |  |  |  |  | 1 | 24 | 24 |  |  | 650 | 1 | 830 | 830 | 830 | 830 | 830 | 830 | 830 | 830 | 830 | 830 | 830 | 830 | Y | South | FC
HIGGNS_1_COMBIE |  |  | Combie South | CISO | Sierra | Drum-Rio Oso, South of Rio Oso, South of Palermo | Hydro | HYDRO | WATER | 1.5 | 1.5 |  |  |  |  | 1 | 24 | 24 |  |  |  |  | 0.72 | 0.76 | 0.79 | 0.7 | 0.79 | 0.53 | 0.44 | 0.33 | 0.32 | 0.29 | 0.92 | 0.7 | N | North | FC
HIGGNS_7_QFUNTS |  |  | HIGGNS_7_QFUNTS | CISO | Sierra | Drum-Rio Oso, South of Rio Oso, South of Palermo | Hydro | HYDRO | WATER | 0.5 | 0.3 |  |  |  |  | 1 | 24 | 24 |  |  |  |  | 0.06 | 0.11 | 0.12 | 0.16 | 0.24 | 0.25 | 0.24 | 0.24 | 0.24 | 0.1 | 0.05 | 0.11 | N | North | FC
HIGHDS_2_H5SBT1 |  | HIGHDS_2_H5SSR1 | High 5 Solar BESS | CISO | CAISO System |  | Paired_BattStorage | OTHER | LESR | 50 | 50 | .8 | 200 | 200 | 1 | 1 | 24 | 4 | 61.14 | N | 100 | 2 | 50 | 50 | 50 | 50 | 50 | 50 | 50 | 50 | 50 | 50 | 50 | 50 | Y | South | FC |  | Co-located with HIGHDS_2_H5SSR1
HIGHDS_2_H5SSR1 |  | HIGHDS_2_H5SBT1 | High 5 Solar | CISO | CAISO System |  | Paired_Solar_1Axis | PHOTO VOLTAIC | SUN | 100 | 100 |  |  |  |  | 1 | 24 | 24 | 61.14 |  |  |  | 0.21 | 1.91 | 2.36 | 3.25 | 4.85 | 10.15 | 11.14 | 9.41 | 8.06 | 5.13 | 3.54 | 1.6 | N | South | FC |  | Co-located with HIGHDS_2_H5SBT1
HILAND_7_YOLOWD |  |  | CLEAR LAKE UNIT 1 | CISO | NCNB | Eagle Rock, Fulton | Hydro | HYDRO | WATER | 3.75 | 3.8 |  |  |  |  | 1 | 24 | 24 |  |  |  |  | 0 | 0 | 0 | 0 | 0 | 0 | 0 | 0 | 0 | 0 | 0 | 0 | N | North | EO
HINSON_6_LBECH1 |  |  | Long Beach Unit 1 | CISO | LA Basin | Western | Peaker | FTUR | NATURAL GAS | 63 | 70 |  |  |  |  | 1 | 24 | 24 |  |  | 63 | 1 | 63 | 63 | 63 | 63 | 63 | 63 | 63 | 63 | 63 | 63 | 63 | 63 | Y | South | FC
HINSON_6_LBECH2 |  |  | Long Beach Unit 2 | CISO | LA Basin | Western | Peaker | FTUR | NATURAL GAS | 63 | 70 |  |  |  |  | 1 | 24 | 24 |  |  | 63 | 1 | 63 | 63 | 63 | 63 | 63 | 63 | 63 | 63 | 63 | 63 | 63 | 63 | Y | South | FC
HINSON_6_LBECH3 |  |  | Long Beach Unit 3 | CISO | LA Basin | Western | Peaker | FTUR | NATURAL GAS | 63 | 70 |  |  |  |  | 1 | 24 | 24 |  |  | 63 | 1 | 63 | 63 | 63 | 63 | 63 | 63 | 63 | 63 | 63 | 63 | 63 | 63 | Y | South | FC
HINSON_6_LBECH4 |  |  | Long Beach Unit 4 | CISO | LA Basin | Western | Peaker | FTUR | NATURAL GAS | 63 | 70 |  |  |  |  | 1 | 24 | 24 |  |  | 63 | 1 | 63 | 63 | 63 | 63 | 63 | 63 | 63 | 63 | 63 | 63 | 63 | 63 | Y | South | FC
HINSON_6_SERRGN |  |  | Southeast Resource Recovery | CISO | LA Basin | Western | CHP | STEAM | WASTE TO POWER | 34 | 41.3 |  |  |  |  | 1 | 24 | 24 |  |  |  |  | 34 | 34 | 34 | 34 | 34 | 34 | 34 | 34 | 34 | 34 | 34 | 34 | Y | South | FC
HNTGBH_2_PL1X3 |  |  | Huntington Beach Energy | CISO | LA Basin | Western | CCGT | COMBINED CYCLE | NATURAL GAS | 673.8 | 0 |  |  |  |  | 1 | 24 | 24 |  |  | 534.64 | 1 | 673.8 | 673.8 | 673.8 | 673.8 | 673.8 | 673.8 | 673.8 | 673.8 | 673.8 | 673.8 | 673.8 | 673.8 | Y | South | FC
HNTGBH_7_UNIT 2 |  |  | HUNTINGTON BEACH GEN STA. UNIT 2 | CISO | LA Basin | Western | Steam Turbine | STEAM | NATURAL GAS | 226.84 | 226 |  |  |  |  | 1 | 24 | 24 |  |  | 206.84 | 1 | 226.84 | 226.84 | 226.84 | 226.84 | 226.84 | 226.84 | 226.84 | 226.84 | 226.84 | 226.84 | 226.84 | 226.84 | Y | South | FC
HOLGAT_1_BORAX |  |  | U.S. Borax, Unit 1 | CISO | CAISO System |  | CHP | 0 | OTHER | 48.2 | 48.2 |  |  |  |  | 1 | 24 | 24 |  |  |  |  | 17.17 | 15.12 | 13.09 | 4.87 | 7.33 | 13.88 | 12.08 | 11.68 | 13.9 | 14.74 | 15.84 | 14.94 | N | South | FC
HOLSTR_1_SOLAR |  |  | San Benito Smart Park | CISO | CAISO System |  | Solar_Fixed | PHOTO VOLTAIC | SUN | 1.5 | 1.5 |  |  |  |  | 1 | 24 | 24 |  |  |  |  | 0 | 0 | 0 | 0 | 0 | 0 | 0 | 0 | 0 | 0 | 0 | 0 | N | North | EO
HOLSTR_1_SOLAR2 |  |  | Hollister Solar | CISO | CAISO System |  | Solar_1Axis | PHOTO VOLTAIC | SUN | 1.5 | 1.5 |  |  |  |  | 1 | 24 | 24 |  |  |  |  | 0.01 | 0.05 | 0.05 | 0.07 | 0.1 | 0.2 | 0.22 | 0.19 | 0.17 | 0.11 | 0.09 | 0.05 | N | North | FC
HUMBPP_1_UNITS3 |  |  | Humboldt Bay Generating Station 3 | CISO | Humboldt |  | Reciprocating Engine | RECIPROCATING ENGINE | NATURAL GAS | 65.08 | 83.2 |  |  |  |  | 1 | 24 | 24 |  |  | 65.08 | 1 | 65.08 | 65.08 | 65.08 | 65.08 | 65.08 | 65.08 | 65.08 | 65.08 | 65.08 | 65.08 | 65.08 | 65.08 | Y | North | FC
HUMBPP_6_UNITS |  |  | Humboldt Bay Generating Station 1 | CISO | Humboldt |  | Reciprocating Engine | RECIPROCATING ENGINE | NATURAL GAS | 97.62 | 0 |  |  |  |  | 1 | 24 | 24 |  |  | 97.62 | 1 | 97.62 | 97.62 | 97.62 | 97.62 | 97.62 | 97.62 | 97.62 | 97.62 | 97.62 | 97.62 | 97.62 | 97.62 | Y | North | FC
HURON_6_SOLAR |  |  | Huron Solar Station | CISO | Fresno | Coalinga, Panoche 115 kV | Solar_Fixed | PHOTO VOLTAIC | SUN | 20 | 20 |  |  |  |  | 1 | 24 | 24 |  |  |  |  | 0.08 | 0.6 | 0.7 | 0.88 | 1.28 | 2.62 | 2.88 | 2.48 | 2.22 | 1.48 | 1.14 | 0.7 | N | North | FC
HYTTHM_2_UNITS |  |  | HYATT-THERMALITO PUMP-GEN (AGGREGATE) | CISO | CAISO System |  | Hydro | HYDRO | WATER | 933.1 | 0 |  |  |  |  | 1 | 24 | 24 |  |  | 514.43 | 1 | 109.25 | 69.52 | 61.54 | 135.74 | 240.32 | 484.32 | 654.27 | 558.82 | 336.74 | 141.44 | 172.84 | 145.94 | Y | North | FC
IGNACO_1_QF |  |  | SMALL QF AGGREGATION - VALLEJO/DINSMORE | CISO | NCNB |  | CHP | OTHER | OTHER | 0.5 | 1 |  |  |  |  | 1 | 24 | 24 |  |  |  |  | 0.01 | 0.01 | 0.01 | 0.01 | 0.02 | 0.02 | 0.02 | 0.01 | 0.01 | 0.01 | 0.01 | 0.01 | N | North | FC
INDIGO_1_UNIT 1 |  |  | INDIGO PEAKER UNIT 1 | CISO | LA Basin | Eastern, Valley-Devers | Peaker | COMBUSTION TURBINE | NATURAL GAS | 45.3 | 45.3 |  |  |  |  | 1 | 24 | 24 |  |  | 45.3 | 1 | 45.3 | 45.3 | 45.3 | 45.3 | 45.3 | 45.3 | 45.3 | 45.3 | 45.3 | 45.3 | 45.3 | 45.3 | Y | South | FC
INDIGO_1_UNIT 2 |  |  | INDIGO PEAKER UNIT 2 | CISO | LA Basin | Eastern, Valley-Devers | Peaker | COMBUSTION TURBINE | NATURAL GAS | 45.3 | 45.3 |  |  |  |  | 1 | 24 | 24 |  |  | 45.3 | 1 | 45.3 | 45.3 | 45.3 | 45.3 | 45.3 | 45.3 | 45.3 | 45.3 | 45.3 | 45.3 | 45.3 | 45.3 | Y | South | FC
INDIGO_1_UNIT 3 |  |  | INDIGO PEAKER UNIT 3 | CISO | LA Basin | Eastern, Valley-Devers | Peaker | COMBUSTION TURBINE | NATURAL GAS | 45.3 | 45.3 |  |  |  |  | 1 | 24 | 24 |  |  | 45.3 | 1 | 45.3 | 45.3 | 45.3 | 45.3 | 45.3 | 45.3 | 45.3 | 45.3 | 45.3 | 45.3 | 45.3 | 45.3 | Y | South | FC
INDVLY_1_UNITS |  |  | Indian Valley Hydro | CISO | NCNB | Eagle Rock, Fulton | Hydro | HYDRO | WATER | 3.01 | 5 |  |  |  |  | 1 | 24 | 24 |  |  |  |  | 0 | 0 | 0.53 | 1.03 | 1.01 | 1.62 | 1.61 | 1.59 | 1.33 | 0.15 | 0 | 0 | N | North | FC
INTKEP_2_UNITS |  |  | CCSF Hetch_Hetchy Hydro Aggregate | CISO | CAISO System |  | Hydro | HYDRO | WATER | 405 | 0 |  |  |  |  | 1 | 24 | 24 |  |  | 307 | 1 | 307 | 307 | 307 | 307 | 307 | 307 | 307 | 307 | 307 | 307 | 307 | 307 | Y | North | FC
INTTRB_6_UNIT |  |  | International Turbine Research | CISO | Fresno |  | Wind | WIND | WIND | 18.4 | 21.3 |  |  |  |  | 1 | 24 | 24 |  |  |  |  | 6.04 | 6.48 | 5.78 | 6.11 | 6.32 | 4.66 | 4.15 | 3.89 | 4 | 3.35 | 4.23 | 5.41 | N | North | FC
IVANPA_1_UNIT1 |  |  | Ivanpah 1 | CISO | CAISO System |  | Solar_Thermal | STEAM | SUN | 126 | 126 |  |  |  |  | 1 | 24 | 24 |  |  |  |  | 0.5 | 3.78 | 4.41 | 5.54 | 8.06 | 16.51 | 18.14 | 15.62 | 13.99 | 9.32 | 7.18 | 4.41 | N | South | FC
IVANPA_1_UNIT2 |  |  | Ivanpah 2 | CISO | CAISO System |  | Solar_Thermal | STEAM | SUN | 133 | 133.4 |  |  |  |  | 1 | 24 | 24 |  |  |  |  | 0.53 | 3.99 | 4.66 | 5.85 | 8.51 | 17.42 | 19.15 | 16.49 | 14.76 | 9.84 | 7.58 | 4.66 | N | South | FC
IVANPA_1_UNIT3 |  |  | Ivanpah 3 | CISO | CAISO System |  | Solar_Thermal | STEAM | SUN | 133 | 133.4 |  |  |  |  | 1 | 24 | 24 |  |  |  |  | 0.53 | 3.99 | 4.66 | 5.85 | 8.51 | 17.42 | 19.15 | 16.49 | 14.76 | 9.84 | 7.58 | 4.66 | N | South | FC
IVSLR2_2_SM2SR1 |  |  | Silver Ridge Mount Signal 2 | CISO | San Diego-IV |  | Solar_1Axis | PHOTO VOLTAIC | SUN | 150 | 150 |  |  |  |  | 1 | 24 | 24 |  |  |  |  | 0.6 | 4.5 | 5.25 | 6.6 | 9.6 | 19.65 | 21.6 | 18.6 | 16.65 | 11.1 | 8.55 | 5.25 | N | South | FC
IVSLRP_2_SOLAR1 |  |  | Silver Ridge Mount Signal | CISO | San Diego-IV |  | Solar_Fixed | PHOTO VOLTAIC | SUN | 200 | 200 |  |  |  |  | 1 | 24 | 24 |  |  |  |  | 0.8 | 6 | 7 | 8.8 | 12.8 | 26.2 | 28.8 | 24.8 | 22.2 | 14.8 | 11.4 | 7 | N | South | FC
IVWEST_2_SOLAR1 |  |  | Imperial Valley West ( Q # 608) | CISO | San Diego-IV |  | Solar_1Axis | PHOTO VOLTAIC | SUN | 150 | 0 |  |  |  |  | 1 | 24 | 24 |  |  |  |  | 0.6 | 4.5 | 5.25 | 6.6 | 9.6 | 19.65 | 21.6 | 18.6 | 16.65 | 11.1 | 8.55 | 5.25 | N | South | FC
JACMSR_1_JACSR1 |  |  | Jacumba Solar Farm | CISO | San Diego-IV |  | Solar_1Axis | PHOTO VOLTAIC | SUN | 20 | 19.7 |  |  |  |  | 1 | 24 | 24 |  |  |  |  | 0.08 | 0.6 | 0.7 | 0.88 | 1.28 | 2.62 | 2.88 | 2.48 | 2.22 | 1.48 | 1.14 | 0.7 | N | South | FC
JAVASR_1_JAVSR1 |  |  | Java Solar | CISO | Fresno |  | Solar_1Axis | PHOTO VOLTAIC | SUN | 13.5 | 14 |  |  |  |  | 1 | 24 | 24 | [6 empty] | 0.47 | 0.59 | 0.86 | 1.76 | 1.94 | 1.67 | 1.49 | 0.99 | 0.76 | 0.47 | N | North | ID | 100% | C6 - Waiting for Bellota-Warnerville 230 kV reconductoring and possibly other.
JAWBNE_2_NSRWND |  |  | North Sky River Wind Project | CISO | CAISO System |  | Wind | WIND | WIND | 160 | 162 |  |  |  |  | 1 | 24 | 24 |  |  |  |  | 28.27 | 30.07 | 26.42 | 25.31 | 26.92 | 24.67 | 22.92 | 17.42 | 17.99 | 16.69 | 22.5 | 27.25 | N | South | FC
JAWBNE_2_SRWND |  |  | Sky River Wind Repower A | CISO | CAISO System |  | Wind | WIND | WIND | 30 | 30 |  |  |  |  | 1 | 24 | 24 |  |  |  |  | 5.301 | 5.638 | 4.9539 | 4.7462 | 5.0468 | 4.626 | 4.298 | 3.2658 | 3.3736 | 3.1297 | 4.2178 | 5.1092 | N | South | FC
JAWBNE_2_SRWWD2 |  |  | Sky River Wind Repower B | CISO | CAISO System |  | Wind | WIND | WIND | 30.2 | 30.2 |  |  |  |  | 1 | 24 | 24 |  |  |  |  | 5.34 | 5.68 | 4.99 | 4.78 | 5.08 | 4.66 | 4.33 | 3.29 | 3.4 | 3.15 | 4.25 | 5.14 | N | South | FC
JAYNE_6_WLSLR |  |  | Westlands Solar Farm PV 1 | CISO | Fresno | Coalinga | Solar_Fixed | PHOTO VOLTAIC | SUN | 18 | 18 |  |  |  |  | 1 | 24 | 24 |  |  |  |  | 0 | 0 | 0 | 0 | 0 | 0 | 0 | 0 | 0 | 0 | 0 | 0 | N | North | EO
JOANEC_2_ST3BT3 |  |  | Santa Ana Storage 3 | CISO | LA Basin |  | Battery Storage | OTHER | LESR | 40 | 40 | .8 | 160 | 160 | 1 | 1 | 24 | 4 |  |  |  |  | JUL: 40; AUG: 40; SEP: 40; OCT: 40; NOV: 40; DEC: 40 | Y | South | FC
JOANEC_2_STABT1 |  |  | Santa Ana Storage 1 | CISO | LA Basin | Western | Battery Storage | OTHER | LESR | 20 | 20 | .8 | 80 | 80 | 1 | 1 | 24 | 4 |  |  | 40 | 2 | 20 | 20 | 20 | 20 | 20 | 20 | 20 | 20 | 20 | 20 | 20 | 20 | Y | South | FC
JOANEC_2_STABT2 |  |  | Santa Ana Storage 2 | CISO | LA Basin | Western | Battery Storage | OTHER | LESR | 20 | 20 | .8 | 80 | 80 | 1 | 1 | 24 | 4 |  |  | 40 | 1 | 20 | 20 | 20 | 20 | 20 | 20 | 20 | 20 | 20 | 20 | 20 | 20 | Y | South | FC
JOHANN_2_JOSBT1 |  |  | Johanna Storage 1 | CISO | LA Basin | Western | Battery Storage | OTHER | LESR | 10 | 10 | .8 | 40 | 40 | 1 | 1 | 24 | 4 |  |  | 20 | 3 | 10 | 10 | 10 | 10 | 10 | 10 | 10 | 10 | 10 | 10 | 10 | 10 | Y | South | FC
JOHANN_2_JOSBT2 |  |  | Johanna Storage 2 | CISO | LA Basin | Western | Battery Storage | OTHER | LESR | 10 | 10 | .8 | 40 | 40 | 1 | 1 | 24 | 4 |  |  | 20 | 2 | 10 | 10 | 10 | 10 | 10 | 10 | 10 | 10 | 10 | 10 | 10 | 10 | Y | South | FC
JOHANN_2_OCEBT2 |  |  | Orange County Energy Storage 2 | CISO | LA Basin | Western | Battery Storage | OTHER | LESR | 9 | 9 | .8 | 36 | 36 | 1 | 1 | 24 | 4 |  |  | 18 | 3 | 9 | 9 | 9 | 9 | 9 | 9 | 9 | 9 | 9 | 9 | 9 | 9 | Y | South | FC
JOHANN_2_OCEBT3 |  |  | Orange County Energy Storage 3 | CISO | LA Basin | Western | Battery Storage | OTHER | LESR | 6 | 6 | .8 | 24 | 24 | 1 | 1 | 24 | 4 |  |  | 12 | 3 | 6 | 6 | 6 | 6 | 6 | 6 | 6 | 6 | 6 | 6 | 6 | 6 | Y | South | FC
KANSAS_6_SOLAR |  |  | RE Kansas South | CISO | Fresno |  | Solar_Fixed | PHOTO VOLTAIC | SUN | 20 | 20 |  |  |  |  | 1 | 24 | 24 |  |  |  |  | 0 | 0 | 0 | 0 | 0 | 0 | 0 | 0 | 0 | 0 | 0 | 0 | N | North | EO
KEARNY_6_NESBT1 |  |  | Kearny North Energy Storage | CISO | San Diego-IV | San Diego | Battery Storage | OTHER | LESR | 10 | 10 | .8 | 40 | 40 | 1 | 1 | 24 | 4 |  |  | 19.99 | 1 | 10 | 10 | 10 | 10 | 10 | 10 | 10 | 10 | 10 | 10 | 10 | 10 | Y | South | FC
KEARNY_6_SESBT2 |  |  | Kearny South Energy Storage | CISO | San Diego-IV | San Diego | Battery Storage | OTHER | LESR | 10 | 10 | .8 | 40 | 40 | 1 | 1 | 24 | 4 |  |  | 20 | 1 | 10 | 10 | 10 | 10 | 10 | 10 | 10 | 10 | 10 | 10 | 10 | 10 | Y | South | FC
KEKAWK_6_UNIT |  |  | STS HYDROPOWER LTD. (KEKAWAKA) | CISO | Humboldt |  | Hydro | HYDRO | WATER | 5.5 | 6 |  |  |  |  | 1 | 24 | 24 |  |  |  |  | 0 | 0 | 0 | 0 | 0 | 0 | 0 | 0 | 0 | 0 | 0 | 0 | N | North | FC
KELSO_2_UNITS |  |  | Mariposa Energy | CISO | Bay Area | Contra Costa | Peaker | COMBUSTION TURBINE | NATURAL GAS | 198.03 | 200 |  |  |  |  | 1 | 24 | 24 |  |  | 198.03 | 1 | 198.03 | 198.03 | 198.03 | 198.03 | 198.03 | 198.03 | 198.03 | 198.03 | 198.03 | 198.03 | 198.03 | 198.03 | Y | North | FC
KELYRG_6_UNIT |  |  | KELLY RIDGE HYDRO | CISO | Sierra | Drum-Rio Oso | Hydro | HYDRO | WATER | 11 | 11 |  |  |  |  | 1 | 24 | 24 |  |  | 0 | 1 | 11 | 11 | 11 | 11 | 11 | 11 | 11 | 11 | 11 | 11 | 11 | 11 | Y | North | FC
KERKH2_7_UNIT 1 |  |  | KERKHOFF PH 2 UNIT #1 | CISO | Fresno | Herndon, Wilson 115 kV | Hydro | HYDRO | WATER | 153.9 | 153.9 |  |  |  |  | 1 | 24 | 24 |  |  | 0 | 1 | 16 | 32 | 32 | 36 | 96 | 74.8 | 75 | 75.6 | 75 | 0 | 0 | 4 | Y | North | FC
KERMAN_6_SOLAR1 |  |  | Fresno Solar South | CISO | Fresno |  | Solar_1Axis | PHOTO VOLTAIC | SUN | 1.5 | 1.5 |  |  |  |  | 1 | 24 | 24 |  |  |  |  | 0 | 0 | 0 | 0 | 0 | 0 | 0 | 0 | 0 | 0 | 0 | 0 | N | North | EO
KERMAN_6_SOLAR2 |  |  | Fresno Solar West | CISO | Fresno |  | Solar_1Axis | PHOTO VOLTAIC | SUN | 1.5 | 1.5 |  |  |  |  | 1 | 24 | 24 |  |  |  |  | 0 | 0 | 0 | 0 | 0 | 0 | 0 | 0 | 0 | 0 | 0 | 0 | N | North | EO
KERNFT_1_UNITS |  |  | KERN FRONT LIMITED | CISO | Kern | South Kern PP | Peaker | COMBUSTION TURBINE | NATURAL GAS | 52.4 | 60 |  |  |  |  | 1 | 24 | 24 |  |  | 32.4 | 1 | 52.4 | 52.4 | 52.4 | 52.4 | 52.4 | 52.4 | 52.4 | 52.4 | 52.4 | 52.4 | 52.4 | 52.4 | Y | North | FC
KERNRG_1_UNITS |  |  | South Belridge Cogen Facility | CISO | CAISO System |  | Peaker | COMBUSTION TURBINE | NATURAL GAS | 55.2 | 69.6 |  |  |  |  | 1 | 24 | 24 |  |  |  |  | 0.87 | 0.44 | 0.21 | 0.87 | 0.79 | 0.79 | 0.68 | 0.62 | 0.46 | 0.46 | 0.84 | 0.98 | N | North | FC
KERRGN_1_UNIT 1 |  |  | KERN RIVER HYDRO UNITS 1-4 AGGREGATE | CISO | CAISO System |  | Hydro | HYDRO | WATER | 25.6 | 26.3 |  |  |  |  | 1 | 24 | 24 |  |  |  |  | 14.64 | 10.77 | 18.66 | 23.74 | 24.06 | 23.87 | 21.7 | 18.38 | 13.57 | 11.48 | 12.31 | 13.84 | N | South | FC
KINGCO_1_KINGBR |  |  | Kingsburg Cogen | CISO | Fresno | Herndon, Hanford | Peaker | COMBUSTION TURBINE | NATURAL GAS | 34.5 | 34.5 |  |  |  |  | 1 | 24 | 24 |  |  | 12.5 | 1 | 34.5 | 34.5 | 34.5 | 34.5 | 34.5 | 34.5 | 34.5 | 34.5 | 34.5 | 34.5 | 34.5 | 34.5 | Y | North | FC
KINGRV_7_UNIT 1 |  |  | KINGS RIVER HYDRO UNIT 1 | CISO | Fresno | Herndon, Reedley | Hydro | HYDRO | WATER | 51.2 | 51.2 |  |  |  |  | 1 | 24 | 24 |  |  | 40.8 | 1 | 32 | 32 | 11.2 | 11.2 | 11.2 | 32 | 38.4 | 39.36 | 40.8 | 40.8 | 40.8 | 40.96 | Y | North | FC
KIRKER_7_KELCYN |  |  | KELLER CANYON LANDFILL GEN FACILICITY | CISO | Bay Area | Pittsburg | Biogas | RECIPROCATING ENGINE | BIOGAS | 3.56 | 3.8 |  |  |  |  | 1 | 24 | 24 |  |  |  |  | 3.56 | 3.53 | 3.56 | 3.44 | 3.56 | 3.35 | 3.56 | 3.44 | 3.56 | 3.56 | 3.56 | 3.56 | N | North | FC
KNGBRD_2_SOLAR1 |  |  | Kingbird Solar A | CISO | CAISO System |  | Solar_1Axis | PHOTO VOLTAIC | SUN | 20 | 20 |  |  |  |  | 1 | 24 | 24 |  |  |  |  | 0.08 | 0.6 | 0.7 | 0.88 | 1.28 | 2.62 | 2.88 | 2.48 | 2.22 | 1.48 | 1.14 | 0.7 | N | South | FC
KNGBRD_2_SOLAR2 |  |  | Kingbird Solar B | CISO | CAISO System |  | Solar_1Axis | PHOTO VOLTAIC | SUN | 20 | 20 |  |  |  |  | 1 | 24 | 24 |  |  |  |  | 0.08 | 0.6 | 0.7 | 0.88 | 1.28 | 2.62 | 2.88 | 2.48 | 2.22 | 1.48 | 1.14 | 0.7 | N | South | FC
KNGBRG_1_KBSLR1 |  |  | Kingsburg1 | CISO | Fresno |  | Solar_Fixed | PHOTO VOLTAIC | SUN | 1.5 | 1.5 |  |  |  |  | 1 | 24 | 24 |  |  |  |  | 0 | 0 | 0 | 0 | 0 | 0 | 0 | 0 | 0 | 0 | 0 | 0 | N | North | EO
KNGBRG_1_KBSLR2 |  |  | Kingsburg2 | CISO | Fresno |  | Solar_Fixed | PHOTO VOLTAIC | SUN | 1.5 | 1.5 |  |  |  |  | 1 | 24 | 24 |  |  |  |  | 0 | 0 | 0 | 0 | 0 | 0 | 0 | 0 | 0 | 0 | 0 | 0 | N | North | EO
KNGCTY_6_UNITA1 |  |  | King City Energy Center, Unit 1 | CISO | CAISO System |  | Peaker | COMBUSTION TURBINE | NATURAL GAS | 44.6 | 49.9 |  |  |  |  | 1 | 24 | 24 |  |  | 44.6 | 1 | 44.6 | 44.6 | 44.6 | 44.6 | 44.6 | 44.6 | 44.6 | 44.6 | 44.6 | 44.6 | 44.6 | 44.6 | Y | North | FC
KNTSTH_6_SOLAR |  |  | Kent South | CISO | Fresno |  | Solar_Fixed | PHOTO VOLTAIC | SUN | 20 | 20 |  |  |  |  | 1 | 24 | 24 |  |  |  |  | 0 | 0 | 0 | 0 | 0 | 0 | 0 | 0 | 0 | 0 | 0 | 0 | N | North | EO
KRAMER_2_SEGS 9 |  |  | Kramer Junction 9 | CISO | CAISO System |  | Solar_Thermal | STEAM | SUN | 80 | 92 |  |  |  |  | 1 | 24 | 24 |  |  |  |  | 0.32 | 2.4 | 2.8 | 3.52 | 5.12 | 10.48 | 11.52 | 9.92 | 8.88 | 5.92 | 4.56 | 2.8 | N | South | FC
KRNCNY_6_UNIT |  |  | KERN CANYON POWERHOUSE | CISO | CAISO System |  | Hydro | HYDRO | WATER | 10.6 | 11.5 |  |  |  |  | 1 | 24 | 24 |  |  |  |  | 6.02 | 5.66 | 6.5 | 7.34 | 7.49 | 6.53 | 6.02 | 4.64 | 4.5 | 3.53 | 3.6 | 4.05 | N | North | FC
KYCORA_6_KMSBT1 |  |  | Kearny Mesa Storage | CISO | San Diego-IV | San Diego | Battery Storage | OTHER | LESR | 1 | 1 | .8 | 4 | 4 | 1 | 1 | 24 | 4 |  |  |  |  | 0 | 0 | 0 | 0 | 0 | 0 | 0 | 0 | 0 | 0 | 0 | 0 | Y | South | EO
LACIEN_2_VENICE |  |  | MWD Venice Hydroelectric Recovery Plant | CISO | LA Basin | Western, El Nido | Hydro | HYDRO | WATER | 9.95 | 10.1 |  |  |  |  | 1 | 24 | 24 |  |  |  |  | 0 | 0 | 0 | 0 | 0 | 0 | 0 | 0 | 0 | 0 | 0 | 0 | N | South | FC
LAKHDG_6_UNIT 1 |  |  | Lake Hodges Pumped Storage-Unit1 | CISO | San Diego-IV | San Diego | Pumped Hydro | PUMPED STORAGE | WATER | 20 | 20.4 |  |  |  |  | 1 | 24 | 24 |  |  | 20 | 1 | 20 | 20 | 20 | 20 | 20 | 20 | 20 | 20 | 20 | 20 | 20 | 20 | Y | South | FC
LAKHDG_6_UNIT 2 |  |  | Lake Hodges Pumped Storage-Unit2 | CISO | San Diego-IV | San Diego | Pumped Hydro | PUMPED STORAGE | WATER | 20 | 20.4 |  |  |  |  | 1 | 24 | 24 |  |  | 20 | 1 | 20 | 20 | 20 | 20 | 20 | 20 | 20 | 20 | 20 | 20 | 20 | 20 | Y | South | FC
LAMONT_1_SOLAR1 |  |  | Regulus Solar | CISO | Kern | South Kern PP, Kern PWR-Tevis | Solar_1Axis | PHOTO VOLTAIC | SUN | 60 | 60 |  |  |  |  | 1 | 24 | 24 |  |  |  |  | 0.24 | 1.8 | 2.1 | 2.64 | 3.84 | 7.86 | 8.64 | 7.44 | 6.66 | 4.44 | 3.42 | 2.1 | N | North | FC
LAMONT_1_SOLAR2 |  |  | Redwood Solar Farm 4 | CISO | Kern | South Kern PP, Kern PWR-Tevis | Solar_1Axis | PHOTO VOLTAIC | SUN | 20 | 20 |  |  |  |  | 1 | 24 | 24 |  |  |  |  | 0.08 | 0.6 | 0.7 | 0.88 | 1.28 | 2.62 | 2.88 | 2.48 | 2.22 | 1.48 | 1.14 | 0.7 | N | North | FC
LAMONT_1_SOLAR3 |  |  | Woodmere Solar Farm | CISO | Kern | South Kern PP, Kern PWR-Tevis | Solar_1Axis | PHOTO VOLTAIC | SUN | 14.99 | 15 |  |  |  |  | 1 | 24 | 24 |  |  |  |  | 0.06 | 0.45 | 0.52 | 0.66 | 0.96 | 1.96 | 2.16 | 1.86 | 1.66 | 1.11 | 0.85 | 0.52 | N | North | FC
LAMONT_1_SOLAR4 |  |  | Hayworth Solar Farm | CISO | Kern | South Kern PP, Kern PWR-Tevis | Solar_1Axis | PHOTO VOLTAIC | SUN | 26.66 | 27 |  |  |  |  | 1 | 24 | 24 |  |  |  |  | 0.11 | 0.8 | 0.93 | 1.17 | 1.71 | 3.49 | 3.84 | 3.31 | 2.96 | 1.97 | 1.52 | 0.93 | N | North | FC
LAMONT_1_SOLAR5 |  |  | Redcrest Solar Farm | CISO | Kern | South Kern PP, Kern PWR-Tevis | Solar_1Axis | PHOTO VOLTAIC | SUN | 16.66 | 20 |  |  |  |  | 1 | 24 | 24 |  |  |  |  | 0.07 | 0.5 | 0.58 | 0.73 | 1.07 | 2.18 | 2.4 | 2.07 | 1.85 | 1.23 | 0.95 | 0.58 | N | North | FC
LAPLMA_2_UNIT 1 |  |  | La Paloma Generating Plant Unit #1 | CISO | CAISO System |  | CCGT | COMBINED CYCLE | NATURAL GAS | 267 | 295 |  |  |  |  | 1 | 24 | 24 |  |  | 194.8 | 1 | 267 | 267 | 267 | 267 | 267 | 267 | 267 | 267 | 267 | 267 | 267 | 267 | Y | North | FC
LAPLMA_2_UNIT 2 |  |  | La Paloma Generating Plant Unit #2 | CISO | CAISO System |  | CCGT | COMBINED CYCLE | NATURAL GAS | 266 | 295 |  |  |  |  | 1 | 24 | 24 |  |  | 195.2 | 1 | 266 | 266 | 266 | 266 | 266 | 266 | 266 | 266 | 266 | 266 | 266 | 266 | Y | North | FC
LAPLMA_2_UNIT 3 |  |  | La Paloma Generating Plant Unit #3 | CISO | CAISO System |  | CCGT | COMBINED CYCLE | NATURAL GAS | 266 | 295 |  |  |  |  | 1 | 24 | 24 |  |  | 194.15 | 1 | 266 | 266 | 266 | 266 | 266 | 266 | 266 | 266 | 266 | 266 | 266 | 266 | Y | North | FC
LAPLMA_2_UNIT 4 |  |  | LA PALOMA GENERATING PLANT, UNIT #4 | CISO | CAISO System |  | CCGT | COMBINED CYCLE | NATURAL GAS | 267 | 295 |  |  |  |  | 1 | 24 | 24 |  |  | 191.29 | 1 | 267 | 267 | 267 | 267 | 267 | 267 | 267 | 267 | 267 | 267 | 267 | 267 | Y | North | FC
LARKSP_6_UNIT 1 |  |  | LARKSPUR PEAKER UNIT 1 | CISO | San Diego-IV | San Diego, Border | Peaker | COMBUSTION TURBINE | NATURAL GAS | 49 | 49 |  |  |  |  | 1 | 24 | 24 |  |  | 49 | 1 | 49 | 49 | 49 | 49 | 49 | 49 | 49 | 49 | 49 | 49 | 49 | 49 | Y | South | FC
LARKSP_6_UNIT 2 |  |  | LARKSPUR PEAKER UNIT 2 | CISO | San Diego-IV | San Diego, Border | Peaker | COMBUSTION TURBINE | NATURAL GAS | 49 | 49 |  |  |  |  | 1 | 24 | 24 |  |  | 49 | 1 | 49 | 49 | 49 | 49 | 49 | 49 | 49 | 49 | 49 | 49 | 49 | 49 | Y | South | FC
LAROA2_2_UNITA1 |  |  | LR2 | CISO | San Diego-IV |  | CCGT | COMBINED CYCLE | NATURAL GAS | 322 | 0 |  |  |  |  | 1 | 24 | 24 |  |  | 161 | 1 | 322 | 322 | 322 | 322 | 322 | 322 | 322 | 322 | 322 | 322 | 322 | 322 | Y | South | FC
LASSEN_6_UNITS |  |  | Honey Lake Power | CISO | CAISO System |  | Biomass | STEAM | BIOMASS | 30 | 50.4 |  |  |  |  | 1 | 24 | 24 |  |  | 18 | 1 | 30 | 30 | 30 | 30 | 30 | 30 | 30 | 30 | 30 | 30 | 30 | 30 | Y | North | FC
LAWRNC_7_SUNYVL |  |  | City of Sunnyvale Unit 1 and 2 | CISO | Bay Area |  | Biogas | RECIPROCATING ENGINE | BIOGAS | 0.3 | 1.6 |  |  |  |  | 1 | 24 | 24 |  |  |  |  | 0.11 | 0.04 | 0.07 | 0.14 | 0.16 | 0.13 | 0.12 | 0.15 | 0.13 | 0.07 | 0.09 | 0.18 | N | North | FC
LEBECS_2_UNITS |  |  | Pastoria Energy Facility | CISO | Big Creek-Ventura |  | CCGT | COMBINED CYCLE | NATURAL GAS | 799.47 | 0 |  |  |  |  | 1 | 24 | 24 |  |  | 635 | 1 | 799.47 | 799.47 | 795 | 785 | 775 | 775 | 775 | 775 | 775 | 785 | 799.47 | 799.47 | Y | South | FC
LECEF_1_UNITS |  |  | LOS ESTEROS ENERGY FACILITY AGGREGATE | CISO | Bay Area | San Jose, South Bay-Moss Landing | CCGT | COMBINED CYCLE | NATURAL GAS | 309.84 | 0 |  |  |  |  | 1 | 24 | 24 |  |  | 248 | 1 | 304 | 304 | 304 | 303 | 303 | 302 | 302 | 299 | 302 | 303 | 303 | 303 | Y | North | FC
LECONT_2_LESBT1 |  |  | LeConte Energy Storage | CISO | San Diego-IV |  | Battery Storage | OTHER | LESR | 125 | 125 | .8 | 500 | 500 | 1 | 1 | 24 | 4 |  |  | 165 | 1 | 40 | 40 | 40 | 40 | 40 | 40 | 40 | 40 | 40 | 40 | 40 | 40 | Y | South | ID | 100% | C8 - Waiting for Remedial Action Scheme - Up to 40.4 MW PCDS.
LEPRFD_1_KANSAS |  |  | Kansas | CISO | Fresno | Herndon, Hanford | Solar_Fixed | PHOTO VOLTAIC | SUN | 20 | 20 |  |  |  |  | 1 | 24 | 24 |  |  |  |  | 0.08 | 0.6 | 0.7 | 0.88 | 1.28 | 2.62 | 2.88 | 2.48 | 2.22 | 1.48 | 1.14 | 0.7 | N | North | FC
LGHTHP_6_ICEGEN |  |  | CARSON COGENERATION | CISO | LA Basin | Western | Peaker | COMBINED CYCLE | NATURAL GAS | 48 | 54.7 |  |  |  |  | 1 | 24 | 24 |  |  | 20 | 1 | 48 | 48 | 48 | 48 | 48 | 48 | 48 | 48 | 48 | 48 | 48 | 48 | Y | South | FC
LHILLS_6_SOLAR1 |  |  | Lost Hills Solar | CISO | CAISO System |  | Solar_1Axis | PHOTO VOLTAIC | SUN | 20 | 20 |  |  |  |  | 1 | 24 | 24 |  |  |  |  | 0.08 | 0.6 | 0.7 | 0.88 | 1.28 | 2.62 | 2.88 | 2.48 | 2.22 | 1.48 | 1.14 | 0.7 | N | North | FC
LILIAC_6_SOLAR |  |  | Mesa Crest | CISO | San Diego-IV | San Diego | Solar_1Axis | PHOTO VOLTAIC | SUN | 3 | 3 |  |  |  |  | 1 | 24 | 24 |  |  |  |  | 0.01 | 0.09 | 0.11 | 0.13 | 0.19 | 0.39 | 0.43 | 0.37 | 0.33 | 0.22 | 0.17 | 0.11 | N | South | FC
LITLRK_6_GBCSR1 |  |  | Green Beanworks C | CISO | Big Creek-Ventura |  | Solar_1Axis | PHOTO VOLTAIC | SUN | 3 | 3 |  |  |  |  | 1 | 24 | 24 |  |  |  |  | 0.01 | 0.09 | 0.11 | 0.13 | 0.19 | 0.39 | 0.43 | 0.37 | 0.33 | 0.22 | 0.17 | 0.11 | N | South | FC
LITLRK_6_SEPV01 |  |  | Gestamp Solar 1 | CISO | Big Creek-Ventura |  | Solar_1Axis | PHOTO VOLTAIC | SUN | 2 | 2 |  |  |  |  | 1 | 24 | 24 |  |  |  |  | 0 | 0 | 0 | 0 | 0 | 0 | 0 | 0 | 0 | 0 | 0 | 0 | N | South | EO
LITLRK_6_SOLAR1 |  |  | Lancaster Little Rock C | CISO | Big Creek-Ventura |  | Solar_1Axis | PHOTO VOLTAIC | SUN | 5 | 5 |  |  |  |  | 1 | 24 | 24 |  |  |  |  | 0.02 | 0.15 | 0.18 | 0.22 | 0.32 | 0.66 | 0.72 | 0.62 | 0.56 | 0.37 | 0.29 | 0.18 | N | South | FC
LITLRK_6_SOLAR2 |  |  | Palmdale 18 | CISO | Big Creek-Ventura |  | Solar_1Axis | PHOTO VOLTAIC | SUN | 2 | 2 |  |  |  |  | 1 | 24 | 24 |  |  |  |  | 0.01 | 0.06 | 0.07 | 0.09 | 0.13 | 0.26 | 0.29 | 0.25 | 0.22 | 0.15 | 0.11 | 0.07 | N | South | FC
LITLRK_6_SOLAR3 |  |  | One Ten Partners | CISO | Big Creek-Ventura |  | Solar_1Axis | PHOTO VOLTAIC | SUN | 2 | 2 |  |  |  |  | 1 | 24 | 24 |  |  |  |  | 0.01 | 0.06 | 0.07 | 0.09 | 0.13 | 0.26 | 0.29 | 0.25 | 0.22 | 0.15 | 0.11 | 0.07 | N | South | FC
LITLRK_6_SOLAR4 |  |  | Little Rock Pham Solar | CISO | Big Creek-Ventura |  | Solar_1Axis | PHOTO VOLTAIC | SUN | 3 | 3 |  |  |  |  | 1 | 24 | 24 |  |  |  |  | 0.01 | 0.09 | 0.11 | 0.13 | 0.19 | 0.39 | 0.43 | 0.37 | 0.33 | 0.22 | 0.17 | 0.11 | N | South | FC
LIVEOK_6_SOLAR |  |  | Harris | CISO | Sierra | Pease | Solar_Fixed | PHOTO VOLTAIC | SUN | 1.25 | 1.3 |  |  |  |  | 1 | 24 | 24 |  |  |  |  | 0 | 0.02 | 0.02 | 0.02 | 0.03 | 0.06 | 0.07 | 0.06 | 0.06 | 0.04 | 0.03 | 0.02 | N | North | PD | 40.00%
LIVOAK_1_UNIT 1 |  |  | LIVE OAK LIMITED | CISO | Kern | South Kern PP, Kern Oil | Peaker | COMBUSTION TURBINE | NATURAL GAS | 49.7 | 55.3 |  |  |  |  | 1 | 24 | 24 |  |  | 49.7 | 1 | 49.7 | 49.7 | 49.7 | 49.7 | 49.7 | 49.7 | 49.7 | 49.7 | 49.7 | 49.7 | 49.7 | 49.7 | Y | North | FC
LMBEPK_2_UNITA1 |  |  | Lambie Energy Center, Unit #1 | CISO | Bay Area | Contra Costa | Peaker | COMBUSTION TURBINE | NATURAL GAS | 47.5 | 49.9 |  |  |  |  | 1 | 24 | 24 |  |  | 47.5 | 1 | 47.5 | 47.5 | 47.5 | 47.5 | 47.5 | 47.5 | 47.5 | 47.5 | 47.5 | 47.5 | 47.5 | 47.5 | Y | North | FC
LMBEPK_2_UNITA2 |  |  | Creed Energy Center, Unit #1 | CISO | Bay Area | Contra Costa | Peaker | COMBUSTION TURBINE | NATURAL GAS | 47.6 | 49.9 |  |  |  |  | 1 | 24 | 24 |  |  | 47.6 | 1 | 47.6 | 47.6 | 47.6 | 47.6 | 47.6 | 47.6 | 47.6 | 47.6 | 47.6 | 47.6 | 47.6 | 47.6 | Y | North | FC
LMBEPK_2_UNITA3 |  |  | Goose Haven Energy Center, Unit #1 | CISO | Bay Area | Contra Costa | Peaker | COMBUSTION TURBINE | NATURAL GAS | 47.75 | 49.9 |  |  |  |  | 1 | 24 | 24 |  |  | 47.75 | 1 | 47.75 | 47.75 | 47.75 | 47.75 | 47.75 | 47.75 | 47.75 | 47.75 | 47.75 | 47.75 | 47.75 | 47.75 | Y | North | FC
LMEC_1_PL1X3 |  |  | Los Medanos Energy Center AGGREGATE | CISO | Bay Area | Pittsburg | CCGT | COMBINED CYCLE | NATURAL GAS | 580 | 0 |  |  |  |  | 1 | 24 | 24 |  |  | 390 | 1 | 580 | 580 | 580 | 580 | 580 | 580 | 580 | 580 | 580 | 580 | 580 | 580 | Y | North | FC
LNCSTR_6_CREST |  |  | Lanacaster Aggregate Solar Resources | CISO | Big Creek-Ventura |  | Solar_1Axis | PHOTO VOLTAIC | SUN | 5.5 | #N/A |  |  |  |  | 1 | 24 | 24 |  |  |  |  | 0 | 0 | 0 | 0 | 0 | 0 | 0 | 0 | 0 | 0 | 0 | 0 | N | South | EO
LNCSTR_6_SOLAR2 | LNCSTR_6_SOLAR2_SUN |  | SEPV Sierra NGR | CISO | SEPV Sierra NGR |  | Hybrid_SolarFixed | OTHER | HYBD | 3 | 3 |  |  |  |  | 1 | 24 | 24 | 8.25 |  | 10.25 | 2 | 3.13 | 4.11 | 4.61 | 5.26 | 5.28 | 5.33 | 5.34 | 5.31 | 5.26 | 4.64 | 3.58 | 2.57 | Y | South | PD | 6.90 | Hybrid - Solar PV 3.00 MW and BESS 5.25 MW
LNCSTR_6_SOLAR2 | LNCSTR_6_SOLAR2_LESR |  | SEPV Sierra NGR | CISO | SEPV Sierra NGR |  | Hybrid_Storage | OTHER | HYBD | 5.25 | 5.25 | .8 | 21 | 21 | 1 | 1 | 24 | 4 | 8.25 | N | 10.25 | 2
LOCKFD_1_BEARCK |  |  | Bear Creek Solar | CISO | Stockton | Tesla-Bellota | Solar_Fixed | PHOTO VOLTAIC | SUN | 1.5 | 2.5 |  |  |  |  | 1 | 24 | 24 |  |  |  |  | 0.01 | 0.05 | 0.05 | 0.07 | 0.1 | 0.2 | 0.22 | 0.19 | 0.17 | 0.11 | 0.09 | 0.05 | N | North | FC
LOCKFD_1_KSOLAR |  |  | Kettleman Solar | CISO | Stockton | Tesla-Bellota | Solar_Fixed | PHOTO VOLTAIC | SUN | 1 | 1 |  |  |  |  | 1 | 24 | 24 |  |  |  |  | 0 | 0.03 | 0.04 | 0.04 | 0.06 | 0.13 | 0.14 | 0.12 | 0.11 | 0.07 | 0.06 | 0.04 | N | North | FC
LODI25_2_UNIT 1 |  |  | LODI GAS TURBINE | CISO | Stockton | Lockeford | Peaker | FTUR | NATURAL GAS | 25 | 25.4 |  |  |  |  | 1 | 24 | 24 |  |  | 23.8 | 1 | 23.8 | 23.8 | 23.8 | 23.8 | 23.8 | 23.8 | 23.8 | 23.8 | 23.8 | 23.8 | 23.8 | 23.8 | Y | North | FC
LODIEC_2_PL1X2 |  |  | Lodi Energy Center | CISO | Sierra | South of Rio Oso, South of Palermo | CCGT | COMBINED CYCLE | NATURAL GAS | 302.58 | 0 |  |  |  |  | 1 | 24 | 24 |  |  | 202.58 | 1 | 302.58 | 302.58 | 302.58 | 302.58 | 302.58 | 302.58 | 302.58 | 302.58 | 302.58 | 302.58 | 302.58 | 302.58 | Y | North | FC
LOTUS_6_LSFSR1 |  |  | Lotus Solar Farm | CISO | Fresno | Borden | Solar_1Axis | PHOTO VOLTAIC | SUN | 50 | 50 |  |  |  |  | 1 | 24 | 24 |  |  |  |  | 0.2 | 1.5 | 1.75 | 2.2 | 3.2 | 6.55 | 7.2 | 6.2 | 5.55 | 3.7 | 2.85 | 1.75 | N | North | FC
LOWGAP_1_SUPHR |  |  | Mill & Sulphur Creek Hydro | CISO | CAISO System |  | Hydro | HYDRO | WATER | 0.99 | 1 |  |  |  |  | 1 | 24 | 24 |  |  |  |  | 0.42 | 0.44 | 0.42 | 0.28 | 0.18 | 0 | 0 | 0 | 0 | 0.05 | 0.04 | 0.09 | N | North | FC
LOWGAP_7_QFUNTS |  |  | Matthews Dam Hydro | CISO | CAISO System |  | Hydro | HYDRO | WATER | 1.35 | 3.5 |  |  |  |  | 1 | 24 | 24 |  |  |  |  | 0.59 | 1.08 | 0.97 | 0.83 | 0.65 | 0.38 | 0.19 | 0.15 | 0.24 | 0.26 | 0.7 | 0.43 | N | North | FC
LTBEAR_1_LB3SR3 |  |  | Little Bear 3 Solar | CISO | Fresno | Panoche 115 kV, Wilson 115 kV | Solar_1Axis | PHOTO VOLTAIC | SUN | 20 | 20 |  |  |  |  | 1 | 24 | 24 |  |  |  |  | 0.08 | 0.6 | 0.7 | 0.88 | 1.28 | 2.62 | 2.88 | 2.48 | 2.22 | 1.48 | 1.14 | 0.7 | N | North | ID | 100% | C7 - Waiting for Bellota-Warnerville 230 kV reconductoring, Wilson - Le Grand 115 kV line reconductoring and possibly other
LTBEAR_1_LB4SR4 |  |  | Little Bear 4 | CISO | Fresno | Panoche 115 kV, Wilson 115 kV | Solar_1Axis | PHOTO VOLTAIC | SUN | 50 | 50 |  |  |  |  | 1 | 24 | 24 |  |  |  |  | 0.2 | 1.5 | 1.75 | 2.2 | 3.2 | 6.55 | 7.2 | 6.2 | 5.55 | 3.7 | 2.85 | 1.75 | N | North | ID | 100% | C8 - Waiting for Bellota-Warnerville 230 kV reconductoring, Wilson - Le Grand 115 kV line reconductoring and possibly other
LTBEAR_1_LB4SR5 |  |  | Little Bear 4 Solar 5 | CISO | Fresno | Panoche 115 kV, Wilson 115 kV | Solar_1Axis | PHOTO VOLTAIC | SUN | 50 | 50 |  |  |  |  | 1 | 24 | 24 |  |  |  |  | 0.2 | 1.5 | 1.75 | 2.2 | 3.2 | 6.55 | 7.2 | 6.2 | 5.55 | 3.7 | 2.85 | 1.75 | N | North | ID | 100% | C8 - Waiting for Bellota-Warnerville 230 kV reconductoring, Wilson - Le Grand 115 kV line reconductoring and possibly other
LTBERA_1_LB1SR1 |  |  | Little Bear Solar 1 | CISO | Fresno | Panoche 115 kV, Wilson 115 kV | Solar_1Axis | PHOTO VOLTAIC | SUN | 40 | 40 |  |  |  |  | 1 | 24 | 24 |  |  |  |  | 0.16 | 1.2 | 1.4 | 1.76 | 2.56 | 5.24 | 5.76 | 4.96 | 4.44 | 2.96 | 2.28 | 1.4 | N | North | ID | 100% | C7 - Waiting for Bellota-Warnerville 230 kV reconductoring, Wilson - Le Grand 115 kV line reconductoring and possibly other
MAGUND_1_BKISR1 |  |  | Bakersfield Industrial 1 | CISO | Kern | South Kern PP, Kern Oil | Solar_1Axis | PHOTO VOLTAIC | SUN | 1 | 1 |  |  |  |  | 1 | 24 | 24 |  |  |  |  | 0 | 0.03 | 0.04 | 0.04 | 0.06 | 0.13 | 0.14 | 0.12 | 0.11 | 0.07 | 0.06 | 0.04 | N | North | FC
MAGUND_1_BKSSR2 |  |  | Bakersfield Solar 1 | CISO | Kern | South Kern PP, Kern Oil | Solar_1Axis | PHOTO VOLTAIC | SUN | 5.25 | 5.3 |  |  |  |  | 1 | 24 | 24 |  |  |  |  | 0.02 | 0.16 | 0.18 | 0.23 | 0.34 | 0.69 | 0.76 | 0.65 | 0.58 | 0.39 | 0.3 | 0.18 | N | North | FC
MALAGA_1_PL1X2 |  |  | Malaga Power Aggregate | CISO | Fresno | Herndon | Peaker | COMBUSTION TURBINE | NATURAL GAS | 96.61 | 0 |  |  |  |  | 1 | 24 | 24 |  |  | 96.61 | 1 | 96 | 96 | 96 | 96 | 96 | 96 | 96 | 96 | 96 | 96 | 96 | 96 | Y | North | FC
MALCHQ_7_UNIT 1 |  |  | MALACHA HYDRO L.P. | CISO | CAISO System |  | Hydro | HYDRO | WATER | 32.5 | 32.5 |  |  |  |  | 1 | 24 | 24 |  |  |  |  | 3.87 | 17.11 | 12.79 | 14.25 | 7.95 | 5.3 | 2.13 | 0.14 | 0 | 0.26 | 0.67 | 0.99 | N | North | FC
MANTEC_1_ML1SR1 |  |  | Manteca Land 1 | CISO | Stockton | Tesla-Bellota | Solar_1Axis | PHOTO VOLTAIC | SUN | 1 | 1 |  |  |  |  | 1 | 24 | 24 |  |  |  |  | 0 | 0 | 0 | 0 | 0 | 0 | 0 | 0 | 0 | 0 | 0 | 0 | N | North | EO
MANZNA_2_WIND |  |  | Manzana Wind | CISO | CAISO System |  | Wind | WIND | WIND | 189 | 300 |  |  |  |  | 1 | 24 | 24 |  |  |  |  | 33.4 | 35.52 | 31.21 | 29.9 | 31.8 | 29.14 | 27.08 | 20.57 | 21.25 | 19.72 | 26.57 | 32.19 | N | South | FC
MARCPW_6_SOLAR1 |  |  | Maricopa West Solar PV | CISO | CAISO System |  | Solar_1Axis | PHOTO VOLTAIC | SUN | 20 | 20 |  |  |  |  | 1 | 24 | 24 |  |  |  |  | 0.08 | 0.6 | 0.7 | 0.88 | 1.28 | 2.62 | 2.88 | 2.48 | 2.22 | 1.48 | 1.14 | 0.7 | N | North | FC
MARTIN_1_SUNSET |  |  | Sunset Reservoir - North Basin | CISO | Bay Area |  | Solar_Fixed | PHOTO VOLTAIC | SUN | 4.5 | 4.5 |  |  |  |  | 1 | 24 | 24 |  |  |  |  | 0.02 | 0.14 | 0.16 | 0.2 | 0.29 | 0.59 | 0.65 | 0.56 | 0.5 | 0.33 | 0.26 | 0.16 | N | North | FC
MCARTH_6_FRIVRB |  |  | Fall River Mills Project B | CISO | CAISO System |  | Solar_Fixed | PHOTO VOLTAIC | SUN | 1.5 | 1.5 |  |  |  |  | 1 | 24 | 24 |  |  |  |  | 0.01 | 0.05 | 0.05 | 0.07 | 0.1 | 0.2 | 0.22 | 0.19 | 0.17 | 0.11 | 0.09 | 0.05 | N | North | ID | 100% | 18DGD Waiting for Modify QC8SPS-02 and many other
MCCALL_1_QF |  |  | Fish Water | CISO | Fresno | Herndon | Hydro | HYDRO | WATER | 0.52 | 2.5 |  |  |  |  | 1 | 24 | 24 |  |  |  |  | 0.35 | 0.45 | 0.36 | 0.28 | 0.36 | 0.33 | 0.32 | 0.24 | 0.36 | 0.45 | 0.35 | 0.2 | N | North | FC
MCSWAN_6_UNITS |  |  | MC SWAIN HYDRO | CISO | Fresno | Panoche 115 kV, Wilson 115 kV | Hydro | HYDRO | WATER | 9 | 10 |  |  |  |  | 1 | 24 | 24 |  |  | 8.73 | 1 | 8.73 | 8.73 | 8.73 | 8.73 | 8.73 | 8.73 | 8.73 | 8.73 | 8.73 | 8.73 | 8.73 | 8.73 | Y | North | FC | 97% | Behind Exchequer-Le Grand 115 kV constraint - Any future NQC increase request may result in minimum 96% FCDS
MDFKRL_2_PROJCT |  |  | MIDDLE FORK AND RALSTON PSP | CISO | Sierra | South of Rio Oso, South of Palermo | Hydro | HYDRO | WATER | 210 | 0 |  |  |  |  | 1 | 24 | 24 |  |  | 210 | 1 | 210 | 210 | 210 | 210 | 210 | 210 | 210 | 210 | 210 | 210 | 210 | 210 | Y | North | FC
MENBIO_6_RENEW1 |  |  | CalRENEW - 1(A) | CISO | Fresno | Herndon, Panoche 115 kV, Wilson 115 kV | Solar_Fixed | PHOTO VOLTAIC | SUN | 5 | 5 |  |  |  |  | 1 | 24 | 24 |  |  |  |  | 0.02 | 0.15 | 0.18 | 0.22 | 0.32 | 0.66 | 0.72 | 0.62 | 0.56 | 0.37 | 0.29 | 0.18 | N | North | FC
MERCED_1_SOLAR1 |  |  | Mission Solar | CISO | Fresno |  | Solar_1Axis | PHOTO VOLTAIC | SUN | 1.5 | 1.5 |  |  |  |  | 1 | 24 | 24 |  |  |  |  | 0 | 0 | 0 | 0 | 0 | 0 | 0 | 0 | 0 | 0 | 0 | 0 | N | North | EO
MERCED_1_SOLAR2 |  |  | Merced Solar | CISO | Fresno |  | Solar_1Axis | PHOTO VOLTAIC | SUN | 1.5 | 1.5 |  |  |  |  | 1 | 24 | 24 |  |  |  |  | 0 | 0 | 0 | 0 | 0 | 0 | 0 | 0 | 0 | 0 | 0 | 0 | N | North | EO
MERCFL_6_UNIT |  |  | Merced Falls Powerhouse | CISO | Fresno | Panoche 115 kV, Wilson 115 kV | Hydro | HYDRO | WATER | 3.5 | 3.5 |  |  |  |  | 1 | 24 | 24 |  |  | 3.26 | 1 | 3.26 | 3.26 | 3.26 | 3.26 | 3.26 | 3.26 | 3.26 | 3.26 | 3.26 | 3.26 | 3.26 | 3.26 | Y | North | FC | 97% | Behind Exchequer-Le Grand 115 kV constraint - Any future NQC increase request may result in minimum 96% FCDS
MESAP_1_QF |  |  | SMALL QF AGGREGATION - SAN LUIS OBISPO | CISO | CAISO System |  | CHP | OTHER | OTHER | 1 | 1 |  |  |  |  | 1 | 24 | 24 |  |  |  |  | 0 | 0 | 0 | 0 | 0 | 0 | 0 | 0 | 0 | 0 | 0 | 0 | N | North | FC
METEC_2_PL1X3 |  |  | Metcalf Energy Center | CISO | Bay Area | South Bay-Moss Landing | CCGT | COMBINED CYCLE | NATURAL GAS | 597.05 | 0 |  |  |  |  | 1 | 24 | 24 |  |  | 417.05 | 1 | 597.05 | 597.05 | 597.05 | 597.05 | 597.05 | 597.05 | 597.05 | 597.05 | 597.05 | 597.05 | 597.05 | 597.05 | Y | North | FC
MIDWD_2_WIND2 |  |  | Coram Energy | CISO | CAISO System |  | Wind | WIND | WIND | 3 | 3 |  |  |  |  | 1 | 24 | 24 |  |  |  |  | 0.53 | 0.56 | 0.5 | 0.47 | 0.5 | 0.46 | 0.43 | 0.33 | 0.34 | 0.31 | 0.42 | 0.51 | N | South | FC
MIDWD_7_CORAMB |  |  | CELLC 7.5 MW Tehachapi Project | CISO | CAISO System |  | Wind | WIND | WIND | 7.5 | 7.5 |  |  |  |  | 1 | 24 | 24 |  |  |  |  | 1.33 | 1.41 | 1.24 | 1.19 | 1.26 | 1.16 | 1.07 | 0.82 | 0.84 | 0.78 | 1.05 | 1.28 | N | South | FC
MIRLOM_2_CORONA |  |  | MWD Corona Hydroelectric Recovery Plant | CISO | LA Basin | Eastern | Hydro | HYDRO | WATER | 2.85 | 2.8 |  |  |  |  | 1 | 24 | 24 |  |  |  |  | 2 | 0.54 | 0.22 | 0.25 | 1.13 | 1.33 | 0.33 | 0.64 | 1.18 | 1.42 | 0.87 | 1.24 | N | South | FC
MIRLOM_2_CREST |  |  | Temescal Canyon RV | CISO | LA Basin | Eastern | Solar_Fixed | PHOTO VOLTAIC | SUN | 1.5 | #N/A |  |  |  |  | 1 | 24 | 24 |  |  |  |  | 0 | 0 | 0 | 0 | 0 | 0 | 0 | 0 | 0 | 0 | 0 | 0 | N | South | EO
MIRLOM_2_LNDFL |  |  | Milliken Landfill Solar | CISO | LA Basin | Eastern | Solar_1Axis | PHOTO VOLTAIC | SUN | 3 | 3 |  |  |  |  | 1 | 24 | 24 |  |  |  |  | 0.01 | 0.09 | 0.11 | 0.13 | 0.19 | 0.39 | 0.43 | 0.37 | 0.33 | 0.22 | 0.17 | 0.11 | N | South | FC
MIRLOM_2_MLBBTA |  |  | Mira Loma BESS A | CISO | LA Basin | Eastern | Battery Storage | OTHER | LESR | 10 | 10 | 0.87 | 40 | 111.6578 | 2.7914 | 1 | 24 | 11.1658 |  |  | 20 | 1 | 10 | 10 | 10 | 10 | 10 | 10 | 10 | 10 | 10 | 10 | 10 | 10 | Y | South | FC
MIRLOM_2_MLBBTB |  |  | Mira Loma BESS B | CISO | LA Basin | Eastern | Battery Storage | OTHER | LESR | 10 | 10 | 0.87 | 40 | 111.6578 | 2.7914 | 1 | 24 | 11.1658 |  |  | 20 | 1 | 10 | 10 | 10 | 10 | 10 | 10 | 10 | 10 | 10 | 10 | 10 | 10 | Y | South | FC
MIRLOM_2_ONTARO |  |  | Ontario RT Solar | CISO | LA Basin | Eastern | Solar_Fixed | PHOTO VOLTAIC | SUN | 5.5 | 5.5 |  |  |  |  | 1 | 24 | 24 |  |  |  |  | 0.02 | 0.17 | 0.19 | 0.24 | 0.35 | 0.72 | 0.79 | 0.68 | 0.61 | 0.41 | 0.31 | 0.19 | N | South | FC
MIRLOM_2_RTS032 |  |  | SPVP032 | CISO | LA Basin | Eastern | Solar_Fixed | PHOTO VOLTAIC | SUN | 1.5 | 1.5 |  |  |  |  | 1 | 24 | 24 |  |  |  |  | 0.01 | 0.05 | 0.05 | 0.07 | 0.1 | 0.2 | 0.22 | 0.19 | 0.17 | 0.11 | 0.09 | 0.05 | N | South | FC
MIRLOM_2_RTS033 |  |  | SPVP033 | CISO | LA Basin | Eastern | Solar_Fixed | PHOTO VOLTAIC | SUN | 1 | 1 |  |  |  |  | 1 | 24 | 24 |  |  |  |  | 0 | 0.03 | 0.04 | 0.04 | 0.06 | 0.13 | 0.14 | 0.12 | 0.11 | 0.07 | 0.06 | 0.04 | N | South | FC
MIRLOM_2_TEMESC |  |  | MWD Temescal Hydroelectric Recovery Plan | CISO | LA Basin | Eastern | Hydro | HYDRO | WATER | 2.85 | 2.8 |  |  |  |  | 1 | 24 | 24 |  |  |  |  | 2 | 0.69 | 0.29 | 0.91 | 0.89 | 0.82 | 0.06 | 0.77 | 0.56 | 0.73 | 0.85 | 1.43 | N | South | FC
MIRLOM_6_PEAKER |  |  | Mira Loma Peaker | CISO | LA Basin | Eastern | Peaker | COMBUSTION TURBINE | NATURAL GAS | 47.18 | 49.8 |  |  | 423.06 |  | 1 | 24 | 8.9669 |  |  | 47.18 | 1 | 47.18 | 47.18 | 47.18 | 47.18 | 47.18 | 47.18 | 47.18 | 47.18 | 47.18 | 47.18 | 47.18 | 47.18 | Y | South | FC
MIRLOM_7_MWDLKM |  |  | Lake Mathews Hydroelectric Recovery Plan | CISO | LA Basin | Eastern | Hydro | HYDRO | WATER | 5 | 5 |  |  |  |  | 1 | 24 | 24 |  |  | 0 | 1 | 4 | 0 | 0 | 2.4 | 3 | 3.8 | 4 | 3.9 | 3.7 | 3.4 | 3 | 2.8 | Y | South | FC
MISSIX_1_QF |  |  | SMALL QF AGGREGATION - SAB FRABCUSCI | CISO | Bay Area | Ames | CHP | FTUR | NATURAL GAS | 1 | 15 |  |  |  |  | 1 | 24 | 24 |  |  |  |  | 0.01 | 0.01 | 0.01 | 0.01 | 0.01 | 0.01 | 0.01 | 0.01 | 0.01 | 0.01 | 0.01 | 0.01 | N | North | FC
MKTRCK_1_UNIT 1 |  |  | MCKITTRICK LIMITED | CISO | CAISO System |  | Peaker | COMBUSTION TURBINE | NATURAL GAS | 47.72 | 57.9 |  |  |  |  | 1 | 24 | 24 |  |  | 47.49 | 1 | 47.49 | 47.49 | 47.49 | 47.49 | 47.49 | 47.49 | 47.49 | 47.49 | 47.49 | 47.49 | 47.49 | 47.49 | Y | North | FC
MLPTAS_7_QFUNTS |  |  | MLPTAS_7_QFUNTS | CISO | Bay Area | San Jose, South Bay-Moss Landing | CHP | OTHER | OTHER | 1 | 2 |  |  |  |  | 1 | 24 | 24 |  |  |  |  | 0 | 0 | 0 | 0 | 0 | 0 | 0 | 0 | 0 | 0 | 0 | 0 | N | North | FC
MNDALY_6_MCGRTH |  |  | McGrath Beach Peaker | CISO | Big Creek-Ventura | S.Clara, Moorpark | Peaker | COMBUSTION TURBINE | NATURAL GAS | 48.56 | 49.8 |  |  | 1165.44 |  | 1 | 24 | 24 |  |  | 48.56 | 1 | 48.56 | 48.56 | 48.56 | 48.56 | 48.56 | 48.56 | 48.56 | 48.56 | 48.56 | 48.56 | 48.56 | 48.56 | Y | South | FC
MNDOTA_1_SOLAR1 |  |  | North Star Solar 1 | CISO | Fresno | Panoche 115 kV, Wilson 115 kV | Solar_1Axis | PHOTO VOLTAIC | SUN | 60 | 60 |  |  |  |  | 1 | 24 | 24 |  |  |  |  | 0.24 | 1.8 | 2.1 | 2.64 | 3.84 | 7.86 | 8.64 | 7.44 | 6.66 | 4.44 | 3.42 | 2.1 | N | North | FC
MNDOTA_1_SOLAR2 |  |  | Citizen Solar B | CISO | Fresno |  | Solar_1Axis | PHOTO VOLTAIC | SUN | 5 | 5 |  |  |  |  | 1 | 24 | 24 |  |  |  |  | 0 | 0 | 0 | 0 | 0 | 0 | 0 | 0 | 0 | 0 | 0 | 0 | N | North | EO
MOJAVE_1_SIPHON |  |  | MOJAVE SIPHON POWER PLANT | CISO | LA Basin | Eastern | Hydro | HYDRO | WATER | 14.36 | 34.5 |  |  |  |  | 1 | 24 | 24 |  |  | 10.9 | 2 | 1.22 | 1.01 | 1.21 | 6.55 | 6.12 | 6.58 | 12.32 | 10.75 | 10.9 | 11.55 | 11.99 | 9.6 | Y | South | FC
MOJAVW_2_SOLAR |  |  | Mojave West | CISO | CAISO System |  | Solar_1Axis | PHOTO VOLTAIC | SUN | 20 | 20 |  |  |  |  | 1 | 24 | 24 |  |  |  |  | 0.08 | 0.6 | 0.7 | 0.88 | 1.28 | 2.62 | 2.88 | 2.48 | 2.22 | 1.48 | 1.14 | 0.7 | N | South | FC
MONTPH_7_UNITS |  |  | MONTICELLO HYDRO AGGREGATE | CISO | NCNB | Fulton | Hydro | HYDRO | WATER | 12.5 | 0 |  |  |  |  | 1 | 24 | 24 |  |  |  |  | 0.52 | 0.91 | 5.98 | 7.42 | 6.28 | 8.62 | 8.71 | 7.09 | 5.66 | 1.36 | 0.46 | 0.43 | N | North | FC
MOORPK_2_ACOBT1 |  |  | Acorn I BESS | CISO | Big Creek-Ventura | Moorpark | Battery Storage | OTHER | LESR | 1.95 | 2 | .8 | 4 | 4 | 1 | 1 | 24 | 2 |  |  | 3 | 3 | [12 empty] | Y | South | FC | bar: JAN to DEC
MOORPK_2_CALABS |  |  | Calabasas Gas-to-Energy Facility | CISO | Big Creek-Ventura | Moorpark | Biogas | COMBUSTION TURBINE | BIOGAS | 6.96 | 13.8 |  |  |  |  | 1 | 24 | 24 |  |  |  |  | 4.74 | 4.6 | 4.2 | 4.27 | 4.54 | 4.49 | 4.32 | 3.98 | 4.01 | 4.47 | 4.39 | 4.4 | N | South | FC
MOORPK_6_QF |  |  | MOORPARK QFS | CISO | Big Creek-Ventura | Moorpark | CHP | OTHER | OTHER | 0.8 | 35.8 |  |  |  |  | 1 | 24 | 24 |  |  |  |  | 0.04 | 0.05 | 0.02 | 0.01 | 0 | 0.06 | 0.09 | 0.32 | 0.4 | 0.4 | 0.4 | 0.39 | N | South | FC
MORWD_6_QF |  |  | Morwind | CISO | CAISO System |  | Wind | WIND | WIND | 38.16 | 56 |  |  |  |  | 1 | 24 | 24 |  |  |  |  | 6.74 | 7.17 | 6.3 | 6.04 | 6.42 | 5.88 | 5.47 | 4.15 | 4.29 | 3.98 | 5.37 | 6.5 | N | South | FC
MOSSLD_1_QF |  |  | SMALL QF AGGREGATION - SANTA CRUZ | #N/A | Bay Area |  | Biomass | #N/A | #N/A | #N/A | #N/A |  |  |  |  | 1 | 24 | 24 |  |  |  |  | 0.05 | 0.04 | 0.03 | 0.03 | 0.03 | 0.03 | 0.03 | 0.04 | 0.05 | 0.04 | 0.05 | 0.07 | N | North | FC
MOSSLD_2_PSP1 |  |  | MOSS LANDING POWER BLOCK 1 | CISO | Bay Area | South Bay-Moss Landing | CCGT | COMBINED CYCLE | NATURAL GAS | 510 | 0 |  |  |  |  | 1 | 24 | 24 |  |  | 368.98 | 1 | 510 | 510 | 510 | 510 | 510 | 510 | 510 | 510 | 510 | 510 | 510 | 510 | Y | North | FC
MOSSLD_2_PSP2 |  |  | MOSS LANDING POWER BLOCK 2 | CISO | Bay Area | South Bay-Moss Landing | CCGT | COMBINED CYCLE | NATURAL GAS | 510 | 0 |  |  |  |  | 1 | 24 | 24 |  |  | 370 | 1 | 510 | 510 | 510 | 510 | 510 | 510 | 510 | 510 | 510 | 510 | 510 | 510 | Y | North | FC
MRCHNT_2_PL1X3 |  |  | Desert Star Energy Center | CISO | CAISO System |  | CCGT | COMBINED CYCLE | NATURAL GAS | 494.58 | 0 |  |  |  |  | 1 | 24 | 24 |  |  | 239.25 | 1 | 419.25 | 419.25 | 419.25 | 419.25 | 419.25 | 419.25 | 419.25 | 419.25 | 419.25 | 419.25 | 419.25 | 419.25 | Y | South | PD | 419.25
MRGT_6_MEF2 |  |  | Miramar Energy Facility II | CISO | San Diego-IV | San Diego | Peaker | COMBUSTION TURBINE | NATURAL GAS | 44 | 67.5 |  |  |  |  | 1 | 24 | 24 |  |  | 44 | 1 | 44 | 44 | 44 | 44 | 44 | 44 | 44 | 44 | 44 | 44 | 44 | 44 | Y | South | FC
MRGT_6_MMAREF |  |  | Miramar Energy Facility | CISO | San Diego-IV | San Diego | Peaker | COMBUSTION TURBINE | NATURAL GAS | 45 | 68 |  |  |  |  | 1 | 24 | 24 |  |  | 45 | 1 | 45 | 45 | 45 | 45 | 45 | 45 | 45 | 45 | 45 | 45 | 45 | 45 | Y | South | FC
MRGT_6_TGEBT1 |  |  | Top Gun Energy Storage | CISO | San Diego-IV | San Diego | Battery Storage | OTHER | LESR | 30 | 30 | .8 | 120 | 120 | 1 | 1 | 24 | 4 |  |  | 60 | 1 | 30 | 30 | 30 | 30 | 30 | 30 | 30 | 30 | 30 | 30 | 30 | 30 | Y | South | FC
MRLSDS_6_SOLAR1 |  |  | Morelos Solar | CISO | CAISO System |  | Solar_1Axis | PHOTO VOLTAIC | SUN | 15 | 15 |  |  |  |  | 1 | 24 | 24 |  |  |  |  | 0.06 | 0.45 | 0.53 | 0.66 | 0.96 | 1.97 | 2.16 | 1.86 | 1.67 | 1.11 | 0.86 | 0.53 | N | North | FC
MSHGTS_6_MMARLF |  |  | MIRAMAR LANDFILL | CISO | San Diego-IV | San Diego | Biogas | RECIPROCATING ENGINE | BIOGAS | 5 | 3 |  |  |  |  | 1 | 24 | 24 |  |  |  |  | 3.78 | 3.63 | 3.48 | 3.95 | 3.89 | 3.87 | 3.94 | 3.7 | 3.89 | 3.87 | 3.89 | 3.61 | N | South | FC
MSOLAR_2_SOLAR1 |  |  | Mesquite Solar 1 | CISO | CAISO System |  | Solar_Fixed | PHOTO VOLTAIC | SUN | 165 | 170 |  |  |  |  | 1 | 24 | 24 |  |  |  |  | 0.66 | 4.95 | 5.78 | 7.26 | 10.56 | 21.62 | 23.76 | 20.46 | 18.32 | 12.21 | 9.41 | 5.78 | N | South | FC
MSOLAR_2_SOLAR2 |  |  | Mesquite Solar 2 | CISO | CAISO System |  | Solar_Fixed | PHOTO VOLTAIC | SUN | 100.81 | 165 |  |  |  |  | 1 | 24 | 24 |  |  |  |  | 0.4 | 3.02 | 3.53 | 4.44 | 6.45 | 13.21 | 14.52 | 12.5 | 11.19 | 7.46 | 5.75 | 3.53 | N | South | FC |  | Hybrid - However Solar is FCDS and BESS is EO
MSOLAR_2_SOLAR3 |  |  | Mesquite Solar 3, LLC | CISO | CAISO System |  | Solar_Fixed | PHOTO VOLTAIC | SUN | 152 | 152 |  |  |  |  | 1 | 24 | 24 |  |  |  |  | 0.61 | 4.56 | 5.32 | 6.69 | 9.73 | 19.91 | 21.89 | 18.85 | 16.87 | 11.25 | 8.66 | 5.32 | N | South | FC
MSSION_2_QF |  |  | SMALL QF AGGREGATION - SAN DIEGO | CISO | San Diego-IV | San Diego | CHP | 0 | OTHER | 2 | 50 |  |  |  |  | 1 | 24 | 24 |  |  |  |  | 0.15 | 0.15 | 0.15 | 0.19 | 0.29 | 0.33 | 0.3 | 0.32 | 0.32 | 0.28 | 0.26 | 0.16 | N | South | FC
MSTANG_2_MTGBT1 |  | MSTANG_2_SOLAR, MSTANG_2_SOLAR3, MSTANG_2_SOLAR4 | Mustang 1 BESS | CISO | Fresno |  | Paired_BattStorage | OTHER | LESR | 75 | 75 | .8 | 300 | 300 | 1 | 1 | 24 | 4 |  | N | 150 | 1 | 75 | 75 | 75 | 75 | 75 | 75 | 75 | 75 | 75 | 75 | 75 | 75 | Y | North | FC
MSTANG_2_SOLAR |  | MSTANG_2_MTGBT1, MSTANG_2_SOLAR3, MSTANG_2_SOLAR4 | Mustang | CISO | Fresno |  | Paired_Solar_1Axis | PHOTO VOLTAIC | SUN | 30 | 30 |  |  |  |  | 1 | 24 | 24 |  |  |  |  | 0 | 0 | 0 | 0 | 0 | 0 | 0 | 0 | 0 | 0 | 0 | 0 | N | North | EO
MSTANG_2_SOLAR3 |  | MSTANG_2_SOLAR, MSTANG_2_MTGBT1, MSTANG_2_SOLAR4 | Mustang 3 | CISO | Fresno |  | Paired_Solar_1Axis | PHOTO VOLTAIC | SUN | 40 | 40 |  |  |  |  | 1 | 24 | 24 |  |  |  |  | 0.06 | 0.45 | 0.52 | 0.66 | 0.96 | 1.96 | 2.15 | 1.85 | 1.66 | 1.11 | 0.85 | 0.52 | N | North | PD | 37.37%
MSTANG_2_SOLAR4 |  | MSTANG_2_SOLAR, MSTANG_2_MTGBT1, MSTANG_2_SOLAR3 | Mustang 4 | CISO | Fresno |  | Paired_Solar_1Axis | PHOTO VOLTAIC | SUN | 30 | 30 |  |  |  |  | 1 | 24 | 24 |  |  |  |  | 0.12 | 0.9 | 1.05 | 1.32 | 1.92 | 3.93 | 4.32 | 3.72 | 3.33 | 2.22 | 1.71 | 1.05 | N | North | FC
MTNPOS_1_UNIT |  |  | MT.POSO COGENERATION CO. | CISO | Kern | South Kern PP, Kern Oil | CHP | STEAM | BIOMASS | 46.64 | 57 |  |  |  |  | 1 | 24 | 24 |  |  |  |  | 43.37 | 40.62 | 31.39 | 43.55 | 43.34 | 42.44 | 42.48 | 41.48 | 40.6 | 40.45 | 38.98 | 29.01 | N | North | FC
MTWIND_1_MVPWD1 |  |  | Mountain View Power Project I Repower | CISO | LA Basin | Eastern, Valley-Devers | Wind | WIND | WIND | 66.6 | 66.6 |  |  |  |  | 1 | 24 | 24 |  |  |  |  | 11.77 | 12.52 | 11 | 10.54 | 11.2 | 10.27 | 9.54 | 7.25 | 7.49 | 6.95 | 9.36 | 11.34 | N | South | FC
MTWIND_1_UNIT 3 |  |  | Mountain View Power Project III | CISO | LA Basin | Eastern, Valley-Devers | Wind | WIND | WIND | 22.44 | 22.4 |  |  |  |  | 1 | 24 | 24 |  |  |  |  | 3.97 | 4.22 | 3.71 | 3.55 | 3.78 | 3.46 | 3.21 | 2.44 | 2.52 | 2.34 | 3.15 | 3.82 | N | South | FC
MURRAY_6_UNIT |  |  | Grossmont Hospital | CISO | San Diego-IV | San Diego | CHP | FTUR | NATURAL GAS | 4.12 | 4.6 |  |  |  |  | 1 | 24 | 24 |  |  |  |  | 0 | 0 | 0 | 0 | 0 | 0 | 0 | 0 | 0 | 0 | 0 | 0 | N | South | EO
NAROW1_2_UNIT |  |  | NARROWS PH 1 UNIT | CISO | Sierra |  | Hydro | HYDRO | WATER | 12 | 12 |  |  |  |  | 1 | 24 | 24 |  |  | 0 | 1 | 6.05 | 6.66 | 9.41 | 8.81 | 8.93 | 9.32 | 9.02 | 8.5 | 7.71 | 8.11 | 6.41 | 7 | Y | North | FC
NAROW2_2_UNIT |  |  | Narrows Powerhouse Unit 2 | CISO | Sierra |  | Hydro | HYDRO | WATER | 55 | 55 |  |  |  |  | 1 | 24 | 24 |  |  | 55 | 2 | 8.24 | 8.96 | 41.6 | 39.66 | 30.86 | 27.4 | 25.22 | 20 | 10 | 10.8 | 11.2 | 11.52 | Y | North | FC
NAVYII_2_UNITS |  |  | COSO POWER DEVELOPER (NAVY II) AGGREGATE | CISO | CAISO System |  | Geothermal | STEAM | GEOTHERMAL | 90 | 0 |  |  |  |  | 1 | 24 | 24 |  |  | 55 | 1 | 55 | 55 | 55 | 55 | 55 | 55 | 55 | 55 | 55 | 55 | 55 | 55 | Y | South | PD | 55.00 | NQC reduction required due to transfer of deliverability to a new resource. (Adjustment already applied Jan-Dec.)
NCPA_7_GP1UN1 |  |  | NCPA GEO PLANT 1 UNIT 1 | CISO | NCNB |  | Geothermal | STEAM | GEOTHERMAL | 38.85 | 55 |  |  |  |  | 1 | 24 | 24 |  |  | 18.85 | 1 | 38.85 | 38.85 | 38.85 | 38.85 | 38.85 | 38.85 | 38.85 | 38.85 | 38.85 | 38.85 | 38.85 | 38.85 | Y | North | FC
NCPA_7_GP1UN2 |  |  | NCPA GEO PLANT 1 UNIT 2 | CISO | NCNB |  | Geothermal | STEAM | GEOTHERMAL | 39.94 | 55 |  |  |  |  | 1 | 24 | 24 |  |  | 19.94 | 1 | 39.94 | 39.94 | 39.94 | 39.94 | 39.94 | 39.94 | 39.94 | 39.94 | 39.94 | 39.94 | 39.94 | 39.94 | Y | North | FC
NCPA_7_GP2UN3 |  |  | NCPA GEO PLANT 2 UNIT 3 | CISO | NCNB | Fulton | Geothermal | STEAM | GEOTHERMAL | 42.42 | 55 |  |  |  |  | 1 | 24 | 24 |  |  |  |  | 0 | 0 | 0 | 0 | 0 | 0 | 0 | 0 | 0 | 0 | 0 | 0 | Y | North | FC
NCPA_7_GP2UN4 |  |  | NCPA GEO PLANT 2 UNIT 4 | CISO | NCNB | Fulton | Geothermal | STEAM | GEOTHERMAL | 52.73 | 55 |  |  |  |  | 1 | 24 | 24 |  |  | 37.73 | 1 | 52.73 | 52.73 | 52.73 | 52.73 | 52.73 | 52.73 | 52.73 | 52.73 | 52.73 | 52.73 | 52.73 | 52.73 | Y | North | FC
NEENCH_6_SOLAR |  |  | Alpine Solar | CISO | Big Creek-Ventura |  | Solar_Fixed | PHOTO VOLTAIC | SUN | 66 | 66 |  |  |  |  | 1 | 24 | 24 |  |  |  |  | 0.26 | 1.98 | 2.31 | 2.9 | 4.22 | 8.65 | 9.5 | 8.18 | 7.33 | 4.88 | 3.76 | 2.31 | N | South | FC
NEWARK_1_QF |  |  | NEWARK 1 QF | CISO | Bay Area |  | CHP | OTHER | OTHER | 0.1 | 1.1 |  |  |  |  | 1 | 24 | 24 |  |  |  |  | 0.04 | 0.03 | 0.03 | 0.03 | 0.03 | 0.03 | 0.03 | 0.03 | 0.03 | 0.03 | 0.03 | 0.03 | N | North | FC
NHOGAN_6_UNITS |  |  | NEW HOGAN PH AGGREGATE | CISO | CAISO System |  | Hydro | HYDRO | WATER | 4 | 0 |  |  |  |  | 1 | 24 | 24 |  |  |  |  | 0.19 | 0.61 | 0.32 | 0.54 | 1.44 | 1.16 | 1.89 | 1.41 | 0.94 | 0.12 | 0.02 | 0.15 | N | North | FC
NOVATO_6_LNDFL |  |  | Redwood Renewable Energy | CISO | NCNB |  | Biogas | RECIPROCATING ENGINE | BIOGAS | 3.9 | 3.9 |  |  |  |  | 1 | 24 | 24 |  |  |  |  | 3.69 | 3.72 | 3.68 | 3.66 | 3.64 | 3.53 | 3.27 | 3.45 | 3.39 | 3.16 | 3.6 | 3.45 | N | North | FC
NWCSTL_7_UNIT 1 |  |  | NEWCASTLE HYDRO | CISO | Sierra | Placer, Gold Hill-Drum, Drum-Rio Oso, South of Rio Oso, South of Palermo | Hydro | HYDRO | WATER | 12 | 12 |  |  |  |  | 1 | 24 | 24 |  |  |  |  | 1.67 | 3.36 | 3.55 | 2.58 | 1.57 | 0.69 | 0.99 | 0.18 | 0 | 0 | 0 | 1.21 | N | North | FC
NZWIND_2_WDSTR5 |  |  | Windstream 6111 | CISO | CAISO System |  | Wind | WIND | WIND | 6.31 | 6.5 |  |  |  |  | 1 | 24 | 24 |  |  |  |  | 1.11 | 1.19 | 1.04 | 1 | 1.06 | 0.97 | 0.9 | 0.69 | 0.71 | 0.66 | 0.89 | 1.07 | N | South | FC
NZWIND_6_CALWND |  |  | Wind Resource I | CISO | CAISO System |  | Wind | WIND | WIND | 9 | 8.7 |  |  |  |  | 1 | 24 | 24 |  |  |  |  | 1.59 | 1.69 | 1.49 | 1.42 | 1.51 | 1.39 | 1.29 | 0.98 | 1.01 | 0.94 | 1.27 | 1.53 | N | South | FC
NZWIND_6_WDSTR |  |  | Windstream 39 | CISO | CAISO System |  | Wind | WIND | WIND | 3.35 | 6.2 |  |  |  |  | 1 | 24 | 24 |  |  |  |  | 0.59 | 0.63 | 0.55 | 0.53 | 0.56 | 0.52 | 0.48 | 0.36 | 0.38 | 0.35 | 0.47 | 0.57 | N | South | FC
NZWIND_6_WDSTR2 |  |  | Windstream 6040 | CISO | CAISO System |  | Wind | WIND | WIND | 4.07 | 6.9 |  |  |  |  | 1 | 24 | 24 |  |  |  |  | 0.72 | 0.76 | 0.67 | 0.64 | 0.68 | 0.63 | 0.58 | 0.44 | 0.46 | 0.42 | 0.57 | 0.69 | N | South | FC
NZWIND_6_WDSTR3 |  |  | Windstream 6041 | CISO | CAISO System |  | Wind | WIND | WIND | 3.86 | 6 |  |  |  |  | 1 | 24 | 24 |  |  |  |  | 0.68 | 0.73 | 0.64 | 0.61 | 0.65 | 0.6 | 0.55 | 0.42 | 0.43 | 0.4 | 0.54 | 0.66 | N | South | FC
NZWIND_6_WDSTR4 |  |  | Windstream 6042 | CISO | CAISO System |  | Wind | WIND | WIND | 6.77 | 6.8 |  |  |  |  | 1 | 24 | 24 |  |  |  |  | 1.2 | 1.27 | 1.12 | 1.07 | 1.14 | 1.04 | 0.97 | 0.74 | 0.76 | 0.71 | 0.95 | 1.15 | N | South | FC
OAK C_1_EBMUD |  |  | MWWTP PGS 1 - ENGINES | CISO | Bay Area | Oakland | Biogas | RECIPROCATING ENGINE | BIOGAS | 6.9 | 6.9 |  |  |  |  | 1 | 24 | 24 |  |  |  |  | 0.9 | 1.13 | 1.58 | 1.54 | 1.62 | 1.44 | 1.29 | 1.49 | 1.64 | 1.45 | 1.37 | 1.76 | N | North | FC
OAK C_7_UNIT 1 |  |  | OAKLAND STATION C GT UNIT 1 | CISO | Bay Area | Oakland | Peaker | COMBUSTION TURBINE | DISTILLATE | 55 | 55 |  |  |  |  | 1 | 24 | 24 |  |  | 55 | 1 | 55 | 55 | 55 | 55 | 55 | 55 | 55 | 55 | 55 | 55 | 55 | 55 | Y | North | FC
OAK C_7_UNIT 3 |  |  | OAKLAND STATION C GT UNIT 3 | CISO | Bay Area | Oakland | Peaker | COMBUSTION TURBINE | DISTILLATE | 55 | 55 |  |  |  |  | 1 | 24 | 24 |  |  | 55 | 1 | 55 | 55 | 55 | 55 | 55 | 55 | 55 | 55 | 55 | 55 | 55 | 55 | Y | North | FC
OAK L_1_GTG1 |  |  | MWWTP PGS 2 - Turbine | CISO | Bay Area | Oakland | Biogas | COMBUSTION TURBINE | BIOGAS | 4.6 | 5.8 |  |  |  |  | 1 | 24 | 24 |  |  |  |  | 0 | 0 | 0 | 0 | 0 | 0 | 0 | 0 | 0 | 0 | 0 | 0 | N | North | EO
OAKWD_6_QF |  |  | Oak Creek | CISO | CAISO System |  | Wind | WIND | WIND | 27.87 | 30.3 |  |  |  |  | 1 | 24 | 24 |  |  |  |  | 4.92 | 5.24 | 4.6 | 4.41 | 4.69 | 4.3 | 3.99 | 3.03 | 3.13 | 2.91 | 3.92 | 4.75 | N | South | FC
OAKWD_6_ZEPHWD |  |  | Zephyr Park | CISO | CAISO System |  | Wind | WIND | WIND | 3.5 | 4.2 |  |  |  |  | 1 | 24 | 24 |  |  |  |  | 0.62 | 0.66 | 0.58 | 0.55 | 0.59 | 0.54 | 0.5 | 0.38 | 0.39 | 0.37 | 0.49 | 0.6 | N | South | FC
OASIS_6_CREST |  |  | CREST Contracts | CISO | Big Creek-Ventura |  | Solar_1Axis | PHOTO VOLTAIC | SUN | 10.5 | #N/A |  |  |  |  | 1 | 24 | 24 |  |  |  |  | 0 | 0 | 0 | 0 | 0 | 0 | 0 | 0 | 0 | 0 | 0 | 0 | N | South | EO
OASIS_6_GBDSR4 |  |  | Green Beanworks D | CISO | Big Creek-Ventura |  | Solar_1Axis | PHOTO VOLTAIC | SUN | 3 | 3 |  |  |  |  | 1 | 24 | 24 |  |  |  |  | 0.01 | 0.09 | 0.11 | 0.13 | 0.19 | 0.39 | 0.43 | 0.37 | 0.33 | 0.22 | 0.17 | 0.11 | N | South | FC
OASIS_6_SOLAR1 |  |  | Morgan Lancaster I | CISO | Big Creek-Ventura |  | Solar_2Axis | PHOTO VOLTAIC | SUN | 1.5 | 1.5 |  |  |  |  | 1 | 24 | 24 |  |  |  |  | 0 | 0 | 0 | 0 | 0 | 0 | 0 | 0 | 0 | 0 | 0 | 0 | N | South | EO
OASIS_6_SOLAR2 |  |  | Oasis Solar | CISO | Big Creek-Ventura |  | Solar_1Axis | PHOTO VOLTAIC | SUN | 20 | 20 |  |  |  |  | 1 | 24 | 24 |  |  |  |  | 0.08 | 0.6 | 0.7 | 0.88 | 1.28 | 2.62 | 2.88 | 2.48 | 2.22 | 1.48 | 1.14 | 0.7 | N | South | FC
OASIS_6_SOLAR3 |  |  | Soccer Center | CISO | Big Creek-Ventura |  | Solar_1Axis | PHOTO VOLTAIC | SUN | 3 | 3.8 |  |  |  |  | 1 | 24 | 24 |  |  |  |  | 0 | 0 | 0 | 0 | 0 | 0 | 0 | 0 | 0 | 0 | 0 | 0 | N | South | EO
OCTILO_5_WIND |  |  | Ocotillo Wind Energy Facility | CISO | San Diego-IV |  | Wind | WIND | WIND | 265 | 265 |  |  |  |  | 1 | 24 | 24 |  |  |  |  | 46.83 | 49.8 | 43.76 | 41.92 | 44.58 | 40.86 | 37.97 | 28.85 | 29.8 | 27.65 | 37.26 | 45.13 | N | South | FC
OGROVE_6_PL1X2 |  |  | Orange Grove Energy Center | CISO | San Diego-IV | San Diego | Peaker | COMBUSTION TURBINE | NATURAL GAS | 96 | 0 |  |  |  |  | 1 | 24 | 24 |  |  | 96 | 1 | 96 | 96 | 96 | 96 | 96 | 96 | 96 | 96 | 96 | 96 | 96 | 96 | Y | South | FC
OILFLD_7_QFUNTS |  |  | Nacimiento Hydroelectric Plant | CISO | CAISO System |  | Hydro | HYDRO | WATER | 3.8 | 4.4 |  |  |  |  | 1 | 24 | 24 |  |  |  |  | 0.08 | 0.13 | 0.75 | 2.18 | 2.59 | 2.19 | 2.06 | 1.84 | 1.08 | 0.12 | 0.1 | 0.07 | N | North | FC
OLDRIV_6_BIOGAS |  |  | Bidart Old River 1 | CISO | Kern | South Kern PP, Kern 70 kV | Biogas | RECIPROCATING ENGINE | BIOGAS | 2 | 2 |  |  |  |  | 1 | 24 | 24 |  |  |  |  | 1.61 | 1.76 | 1.79 | 1.62 | 1.68 | 1.78 | 1.69 | 1.76 | 1.77 | 1.72 | 1.75 | 1.73 | N | North | FC
OLDRIV_6_CESDBM |  |  | Ces Dairy Biogas | CISO | Kern | South Kern PP, Kern 70 kV | Biogas | RECIPROCATING ENGINE | BIOGAS | 1 | 1 |  |  |  |  | 1 | 24 | 24 |  |  |  |  | 0.94 | 0.97 | 0.93 | 0.93 | 0.95 | 0.92 | 0.91 | 0.92 | 0.93 | 0.95 | 0.97 | 0.97 | N | North | FC
OLDRIV_6_LKVBM1 |  |  | Lakeview Dairy Biogas | CISO | Kern | South Kern PP, Kern 70 kV | Biogas | RECIPROCATING ENGINE | BIOGAS | 1 | 1 |  |  |  |  | 1 | 24 | 24 |  |  |  |  | 0.97 | 0.96 | 0.94 | 0.95 | 0.94 | 0.94 | 0.94 | 0.92 | 0.94 | 0.95 | 0.97 | 0.95 | N | North | FC
OLDRV1_6_SOLAR |  |  | Old River One | CISO | Kern | South Kern PP, Kern 70 kV | Solar_Fixed | PHOTO VOLTAIC | SUN | 20 | 20 |  |  |  |  | 1 | 24 | 24 |  |  |  |  | 0.08 | 0.6 | 0.7 | 0.88 | 1.28 | 2.62 | 2.88 | 2.48 | 2.22 | 1.48 | 1.14 | 0.7 | N | North | FC
OLINDA_2_COYCRK |  |  | MWD Coyote Creek Hydroelectric Recovery | CISO | LA Basin | Western | Hydro | HYDRO | WATER | 3.13 | 3.1 |  |  |  |  | 1 | 24 | 24 |  |  | 3.13 | 1 | 3.13 | 3.13 | 3.13 | 3.13 | 3.13 | 3.13 | 3.13 | 3.13 | 3.13 | 3.13 | 3.13 | 3.13 | Y | South | FC
OLINDA_2_LNDFL2 |  |  | Brea Power II | CISO | LA Basin | Western | Biogas | COMBINED CYCLE | BIOGAS | 28.1 | 35.7 |  |  |  |  | 1 | 24 | 24 |  |  |  |  | 25.9 | 26.41 | 26.2 | 22.78 | 25.05 | 22.34 | 24.08 | 24.83 | 24.91 | 24.5 | 26.05 | 26.19 | N | South | FC
OLINDA_7_BLKSND |  |  | BlackSand Generating Facility | CISO | LA Basin | Western | Biomass | COMBUSTION TURBINE | WASTE TO POWER | 8 | 8 |  |  |  |  | 1 | 24 | 24 |  |  |  |  | 0.11 | 0.1 | 0.15 | 0.22 | 0.29 | 0.38 | 0.36 | 0.25 | 0.98 | 1.28 | 1.04 | 1.48 | N | South | FC
OLIVEP_1_SOLAR |  |  | White River Solar | CISO | CAISO System |  | Solar_Fixed | PHOTO VOLTAIC | SUN | 20 | 20 |  |  |  |  | 1 | 24 | 24 |  |  |  |  | 0.08 | 0.6 | 0.7 | 0.88 | 1.28 | 2.62 | 2.88 | 2.48 | 2.22 | 1.48 | 1.14 | 0.7 | N | North | FC
OLIVEP_1_SOLAR2 |  |  | White River West | CISO | CAISO System |  | Solar_Fixed | PHOTO VOLTAIC | SUN | 19.75 | 19.8 |  |  |  |  | 1 | 24 | 24 |  |  |  |  | 0.08 | 0.59 | 0.69 | 0.87 | 1.26 | 2.59 | 2.84 | 2.45 | 2.19 | 1.46 | 1.13 | 0.69 | N | North | FC
OLSEN_2_UNIT |  |  | OLSEN POWER PARTNERS | CISO | CAISO System |  | Hydro | HYDRO | WATER | 5.5 | 5.8 |  |  |  |  | 1 | 24 | 24 |  |  |  |  | 1.28 | 1.63 | 2.12 | 3.35 | 2.66 | 1.24 | 0.22 | 0.01 | 0 | 0.11 | 0.09 | 0.21 | N | North | FC
OMAR_2_UNIT 1 |  |  | KERN RIVER COGENERATION CO. UNIT 1 | CISO | Big Creek-Ventura |  | Peaker | FTUR | NATURAL GAS | 75 | 85 |  |  |  |  | 1 | 24 | 24 |  |  | 73.67 | 1 | 75 | 75 | 75 | 75 | 74.67 | 73.67 | 73 | 72.67 | 73.67 | 74.33 | 75 | 75 | Y | South | FC
OMAR_2_UNIT 2 |  |  | KERN RIVER COGENERATION CO. UNIT 2 | CISO | Big Creek-Ventura |  | Peaker | FTUR | NATURAL GAS | 75 | 85 |  |  |  |  | 1 | 24 | 24 |  |  | 73.67 | 1 | 75 | 75 | 75 | 75 | 74.67 | 73.67 | 73.33 | 73 | 73.67 | 74.67 | 75 | 75 | Y | South | FC
OMAR_2_UNIT 3 |  |  | KERN RIVER COGENERATION CO. UNIT 3 | CISO | Big Creek-Ventura |  | Peaker | FTUR | NATURAL GAS | 75 | 85 |  |  |  |  | 1 | 24 | 24 |  |  | 73.67 | 1 | 75 | 75 | 75 | 75 | 73.67 | 73.67 | 73.33 | 73 | 73.67 | 75 | 75 | 75 | Y | South | FC
OMAR_2_UNIT 4 |  |  | KERN RIVER COGENERATION CO. UNIT 4 | CISO | Big Creek-Ventura |  | CHP | FTUR | NATURAL GAS | 75 | 85 |  |  |  |  | 1 | 24 | 24 |  |  | 0 | 1 | 75 | 75 | 75 | 75 | 74 | 73.33 | 73.67 | 73.67 | 74.33 | 75 | 75 | 75 | Y | South | FC
ONLLPP_6_UNITS |  |  | O'NEILL PUMP-GEN (AGGREGATE) | CISO | Fresno |  | Pumped Hydro | 0 | WATER | 25.2 | 0 |  |  |  |  | 1 | 24 | 24 |  |  |  |  | 0 | 0.58 | 0.07 | 0.32 | 1.71 | 1.64 | 1.48 | 0.64 | 0.05 | 0.67 | 0.42 | 0 | N | North | FC
ORLND_6_HIGHLI |  |  | High Line Canal Hydro | CISO | CAISO System |  | Hydro | HYDRO | WATER | 0.5 | 0.6 |  |  |  |  | 1 | 24 | 24 |  |  |  |  | 0 | 0 | 0 | 0.06 | 0.06 | 0.03 | 0 | 0 | 0 | 0.04 | 0 | 0 | N | North | FC
ORLND_6_SOLAR1 |  |  | Enerparc California 2 | CISO | CAISO System |  | Solar_1Axis | PHOTO VOLTAIC | SUN | 1.5 | 1.5 |  |  |  |  | 1 | 24 | 24 |  |  |  |  | 0.01 | 0.05 | 0.05 | 0.07 | 0.1 | 0.2 | 0.22 | 0.19 | 0.17 | 0.11 | 0.09 | 0.05 | N | North | FC
ORMOND_7_UNIT 1 |  |  | ORMOND BEACH GEN STA. UNIT 1 | CISO | Big Creek-Ventura | Moorpark | Steam Turbine | STEAM | NATURAL GAS | 741.27 | 750 |  |  |  |  | 1 | 24 | 24 |  |  | 641.27 | 1 | 741.27 | 741.27 | 741.27 | 741.27 | 741.27 | 741.27 | 741.27 | 741.27 | 741.27 | 741.27 | 741.27 | 741.27 | Y | South | FC
ORMOND_7_UNIT 2 |  |  | ORMOND BEACH GEN STA. UNIT 2 | CISO | Big Creek-Ventura | Moorpark | Steam Turbine | STEAM | NATURAL GAS | 750 | 750 |  |  |  |  | 1 | 24 | 24 |  |  | 700 | 1 | 750 | 750 | 750 | 750 | 750 | 750 | 750 | 750 | 750 | 750 | 750 | 750 | Y | South | FC
OROLOM_1_SOLAR1 |  |  | Oro Loma Solar 1 | CISO | Fresno | Panoche 115 kV | Solar_1Axis | PHOTO VOLTAIC | SUN | 10 | 10 |  |  |  |  | 1 | 24 | 24 |  |  |  |  | 0 | 0 | 0 | 0 | 0 | 0 | 0 | 0 | 0 | 0 | 0 | 0 | N | North | EO
OROLOM_1_SOLAR2 |  |  | Oro Loma Solar 2 | CISO | Fresno | Panoche 115 kV | Solar_1Axis | PHOTO VOLTAIC | SUN | 10 | 10 |  |  |  |  | 1 | 24 | 24 |  |  |  |  | 0 | 0 | 0 | 0 | 0 | 0 | 0 | 0 | 0 | 0 | 0 | 0 | N | North | EO
OROVIL_6_UNIT |  |  | Oroville Cogeneration, LP | CISO | Sierra | Drum-Rio Oso | CHP | RECIPROCATING ENGINE | NATURAL GAS | 7.5 | 9.8 |  |  |  |  | 1 | 24 | 24 |  |  | 6.5 | 1 | 7.5 | 7.5 | 7.5 | 7.5 | 7.5 | 7.5 | 7.5 | 7.5 | 7.5 | 7.5 | 7.5 | 7.5 | Y | North | FC
ORTGA_6_ME1SL1 |  |  | Merced 1 | CISO | Fresno |  | Solar_1Axis | PHOTO VOLTAIC | SUN | 3 | 3 |  |  |  |  | 1 | 24 | 24 |  |  |  |  | 0.01 | 0.09 | 0.11 | 0.13 | 0.19 | 0.39 | 0.43 | 0.37 | 0.33 | 0.22 | 0.17 | 0.11 | N | North | FC
OSO_6_NSPIN |  |  | OSO_6_NSPIN | CISO | Big Creek-Ventura |  | Pump | PUMP | WATER | 70 | 70.8 |  |  |  |  | 1 | 24 | 24 |  |  |  |  | 18 | 18 | 18 | 18 | 18 | 18 | 18 | 18 | 18 | 18 | 18 | 18 | Y | South | FC
OTAY_6_PL1X2 |  |  | Chula Vista Energy Center, LLC | CISO | San Diego-IV | San Diego | Peaker | COMBUSTION TURBINE | NATURAL GAS | 39.57 | 40 |  |  |  |  | 1 | 24 | 24 |  |  | 37.2 | 1 | 37.2 | 37.2 | 37.2 | 37.2 | 37.2 | 37.2 | 37.2 | 37.2 | 37.2 | 37.2 | 37.2 | 37.2 | Y | South | FC
OTMESA_2_PL1X3 |  |  | OTAY MESA ENERGY CENTER | CISO | San Diego-IV | San Diego | CCGT | COMBINED CYCLE | NATURAL GAS | 603.68 | 689 |  |  |  |  | 1 | 24 | 24 |  |  | 448.6 | 1 | 603.6 | 603.6 | 603.6 | 603.6 | 603.6 | 603.6 | 603.6 | 603.6 | 603.6 | 603.6 | 603.6 | 603.6 | Y | South | FC
OXBOW_6_DRUM |  |  | OXBOW HYDRO | CISO | Sierra | Drum-Rio Oso, South of Palermo | Hydro | HYDRO | WATER | 5.8 | 6 |  |  |  |  | 1 | 24 | 24 |  |  |  |  | 2.38 | 2 | 2.01 | 3.71 | 2.83 | 2.57 | 2.6 | 3.22 | 2.99 | 0.02 | 1.48 | 2.71 | N | North | FC
OXMTN_6_LNDFIL |  |  | Ox Mountain Landfill Generating Plant | CISO | Bay Area | Ames | Biogas | RECIPROCATING ENGINE | BIOGAS | 10.62 | 13.3 |  |  |  |  | 1 | 24 | 24 |  |  |  |  | 10.34 | 10.37 | 10.62 | 10.62 | 10.34 | 10.39 | 10.59 | 10.26 | 10.39 | 10.16 | 10.48 | 10.62 | N | North | FC
PACLUM_6_UNIT |  |  | Humboldt Redwood | CISO | Humboldt |  | Biomass | STEAM | BIOMASS | 28.8 | 28.8 |  |  |  |  | 1 | 24 | 24 |  |  |  |  | 15.1 | 12.4 | 11.73 | 8.93 | 14.21 | 15.71 | 14.8 | 12.89 | 14.53 | 14.53 | 12.81 | 15.07 | N | North | FC
PADUA_2_ONTARO |  |  | ONTARIO/SIERRA HYDRO PSP | CISO | LA Basin | Eastern | Hydro | HYDRO | WATER | 1.92 | 1 |  |  |  |  | 1 | 24 | 24 |  |  |  |  | 0.7 | 0.61 | 0.78 | 1.12 | 1 | 0.85 | 0.85 | 0.82 | 0.74 | 0.62 | 0.49 | 0.64 | N | South | FC
PADUA_2_SOLAR1 |  |  | Kona Solar - Rancho DC #1 | CISO | LA Basin | Eastern | Solar_1Axis | PHOTO VOLTAIC | SUN | 1.75 | 1.8 |  |  |  |  | 1 | 24 | 24 |  |  |  |  | 0 | 0 | 0 | 0 | 0 | 0 | 0 | 0 | 0 | 0 | 0 | 0 | N | South | EO
PADUA_6_MWDSDM |  |  | San Dimas Hydroelectric Recovery Plant | CISO | LA Basin | Eastern | Hydro | HYDRO | WATER | 9.9 | 9.9 |  |  |  |  | 1 | 24 | 24 |  |  | 0 | 1 | 2.4 | 2.4 | 0 | 2.4 | 6 | 0 | 0 | 0 | 0 | 0 | 0 | 0 | Y | South | FC
PADUA_6_QF |  |  | PADUA QFS | CISO | LA Basin | Eastern | CHP | OTHER | OTHER | 1.82 | 30.1 |  |  |  |  | 1 | 24 | 24 |  |  |  |  | 0.2 | 0.28 | 0.24 | 0.35 | 0.5 | 0.52 | 0.54 | 0.43 | 0.5 | 0.49 | 0.44 | 0.19 | N | South | FC
PADUA_7_SDIMAS |  |  | San Dimas Wash Hydro | CISO | LA Basin | Eastern | Hydro | HYDRO | WATER | 1.05 | 2 |  |  |  |  | 1 | 24 | 24 |  |  | 1.05 | 1 | 0 | 0 | 0 | 0 | 1.05 | 1.05 | 1.05 | 1.05 | 1.05 | 0 | 0 | 0 | Y | South | FC
PAIGES_6_SOLAR |  |  | Paige Solar | CISO | Fresno | Coalinga, Panoche 115 kV | Solar_1Axis | PHOTO VOLTAIC | SUN | 20 | 22 |  |  |  |  | 1 | 24 | 24 |  |  |  |  | 0 | 0 | 0 | 0 | 0 | 0 | 0 | 0 | 0 | 0 | 0 | 0 | N | North | EO
PALALT_7_COBUG |  |  | Cooperatively Owned Back Up Generator | CISO | Bay Area |  | Peaker | FTUR | NATURAL GAS | 4.5 | 5.2 |  |  |  |  | 1 | 24 | 24 |  |  |  |  | 0 | 0 | 0 | 0 | 0 | 0 | 0 | 0 | 0 | 0 | 0 | 0 | N | North | FC
PALOMR_2_PL1X3 |  |  | Palomar Energy Center | CISO | San Diego-IV | San Diego | CCGT | COMBINED CYCLE | NATURAL GAS | 588.21 | 0 |  |  |  |  | 1 | 24 | 24 |  |  | 363.21 | 1 | 588.21 | 588.21 | 588.21 | 588.21 | 588.21 | 588.21 | 588.21 | 588.21 | 588.21 | 588.21 | 588.21 | 588.21 | Y | South | FC
PARDEB_6_UNITS |  |  | Pardee Power House | CISO | CAISO System |  | Hydro | HYDRO | WATER | 30 | 0 |  |  |  |  | 1 | 24 | 24 |  |  | 15.44 | 1 | 17.7 | 15.62 | 7.7 | 19.94 | 7.76 | 27.3 | 17.7 | 19.18 | 15.44 | 18.7 | 15.7 | 26.42 | Y | North | FC
PBLOSM_2_SOLAR |  |  | PearBlossom | CISO | CAISO System |  | Solar_1Axis | PHOTO VOLTAIC | SUN | 9.5 | 9.5 |  |  |  |  | 1 | 24 | 24 |  |  |  |  | 0.04 | 0.29 | 0.33 | 0.42 | 0.61 | 1.24 | 1.37 | 1.18 | 1.05 | 0.7 | 0.54 | 0.33 | N | South | FC
PEABDY_2_LNDFIL |  |  | G2 Energy Hay Road Power Plant | CISO | CAISO System |  | Biogas | RECIPROCATING ENGINE | BIOGAS | 1.6 | 1.6 |  |  |  |  | 1 | 24 | 24 |  |  |  |  | 1.55 | 1.55 | 1.5 | 1.53 | 1.53 | 1.52 | 1.5 | 1.52 | 1.52 | 1.54 | 1.54 | 1.53 | N | North | FC
PEABDY_2_LNDFL1 |  |  | Potrero Hills Energy Producers | CISO | CAISO System |  | Biogas | RECIPROCATING ENGINE | BIOGAS | 8 | 8 |  |  |  |  | 1 | 24 | 24 |  |  |  |  | 7.72 | 7.69 | 7.55 | 7.63 | 7.16 | 7.44 | 7.58 | 7.53 | 7.55 | 7.49 | 7.38 | 7.24 | N | North | FC
PEARBL_2_NSPIN |  |  | PEARBL_2_NSPIN | CISO | CAISO System |  | Pump | PUMP | WATER | 118 | 151.2 |  |  |  |  | 1 | 24 | 24 |  |  |  |  | 21 | 21 | 21 | 46 | 46 | 46 | 46 | 46 | 46 | 46 | 46 | 46 | Y | South | FC
PEASE_1_TBEBT1 |  |  | Tierra Buena Energy Storage | CISO | Sierra | Pease, Drum-Rio Oso | Battery Storage | OTHER | LESR | 6 | 6 | .8 | 24 | 24 | 1 | 1 | 24 | 4 |  |  | 7 | 3 | 5 | 5 | 5 | 5 | 5 | 5 | 5 | 5 | 5 | 5 | 5 | 5 | Y | North | ID | 100% | Waiting for Q653F-Davis 115 kV reconductoring and possibly more.
PEORIA_1_SOLAR |  |  | Sonora 1 | CISO | Stockton | Tesla-Bellota, Stanislaus | Solar_Fixed | PHOTO VOLTAIC | SUN | 1.5 | 1.5 |  |  |  |  | 1 | 24 | 24 |  |  |  |  | 0.01 | 0.05 | 0.05 | 0.07 | 0.1 | 0.2 | 0.22 | 0.19 | 0.17 | 0.11 | 0.09 | 0.05 | N | North | FC
PHOENX_1_UNIT |  |  | PHOENIX PH | CISO | Stockton | Tesla-Bellota, Stanislaus | Hydro | HYDRO | WATER | 2 | 2 |  |  |  |  | 1 | 24 | 24 |  |  |  |  | 0.33 | 0.28 | 0.68 | 0.93 | 0.88 | 0.82 | 0.92 | 0.92 | 0.9 | 0.45 | 0.45 | 0.55 | N | North | FC
PINFLT_7_UNITS |  |  | PINE FLAT HYDRO AGGREGATE | CISO | Fresno | Herndon | Hydro | HYDRO | WATER | 198.51 | 0 |  |  |  |  | 1 | 24 | 24 |  |  | 0 | 1 | 0 | 0 | 0 | 0 | 70.65 | 129.53 | 138 | 71.55 | 7.3 | 0 | 0 | 0 | Y | North | FC
PIOPIC_2_CTG1 |  |  | Pio Pico Unit 1 | CISO | San Diego-IV | San Diego | Peaker | COMBUSTION TURBINE | NATURAL GAS | 111.3 | 111.3 |  |  |  |  | 1 | 24 | 24 |  |  | 111.3 | 1 | 111.3 | 111.3 | 111.3 | 111.3 | 111.3 | 111.3 | 111.3 | 111.3 | 111.3 | 111.3 | 111.3 | 111.3 | Y | South | FC
PIOPIC_2_CTG2 |  |  | Pio Pico Unit 2 | CISO | San Diego-IV | San Diego | Peaker | COMBUSTION TURBINE | NATURAL GAS | 112.7 | 112.7 |  |  |  |  | 1 | 24 | 24 |  |  | 112.7 | 1 | 112.7 | 112.7 | 112.7 | 112.7 | 112.7 | 112.7 | 112.7 | 112.7 | 112.7 | 112.7 | 112.7 | 112.7 | Y | South | FC
PIOPIC_2_CTG3 |  |  | Pio Pico Unit 3 | CISO | San Diego-IV | San Diego | Peaker | COMBUSTION TURBINE | NATURAL GAS | 112 | 112 |  |  |  |  | 1 | 24 | 24 |  |  | 112 | 1 | 112 | 112 | 112 | 112 | 112 | 112 | 112 | 112 | 112 | 112 | 112 | 112 | Y | South | FC
PIT1_6_FRIVRA |  |  | Fall River Mills Project A | CISO | CAISO System |  | Solar_Fixed | PHOTO VOLTAIC | SUN | 1.5 | 1.5 |  |  |  |  | 1 | 24 | 24 |  |  |  |  | 0.01 | 0.05 | 0.05 | 0.07 | 0.1 | 0.2 | 0.22 | 0.19 | 0.17 | 0.11 | 0.09 | 0.05 | N | North | ID | 100% | 18DGD Waiting for Modify QC8SPS-02 and possibly other
PIT1_7_UNIT 1 |  |  | PIT PH 1 UNIT 1 | CISO | CAISO System |  | Hydro | HYDRO | WATER | 32 | 32 |  |  |  |  | 1 | 24 | 24 |  |  | 0 | 1 | 20.4 | 17 | 16.88 | 17.28 | 18.4 | 16.88 | 15.6 | 15.76 | 16.36 | 0 | 0 | 0 | Y | North | FC
PIT1_7_UNIT 2 |  |  | PIT PH 1 UNIT 2 | CISO | CAISO System |  | Hydro | HYDRO | WATER | 32 | 32 |  |  |  |  | 1 | 24 | 24 |  |  | 0 | 1 | 14.4 | 14.4 | 14.4 | 14.4 | 15.6 | 9.2 | 8.6 | 9.2 | 9.2 | 6.24 | 14.4 | 14.4 | Y | North | FC
PIT3_7_PL1X3 |  |  | PIT PH 3 UNITS 1, 2 & 3 AGGREGATE | CISO | CAISO System |  | Hydro | HYDRO | WATER | 70.6 | 0 |  |  |  |  | 1 | 24 | 24 |  |  | 0 | 1 | 36 | 32.8 | 32 | 35.2 | 44.8 | 49 | 54.6 | 43 | 30.2 | 28.4 | 28.8 | 36.6 | Y | North | FC
PIT4_7_PL1X2 |  |  | PIT PH 4 UNITS 1 & 2 AGGREGATE | CISO | CAISO System |  | Hydro | HYDRO | WATER | 95 | 0 |  |  |  |  | 1 | 24 | 24 |  |  | 0 | 1 | 50.2 | 45.6 | 44 | 45.68 | 45.2 | 55.6 | 65 | 54 | 39.08 | 39.8 | 42.4 | 49 | Y | North | FC
PIT5_7_PL1X2 |  |  | PIT PH 5 UNITS 1 & 2 AGGREGATE | CISO | CAISO System |  | Hydro | HYDRO | WATER | 82 | 0 |  |  |  |  | 1 | 24 | 24 |  |  | 0 | 1 | 48.4 | 16.8 | 40 | 30.4 | 43.2 | 41.6 | 42.4 | 33.6 | 33.6 | 18.4 | 31.2 | 25.8 | Y | North | FC
PIT5_7_PL3X4 |  |  | PIT PH 5 UNITS 3 & 4 AGGREGATE | CISO | CAISO System |  | Hydro | HYDRO | WATER | 82 | 0 |  |  |  |  | 1 | 24 | 24 |  |  | 0 | 1 | 32 | 34.4 | 32 | 32 | 32 | 47.2 | 44 | 37.6 | 35.2 | 46.4 | 32 | 32 | Y | North | FC
PIT5_7_QFUNTS |  |  | GRASSHOPPER FLAT HYDRO | CISO | CAISO System |  | Hydro | HYDRO | WATER | 1.1 | 3.8 |  |  |  |  | 1 | 24 | 24 |  |  |  |  | 0.17 | 0.29 | 0.41 | 0.53 | 0.34 | 0.11 | 0.01 | 0 | 0 | 0.01 | 0.05 | 0.04 | N | North | FC
PIT6_7_UNIT 1 |  |  | PIT PH 6 UNIT 1 | CISO | CAISO System |  | Hydro | HYDRO | WATER | 39 | 39 |  |  |  |  | 1 | 24 | 24 |  |  | 30.46 | 1 | 31.2 | 31.12 | 31.2 | 38.2 | 31.2 | 37 | 37.2 | 36.34 | 30.46 | 30.28 | 35.51 | 38 | Y | North | FC
PIT6_7_UNIT 2 |  |  | PIT PH 6 UNIT 2 | CISO | CAISO System |  | Hydro | HYDRO | WATER | 40 | 40 |  |  |  |  | 1 | 24 | 24 |  |  | 35.72 | 1 | 38 | 38.2 | 38.51 | 37.65 | 31.15 | 37.8 | 36.78 | 36.7 | 35.72 | 29.76 | 36.3 | 38.04 | Y | North | FC
PIT7_7_UNIT 1 |  |  | PIT PH 7 UNIT 1 | CISO | CAISO System |  | Hydro | HYDRO | WATER | 55.7 | 55.7 |  |  |  |  | 1 | 24 | 24 |  |  | 53.44 | 1 | 52.2 | 51.08 | 53.2 | 53.14 | 51.64 | 52 | 53.2 | 53.4 | 53.44 | 51.36 | 42.4 | 53.09 | Y | North | FC
PIT7_7_UNIT 2 |  |  | PIT PH 7 UNIT 2 | CISO | CAISO System |  | Hydro | HYDRO | WATER | 54.6 | 54.6 |  |  |  |  | 1 | 24 | 24 |  |  | 53.39 | 1 | 49.76 | 49.46 | 52.4 | 52.6 | 41.9 | 50.76 | 52.2 | 53.2 | 53.39 | 52.8 | 43.47 | 42.39 | Y | North | FC
PIUTE_6_GNBSR1 |  |  | Green Beanworks B | CISO | Big Creek-Ventura |  | Solar_1Axis | PHOTO VOLTAIC | SUN | 3 | 3 |  |  |  |  | 1 | 24 | 24 |  |  |  |  | 0.01 | 0.09 | 0.11 | 0.13 | 0.19 | 0.39 | 0.43 | 0.37 | 0.33 | 0.22 | 0.17 | 0.11 | N | South | FC
PLACVL_1_CHILIB |  |  | Chili Bar Powerhouse | CISO | Sierra | Gold Hill-Drum, South of Rio Oso, South of Palermo | Hydro | HYDRO | WATER | 8.34 | 8.4 |  |  |  |  | 1 | 24 | 24 |  |  |  |  | 0.76 | 0.56 | 2.91 | 4.45 | 4.2 | 2.93 | 2.37 | 2.89 | 1.86 | 1.34 | 1.01 | 0.97 | N | North | FC
PLACVL_1_RCKCRE |  |  | Rock Creek Hydro | CISO | Sierra | South of Rio Oso, South of Palermo | Hydro | HYDRO | WATER | 5 | 3.6 |  |  |  |  | 1 | 24 | 24 |  |  |  |  | 0.11 | 0.18 | 0.42 | 0.29 | 0.09 | 0 | 0 | 0 | 0 | 0 | 0.01 | 0.04 | N | North | FC
PLAINV_6_BSOLAR |  |  | Western Antelope Blue Sky Ranch A | CISO | Big Creek-Ventura |  | Solar_Fixed | PHOTO VOLTAIC | SUN | 20 | 20 |  |  |  |  | 1 | 24 | 24 |  |  |  |  | 0 | 0 | 0 | 0 | 0 | 0 | 0 | 0 | 0 | 0 | 0 | 0 | N | South | EO
PLAINV_6_DSOLAR |  |  | Western Antelope Dry Ranch | CISO | Big Creek-Ventura |  | Solar_1Axis | PHOTO VOLTAIC | SUN | 10 | 10 |  |  |  |  | 1 | 24 | 24 |  |  |  |  | 0.04 | 0.3 | 0.35 | 0.44 | 0.64 | 1.31 | 1.44 | 1.24 | 1.11 | 0.74 | 0.57 | 0.35 | N | South | FC
PLAINV_6_NLRSR1 |  |  | North Lancaster Ranch | CISO | Big Creek-Ventura |  | Solar_1Axis | PHOTO VOLTAIC | SUN | 20 | 20 |  |  |  |  | 1 | 24 | 24 |  |  |  |  | 0 | 0 | 0 | 0 | 0 | 0 | 0 | 0 | 0 | 0 | 0 | 0 | N | South | EO
PLAINV_6_SOLAR3 |  |  | Sierra Solar Greenworks LLC | CISO | Big Creek-Ventura |  | Solar_1Axis | PHOTO VOLTAIC | SUN | 20 | 20 |  |  |  |  | 1 | 24 | 24 |  |  |  |  | 0 | 0 | 0 | 0 | 0 | 0 | 0 | 0 | 0 | 0 | 0 | 0 | N | South | EO
PLAINV_6_SOLARC |  |  | Central Antelope Dry Ranch C | CISO | Big Creek-Ventura |  | Solar_1Axis | PHOTO VOLTAIC | SUN | 20 | 20 |  |  |  |  | 1 | 24 | 24 |  |  |  |  | 0 | 0 | 0 | 0 | 0 | 0 | 0 | 0 | 0 | 0 | 0 | 0 | N | South | EO
PLMSSR_6_HISIER |  |  | High Sierra Cogeneration Aggregate | CISO | CAISO System |  | CHP | RECIPROCATING ENGINE | NATURAL GAS | 6 | 6 |  |  |  |  | 1 | 24 | 24 |  |  | 6 | 1 | 6 | 6 | 6 | 6 | 6 | 6 | 6 | 6 | 6 | 6 | 6 | 6 | Y | North | FC
PLSNTG_7_LNCLND |  |  | Lincoln Landfill Power Plant | CISO | Sierra | Drum-Rio Oso, South of Rio Oso, South of Palermo | Biogas | RECIPROCATING ENGINE | BIOGAS | 4.98 | 5 |  |  |  |  | 1 | 24 | 24 |  |  |  |  | 3.28 | 3.26 | 3.22 | 3.31 | 3.69 | 3.63 | 3.63 | 3.6 | 3.64 | 3.69 | 3.48 | 3.66 | N | North | FC
PMDLET_6_SOLAR1 |  |  | SEPV Palmdale East, LLC | CISO | Big Creek-Ventura |  | Solar_1Axis | PHOTO VOLTAIC | SUN | 10 | 10 |  |  |  |  | 1 | 24 | 24 |  |  |  |  | 0.04 | 0.3 | 0.35 | 0.44 | 0.64 | 1.31 | 1.44 | 1.24 | 1.11 | 0.74 | 0.57 | 0.35 | N | South | FC
PMPJCK_1_RB2SLR |  |  | Rio Bravo Solar 2 | CISO | CAISO System |  | Solar_1Axis | PHOTO VOLTAIC | SUN | 20 | 20 |  |  |  |  | 1 | 24 | 24 |  |  |  |  | 0.08 | 0.6 | 0.7 | 0.88 | 1.28 | 2.62 | 2.88 | 2.48 | 2.22 | 1.48 | 1.14 | 0.7 | N | North | FC
PMPJCK_1_SOLAR1 |  |  | Pumpjack Solar I | CISO | CAISO System |  | Solar_1Axis | PHOTO VOLTAIC | SUN | 20 | 20 |  |  |  |  | 1 | 24 | 24 |  |  |  |  | 0.08 | 0.6 | 0.7 | 0.88 | 1.28 | 2.62 | 2.88 | 2.48 | 2.22 | 1.48 | 1.14 | 0.7 | N | North | FC
PMPJCK_1_SOLAR2 |  |  | Rio Bravo Solar 1 | CISO | CAISO System |  | Solar_1Axis | PHOTO VOLTAIC | SUN | 20 | 20 |  |  |  |  | 1 | 24 | 24 |  |  |  |  | 0.08 | 0.6 | 0.7 | 0.88 | 1.28 | 2.62 | 2.88 | 2.48 | 2.22 | 1.48 | 1.14 | 0.7 | N | North | FC
PNCHEG_2_PL1X4 |  |  | PANOCHE ENERGY CENTER (Aggregated) | CISO | CAISO System |  | Peaker | COMBUSTION TURBINE | NATURAL GAS | 417 | 0 |  |  |  |  | 1 | 24 | 24 |  |  | 417 | 1 | 417 | 417 | 417 | 417 | 417 | 417 | 417 | 417 | 417 | 417 | 417 | 417 | Y | North | ID | 100% | 401 MW with FCDS priority. The rest C11 waiting for QC8RAS-08, Los Banos-Padre Flat 230 kV Reconductor, Dos Amigos-Panoche Reconductor and possibly other.
PNCHPP_1_PL1X2 |  |  | Midway Peaking Aggregate | CISO | Fresno | Panoche 115 kV | Peaker | COMBUSTION TURBINE | NATURAL GAS | 119.91 | 0 |  |  |  |  | 1 | 24 | 24 |  |  | 109 | 1 | 119.91 | 119.91 | 119 | 116 | 114 | 114.2 | 114.2 | 111 | 109 | 114 | 118 | 119.91 | Y | North | FC
PNCHVS_2_SOLAR |  |  | Panoche Valley Solar | CISO | CAISO System |  | Solar_1Axis | PHOTO VOLTAIC | SUN | 140 | 0 |  |  |  |  | 1 | 24 | 24 |  |  |  |  | 0.56 | 4.2 | 4.9 | 6.16 | 8.96 | 18.34 | 20.16 | 17.36 | 15.54 | 10.36 | 7.98 | 4.9 | N | North | FC
PNOCHE_1_PL1X2 |  |  | Panoche Peaker | CISO | Fresno | Herndon, Panoche 115 kV | Peaker | COMBUSTION TURBINE | NATURAL GAS | 49.97 | 0 |  |  |  |  | 1 | 24 | 24 |  |  | 49.97 | 1 | 49.97 | 49.97 | 49.97 | 49.97 | 49.97 | 49.97 | 49.97 | 49.97 | 49.97 | 49.97 | 49.97 | 49.97 | Y | North | FC
PNOCHE_1_UNITA1 |  |  | CalPeak Power Panoche Unit 1 | CISO | Fresno | Panoche 115 kV | Peaker | COMBUSTION TURBINE | NATURAL GAS | 52.3 | 57 |  |  |  |  | 1 | 24 | 24 |  |  | 52.01 | 1 | 52.01 | 52.01 | 52.01 | 52.01 | 52.01 | 52.01 | 52.01 | 52.01 | 52.01 | 52.01 | 52.01 | 52.01 | Y | North | FC
POEPH_7_UNIT 1 |  |  | POE HYDRO UNIT 1 | CISO | Sierra | South of Palermo | Hydro | HYDRO | WATER | 68 | 68 |  |  |  |  | 1 | 24 | 24 |  |  | 0 | 1 | 43.6 | 48 | 48 | 48 | 43.6 | 44.8 | 45.2 | 44 | 40.13 | 32.4 | 18.4 | 15.55 | Y | North | FC |  | Behind Rio Oso 230-115 kV constraint - Any future NQC increase request may result in minimum 81% FCDS
POEPH_7_UNIT 2 |  |  | POE HYDRO UNIT 2 | CISO | Sierra | South of Palermo | Hydro | HYDRO | WATER | 68.5 | 68.5 |  |  |  |  | 1 | 24 | 24 |  |  | 0 | 1 | 44 | 48 | 48 | 48 | 41.41 | 20 | 40 | 42.64 | 42.64 | 20.4 | 20 | 15.38 | Y | North | FC |  | Behind Rio Oso 230-115 kV constraint - Any future NQC increase request may result in minimum 81% FCDS
POTTER_6_UNITS |  |  | Potter Valley | CISO | NCNB | Eagle Rock, Fulton | Hydro | HYDRO | WATER | 10.1 | 9.8 |  |  |  |  | 1 | 24 | 24 |  |  |  |  | 1.92 | 1.38 | 0.85 | 1.24 | 1.34 | 1.34 | 1.41 | 1.42 | 1.18 | 1 | 1.15 | 1.55 | N | North | FC
POTTER_7_VECINO |  |  | Vecino Vineyards LLC | CISO | NCNB | Eagle Rock, Fulton | Hydro | HYDRO | WATER | 1.25 | 1.3 |  |  |  |  | 1 | 24 | 24 |  |  |  |  | 0 | 0 | 0 | 0 | 0 | 0 | 0 | 0 | 0 | 0 | 0 | 0 | N | North | FC
PRCTVY_1_MIGBT1 |  |  | Miguel BESS | CISO | San Diego-IV | San Diego | Battery Storage | OTHER | LESR | 2 | 2 | .8 | 8 | 8 | 1 | 1 | 24 | 4 |  |  |  |  | 0 | 0 | 0 | 0 | 0 | 0 | 0 | 0 | 0 | 0 | 0 | 0 | N | South | EO
PRIMM_2_SOLAR1 |  |  | Silver State South | CISO | CAISO System |  | Solar_Fixed | PHOTO VOLTAIC | SUN | 250 | 0 |  |  |  |  | 1 | 24 | 24 |  |  |  |  | 1 | 7.5 | 8.75 | 11 | 16 | 32.75 | 36 | 31 | 27.75 | 18.5 | 14.25 | 8.75 | N | South | FC
PSWEET_1_STCRUZ |  |  | Santa Cruz Energy LLC | CISO | CAISO System |  | Biogas | RECIPROCATING ENGINE | BIOGAS | 1.6 | 1.6 |  |  |  |  | 1 | 24 | 24 |  |  |  |  | 0 | 0 | 0 | 0 | 0 | 0 | 0 | 0 | 0 | 0 | 0 | 0 | Y | North | EO
PSWEET_7_QFUNTS |  |  | PSWEET_7_QFUNTS | CISO | CAISO System |  | CHP | OTHER | OTHER | 1 | 0.9 |  |  |  |  | 1 | 24 | 24 |  |  |  |  | 0 | 0 | 0 | 0 | 0 | 0 | 0 | 0 | 0 | 0 | 0 | 0 | N | North | FC
PUTHCR_1_PCNSB1 | PUTHCR_1_PCNSB1_SUN |  | Putah Creek Solar Farm North | CISO | CAISO System |  | Hybrid_Solar1Axis | OTHER | HYBD | 3 | 3 |  |  |  |  | 1 | 24 | 24 | 3 | [15 empty] | Y | North | ID
PUTHCR_1_PCNSB1 | PUTHCR_1_PCNSB1_LESR |  | Putah Creek Solar Farm North | CISO | CAISO System |  | Hybrid_Storage | OTHER | HYBD | 3 | 3 | .8 | 12 | 12 | 1 | 1 | 24 | 4 | 3 | N |  |  | 3 | 3 | 3 | 3 | 3 | 3 | 3 | 3 | 3 | 3 | 3 | 2.57 | Y | North | ID | 100% | Hybrid - C12 - Waiting for Bay Area ADNU and possibly other - PV 3.00 MW and ESS 3.00 MW with Max output 3.00 MW.
PUTHCR_1_SOLAR1 |  |  | Putah Creek Solar Farm | CISO | CAISO System |  | Solar_Fixed | PHOTO VOLTAIC | SUN | 1.98 | 2 |  |  |  |  | 1 | 24 | 24 |  |  |  |  | 0.01 | 0.06 | 0.07 | 0.09 | 0.13 | 0.26 | 0.29 | 0.25 | 0.22 | 0.15 | 0.11 | 0.07 | N | North | FC
PWEST_1_UNIT |  |  | PACIFIC WEST 1 WIND GENERATION | CISO | LA Basin | Western | Wind | WIND | WIND | 2.1 | 2.1 |  |  |  |  | 1 | 24 | 24 |  |  |  |  | 0.37 | 0.39 | 0.35 | 0.33 | 0.35 | 0.32 | 0.3 | 0.23 | 0.24 | 0.22 | 0.3 | 0.36 | N | South | FC
RATSKE_2_NROSR1 |  |  | North Rosamond Solar | CISO | CAISO System |  | Solar_1Axis | PHOTO VOLTAIC | SUN | 150 | 150 |  |  |  |  | 1 | 24 | 24 |  |  |  |  | 0.6 | 4.5 | 5.25 | 6.6 | 9.6 | 19.65 | 21.6 | 18.6 | 16.65 | 11.1 | 8.55 | 5.25 | N | South | FC
RATSKE_2_RBSSB1 | RATSKE_2_RBSSB1_SUN |  | Rabbitbrush Solar 1 | CISO | Rabbitbrush Solar 1 |  | Hybrid_Solar1Axis | OTHER | HYBD | 60 | 60 |  |  |  |  | 1 | 24 | 24 | 60 |  | 7.5 | 2 | 7.71 | 9.14 | 9.43 | 9.97 | 11.11 | 14.92 | 15.65 | 14.49 | 13.69 | 11.58 | 10.56 | 9.29 | Y | South | ID | 100% | Waiting for Whirlwind transformer CRAS
RATSKE_2_RBSSB1 | RATSKE_2_RBSSB1_LESR |  | Rabbitbrush Solar 2 | CISO | Rabbitbrush Solar 1 |  | Hybrid_Storage | OTHER | HYBD | 7.5 | 7.5 | .8 | 30 | 30 | 1 | 1 | 24 | 4 | 60 | N | 7.5 | 2
RATSKE_2_RBSSB2 | RATSKE_2_RBSSB2_SUN |  | Rabbitbrush Solar 2 | CISO | Rabbitbrush Solar 2 |  | Hybrid_Solar1Axis | OTHER | HYBD | 40 | 40 |  |  |  |  | 1 | 24 | 24 | 40 |  | 5 | 2 | 5.14 | 6.09 | 6.29 | 6.65 | 7.41 | 9.95 | 10.43 | 9.66 | 9.13 | 7.72 | 7.04 | 6.2 | Y | South | ID | 100% | Waiting for Whirlwind transformer CRAS
RATSKE_2_RBSSB2 | RATSKE_2_RBSSB2_LESR |  | Rabbitbrush Solar 3 | CISO | Rabbitbrush Solar 2 |  | Hybrid_Storage | OTHER | HYBD | 5 | 5 | .8 | 20 | 20 | 1 | 1 | 24 | 4 | 40 | N | 5 | 2
RCKCRK_7_UNIT 1 |  |  | ROCK CREEK HYDRO UNIT 1 | CISO | Sierra | South of Palermo | Hydro | HYDRO | WATER | 57 | 57 |  |  |  |  | 1 | 24 | 24 |  |  | 0 | 1 | 33.68 | 20 | 33.4 | 36 | 2.4 | 6.4 | 31.89 | 30 | 24 | 16.4 | 15.48 | 20 | Y | North | FC |  | Behind Rio Oso 230-115 kV constraint - Any future NQC increase request may result in minimum 81% FCDS
RCKCRK_7_UNIT 2 |  |  | ROCK CREEK HYDRO UNIT 2 | CISO | Sierra | South of Palermo | Hydro | HYDRO | WATER | 56.9 | 56.9 |  |  |  |  | 1 | 24 | 24 |  |  | 0 | 1 | 24 | 36 | 40 | 16 | 16 | 24.26 | 36 | 40 | 40 | 0 | 0 | 16.1 | Y | North | FC |  | Behind Rio Oso 230-115 kV constraint - Any future NQC increase request may result in minimum 81% FCDS
RDWAY_1_CREST |  |  | CREST Contracts | CISO | CAISO System |  | Solar_1Axis | PHOTO VOLTAIC | SUN | 6.5 | #N/A |  |  |  |  | 1 | 24 | 24 |  |  |  |  | 0 | 0 | 0 | 0 | 0 | 0 | 0 | 0 | 0 | 0 | 0 | 0 | N | South | EO
RECTOR_2_CREST |  |  | Rector Aggregate Solar Resources | CISO | Big Creek-Ventura | Rector, Vestal | Solar_Fixed | PHOTO VOLTAIC | SUN | 10.5 | #N/A |  |  |  |  | 1 | 24 | 24 |  |  |  |  | 0 | 0 | 0 | 0 | 0 | 0 | 0 | 0 | 0 | 0 | 0 | 0 | N | South | EO
RECTOR_2_IVANPV |  |  | Ivanhoe Tulare PV | CISO | Big Creek-Ventura | Rector, Vestal | Solar_Fixed | PHOTO VOLTAIC | SUN | 3.5 | 3.5 |  |  |  |  | 1 | 24 | 24 |  |  |  |  | 0 | 0 | 0 | 0 | 0 | 0 | 0 | 0 | 0 | 0 | 0 | 0 | N | South | EO
RECTOR_2_KAWEAH |  |  | KAWEAH PH 2 & 3 PSP AGGREGATE | CISO | Big Creek-Ventura | Rector, Vestal | Hydro | HYDRO | WATER | 6.55 | 6.6 |  |  |  |  | 1 | 24 | 24 |  |  |  |  | 2.16 | 2.09 | 2.58 | 3.41 | 3.27 | 2.96 | 2.19 | 1.66 | 0.76 | 0 | 0 | 1.16 | N | South | FC
RECTOR_2_KAWH 1 |  |  | KAWEAH PH 1 UNIT 1 | CISO | Big Creek-Ventura | Rector, Vestal | Hydro | HYDRO | WATER | 2.25 | 2.3 |  |  |  |  | 1 | 24 | 24 |  |  |  |  | 0 | 0 | 0 | 0 | 0 | 0 | 0 | 0 | 0 | 0 | 0 | 0 | N | South | FC
RECTOR_2_QF |  |  | Kaweah Unit 1 | CISO | Big Creek-Ventura | Rector, Vestal | Hydro | HYDRO | WATER | 20.09 | 20.09 |  |  |  |  | 1 | 24 | 24 |  |  |  |  | 0 | 0 | 0 | 0 | 5.2 | 12.74 | 4.8 | 0 | 0 | 0 | 0 | 0 | Y | South | FC
RECTOR_2_TFDBM1 |  |  | Two Fiets Dairy Digester | CISO | Big Creek-Ventura | Rector, Vestal | Biogas | RECIPROCATING ENGINE | BIOGAS | 0.8 | 0.8 |  |  |  |  | 1 | 24 | 24 |  |  |  |  | 0 | 0 | 0 | 0 | 0 | 0 | 0 | 0 | 0 | 0 | 0 | 0 | N | South | EO
RECTOR_7_TULARE |  |  | MM Tulare | CISO | Big Creek-Ventura | Rector, Vestal | Biomass | RECIPROCATING ENGINE | BIOMASS | 1.5 | 1.5 |  |  |  |  | 1 | 24 | 24 |  |  |  |  | 0 | 0 | 0 | 0 | 0 | 0 | 0 | 0 | 0 | 0 | 0 | 0 | N | South | EO
REDBLF_6_UNIT |  |  | RED BLUFF PEAKER PLANT | CISO | CAISO System |  | Reciprocating Engine | RECIPROCATING ENGINE | NATURAL GAS | 44 | 44 |  |  |  |  | 1 | 24 | 24 |  |  | 44 | 1 | 44 | 44 | 44 | 44 | 44 | 44 | 44 | 44 | 44 | 44 | 44 | 44 | Y | North | FC
REDMAN_2_SOLAR |  |  | Lancaster East Avenue F | CISO | Big Creek-Ventura |  | Solar_1Axis | PHOTO VOLTAIC | SUN | 3.75 | 3.8 |  |  |  |  | 1 | 24 | 24 |  |  |  |  | 0.02 | 0.11 | 0.13 | 0.17 | 0.24 | 0.49 | 0.54 | 0.47 | 0.42 | 0.28 | 0.21 | 0.13 | N | South | FC
REDMAN_6_AVSSR1 |  |  | Antelope Valley Solar | CISO | Big Creek-Ventura |  | Solar_1Axis | PHOTO VOLTAIC | SUN | 3 | 3 |  |  |  |  | 1 | 24 | 24 |  |  |  |  | 0.01 | 0.09 | 0.11 | 0.13 | 0.19 | 0.39 | 0.43 | 0.37 | 0.33 | 0.22 | 0.17 | 0.11 | N | South | FC
REDOND_7_UNIT 5 |  |  | REDONDO GEN STA. UNIT 5 | CISO | LA Basin | Western | Steam Turbine | STEAM | NATURAL GAS | 178.87 | 175 |  |  |  |  | 1 | 24 | 24 |  |  | 168.87 | 1 | 178.87 | 178.87 | 178.87 | 178.87 | 178.87 | 178.87 | 178.87 | 178.87 | 178.87 | 178.87 | 178.87 | 178.87 | Y | South | FC
REDOND_7_UNIT 6 |  |  | REDONDO GEN STA. UNIT 6 | CISO | LA Basin | Western | Steam Turbine | STEAM | NATURAL GAS | 174.29 | 175 |  |  |  |  | 1 | 24 | 24 |  |  | 164.29 | 1 | 174.29 | 174.29 | 174.29 | 174.29 | 174.29 | 174.29 | 174.29 | 174.29 | 174.29 | 174.29 | 174.29 | 174.29 | Y | South | FC
REDOND_7_UNIT 8 |  |  | REDONDO GEN STA. UNIT 8 | CISO | LA Basin | Western | Steam Turbine | STEAM | NATURAL GAS | 480 | 480 |  |  |  |  | 1 | 24 | 24 |  |  | 350 | 1 | 480 | 480 | 480 | 480 | 480 | 480 | 480 | 480 | 480 | 480 | 480 | 480 | Y | South | FC
REEDLY_6_SOLAR |  |  | Terzian | CISO | Fresno | Herndon, Reedley | Solar_2Axis | PHOTO VOLTAIC | SUN | 1.23 | 1.3 |  |  |  |  | 1 | 24 | 24 |  |  |  |  | 0 | 0 | 0 | 0 | 0 | 0 | 0 | 0 | 0 | 0 | 0 | 0 | N | North | EO
RENWD_1_QF |  |  | Renwind re-powering project | CISO | LA Basin | Eastern, Valley-Devers | Wind | WIND | WIND | 10 | 10.5 |  |  |  |  | 1 | 24 | 24 |  |  |  |  | 1.77 | 1.88 | 1.65 | 1.58 | 1.68 | 1.54 | 1.43 | 1.09 | 1.12 | 1.04 | 1.41 | 1.7 | N | South | FC
RICHMN_1_CHVSR2 |  |  | Chevron 8.5 | CISO | Bay Area |  | Solar_1Axis | PHOTO VOLTAIC | SUN | 8.5 | 8.5 |  |  |  |  | 1 | 24 | 24 |  |  |  |  | 0.03 | 0.26 | 0.3 | 0.37 | 0.54 | 1.11 | 1.22 | 1.05 | 0.94 | 0.63 | 0.48 | 0.3 | N | North | ID | 100% | 16DGD Waiting for Moraga-Castro Valley 230 kV Line Capacity Increase and possibly other
RICHMN_1_SOLAR |  |  | Chevron 2 | CISO | Bay Area |  | Solar_1Axis | PHOTO VOLTAIC | SUN | 2 | 2 |  |  |  |  | 1 | 24 | 24 |  |  |  |  | 0.01 | 0.06 | 0.07 | 0.09 | 0.13 | 0.26 | 0.29 | 0.25 | 0.22 | 0.15 | 0.11 | 0.07 | N | North | ID | 100% | 16DGD Waiting for Moraga-Castro Valley 230 kV Line Capacity Increase and possibly other
RICHMN_7_BAYENV |  |  | BAY ENVIRONMENTAL (NOVE POWER) | CISO | Bay Area |  | Biogas | RECIPROCATING ENGINE | BIOGAS | 2.5 | 2.5 |  |  |  |  | 1 | 24 | 24 |  |  |  |  | 0.46 | 0.45 | 0.4 | 0.38 | 0.35 | 0.4 | 0.35 | 0.41 | 0.1 | 0.3 | 0.39 | 0.29 | N | North | FC
RIOBRV_6_UNIT 1 |  |  | RIO BRAVO HYDRO | CISO | CAISO System |  | Hydro | HYDRO | WATER | 14 | 14 |  |  |  |  | 1 | 24 | 24 |  |  |  |  | 0.14 | 0.19 | 0.3 | 4.6 | 4.35 | 3.37 | 6.23 | 4.72 | 2.9 | 1.66 | 0.29 | 0 | N | North | FC
RIOOSO_1_QF |  |  | SMALL QF AGGREGATION - GRASS VALLEY | CISO | Sierra | Drum-Rio Oso, South of Palermo | Hydro | HYDRO | WATER | 1.11 | 2.5 |  |  |  |  | 1 | 24 | 24 |  |  |  |  | 0.13 | 0.38 | 0.39 | 0.6 | 0.73 | 0.6 | 0.51 | 0.59 | 0.53 | 0.08 | 0.02 | 0.05 | N | North | FC
RNDMTN_2_SLSPHY1 |  |  | Silver Springs | CISO | CAISO System |  | Hydro | HYDRO | WATER | 0.6 | 0.6 |  |  |  |  | 1 | 24 | 24 |  |  |  |  | 0.2 | 0.22 | 0.28 | 0.29 | 0.26 | 0.23 | 0.21 | 0.2 | 0.17 | 0.16 | 0.17 | 0.16 | N | North | FC
RNDSBG_1_HZASR1 |  |  | Hazel A | CISO | CAISO System |  | Solar_1Axis | PHOTO VOLTAIC | SUN | 2.99 | 3 |  |  |  |  | 1 | 24 | 24 |  |  |  |  | 0.01 | 0.09 | 0.1 | 0.13 | 0.19 | 0.39 | 0.43 | 0.37 | 0.33 | 0.22 | 0.17 | 0.1 | N | South | FC
ROLLIN_6_UNIT |  |  | ROLLINS HYDRO | CISO | Sierra | Drum-Rio Oso, South of Palermo | Hydro | HYDRO | WATER | 13.5 | 13.5 |  |  |  |  | 1 | 24 | 24 |  |  | 0 | 2 | 5.12 | 4.08 | 6.58 | 10.25 | 9.86 | 5.96 | 6.74 | 5.94 | 4.69 | 2.11 | 1.04 | 6.62 | Y | North | FC
ROSMDW_2_WIND1 |  |  | Pacific Wind - Phase 1 | CISO | CAISO System |  | Wind | WIND | WIND | 140 | 141.3 |  |  |  |  | 1 | 24 | 24 |  |  |  |  | 24.74 | 26.31 | 23.12 | 22.15 | 23.55 | 21.59 | 20.06 | 15.24 | 15.74 | 14.61 | 19.68 | 23.84 | N | South | FC
ROSMND_6_SOLAR |  |  | Lancaster B | CISO | Big Creek-Ventura |  | Solar_1Axis | PHOTO VOLTAIC | SUN | 3 | 3 |  |  |  |  | 1 | 24 | 24 |  |  |  |  | 0.01 | 0.09 | 0.11 | 0.13 | 0.19 | 0.39 | 0.43 | 0.37 | 0.33 | 0.22 | 0.17 | 0.11 | N | South | FC
RSMSLR_6_SOLAR1 |  |  | Rosamond One | CISO | Big Creek-Ventura |  | Solar_Fixed | PHOTO VOLTAIC | SUN | 20 | 20 |  |  |  |  | 1 | 24 | 24 |  |  |  |  | 0.08 | 0.6 | 0.7 | 0.88 | 1.28 | 2.62 | 2.88 | 2.48 | 2.22 | 1.48 | 1.14 | 0.7 | N | South | FC
RSMSLR_6_SOLAR2 |  |  | Rosamond Two | CISO | Big Creek-Ventura |  | Solar_1Axis | PHOTO VOLTAIC | SUN | 20 | 20 |  |  |  |  | 1 | 24 | 24 |  |  |  |  | 0.08 | 0.6 | 0.7 | 0.88 | 1.28 | 2.62 | 2.88 | 2.48 | 2.22 | 1.48 | 1.14 | 0.7 | N | South | FC
RTEDDY_2_SC1SR3 |  |  | Rosamond West Solar Clean | CISO | CAISO System |  | Solar_1Axis | PHOTO VOLTAIC | SUN | 40 | 40 |  |  |  |  | 1 | 24 | 24 |  |  |  |  | 0.16 | 1.2 | 1.4 | 1.76 | 2.56 | 5.24 | 5.76 | 4.96 | 4.44 | 2.96 | 2.28 | 1.4 | N | South | FC
RTEDDY_2_SEBSR3 |  |  | Rosamond West Solar East Bay 3 | CISO | CAISO System |  | Solar_1Axis | PHOTO VOLTAIC | SUN | 56 | 56 |  |  |  |  | 1 | 24 | 24 |  |  |  |  | 0.22 | 1.68 | 1.96 | 2.46 | 3.58 | 7.34 | 8.06 | 6.94 | 6.22 | 4.14 | 3.19 | 1.96 | N | South | FC
RTEDDY_2_SEBSR4 |  |  | Rosamond West Solar East Bay 4 | CISO | CAISO System |  | Solar_1Axis | PHOTO VOLTAIC | SUN | 56 | 56 |  |  |  |  | 1 | 24 | 24 |  |  |  |  | 0.22 | 1.68 | 1.96 | 2.46 | 3.58 | 7.34 | 8.06 | 6.94 | 6.22 | 4.14 | 3.19 | 1.96 | N | South | FC
RTEDDY_2_SOLAR1 |  |  | Rosamond West Solar 1 | CISO | CAISO System |  | Solar_1Axis | PHOTO VOLTAIC | SUN | 54 | 55 |  |  |  |  | 1 | 24 | 24 |  |  |  |  | 0.22 | 1.62 | 1.89 | 2.38 | 3.46 | 7.07 | 7.78 | 6.7 | 5.99 | 4 | 3.08 | 1.89 | N | South | FC
RTEDDY_2_SOLAR2 |  |  | Rosamond West Solar 2 | CISO | CAISO System |  | Solar_1Axis | PHOTO VOLTAIC | SUN | 54 | 55 |  |  |  |  | 1 | 24 | 24 |  |  |  |  | 0.22 | 1.62 | 1.89 | 2.38 | 3.46 | 7.07 | 7.78 | 6.7 | 5.99 | 4 | 3.08 | 1.89 | N | South | FC
RTEDDY_2_SPASR4 |  |  | Rosamond West Solar Palo Alto | CISO | CAISO System |  | Solar_1Axis | PHOTO VOLTAIC | SUN | 26 | 26 |  |  |  |  | 1 | 24 | 24 |  |  |  |  | 0.1 | 0.78 | 0.91 | 1.14 | 1.66 | 3.41 | 3.74 | 3.22 | 2.89 | 1.92 | 1.48 | 0.91 | N | South | FC
RTEDDY_2_SRXSR4 |  |  | Rosamond West Solar Rosie X | CISO | CAISO System |  | Solar_1Axis | PHOTO VOLTAIC | SUN | 13.6 | 13.6 |  |  |  |  | 1 | 24 | 24 |  |  |  |  | 0.05 | 0.41 | 0.48 | 0.6 | 0.87 | 1.78 | 1.96 | 1.69 | 1.51 | 1.01 | 0.78 | 0.48 | N | South | FC
RTREE_2_WIND1 |  |  | Rising Tree 1 | CISO | CAISO System |  | Wind | WIND | WIND | 79.2 | 79.2 |  |  |  |  | 1 | 24 | 24 |  |  |  |  | 13.99 | 14.88 | 13.08 | 12.53 | 13.32 | 12.21 | 11.35 | 8.62 | 8.91 | 8.26 | 11.14 | 13.49 | N | South | FC
RTREE_2_WIND2 |  |  | Rising Tree 2 | CISO | CAISO System |  | Wind | WIND | WIND | 19.8 | 19.8 |  |  |  |  | 1 | 24 | 24 |  |  |  |  | 3.5 | 3.72 | 3.27 | 3.13 | 3.33 | 3.05 | 2.84 | 2.16 | 2.23 | 2.07 | 2.78 | 3.37 | N | South | FC
RTREE_2_WIND3 |  |  | Rising Tree 3 | CISO | CAISO System |  | Wind | WIND | WIND | 99 | 99 |  |  |  |  | 1 | 24 | 24 |  |  |  |  | 17.49 | 18.61 | 16.35 | 15.66 | 16.65 | 15.27 | 14.18 | 10.78 | 11.13 | 10.33 | 13.92 | 16.86 | N | South | FC
RUSCTY_2_UNITS |  |  | Russell City Energy Center | CISO | Bay Area | Ames | CCGT | COMBINED CYCLE | NATURAL GAS | 615.18 | 0 |  |  |  |  | 1 | 24 | 24 |  |  | 425.9 | 1 | 615.18 | 615.18 | 615.18 | 612.7 | 607.7 | 601 | 597.4 | 597.4 | 600.9 | 606.1 | 615.18 | 615.18 | Y | North | FC
RVRVEW_1_UNITA1 |  |  | Riverview Energy Center (GP Antioch) | CISO | Bay Area | Contra Costa | Peaker | COMBUSTION TURBINE | NATURAL GAS | 48.7 | 50 |  |  |  |  | 1 | 24 | 24 |  |  | 47.6 | 1 | 47.6 | 47.6 | 47.6 | 47.6 | 47.6 | 47.6 | 47.6 | 47.6 | 47.6 | 47.6 | 47.6 | 47.6 | Y | North | FC
RVSIDE_2_RERCU3 |  |  | Riverside Energy Res. Ctr Unit 3 | CISO | LA Basin | Eastern | Peaker | COMBUSTION TURBINE | NATURAL GAS | 49 | 71 |  |  |  |  | 1 | 24 | 24 |  |  | 49 | 1 | 49 | 49 | 49 | 49 | 49 | 49 | 49 | 49 | 49 | 49 | 49 | 49 | Y | South | FC
RVSIDE_2_RERCU4 |  |  | Riverside Energy Res. Ctr Unit 4 | CISO | LA Basin | Eastern | Peaker | COMBUSTION TURBINE | NATURAL GAS | 49 | 71.2 |  |  |  |  | 1 | 24 | 24 |  |  | 49 | 1 | 49 | 49 | 49 | 49 | 49 | 49 | 49 | 49 | 49 | 49 | 49 | 49 | Y | South | FC
RVSIDE_6_RERCU1 |  |  | Riverside Energy Res. Ctr Unit 1 | CISO | LA Basin | Eastern | Peaker | COMBUSTION TURBINE | NATURAL GAS | 48.35 | 48.5 |  |  |  |  | 1 | 24 | 24 |  |  | 48.35 | 1 | 48.35 | 48.35 | 48.35 | 48.35 | 48.35 | 48.35 | 48.35 | 48.35 | 48.35 | 48.35 | 48.35 | 48.35 | Y | South | FC
RVSIDE_6_RERCU2 |  |  | Riverside Energy Res. Ctr Unit 2 | CISO | LA Basin | Eastern | Peaker | COMBUSTION TURBINE | NATURAL GAS | 48.5 | 48.5 |  |  |  |  | 1 | 24 | 24 |  |  | 48.5 | 1 | 48.5 | 48.5 | 48.5 | 48.5 | 48.5 | 48.5 | 48.5 | 48.5 | 48.5 | 48.5 | 48.5 | 48.5 | Y | South | FC
RVSIDE_6_SOLAR1 |  |  | Tequesquite Landfill Solar Project | CISO | LA Basin | Eastern | Solar_1Axis | PHOTO VOLTAIC | SUN | 7.5 | 7.5 |  |  |  |  | 1 | 24 | 24 |  |  |  |  | 0.03 | 0.23 | 0.26 | 0.33 | 0.48 | 0.98 | 1.08 | 0.93 | 0.83 | 0.56 | 0.43 | 0.26 | N | South | FC
RVSIDE_6_SPRING |  |  | SPRINGS GENERATION PROJECT AGGREGATE | CISO | LA Basin | Eastern | Peaker | FTUR | NATURAL GAS | 36 | 0 |  |  |  |  | 1 | 24 | 24 |  |  | 28 | 1 | 36 | 36 | 36 | 36 | 36 | 36 | 36 | 36 | 36 | 36 | 36 | 36 | Y | South | FC
S_RITA_6_SOLAR1 |  |  | Sun Harvest Solar | CISO | Fresno |  | Solar_1Axis | PHOTO VOLTAIC | SUN | 1.5 | 1.5 |  |  |  |  | 1 | 24 | 24 |  |  |  |  | 0 | 0 | 0 | 0 | 0 | 0 | 0 | 0 | 0 | 0 | 0 | 0 | N | North | EO
SALIRV_2_UNIT |  |  | Salinas River Cogeneration | CISO | CAISO System |  | CHP | FTUR | NATURAL GAS | 39 | 57 |  |  |  |  | 1 | 24 | 24 |  |  |  |  | 23.37 | 23.13 | 23.69 | 22.06 | 17.87 | 19.17 | 17.97 | 19.9 | 20.17 | 19.8 | 21.77 | 23.52 | N | North | FC
SALTSP_7_UNITS |  |  | SALT SPRINGS HYDRO AGGREGATE | CISO | CAISO System |  | Hydro | HYDRO | WATER | 46 | 0 |  |  |  |  | 1 | 24 | 24 |  |  | 0 | 1 | 1.32 | 4 | 3.2 | 0.4 | 20.64 | 16.91 | 16.93 | 23.46 | 6.08 | 4.76 | 5.1 | 25.82 | Y | North | FC
SAMPSN_6_KELCO1 |  |  | KELCO QUALIFYING FACILITY | CISO | San Diego-IV | San Diego | CHP | COMBUSTION TURBINE | OTHER | 25 | 28 |  |  |  |  | 1 | 24 | 24 |  |  |  |  | 1.03 | 1.03 | 2.04 | 3.94 | 3.56 | 2.89 | 2.54 | 1.51 | 2.27 | 3.44 | 2.55 | 1.19 | N | South | FC
SANBRN_2_EESSB2 |  |  | Edsan 2 Edwards Sanborn E1B | CISO | CAISO System |  | Solar_1Axis | PHOTO VOLTAIC | SUN | 166 | 166 |  |  |  |  | 1 | 24 | 24 |  |  |  |  | 0.52 | 3.9 | 4.55 | 5.72 | 8.32 | 17.03 | 18.72 | 16.12 | 14.43 | 9.62 | 7.41 | 4.55 | Y | South | ID | 100% | Hybrid - C10 - Waiting for Tehachapi cRAS and possibly other - PV 130.0 MW and ESS 72.0 MW with Max output 166 MW
SANBRN_2_ES1BT3 | SANBRN_2_ES1BT3_SUN |  | EdSan 1 Edwards 1 | CISO | EdSan 1 Edwards 1 |  | Hybrid_Solar1Axis | OTHER | HYBD | 40 | 40 |  |  |  |  | 1 | 24 | 24 | 50.43 |  | 22 | 2 | 22.08 | 22.72 | 22.9 | 23.26 | 23.88 | 25.94 | 26.33 | 25.64 | 25.07 | 23.91 | 23.23 | 22.5 | Y | South | ID | 100% | Waiting for Tehachapi cRAS.
SANBRN_2_ES1BT3 | SANBRN_2_ES1BT3_LESR |  | EdSan 1 Edwards 2 | CISO | EdSan 1 Edwards 1 |  | Hybrid_Storage | OTHER | HYBD | 22 | 22 | .8 | 88 | 88 | 1 | 1 | 24 | 4 | 50.43 | N | 22 | 2
SANBRN_2_ES2SB3 | SANBRN_2_ES2SB3_SUN |  | EdSan 2 Sanborn 3 | CISO | EdSan 2 Sanborn 3 |  | Hybrid_Solar1Axis | OTHER | HYBD | 33 | 33 |  |  |  |  | 1 | 24 | 24 | 42 |  | 18 | 2 | 18.06 | 18.6 | 18.75 | 19.04 | 19.56 | 21.26 | 21.58 | 21.01 | 20.55 | 19.58 | 19.02 | 18.42 | Y | South | ID | 100% | Waiting for Tehachapi cRAS.
SANBRN_2_ES2SB3 | SANBRN_2_ES2SB3_LESR |  | EdSan 2 Sanborn 4 | CISO | EdSan 2 Sanborn 3 |  | Hybrid_Storage | OTHER | HYBD | 18 | 18 | .8 | 72 | 72 | 1 | 1 | 24 | 4 | 42 | N | 18 | 2
SANBRN_2_ESABT1 |  |  | EdSan 1A | CISO | CAISO System |  | Paired_BattStorage | OTHER | LESR | 100 | 100 | .8 | 400 | 400 | 1 | 1 | 24 | 4 |  | N | 160 | 2 | 50 | 50 | 50 | 50 | 50 | 50 | 50 | 50 | 50 | 50 | 50 | 50 | Y | South | ID | 100% | waiting for Tehachapi cRAS
SANBRN_2_ESBBT1 |  |  | EdSan 1B | CISO | CAISO System |  | Battery Storage | OTHER | LESR | 100 | 100 | .8 | 400 | 400 | 1 | 1 | 24 | 4 |  |  | 200 | 2 | 100 | 100 | 100 | 100 | 100 | 100 | 100 | 100 | 100 | 100 | 100 | 100 | Y | South | ID | 100% | waiting for Tehachapi cRAS
SANBRN_2_SS2SB4 |  |  | Sanborn Solar 2 Edwards Sanborn S4 | CISO | CAISO System |  | Solar_1Axis | PHOTO VOLTAIC | SUN | 36 | 36 |  |  |  |  | 1 | 24 | 24 |  |  |  |  | 0 | 0 | 0 | 0 | 0 | 0 | 0 | 0 | 0 | 0 | 0 | 0 | Y | South | ID | 0% | Windhub AA bank cRAS required for deliverability - expected in-service date is February 2023
SANDLT_2_SUNITS |  |  | Mojave Solar | CISO | CAISO System |  | Solar_Thermal | STEAM | SUN | 275 | 0 |  |  |  |  | 1 | 24 | 24 |  |  |  |  | 1.1 | 8.25 | 9.63 | 12.1 | 17.6 | 36.03 | 39.6 | 34.1 | 30.53 | 20.35 | 15.68 | 9.63 | N | South | FC
SANITR_6_UNITS |  |  | LACSD CARSON WATER POLLUTION AGGREGATE | CISO | LA Basin | Eastern | Biogas | COMBINED CYCLE | NATURAL GAS | 8 | 0 |  |  |  |  | 1 | 24 | 24 |  |  |  |  | 1.27 | 1.2 | 1.4 | 1.34 | 1.13 | 1.47 | 1.4 | 1.52 | 1.52 | 1.32 | 0.97 | 1.1 | N | South | FC
SANLOB_1_LNDFIL |  |  | Cold Canyon | CISO | CAISO System |  | Biogas | RECIPROCATING ENGINE | BIOGAS | 1.5 | 5 |  |  |  |  | 1 | 24 | 24 |  |  |  |  | 0 | 0 | 0 | 0 | 0 | 0 | 0 | 0 | 0 | 0 | 0 | 0 | N | North | EO
SANLOB_1_OSFBM1 |  |  | Old Santa Fe Road | CISO | CAISO System |  | Biogas | RECIPROCATING ENGINE | BIOGAS | 0.85 | 0 |  |  |  |  | 1 | 24 | 24 |  |  |  |  | 0 | 0 | 0 | 0 | 0 | 0 | 0 | 0 | 0 | 0 | 0 | 0 | Y | North | EO
SANTFG_7_UNITS |  |  | GEYSERS CALISTOGA AGGREGATE | CISO | NCNB |  | Geothermal | STEAM | GEOTHERMAL | 72 | 0 |  |  |  |  | 1 | 24 | 24 |  |  | 42 | 1 | 72 | 72 | 72 | 72 | 72 | 72 | 72 | 72 | 72 | 72 | 72 | 72 | Y | North | FC
SANTGO_2_LNDFL1 |  |  | Bowerman Power | CISO | LA Basin | Western | Biogas | RECIPROCATING ENGINE | BIOGAS | 19.6 | 20 |  |  |  |  | 1 | 24 | 24 |  |  |  |  | 19.32 | 19.59 | 18.69 | 19.03 | 18.57 | 19.53 | 18.74 | 18.55 | 18.4 | 17.75 | 18.75 | 19.6 | N | South | FC
SANTGO_2_MABBT1 |  |  | Millikan Avenue BESS | CISO | LA Basin | Western | Battery Storage | OTHER | LESR | 2 | 2 | .8 | 8 | 8 | 1 | 1 | 24 | 4 |  |  | 4 | 3 | 2 | 2 | 2 | 2 | 2 | 2 | 2 | 2 | 2 | 2 | 2 | 2 | Y | South | FC
SANWD_1_QF |  |  | San Gorgonio Farms Wind Farm | CISO | LA Basin | Eastern, Valley-Devers | Wind | WIND | WIND | 31 | 32 |  |  |  |  | 1 | 24 | 24 |  |  |  |  | 5.48 | 5.83 | 5.12 | 4.9 | 5.22 | 4.78 | 4.44 | 3.37 | 3.49 | 3.23 | 4.36 | 5.28 | N | South | FC
SAUGUS_6_CREST |  |  | East Portal Hydro | #N/A | Big Creek-Ventura |  | Hydro | #N/A | #N/A | #N/A | #N/A |  |  |  |  | 1 | 24 | 24 |  |  |  |  | 0 | 0 | 0 | 0 | 0 | 0 | 0 | 0 | 0 | 0 | 0 | 0 | N | South | EO
SAUGUS_6_MWDFTH |  |  | Foothill Hydroelectric Recovery Plant | CISO | Big Creek-Ventura |  | Hydro | HYDRO | WATER | 9.1 | 9.1 |  |  |  |  | 1 | 24 | 24 |  |  | 0 | 1 | 4 | 3 | 4.4 | 5.2 | 6 | 6.6 | 7 | 7 | 7 | 6.8 | 6.8 | 7 | Y | South | FC
SAUGUS_6_QF |  |  | SAUGUS QFS | CISO | Big Creek-Ventura |  | CHP | OTHER | OTHER | 2.19 | 8.9 |  |  |  |  | 1 | 24 | 24 |  |  |  |  | 0.06 | 0.06 | 0.11 | 0.37 | 0.18 | 0.23 | 0.38 | 0.55 | 1 | 1 | 1 | 0.97 | N | South | FC
SAUGUS_7_CHIQCN |  |  | Chiquita Canyon Landfill Fac | CISO | Big Creek-Ventura |  | Biogas | COMBUSTION TURBINE | BIOGAS | 8 | 9.2 |  |  |  |  | 1 | 24 | 24 |  |  |  |  | 6.23 | 6 | 6.05 | 5.95 | 5.85 | 5.57 | 5.34 | 5.35 | 5.14 | 5.38 | 5.5 | 5.5 | N | South | FC
SBERDO_2_PSP3 |  |  | Mountainview Gen Sta. Unit 3 | CISO | LA Basin | Eastern, West of Devers | CCGT | COMBINED CYCLE | NATURAL GAS | 555 | 0 |  |  |  |  | 1 | 24 | 24 |  |  | 457 | 1 | 555 | 555 | 555 | 555 | 555 | 555 | 555 | 555 | 555 | 555 | 555 | 555 | Y | South | FC
SBERDO_2_PSP4 |  |  | Mountainview Gen Sta. Unit 4 | CISO | LA Basin | Eastern, West of Devers | CCGT | COMBINED CYCLE | NATURAL GAS | 555 | 0 |  |  |  |  | 1 | 24 | 24 |  |  | 457 | 1 | 555 | 555 | 555 | 555 | 555 | 555 | 555 | 555 | 555 | 555 | 555 | 555 | Y | South | FC
SBERDO_2_REDLND |  |  | Redlands RT Solar | CISO | LA Basin | Eastern, West of Devers | Solar_Fixed | PHOTO VOLTAIC | SUN | 2 | 2.5 |  |  |  |  | 1 | 24 | 24 |  |  |  |  | 0.01 | 0.06 | 0.07 | 0.09 | 0.13 | 0.26 | 0.29 | 0.25 | 0.22 | 0.15 | 0.11 | 0.07 | N | South | FC
SBERDO_2_RTS005 |  |  | SPVP005 Redlands RT Solar | CISO | LA Basin | Eastern, West of Devers | Solar_Fixed | PHOTO VOLTAIC | SUN | 2.5 | 2.5 |  |  |  |  | 1 | 24 | 24 |  |  |  |  | 0.01 | 0.08 | 0.09 | 0.11 | 0.16 | 0.33 | 0.36 | 0.31 | 0.28 | 0.19 | 0.14 | 0.09 | N | South | FC
SBERDO_2_RTS007 |  |  | SPVP007 Redlands RT Solar | CISO | LA Basin | Eastern, West of Devers | Solar_Fixed | PHOTO VOLTAIC | SUN | 2.5 | 2.5 |  |  |  |  | 1 | 24 | 24 |  |  |  |  | 0.01 | 0.08 | 0.09 | 0.11 | 0.16 | 0.33 | 0.36 | 0.31 | 0.28 | 0.19 | 0.14 | 0.09 | N | South | FC
SBERDO_2_RTS011 |  |  | SPVP011 | CISO | LA Basin | Eastern, West of Devers | Solar_Fixed | PHOTO VOLTAIC | SUN | 3.5 | 3.5 |  |  |  |  | 1 | 24 | 24 |  |  |  |  | 0.01 | 0.11 | 0.12 | 0.15 | 0.22 | 0.46 | 0.5 | 0.43 | 0.39 | 0.26 | 0.2 | 0.12 | N | South | FC
SBERDO_2_RTS013 |  |  | SPVP013 | CISO | LA Basin | Eastern, West of Devers | Solar_Fixed | PHOTO VOLTAIC | SUN | 3.5 | 3.5 |  |  |  |  | 1 | 24 | 24 |  |  |  |  | 0.01 | 0.11 | 0.12 | 0.15 | 0.22 | 0.46 | 0.5 | 0.43 | 0.39 | 0.26 | 0.2 | 0.12 | N | South | FC
SBERDO_2_RTS016 |  |  | SPVP016 Redlands RT Solar | CISO | LA Basin | Eastern, West of Devers | Solar_Fixed | PHOTO VOLTAIC | SUN | 1.5 | 1.5 |  |  |  |  | 1 | 24 | 24 |  |  |  |  | 0.01 | 0.05 | 0.05 | 0.07 | 0.1 | 0.2 | 0.22 | 0.19 | 0.17 | 0.11 | 0.09 | 0.05 | N | South | FC
SBERDO_2_RTS048 |  |  | SPVP048 | CISO | LA Basin | Eastern, West of Devers | Solar_Fixed | PHOTO VOLTAIC | SUN | 5 | 5 |  |  |  |  | 1 | 24 | 24 |  |  |  |  | 0 | 0 | 0 | 0 | 0 | 0 | 0 | 0 | 0 | 0 | 0 | 0 | N | South | EO
SBERDO_2_SNTANA |  |  | SANTA ANA PSP | CISO | LA Basin | Eastern, West of Devers | Hydro | HYDRO | WATER | 6.95 | 7 |  |  |  |  | 1 | 24 | 24 |  |  |  |  | 0.76 | 0.48 | 0.22 | 0 | 0.1 | 0 | 0 | 0.27 | 0.23 | 0.3 | 0.33 | 0.44 | N | South | FC
SBERDO_6_MILLCK |  |  | MILL CREEK PSP | CISO | LA Basin | Eastern, West of Devers | Hydro | HYDRO | WATER | 3.93 | 4 |  |  |  |  | 1 | 24 | 24 |  |  |  |  | 1.33 | 1.06 | 1.06 | 1.08 | 0.66 | 0.82 | 1.35 | 1.37 | 1.22 | 1.11 | 1.34 | 1.34 | N | South | FC
SCHLTE_1_PL1X3 |  |  | Tracy Combined Cycle Power Plant | CISO | Stockton | Tesla-Bellota | CCGT | COMBINED CYCLE | NATURAL GAS | 336.04 | 0 |  |  |  |  | 1 | 24 | 24 |  |  | 247.24 | 1 | 336.04 | 336.04 | 336.04 | 336.04 | 336.04 | 336.04 | 336.04 | 336.04 | 336.04 | 336.04 | 336.04 | 336.04 | Y | North | FC
SCHNDR_1_FIVPTS |  |  | Five Points Solar Station | CISO | Fresno | Coalinga, Panoche 115 kV | Solar_Fixed | PHOTO VOLTAIC | SUN | 15 | 15 |  |  |  |  | 1 | 24 | 24 |  |  |  |  | 0.06 | 0.45 | 0.53 | 0.66 | 0.96 | 1.97 | 2.16 | 1.86 | 1.67 | 1.11 | 0.86 | 0.53 | N | North | FC
SCHNDR_1_OS2BM2 |  |  | Open Sky Digester Genset 2 | #N/A | Fresno | Coalinga | Biogas | #N/A | #N/A | #N/A | #N/A |  |  |  |  | 1 | 24 | 24 |  |  |  |  | 0 | 0 | 0 | 0 | 0 | 0 | 0 | 0 | 0 | 0 | 0 | 0 | N | North | EO
SCHNDR_1_WSTSDE |  |  | Westside Solar Station | CISO | Fresno | Coalinga, Panoche 115 kV | Solar_Fixed | PHOTO VOLTAIC | SUN | 15 | 15 |  |  |  |  | 1 | 24 | 24 |  |  |  |  | 0.06 | 0.45 | 0.53 | 0.66 | 0.96 | 1.97 | 2.16 | 1.86 | 1.67 | 1.11 | 0.86 | 0.53 | N | North | FC
SEARLS_7_ARGUS |  |  | Argus Cogeneration | CISO | CAISO System |  | CHP | 0 | OTHER | 19 | 62.5 |  |  |  |  | 1 | 24 | 24 |  |  |  |  | 4.75 | 5.75 | 4.49 | 4.47 | 3.15 | 2.06 | 1.14 | 1.48 | 3.39 | 4.18 | 3.73 | 4.61 | N | South | FC
SEGS_1_SR2SL2 |  |  | Sunray 2 | CISO | CAISO System |  | Solar_1Axis | PHOTO VOLTAIC | SUN | 20 | 20 |  |  |  |  | 1 | 24 | 24 |  |  |  |  | 0.08 | 0.6 | 0.7 | 0.88 | 1.28 | 2.62 | 2.88 | 2.48 | 2.22 | 1.48 | 1.14 | 0.7 | N | South | FC
SENTNL_2_CTG1 |  |  | Sentinel Unit 1 | CISO | LA Basin | Eastern, Valley-Devers | Peaker | COMBUSTION TURBINE | NATURAL GAS | 107.68 | 131.8 |  |  |  |  | 1 | 24 | 24 |  |  | 107.68 | 1 | 107.68 | 107.68 | 107.68 | 107.68 | 107.68 | 107.68 | 107.68 | 107.68 | 107.68 | 107.68 | 107.68 | 107.68 | Y | South | FC
SENTNL_2_CTG2 |  |  | Sentinel Unit 2 | CISO | LA Basin | Eastern, Valley-Devers | Peaker | COMBUSTION TURBINE | NATURAL GAS | 104.19 | 131.8 |  |  |  |  | 1 | 24 | 24 |  |  | 103.98 | 1 | 103.98 | 103.98 | 103.98 | 103.98 | 103.98 | 103.98 | 103.98 | 103.98 | 103.98 | 103.98 | 103.98 | 103.98 | Y | South | FC
SENTNL_2_CTG3 |  |  | Sentinel Unit 3 | CISO | LA Basin | Eastern, Valley-Devers | Peaker | COMBUSTION TURBINE | NATURAL GAS | 105.69 | 131.8 |  |  |  |  | 1 | 24 | 24 |  |  | 105.69 | 1 | 105.69 | 105.69 | 105.69 | 105.69 | 105.69 | 105.69 | 105.69 | 105.69 | 105.69 | 105.69 | 105.69 | 105.69 | Y | South | FC
SENTNL_2_CTG4 |  |  | Sentinel Unit 4 | CISO | LA Basin | Eastern, Valley-Devers | Peaker | COMBUSTION TURBINE | NATURAL GAS | 106.55 | 131.8 |  |  |  |  | 1 | 24 | 24 |  |  | 106.55 | 1 | 106.55 | 106.55 | 106.55 | 106.55 | 106.55 | 106.55 | 106.55 | 106.55 | 106.55 | 106.55 | 106.55 | 106.55 | Y | South | FC
SENTNL_2_CTG5 |  |  | Sentinel Unit 5 | CISO | LA Basin | Eastern, Valley-Devers | Peaker | COMBUSTION TURBINE | NATURAL GAS | 107.52 | 131.8 |  |  |  |  | 1 | 24 | 24 |  |  | 107.52 | 1 | 107.52 | 107.52 | 107.52 | 107.52 | 107.52 | 107.52 | 107.52 | 107.52 | 107.52 | 107.52 | 107.52 | 107.52 | Y | South | FC
SENTNL_2_CTG6 |  |  | Sentinel Unit 6 | CISO | LA Basin | Eastern, Valley-Devers | Peaker | COMBUSTION TURBINE | NATURAL GAS | 105 | 131.8 |  |  |  |  | 1 | 24 | 24 |  |  | 105 | 1 | 105 | 105 | 105 | 105 | 105 | 105 | 105 | 105 | 105 | 105 | 105 | 105 | Y | South | FC
SENTNL_2_CTG7 |  |  | Sentinel Unit 7 | CISO | LA Basin | Eastern, Valley-Devers | Peaker | COMBUSTION TURBINE | NATURAL GAS | 106.73 | 131.8 |  |  |  |  | 1 | 24 | 24 |  |  | 106.73 | 1 | 106.73 | 106.73 | 106.73 | 106.73 | 106.73 | 106.73 | 106.73 | 106.73 | 106.73 | 106.73 | 106.73 | 106.73 | Y | South | FC
SENTNL_2_CTG8 |  |  | Sentinel Unit 8 | CISO | LA Basin | Eastern, Valley-Devers | Peaker | COMBUSTION TURBINE | NATURAL GAS | 106.85 | 131.8 |  |  |  |  | 1 | 24 | 24 |  |  | 106.85 | 1 | 106.85 | 106.85 | 106.85 | 106.85 | 106.85 | 106.85 | 106.85 | 106.85 | 106.85 | 106.85 | 106.85 | 106.85 | Y | South | FC
SGREGY_6_SANGER |  |  | Algonquin Power Sanger 2 | CISO | Fresno | Herndon | CCGT | COMBINED CYCLE | NATURAL GAS | 48.3 | 48.3 |  |  |  |  | 1 | 24 | 24 |  |  | 33.08 | 1 | 48.08 | 48.08 | 48.08 | 48.08 | 48.08 | 48.08 | 48.08 | 48.08 | 48.08 | 48.08 | 48.08 | 48.08 | Y | North | FC
SHELRF_1_UNITS |  |  | SHELL OIL REFINERY AGGREGATE | CISO | Bay Area | Pittsburg | CHP | COMBINED CYCLE | NATURAL GAS | 100 | 0 |  |  |  |  | 1 | 24 | 24 |  |  |  |  | 2.99 | 1.98 | 0.74 | 3.08 | 3.35 | 3.47 | 4.71 | 5.67 | 5.4 | 3.35 | 6.65 | 3.18 | N | North | FC
SHUTLE_6_CREST |  |  | CREST Contracts | CISO | Big Creek-Ventura |  | Solar_1Axis | PHOTO VOLTAIC | SUN | 4 | #N/A |  |  |  |  | 1 | 24 | 24 |  |  |  |  | 0 | 0 | 0 | 0 | 0 | 0 | 0 | 0 | 0 | 0 | 0 | 0 | N | South | EO
SIERRA_1_UNITS |  |  | HIGH SIERRA LIMITED | CISO | Kern | South Kern PP | Peaker | COMBUSTION TURBINE | NATURAL GAS | 52.43 | 60.3 |  |  |  |  | 1 | 24 | 24 |  |  | 32.43 | 1 | 52.43 | 52.43 | 52.43 | 52.43 | 52.43 | 52.43 | 52.43 | 52.43 | 52.43 | 52.43 | 52.43 | 52.43 | Y | North | FC
SISQUC_1_SMARIA |  |  | Santa Maria II LFG Power Plant | CISO | CAISO System |  | Biogas | RECIPROCATING ENGINE | BIOGAS | 1.42 | 1.5 |  |  |  |  | 1 | 24 | 24 |  |  |  |  | 1.01 | 1.04 | 1.02 | 1.03 | 1.03 | 1.07 | 1.06 | 1.07 | 1.04 | 1.02 | 1 | 0.95 | N | North | FC
SKERN_6_SOLAR1 |  |  | South Kern Solar PV Plant | CISO | Kern | South Kern PP, Kern 70 kV | Solar_1Axis | PHOTO VOLTAIC | SUN | 20 | 20 |  |  |  |  | 1 | 24 | 24 |  |  |  |  | 0.08 | 0.6 | 0.7 | 0.88 | 1.28 | 2.62 | 2.88 | 2.48 | 2.22 | 1.48 | 1.14 | 0.7 | N | North | FC
SKERN_6_SOLAR2 |  |  | SKIC Solar | CISO | Kern | South Kern PP, Kern 70 kV | Solar_1Axis | PHOTO VOLTAIC | SUN | 10 | 10 |  |  |  |  | 1 | 24 | 24 |  |  |  |  | 0.04 | 0.3 | 0.35 | 0.44 | 0.64 | 1.31 | 1.44 | 1.24 | 1.11 | 0.74 | 0.57 | 0.35 | N | North | FC
SLATE_2_SLASR1 |  |  | Slate | CISO | Fresno |  | Solar_1Axis | PHOTO VOLTAIC | SUN | 50.5 | 50.5 |  |  |  |  | 1 | 24 | 24 |  |  |  |  | 0.2 | 1.52 | 1.77 | 2.22 | 3.23 | 6.62 | 7.27 | 6.26 | 5.61 | 3.74 | 2.88 | 1.77 | N | North | ID | 100% | C8 - Waiting for Bellota-Warnerville 230 kV reconductoring and possibly other - PV 50.50 MW, ESS 0.00 MW.
SLATE_2_SLASR2 | SLATE_2_SLASR2_SUN |  | SLATE_2 | CISO | Fresno |  | Hybrid_SolarFixed | OTHER | HYBD | 93 | 93 |  |  |  |  | 1 | 24 | 24 | 93 |  | 46.5 | 2 | 46.69 | 48.27 | 48.7 | 49.53 | 51.01 | 55.94 | 56.86 | 55.24 | 53.94 | 51.16 | 49.58 | 47.86 | Y | North | ID | 100% | Hybrid - C8 - Waiting for Bellota-Warnerville 230 kV reconductoring and possibly other - PV - 93.00 MW, ESS - 46.50 MW
SLATE_2_SLASR2 | SLATE_2_SLASR2_LESR |  | SLATE_2 | CISO | Fresno |  | Hybrid_Storage | OTHER | HYBD | 46.5 | 46.5 | .8 | 186 | 186 | 1 | 1 | 24 | 4 | 93 | N | 46.5 | 2
SLATE_2_SLASR3 | SLATE_2_SLASR3_SUN |  | SLATE_3 | CISO | Fresno |  | Hybrid_SolarFixed | OTHER | HYBD | 67.5 | 67.5 |  |  |  |  | 1 | 24 | 24 | 67.5 |  | 33.75 | 2 | 33.89 | 35.04 | 35.34 | 35.95 | 37.03 | 40.6 | 41.27 | 40.1 | 39.15 | 37.13 | 35.99 | 34.73 | Y | North | ID | 100% | Hybrid - C8 Waiting for Bellota-Warnerville 230 kV reconductoring and possibly other - PV 67.50 MW and ESS 33.75 MW
SLATE_2_SLASR3 | SLATE_2_SLASR3_LESR |  | SLATE_3 | CISO | Fresno |  | Hybrid_Storage | OTHER | HYBD | 33.75 | 33.75 | .8 | 135 | 135 | 1 | 1 | 24 | 4 | 67.5 | N | 33.75 | 2
SLATE_2_SLASR4 | SLATE_2_SLASR4_SUN |  | SLATE_4 | CISO | Fresno |  | Hybrid_SolarFixed | OTHER | HYBD | 63 | 63 |  |  |  |  | 1 | 24 | 24 | 63 |  | 50 | 3 | 50.06 | 50.8 | 51.07 | 51.63 | 52.49 | 55.31 | 55.82 | 54.81 | 53.89 | 52.27 | 51.21 | 50.16 | Y | North | ID | 100% | Hybrid - C8 Waiting for Bellota-Warnerville 230 kV reconductoring and possibly other - PV 63.00 MW and ESS 50.00 MW
SLATE_2_SLASR4 | SLATE_2_SLASR4_LESR |  | SLATE_4 | CISO | Fresno |  | Hybrid_Storage | OTHER | HYBD | 50 | 50 | .8 | 200 | 200 | 1 | 1 | 24 | 4 | 63 | N | 50 | 3
SLATE_2_SLASR5 | SLATE_2_SLASR5_SUN |  | Slate 5 | CISO | Fresno |  | Hybrid_SolarFixed | OTHER | HYBD | 26 | 26 |  |  |  |  | 1 | 24 | 24 | 26 |  | 10 | 2 | 10.07 | 10.56 | 10.68 | 10.91 | 11.35 | 12.82 | 13.09 | 12.62 | 12.26 | 11.45 | 11 | 10.5 | Y | North | ID | 100% | Hybrid - C8 - Waiting for Bellota-Warnerville 230 kV reconductoring and possibly other - PV - 26.00 MW, ESS - 10.00 MW
SLATE_2_SLASR5 | SLATE_2_SLASR5_LESR |  | Slate 5 | CISO | Fresno |  | Hybrid_Storage | OTHER | HYBD | 10 | 20 | .8 | 40 | 40 | 1 | 1 | 24 | 4 | 26 | N | 10 | 2
SLRMS3_2_SRMSR1 |  |  | SILVER RIDGE MOUNT SIGNAL 3 | CISO | San Diego-IV |  | Solar_1Axis | PHOTO VOLTAIC | SUN | 250 | 250 |  |  |  |  | 1 | 24 | 24 |  |  |  |  | 1 | 7.5 | 8.75 | 11 | 16 | 32.75 | 36 | 31 | 27.75 | 18.5 | 14.25 | 8.75 | N | South | FC
SLST13_2_SOLAR1 |  |  | Quinto Solar PV Project | CISO | CAISO System |  | Solar_1Axis | PHOTO VOLTAIC | SUN | 107.6 | 107.6 |  |  |  |  | 1 | 24 | 24 |  |  |  |  | 0.43 | 3.23 | 3.77 | 4.73 | 6.89 | 14.1 | 15.49 | 13.34 | 11.94 | 7.96 | 6.13 | 3.77 | N | North | FC
SLSTR1_2_SOLAR1 |  |  | Solar Star 1 | CISO | CAISO System |  | Solar_1Axis | PHOTO VOLTAIC | SUN | 310 | 0 |  |  |  |  | 1 | 24 | 24 |  |  |  |  | 1.24 | 9.3 | 10.85 | 13.64 | 19.84 | 40.61 | 44.64 | 38.44 | 34.41 | 22.94 | 17.67 | 10.85 | N | South | FC
SLSTR2_2_SOLAR2 |  |  | Solar Star 2 | CISO | CAISO System |  | Solar_1Axis | PHOTO VOLTAIC | SUN | 276 | 0 |  |  |  |  | 1 | 24 | 24 |  |  |  |  | 1.1 | 8.28 | 9.66 | 12.14 | 17.66 | 36.16 | 39.74 | 34.22 | 30.64 | 20.42 | 15.73 | 9.66 | N | South | FC
SLUISP_2_UNITS |  |  | SAN LUIS (GIANELLI) PUMP-GEN (AGGREGATE) | CISO | CAISO System |  | Pumped Hydro | PUMPED STORAGE | WATER | 374.43 | 0 |  |  |  |  | 1 | 24 | 24 |  |  |  |  | 0 | 0 | 0 | 61.99 | 68.1 | 51.62 | 0 | 0 | 0 | 44.07 | 0 | 0 | N | North | FC
SLYCRK_1_UNIT 1 |  |  | SLY CREEK HYDRO | CISO | Sierra | Drum-Rio Oso | Hydro | HYDRO | WATER | 13 | 13 |  |  |  |  | 1 | 24 | 24 |  |  | 13 | 1 | 13 | 13 | 13 | 13 | 13 | 13 | 13 | 13 | 13 | 13 | 13 | 13 | Y | North | FC
SMPRIP_1_SMPSON |  |  | Ripon Cogeneration Unit 1 | CISO | CAISO System |  | CHP | COMBUSTION TURBINE | NATURAL GAS | 46.05 | 56.9 |  |  |  |  | 1 | 24 | 24 |  |  | 46.05 | 1 | 46.05 | 46.05 | 46.05 | 46.05 | 46.05 | 46.05 | 46.05 | 46.05 | 46.05 | 46.05 | 46.05 | 46.05 | Y | North | FC
SMRCOS_6_LNDFIL |  |  | San Marcos Energy | CISO | San Diego-IV | San Diego | Biogas | RECIPROCATING ENGINE | BIOGAS | 1.5 | 2 |  |  |  |  | 1 | 24 | 24 |  |  |  |  | 1.5 | 1.5 | 1.5 | 1.5 | 1.49 | 1.48 | 1.5 | 1.5 | 1.5 | 1.5 | 1.5 | 1.5 | N | South | FC
SMUDGO_7_UNIT 1 |  |  | SONOMA POWER PLANT | CISO | NCNB |  | Geothermal | STEAM | GEOTHERMAL | 64.8 | 78 |  |  |  |  | 1 | 24 | 24 |  |  | 32 | 1 | 47 | 47 | 47 | 47 | 47 | 47 | 47 | 47 | 47 | 47 | 47 | 47 | Y | North | FC
SMYRNA_1_DL1SR1 |  |  | Delano Land 1 | CISO | CAISO System |  | Solar_1Axis | PHOTO VOLTAIC | SUN | 1 | 1 |  |  |  |  | 1 | 24 | 24 |  |  |  |  | 0 | 0.03 | 0.04 | 0.04 | 0.06 | 0.13 | 0.14 | 0.12 | 0.11 | 0.07 | 0.06 | 0.04 | N | North | FC
SNCLRA_2_HOWLNG |  |  | Houwelings Nurseries Oxnard, Inc | CISO | Big Creek-Ventura | S.Clara, Moorpark | CHP | RECIPROCATING ENGINE | NATURAL GAS | 12.71 | 13.2 |  |  |  |  | 1 | 24 | 24 |  |  |  |  | 7.04 | 7.24 | 6.32 | 5.33 | 7.09 | 7.17 | 5.49 | 4.08 | 5.15 | 6.71 | 6.37 | 4 | N | South | FC
SNCLRA_2_SILBT1 |  |  | Silverstrand BESS | CISO | Big Creek-Ventura | S.Clara, Moorpark | Battery Storage | OTHER | LESR | 11 | 11 | .8 | 44 | 44 | 1 | 1 | 24 | 4 |  |  | 22 | 3 | 11 | 11 | 11 | 11 | 11 | 11 | 11 | 11 | 11 | 11 | 11 | 11 | Y | South | FC
SNCLRA_2_SPRHYD |  |  | Springville Hydroelectric Generator | CISO | Big Creek-Ventura | S.Clara, Moorpark | Hydro | HYDRO | WATER | 1 | 1 |  |  |  |  | 1 | 24 | 24 |  |  |  |  | 0.07 | 0.01 | 0.07 | 0.06 | 0.06 | 0.15 | 0.17 | 0.19 | 0.17 | 0.17 | 0.05 | 0.03 | N | South | FC
SNCLRA_2_UNIT |  |  | Channel Islands Power | CISO | Big Creek-Ventura | S.Clara, Moorpark | CHP | COMBINED CYCLE | NATURAL GAS | 27.5 | 28 |  |  |  |  | 1 | 24 | 24 |  |  | 27.5 | 1 | 27.5 | 27.5 | 27.5 | 27.5 | 27.5 | 27.5 | 27.5 | 27.5 | 27.5 | 27.5 | 27.5 | 27.5 | Y | South | FC
SNCLRA_2_UNIT1 |  |  | New Indy Oxnard | CISO | Big Creek-Ventura | S.Clara, Moorpark | CHP | FTUR | NATURAL GAS | 27.8 | 29 |  |  |  |  | 1 | 24 | 24 |  |  |  |  | 14.25 | 14.31 | 13.67 | 10 | 11.21 | 11.34 | 10.86 | 11.3 | 11.05 | 8.8 | 10.08 | 11.23 | N | South | FC
SNCLRA_2_VESBT1 |  |  | Ventura Energy Storage | CISO | Big Creek-Ventura | S.Clara, Moorpark | Battery Storage | OTHER | LESR | 100 | 100 | .8 | 400 | 400 | 1 | 1 | 24 | 4 |  |  | 200 | 3 | 100 | 100 | 100 | 100 | 100 | 100 | 100 | 100 | 100 | 100 | 100 | 100 | Y | South | FC
SNCLRA_6_OXGEN |  |  | OXGEN | CISO | Big Creek-Ventura | S.Clara, Moorpark | CHP | COMBUSTION TURBINE | NATURAL GAS | 47.7 | 47.7 |  |  |  |  | 1 | 24 | 24 |  |  | 47.7 | 2 | 47.7 | 47.7 | 47.7 | 47.7 | 47.7 | 47.7 | 47.7 | 47.7 | 47.7 | 47.7 | 47.7 | 47.7 | Y | South | FC
SNCLRA_6_PROCGN |  |  | Procter and Gamble Oxnard 2 | CISO | Big Creek-Ventura | S.Clara, Moorpark | CHP | FTUR | NATURAL GAS | 47.9 | 49.5 |  |  |  |  | 1 | 24 | 24 |  |  |  |  | 21.67 | 17.27 | 21.67 | 21.67 | 21.35 | 21.7 | 20.79 | 12.74 | 12.55 | 12.74 | 12.27 | 13.32 | N | South | FC
SNCLRA_6_QF |  |  | SANTA CLARA QFS | CISO | Big Creek-Ventura | S.Clara, Moorpark | CHP | OTHER | OTHER | 1.65 | 15 |  |  |  |  | 1 | 24 | 24 |  |  |  |  | 0 | 0 | 0 | 0 | 0 | 0 | 0 | 0 | 0 | 0 | 0.11 | 0.22 | N | South | FC
SNDBAR_7_UNIT 1 |  |  | SANDBAR | CISO | Stockton | Tesla-Bellota, Stanislaus | Hydro | HYDRO | WATER | 16.2 | 18.6 |  |  |  |  | 1 | 24 | 24 |  |  |  |  | 6.45 | 3.95 | 5.65 | 8.3 | 8.3 | 7.45 | 7.4 | 7.75 | 5.1 | 1.22 | 7.19 | 12.58 | N | North | FC
SNMALF_6_UNITS |  |  | Sonoma County Landfill | CISO | NCNB | Fulton | Biogas | RECIPROCATING ENGINE | BIOGAS | 5 | 8 |  |  |  |  | 1 | 24 | 24 |  |  |  |  | 3.44 | 2.82 | 3.42 | 3.4 | 2.77 | 2.5 | 3.39 | 3.43 | 3.03 | 3.02 | 3.21 | 3.08 | N | North | FC
SOUTH_2_UNIT |  |  | SOUTH HYDRO | CISO | CAISO System |  | Hydro | HYDRO | WATER | 7.1 | 7.1 |  |  |  |  | 1 | 24 | 24 |  |  |  |  | 2.86 | 2.93 | 2.9 | 2.34 | 2.96 | 0.8 | 1.64 | 1.56 | 1.62 | 1.2 | 1.43 | 1.73 | N | North | FC
SPAULD_6_UNIT 3 |  |  | SPAULDING HYDRO PH 3 UNIT | CISO | Sierra | Drum-Rio Oso, South of Palermo | Hydro | HYDRO | WATER | 6.5 | 6.5 |  |  |  |  | 1 | 24 | 24 |  |  |  |  | 1.01 | 0.87 | 1.5 | 2.4 | 3.76 | 1.15 | 3.66 | 3.76 | 2.7 | 2.05 | 1.2 | 0.9 | N | North | FC
SPAULD_6_UNIT12 |  |  | SPAULDING HYDRO PH 1 & 2 AGGREGATE | CISO | Sierra | Drum-Rio Oso, South of Palermo | Hydro | HYDRO | WATER | 11.4 | 0 |  |  |  |  | 1 | 24 | 24 |  |  | 0 | 1 | 2.5 | 2.1 | 1.96 | 2.16 | 5.22 | 4.4 | 3.41 | 3.63 | 1.2 | 1.2 | 1.6 | 2.56 | Y | North | FC
SPBURN_2_UNIT 1 |  |  | Burney Biomass | CISO | CAISO System |  | Biomass | STEAM | BIOMASS | 22 | 22 |  |  |  |  | 1 | 24 | 24 |  |  |  |  | 6.99 | 9.4 | 9.61 | 9.44 | 9.67 | 12.33 | 12.59 | 12.22 | 12.51 | 11.99 | 11.99 | 9.03 | N | North | FC
SPBURN_7_SNOWMT |  |  | Burney Creek Hydro | CISO | CAISO System |  | Hydro | HYDRO | WATER | 3 | 3 |  |  |  |  | 1 | 24 | 24 |  |  |  |  | 0.5 | 0.65 | 1.01 | 1.38 | 1.11 | 0.19 | 0 | 0 | 0 | 0.01 | 0.01 | 0.07 | N | North | FC
SPI LI_2_UNIT 1 |  |  | Lincoln Biomass | CISO | Sierra | Drum-Rio Oso, South of Rio Oso, South of Palermo | Biomass | STEAM | BIOMASS | 17.2 | 19.2 |  |  |  |  | 1 | 24 | 24 |  |  |  |  | 7.39 | 6.58 | 6.4 | 6.26 | 8.02 | 9.44 | 9.48 | 9.66 | 9.3 | 8.35 | 6.4 | 7.07 | N | North | FC
SPIAND_1_ANDSN2 |  |  | SPI Anderson 2 | CISO | CAISO System |  | Biomass | STEAM | BIOMASS | 27.15 | 30.1 |  |  |  |  | 1 | 24 | 24 |  |  |  |  | 16.53 | 16.74 | 17.08 | 16.89 | 18.38 | 17.87 | 18.08 | 18.66 | 18.52 | 15.31 | 14.63 | 15.02 | N | North | FC
SPICER_1_UNITS |  |  | SPICER HYDRO UNITS 1-3 AGGREGATE | CISO | CAISO System |  | Hydro | HYDRO | WATER | 6 | 0 |  |  |  |  | 1 | 24 | 24 |  |  | 6 | 1 | 6 | 6 | 6 | 6 | 6 | 6 | 6 | 6 | 6 | 6 | 6 | 6 | Y | North | FC
SPIFBD_1_PL1X2 |  |  | SIERRA PACIFIC IND. (SONORA) | CISO | Stockton | Tesla-Bellota, Stanislaus | CHP | STEAM | BIOMASS | 7.5 | 7.5 |  |  |  |  | 1 | 24 | 24 |  |  |  |  | 2.48 | 2.26 | 2.53 | 2.77 | 3.32 | 3.28 | 3.53 | 3.67 | 3.39 | 3 | 2.74 | 2.6 | N | North | FC
SPQUIN_6_SRPCQU |  |  | Quincy Biomass | CISO | CAISO System |  | Biomass | STEAM | BIOMASS | 24 | 24 |  |  |  |  | 1 | 24 | 24 |  |  |  |  | 18.25 | 15.95 | 16.06 | 9.27 | 19.18 | 21.47 | 19.27 | 14.51 | 12.65 | 8.73 | 7.99 | 15.7 | N | North | FC
SPRGAP_1_UNIT 1 |  |  | SPRING GAP HYDRO | CISO | Stockton | Tesla-Bellota, Stanislaus | Hydro | HYDRO | WATER | 7 | 7 |  |  |  |  | 1 | 24 | 24 |  |  |  |  | 1.81 | 1.23 | 2.86 | 5.08 | 4.71 | 2.75 | 1.74 | 0.09 | 3.21 | 3.35 | 2 | 2.99 | N | North | FC
SPRGVL_2_CREST |  |  | Springerville Aggregate Solar Resources | CISO | Big Creek-Ventura | Rector, Vestal | Solar_Fixed | PHOTO VOLTAIC | SUN | 3 | #N/A |  |  |  |  | 1 | 24 | 24 |  |  |  |  | 0 | 0 | 0 | 0 | 0 | 0 | 0 | 0 | 0 | 0 | 0 | 0 | N | South | EO
SPRGVL_2_EXETPV |  |  | Exeter Tulare PV | CISO | Big Creek-Ventura | Rector, Vestal | Solar_Fixed | PHOTO VOLTAIC | SUN | 3.5 | 3.5 |  |  |  |  | 1 | 24 | 24 |  |  |  |  | 0 | 0 | 0 | 0 | 0 | 0 | 0 | 0 | 0 | 0 | 0 | 0 | N | South | EO
SPRGVL_2_LINDPV |  |  | Lindsay Tulare PV | CISO | Big Creek-Ventura | Rector, Vestal | Solar_Fixed | PHOTO VOLTAIC | SUN | 4 | 4 |  |  |  |  | 1 | 24 | 24 |  |  |  |  | 0 | 0 | 0 | 0 | 0 | 0 | 0 | 0 | 0 | 0 | 0 | 0 | N | South | EO
SPRGVL_2_PORTPV |  |  | Porterville Tulare PV | CISO | Big Creek-Ventura | Rector, Vestal | Solar_Fixed | PHOTO VOLTAIC | SUN | 3.5 | 3.5 |  |  |  |  | 1 | 24 | 24 |  |  |  |  | 0 | 0 | 0 | 0 | 0 | 0 | 0 | 0 | 0 | 0 | 0 | 0 | N | South | EO
SPRGVL_2_TULESC |  |  | TULE RIVER HYDRO PLANT (SCE) | CISO | Big Creek-Ventura | Rector, Vestal | Hydro | HYDRO | WATER | 2.5 | 2.5 |  |  |  |  | 1 | 24 | 24 |  |  |  |  | 0 | 0 | 0 | 0 | 0 | 0 | 0 | 0 | 0 | 0 | 0 | 0 | N | South | FC
SRINTL_6_UNIT |  |  | SRI INTERNATIONAL | CISO | Bay Area |  | CHP | COMBUSTION TURBINE | NATURAL GAS | 6.9 | 6.9 |  |  |  |  | 1 | 24 | 24 |  |  |  |  | 1.26 | 1.18 | 1.27 | 1.3 | 1.13 | 0.98 | 0.94 | 0.88 | 0.9 | 1.01 | 1.17 | 1.26 | N | North | FC
STANIS_7_UNIT 1 |  |  | STANISLAUS HYDRO | CISO | Stockton | Tesla-Bellota, Stanislaus | Hydro | HYDRO | WATER | 91 | 95 |  |  |  |  | 1 | 24 | 24 |  |  | 0 | 1 | 59 | 53.6 | 52.31 | 29.44 | 29.68 | 59 | 70.84 | 73.92 | 56.65 | 5.04 | 0 | 62.99 | Y | North | FC
STANTN_2_STAGT1 |  |  | Stanton 1 | CISO | LA Basin | Western | Peaker | OTHER | NATURAL GAS | 49.65 | 50 |  |  |  |  | 1 | 24 | 24 |  |  | 49.65 | 1 | 49.65 | 49.65 | 49.65 | 49.65 | 49.65 | 49.65 | 49.65 | 49.65 | 49.65 | 49.65 | 49.65 | 49.65 | Y | South | FC
STANTN_2_STAGT2 |  |  | Stanton 2 | CISO | LA Basin | Western | Peaker | OTHER | NATURAL GAS | 49.65 | 50 |  |  |  |  | 1 | 24 | 24 |  |  | 49.65 | 1 | 49.65 | 49.65 | 49.65 | 49.65 | 49.65 | 49.65 | 49.65 | 49.65 | 49.65 | 49.65 | 49.65 | 49.65 | Y | South | FC
STIGCT_2_LODI |  |  | LODI STIG UNIT | CISO | Sierra | South of Rio Oso, South of Palermo | Peaker | COMBUSTION TURBINE | NATURAL GAS | 49.9 | 51.2 |  |  |  |  | 1 | 24 | 24 |  |  | 14.5 | 1 | 49.5 | 49.5 | 49.5 | 49.5 | 49.5 | 49.5 | 49.5 | 49.5 | 49.5 | 49.5 | 49.5 | 49.5 | Y | North | FC
STNRES_1_UNIT |  |  | Covanta Stanislaus | CISO | Stockton | Tesla-Bellota | Biomass | STEAM | WASTE TO POWER | 19.9 | 22.3 |  |  |  |  | 1 | 24 | 24 |  |  |  |  | 14.53 | 19.27 | 19.71 | 17.93 | 13.83 | 17.87 | 19.8 | 19.6 | 19.55 | 18.87 | 19.08 | 18.45 | N | North | FC
STOILS_1_UNITS |  |  | Chevron Richmond Refinery | CISO | Bay Area | Pittsburg | CHP | COMBINED CYCLE | NATURAL GAS | 56.2 | 0 |  |  |  |  | 1 | 24 | 24 |  |  |  |  | 0 | 7.46 | 0.19 | 0 | 0 | 0 | 6.49 | 3.33 | 0 | 11.34 | 16.56 | 0 | N | North | FC
STOREY_2_MDRCH2 |  |  | Madera Chowchilla 2 | CISO | Fresno |  | Hydro | HYDRO | WATER | 0.56 | 0.6 |  |  |  |  | 1 | 24 | 24 |  |  |  |  | 0 | 0 | 0.05 | 0.14 | 0.18 | 0.31 | 0.33 | 0.17 | 0.13 | 0.14 | 0 | 0 | N | North | FC
STOREY_2_MDRCH3 |  |  | Madera Chowchilla 3 | CISO | Fresno |  | Hydro | HYDRO | WATER | 0.42 | 0.5 |  |  |  |  | 1 | 24 | 24 |  |  |  |  | 0 | 0 | 0 | 0.05 | 0.07 | 0.2 | 0.23 | 0.1 | 0.06 | 0.07 | 0 | 0 | N | North | FC
STOREY_2_MDRCH4 |  |  | Madera Chowchilla 4 | CISO | Fresno |  | Hydro | HYDRO | WATER | 0.92 | 1 |  |  |  |  | 1 | 24 | 24 |  |  |  |  | 0 | 0 | 0.03 | 0.23 | 0.22 | 0.35 | 0.39 | 0.17 | 0.08 | 0.08 | 0 | 0 | N | North | FC
STOREY_7_MDRCHW |  |  | Madera Canal Site 980 | CISO | Fresno |  | Hydro | HYDRO | WATER | 1.84 | 3.8 |  |  |  |  | 1 | 24 | 24 |  |  |  |  | 0 | 0 | 0.12 | 0.44 | 0.4 | 0.71 | 0.91 | 0.06 | 0 | 0.13 | 0 | 0 | N | North | FC
STROUD_6_SOLAR |  |  | Stroud Solar Station | CISO | Fresno | Herndon | Solar_Fixed | PHOTO VOLTAIC | SUN | 20 | 20 |  |  |  |  | 1 | 24 | 24 |  |  |  |  | 0.08 | 0.6 | 0.7 | 0.88 | 1.28 | 2.62 | 2.88 | 2.48 | 2.22 | 1.48 | 1.14 | 0.7 | N | North | FC
STROUD_6_WWHSR1 |  |  | Winter Wheat Solar Farm | CISO | Fresno | Herndon | Solar_1Axis | PHOTO VOLTAIC | SUN | 1.5 | 1.5 |  |  |  |  | 1 | 24 | 24 |  |  |  |  | 0 | 0 | 0 | 0 | 0 | 0 | 0 | 0 | 0 | 0 | 0 | 0 | N | North | EO
SUMWHT_6_SWSSR1 |  |  | Summer Wheat Solar Farm | CISO | Fresno |  | Solar_1Axis | PHOTO VOLTAIC | SUN | 18.5 | 18.5 |  |  |  |  | 1 | 24 | 24 |  |  |  |  | 0.07 | 0.56 | 0.65 | 0.81 | 1.18 | 2.42 | 2.66 | 2.29 | 2.05 | 1.37 | 1.05 | 0.65 | N | North | FC
SUNCAT_2_A1ABT1 |  |  | Arlington Solar Unit 1A BESS | CISO | CAISO System |  | Battery Storage | OTHER | LESR | 47 | 47 | .8 | 188 | 188 | 1 | 1 | 24 | 4 |  |  | 94 | 2 | 47 | 47 | 47 | 47 | 47 | 47 | 47 | 47 | 47 | 47 | 47 | 47 | Y | South | ID | 100% | C8 - Waiting for West of Colorado River cRAS.
SUNCAT_2_A1BBT1 |  |  | Arlington Solar Unit 1B BESS | CISO | CAISO System |  | Battery Storage | OTHER | LESR | 63 | 63 | .8 | 252 | 252 | 1 | 1 | 24 | 4 |  |  | 126 | 2 | 63 | 63 | 63 | 63 | 63 | 63 | 63 | 63 | 63 | 63 | 63 | 63 | Y | South | ID | 100% | C8 - Waiting for West of Colorado River cRAS.
SUNCAT_2_A2ABT2 |  | ARLNTN_2_AR1SR1 | Arlington Solar Unit 2A BESS | CISO | CAISO System |  | Paired_BattStorage | OTHER | LESR | 132 | 132 | .8 | 528 | 528 | 1 | 1 | 24 | 4 | 144.31 | N | 264 | 2 | 104.28 | 132 | 132 | 132 | 132 | 132 | 132 | 132 | 132 | 132 | 119.45 | 85.72 | Y | South | ID | 100% | co-located with ARLNTN_2_AR1SR1
SUNRIS_2_PL1X3 |  |  | Sunrise Power Project AGGREGATE II | CISO | CAISO System |  | CCGT | COMBINED CYCLE | NATURAL GAS | 586.02 | 0 |  |  |  |  | 1 | 24 | 24 |  |  | 491.02 | 1 | 586.02 | 586.02 | 586.02 | 586.02 | 586.02 | 586.02 | 586.02 | 586.02 | 586.02 | 586.02 | 586.02 | 586.02 | Y | North | FC
SUNSET_2_UNITS |  |  | MIDWAY SUNSET COGENERATION PLANT | CISO | CAISO System |  | CHP | FTUR | NATURAL GAS | 248 | 291 |  |  |  |  | 1 | 24 | 24 |  |  | 231 | 1 | 248 | 248 | 248 | 245 | 240 | 234 | 229 | 229 | 231 | 243 | 246 | 248 | Y | North | FC
SUNSHN_2_LNDFL |  |  | Sunshine Gas Producers | CISO | Big Creek-Ventura |  | Biogas | COMBUSTION TURBINE | BIOGAS | 20 | 0 |  |  |  |  | 1 | 24 | 24 |  |  |  |  | 18.1 | 17.52 | 17.85 | 16.8 | 17.65 | 17.53 | 16.94 | 16.44 | 16.72 | 16.33 | 17.26 | 16.01 | N | South | FC
SUNSLR_1_SSVSR1 |  |  | Sunshine Valley Solar 1 | CISO | CAISO System |  | Solar_1Axis | PHOTO VOLTAIC | SUN | 100 | 100 |  |  |  |  | 1 | 24 | 24 |  |  |  |  | 0.4 | 3 | 3.5 | 4.4 | 6.4 | 13.1 | 14.4 | 12.4 | 11.1 | 7.4 | 5.7 | 3.5 | N | South | FC
SUNSPT_2_WNASR1 |  |  | Windhub Solar A | CISO | CAISO System |  | Solar_1Axis | PHOTO VOLTAIC | SUN | 20 | 20 |  |  |  |  | 1 | 24 | 24 |  |  |  |  | 0.08 | 0.6 | 0.7 | 0.88 | 1.28 | 2.62 | 2.88 | 2.48 | 2.22 | 1.48 | 1.14 | 0.7 | N | South | FC
SUNST2_5_SS2SR1 |  |  | Sun Streams Solar 2 | CISO | CAISO System |  | Solar_1Axis | PHOTO VOLTAIC | SUN | 150 | 150 |  |  |  |  | 1 | 24 | 24 |  |  |  |  | 0.6 | 4.5 | 5.25 | 6.6 | 9.6 | 19.65 | 21.6 | 18.6 | 16.65 | 11.1 | 8.55 | 5.25 | N | South | FC
SYCAMR_2_UNIT 1 |  |  | Sycamore Cogeneration Unit 1 | CISO | Big Creek-Ventura |  | CHP | FTUR | NATURAL GAS | 74 | 90 |  |  |  |  | 1 | 24 | 24 |  |  |  |  | 74 | 74 | 74 | 74 | 74 | 74 | 74 | 74 | 74 | 74 | 74 | 74 | N | South | FC
SYCAMR_2_UNIT 2 |  |  | Sycamore Cogeneration Unit 2 | CISO | Big Creek-Ventura |  | CHP | FTUR | NATURAL GAS | 76 | 90 |  |  |  |  | 1 | 24 | 24 |  |  | 76 | 1 | 76 | 76 | 76 | 76 | 76 | 76 | 76 | 76 | 76 | 76 | 76 | 76 | Y | South | FC
SYCAMR_2_UNIT 3 |  |  | Sycamore Cogeneration Unit 3 | CISO | Big Creek-Ventura |  | CHP | FTUR | NATURAL GAS | 74 | 90 |  |  |  |  | 1 | 24 | 24 |  |  | 74 | 1 | 74 | 74 | 74 | 74 | 74 | 74 | 74 | 74 | 74 | 74 | 74 | 74 | Y | South | FC
SYCAMR_2_UNIT 4 |  |  | Sycamore Cogeneration Unit 4 | CISO | Big Creek-Ventura |  | CHP | FTUR | NATURAL GAS | 76 | 90 |  |  |  |  | 1 | 24 | 24 |  |  | 76 | 1 | 76 | 76 | 76 | 76 | 76 | 76 | 76 | 76 | 76 | 76 | 76 | 76 | Y | South | FC
TANHIL_6_SOLART |  |  | Berry Cogen 18 | CISO | CAISO System |  | CHP | FTUR | NATURAL GAS | 17 | 17 |  |  |  |  | 1 | 24 | 24 |  |  |  |  | 11.52 | 11.84 | 11.48 | 10.04 | 11.68 | 11.01 | 11.07 | 10.82 | 11.09 | 9.36 | 8.91 | 11.87 | N | North | FC
TBLMTN_6_QF |  |  | SMALL QF AGGREGATION - PARADISE | CISO | CAISO System |  | Hydro | HYDRO | WATER | 1.7 | 5.8 |  |  |  |  | 1 | 24 | 24 |  |  |  |  | 0.21 | 0.32 | 0.3 | 0.38 | 0.26 | 0.21 | 0.22 | 0.21 | 0.2 | 0.15 | 0.18 | 0.19 | N | North | FC
TEHAPI_2_PW1WD1 |  |  | Point Wind 1 | CISO | CAISO System |  | Wind | WIND | WIND | 47.49 | 47.5 |  |  |  |  | 1 | 24 | 24 |  |  |  |  | 8.39 | 8.92 | 7.84 | 7.51 | 7.99 | 7.32 | 6.8 | 5.17 | 5.34 | 4.95 | 6.68 | 8.09 | N | South | FC
TEHAPI_2_PW2WD2 |  |  | Point Wind 2 | CISO | CAISO System |  | Wind | WIND | WIND | 14.4 | 14.4 |  |  |  |  | 1 | 24 | 24 |  |  |  |  | 2.54 | 2.71 | 2.38 | 2.28 | 2.42 | 2.22 | 2.06 | 1.57 | 1.62 | 1.5 | 2.02 | 2.45 | N | South | FC
TEHAPI_2_WIND1 |  |  | Wind Wall Monolith 1 | CISO | CAISO System |  | Wind | WIND | WIND | 19.85 | 19.85 |  |  |  |  | 1 | 24 | 24 |  |  |  |  | 2.63 | 2.8 | 2.46 | 2.36 | 2.51 | 2.3 | 2.13 | 1.62 | 1.67 | 1.55 | 2.09 | 2.54 | N | South | PD | 75.00% | 4.96MW expansion is EO
TEHAPI_2_WIND2 |  |  | Wind Wall Monolith 2 | CISO | CAISO System |  | Wind | WIND | WIND | 23.66 | 22.5 |  |  |  |  | 1 | 24 | 24 |  |  |  |  | 3.55 | 3.78 | 3.32 | 3.18 | 3.38 | 3.1 | 2.88 | 2.19 | 2.26 | 2.1 | 2.83 | 3.43 | N | South | PD | 85.00% | 3.73MW expansion is EO
TENGEN_2_PL1X2 |  |  | Placerita Canyon Cogen | CISO | Big Creek-Ventura |  | CHP | COMBUSTION TURBINE | NATURAL GAS | 37.7 | 0 |  |  |  |  | 1 | 24 | 24 |  |  |  |  | 40.2 | 40.2 | 40.2 | 40.2 | 40.2 | 40.2 | 40.2 | 40.2 | 40.2 | 40.2 | 40.2 | 40.2 | Y | South | FC
TERMEX_2_PL1X3 |  |  | TDM | CISO | San Diego-IV |  | CCGT | COMBINED CYCLE | NATURAL GAS | 625 | 0 |  |  |  |  | 1 | 24 | 24 |  |  | 436 | 1 | 605 | 605 | 605 | 605 | 601 | 593 | 591 | 593 | 596 | 605 | 605 | 605 | Y | South | FC
TESLA_1_QF |  |  | SMALL QF AGGREGATION - STOCKTON | CISO | CAISO System |  | CHP | OTHER | OTHER | 2 | 5 |  |  |  |  | 1 | 24 | 24 |  |  |  |  | 0.06 | 0.15 | 0.19 | 0.16 | 0.22 | 0.35 | 0.34 | 0.35 | 0.3 | 0.11 | 0.05 | 0.04 | N | North | FC
TIDWTR_2_UNITS |  |  | MARTINEZ COGEN LIMITED PARTNERSHIP | CISO | Bay Area | Pittsburg | Peaker | FTUR | NATURAL GAS | 114.8 | 114.8 |  |  |  |  | 1 | 24 | 24 |  |  |  |  | 23.95 | 26.89 | 22.49 | 25.94 | 38.84 | 42.92 | 43.59 | 54.77 | 62.6 | 59.22 | 33.12 | 31.26 | N | North | FC
TIFFNY_1_DILLON |  |  | TIFFNY_1_DILLON | CISO | LA Basin | Eastern, Valley-Devers | Wind | WIND | WIND | 45 | 45 |  |  |  |  | 1 | 24 | 24 |  |  |  |  | 7.95 | 8.46 | 7.43 | 7.12 | 7.57 | 6.94 | 6.45 | 4.9 | 5.06 | 4.69 | 6.33 | 7.66 | N | South | FC
TIGRCK_7_UNITS |  |  | TIGER CREEK HYDRO AGGREGATE | CISO | CAISO System |  | Hydro | HYDRO | WATER | 62 | 0 |  |  |  |  | 1 | 24 | 24 |  |  | 0 | 1 | 25.6 | 14.46 | 8 | 0 | 16 | 36 | 32.44 | 40.4 | 36.3 | 30.77 | 29.62 | 30.16 | Y | North | FC
TKOPWR_6_HYDRO |  |  | Bear Creek Hydroelectric Project | CISO | CAISO System |  | Hydro | HYDRO | WATER | 2.83 | 3.2 |  |  |  |  | 1 | 24 | 24 |  |  |  |  | 0.48 | 0.82 | 0.88 | 0.52 | 0.25 | 0.06 | 0 | 0 | 0 | 0.04 | 0.04 | 0.01 | N | North | FC
TMPLTN_2_SOLAR |  |  | Vintner Solar | CISO | CAISO System |  | Solar_Fixed | PHOTO VOLTAIC | SUN | 1.5 | 1.5 |  |  |  |  | 1 | 24 | 24 |  |  |  |  | 0.01 | 0.05 | 0.05 | 0.07 | 0.1 | 0.2 | 0.22 | 0.19 | 0.17 | 0.11 | 0.09 | 0.05 | N | North | FC
TOADTW_6_UNIT |  |  | TOAD TOWN | CISO | CAISO System |  | Hydro | HYDRO | WATER | 1.5 | 1.5 |  |  |  |  | 1 | 24 | 24 |  |  |  |  | 0.4 | 0.47 | 0.31 | 0.16 | 0.55 | 0.36 | 0.44 | 0.24 | 0.1 | 0.07 | 0.12 | 0.14 | N | North | FC
TOPAZ_2_SOLAR |  |  | Topaz Solar Farms | CISO | CAISO System |  | Solar_Fixed | PHOTO VOLTAIC | SUN | 550 | 550 |  |  |  |  | 1 | 24 | 24 |  |  |  |  | 2.2 | 16.5 | 19.25 | 24.2 | 35.2 | 72.05 | 79.2 | 68.2 | 61.05 | 40.7 | 31.35 | 19.25 | N | North | FC
TORTLA_1_SOLAR |  |  | Longboat Solar | CISO | CAISO System |  | Solar_1Axis | PHOTO VOLTAIC | SUN | 20 | 20 |  |  |  |  | 1 | 24 | 24 |  |  |  |  | 0.08 | 0.6 | 0.7 | 0.88 | 1.28 | 2.62 | 2.88 | 2.48 | 2.22 | 1.48 | 1.14 | 0.7 | N | South | FC
TRNQL8_2_AMASR1 |  |  | Tranquillity 8 Amarillo | CISO | Fresno |  | Solar_1Axis | PHOTO VOLTAIC | SUN | 20 | 20 |  |  |  |  | 1 | 24 | 24 |  |  |  |  | 0.08 | 0.6 | 0.7 | 0.88 | 1.28 | 2.62 | 2.88 | 2.48 | 2.22 | 1.48 | 1.14 | 0.7 | N | North | ID | 100% | C7 Waiting for Bellota-Warnerville 230 kV reconductoring and possibly other
TRNQL8_2_AZUSR1 |  |  | Tranquillity 8 Azul | CISO | Fresno |  | Solar_1Axis | PHOTO VOLTAIC | SUN | 20 | 20 |  |  |  |  | 1 | 24 | 24 |  |  |  |  | 0.08 | 0.6 | 0.7 | 0.88 | 1.28 | 2.62 | 2.88 | 2.48 | 2.22 | 1.48 | 1.14 | 0.7 | N | North | ID | 100% | C7 Waiting for Bellota-Warnerville 230 kV reconductoring and possibly other
TRNQL8_2_ROJSR1 |  |  | Tranquillity 8 Rojo | CISO | Fresno |  | Solar_1Axis | PHOTO VOLTAIC | SUN | 100 | 100 |  |  |  |  | 1 | 24 | 24 |  |  |  |  | 0.4 | 3 | 3.5 | 4.4 | 6.4 | 13.1 | 14.4 | 12.4 | 11.1 | 7.4 | 5.7 | 3.5 | N | North | ID | 100% | C7 Waiting for Bellota-Warnerville 230 kV reconductoring and possibly other
TRNQL8_2_VERSR1 |  |  | Tranquillity 8 Verde | CISO | Fresno |  | Solar_1Axis | PHOTO VOLTAIC | SUN | 60 | 60 |  |  |  |  | 1 | 24 | 24 |  |  |  |  | 0.24 | 1.8 | 2.1 | 2.64 | 3.84 | 7.86 | 8.64 | 7.44 | 6.66 | 4.44 | 3.42 | 2.1 | N | North | ID | 100% | C7 Waiting for Bellota-Warnerville 230 kV reconductoring and possibly other
TRNQLT_2_RETBT1 |  | TRNQLT_2_SOLAR | RE Tranquillity BESS | CISO | Fresno |  | Paired_BattStorage | OTHER | LESR | 72 | 72 | 0.8759 | 288 | 806.8422 | 2.8015 | 1 | 24 | 11.2061 | 96.76 | N | 144 | 1 | 72 | 72 | 72 | 72 | 72 | 72 | 72 | 72 | 72 | 72 | 72 | 72 | Y | North | FC |  | Co-located with TRNQLT_2_SOLAR
TRNQLT_2_SOLAR |  | TRNQLT_2_RETBT1 | Tranquillity | CISO | Fresno |  | Paired_Solar_Fixed | PHOTO VOLTAIC | SUN | 200 | 200 |  |  |  |  | 1 | 24 | 24 | 96.76 |  |  |  | 0.45 | 4.21 | 5.12 | 7 | 10.26 | 22.36 | 24.76 | 20.73 | 17.82 | 10.7 | 7.33 | 3.38 | N | North | FC |  | Co-located with TRNQLT_2_RETBT1
TRNSWD_1_QF |  |  | FPL Energy C Wind | CISO | LA Basin | Eastern, Valley-Devers | Wind | WIND | WIND | 38.97 | 40 |  |  |  |  | 1 | 24 | 24 |  |  |  |  | 6.89 | 7.32 | 6.44 | 6.17 | 6.56 | 6.01 | 5.58 | 4.24 | 4.38 | 4.07 | 5.48 | 6.64 | N | South | FC
TULARE_2_TULBM1 |  |  | Tulare BioMAT Fuel Cell | CISO | Big Creek-Ventura |  | Biogas | OTHER | BIOGAS | 2.8 | 2.8 |  |  |  |  | 1 | 24 | 24 |  |  |  |  | 0 | 0 | 0 | 0 | 0 | 0 | 0 | 0 | 0 | 0 | 0 | 0 | N | South | EO
TULEWD_1_TULWD1 |  |  | Tule Wind | CISO | San Diego-IV | Eastern, Valley-Devers | Wind | WIND | WIND | 130.5 | 131.1 |  |  |  |  | 1 | 24 | 24 |  |  |  |  | 23.06 | 24.53 | 21.55 | 20.65 | 21.95 | 20.12 | 18.7 | 14.21 | 14.68 | 13.61 | 18.35 | 22.22 | N | South | FC |  | Phase I (131.1 MW) is FC, Phase II (69 MW) will be EO
TULLCK_7_UNITS |  |  | Tullock Hydro | CISO | Stockton | Tesla-Bellota | Hydro | 0 | WATER | 25.9 | 0 |  |  |  |  | 1 | 24 | 24 |  |  |  |  | 4.09 | 9.03 | 15.19 | 19.61 | 21.79 | 24.04 | 22.18 | 19.14 | 14.14 | 9.79 | 2.93 | 5.99 | N | North | FC
TUPMAN_1_BIOGAS |  |  | ABEC Bidart-Stockale #1 | CISO | CAISO System |  | Biogas | RECIPROCATING ENGINE | BIOGAS | 0.6 | 0.6 |  |  |  |  | 1 | 24 | 24 |  |  |  |  | 0.32 | 0.33 | 0.33 | 0.34 | 0.36 | 0.36 | 0.34 | 0.34 | 0.35 | 0.32 | 0.3 | 0.3 | N | North | FC
TVYVLY_6_KRSHY1 |  |  | Kings River Syphon | CISO | Fresno |  | Hydro | HYDRO | WATER | 1.3 | 1.3 |  |  |  |  | 1 | 24 | 24 |  |  |  |  | 0.81 | 0.81 | 0.28 | 0.28 | 0.28 | 0.81 | 0.98 | 1 | 1.04 | 1.04 | 1.04 | 1.04 | Y | North | FC
TWISSL_6_SOLAR |  |  | Nickel 1 ("NLH1") | CISO | CAISO System |  | Solar_Fixed | PHOTO VOLTAIC | SUN | 1.5 | 1.5 |  |  |  |  | 1 | 24 | 24 |  |  |  |  | 0.01 | 0.05 | 0.05 | 0.07 | 0.1 | 0.2 | 0.22 | 0.19 | 0.17 | 0.11 | 0.09 | 0.05 | N | North | FC
TWISSL_6_SOLAR1 |  |  | Coronal Lost Hills | CISO | CAISO System |  | Solar_1Axis | PHOTO VOLTAIC | SUN | 20 | 20 |  |  |  |  | 1 | 24 | 24 |  |  |  |  | 0.08 | 0.6 | 0.7 | 0.88 | 1.28 | 2.62 | 2.88 | 2.48 | 2.22 | 1.48 | 1.14 | 0.7 | N | North | FC
TX-ELK_6_ECKSR2 |  |  | Eagle Creek | CISO | CAISO System |  | Solar_1Axis | PHOTO VOLTAIC | SUN | 3 | 3 |  |  |  |  | 1 | 24 | 24 |  |  |  |  | 0 | 0 | 0 | 0 | 0 | 0 | 0 | 0 | 0 | 0 | 0 | 0 | N | North | EO
TX-ELK_6_SOLAR1 |  |  | Castor | CISO | CAISO System |  | Solar_1Axis | PHOTO VOLTAIC | SUN | 1.5 | 1.5 |  |  |  |  | 1 | 24 | 24 |  |  |  |  | 0 | 0 | 0 | 0 | 0 | 0 | 0 | 0 | 0 | 0 | 0 | 0 | N | North | EO
TXMCKT_6_UNIT |  |  | McKittrick Cogen | CISO | CAISO System |  | CHP | FTUR | NATURAL GAS | 11.2 | 11.2 |  |  |  |  | 1 | 24 | 24 |  |  |  |  | 3.47 | 3.33 | 4.12 | 5.08 | 3.75 | 3.83 | 3.5 | 3.33 | 3.46 | 3.67 | 3.69 | 4.1 | N | North | FC
UKIAH_7_LAKEMN |  |  | UKIAH LAKE MENDOCINO HYDRO | CISO | NCNB | Eagle Rock, Fulton | Hydro | HYDRO | WATER | 3.5 | 3.5 |  |  |  |  | 1 | 24 | 24 |  |  | 1.7 | 1 | 1.7 | 1.7 | 1.7 | 1.7 | 1.7 | 1.7 | 1.7 | 1.7 | 1.7 | 1.7 | 1.7 | 1.7 | Y | North | FC
ULTPCH_1_UNIT 1 |  |  | Pacific Ultrapower Chinese Station | CISO | Stockton | Tesla-Bellota, Stanislaus | Biomass | STEAM | BIOMASS | 18 | 25.3 |  |  |  |  | 1 | 24 | 24 |  |  |  |  | 17.99 | 18 | 14.98 | 16.8 | 17.74 | 14.2 | 17.15 | 17.98 | 17.61 | 16.55 | 14.91 | 17.81 | N | North | FC
ULTPFR_1_UNIT 1 |  |  | Rio Bravo Fresno | CISO | Fresno | Herndon | Biomass | STEAM | BIOMASS | 24.3 | 30.5 |  |  |  |  | 1 | 24 | 24 |  |  |  |  | 23.98 | 23.03 | 24.3 | 21.66 | 23.54 | 24.04 | 24.01 | 19.46 | 15.53 | 15.75 | 23.88 | 22.8 | N | North | FC
ULTRCK_2_UNIT |  |  | Rio Bravo Rocklin | CISO | Sierra | Drum-Rio Oso, South of Rio Oso, South of Palermo | Biomass | STEAM | BIOMASS | 24.4 | 28.8 |  |  |  |  | 1 | 24 | 24 |  |  |  |  | 15.36 | 20.65 | 15.39 | 23.85 | 21.52 | 23.36 | 21.69 | 23.11 | 19.79 | 23.06 | 23.55 | 22.98 | N | North | FC
UNCHEM_1_UNIT |  |  | CONTRA COSTA CARBON PLANT | CISO | Bay Area | Pittsburg | CHP | STEAM | COAL | 19 | 20 |  |  |  |  | 1 | 24 | 24 |  |  |  |  | 12.22 | 12.39 | 13.5 | 12.81 | 12.87 | 13.38 | 12.36 | 13.41 | 13.6 | 12.54 | 13.36 | 13.35 | N | North | FC
UNOCAL_1_UNITS |  |  | TOSCO (RODEO PLANT) | CISO | Bay Area | Pittsburg | Peaker | FTUR | NATURAL GAS | 49.85 | 57.3 |  |  |  |  | 1 | 24 | 24 |  |  |  |  | 4.41 | 5.37 | 5.61 | 4.1 | 2.68 | 2.51 | 2.32 | 2.12 | 2.33 | 6.33 | 6.89 | 5.75 | N | North | FC
UNVRSY_1_UNIT 1 |  |  | Berry Cogen 38 - Unit 1 | CISO | CAISO System |  | CHP | FTUR | NATURAL GAS | 38 | 38 |  |  |  |  | 1 | 24 | 24 |  |  |  |  | 35.98 | 31.41 | 35.87 | 31.66 | 34.96 | 34.2 | 33.49 | 32.99 | 32.63 | 29.54 | 35.19 | 35.45 | N | North | FC
USWND2_1_WIND1 |  |  | Golden Hills A | CISO | CAISO System |  | Wind | WIND | WIND | 42.96 | 43 |  |  |  |  | 1 | 24 | 24 |  |  |  |  | 14.11 | 15.14 | 13.5 | 14.26 | 14.75 | 10.88 | 9.68 | 9.09 | 9.33 | 7.82 | 9.88 | 12.63 | N | North | FC
USWND2_1_WIND2 |  |  | Golden Hills B | CISO | CAISO System |  | Wind | WIND | WIND | 42.96 | 43 |  |  |  |  | 1 | 24 | 24 |  |  |  |  | 14.11 | 15.14 | 13.5 | 14.26 | 14.75 | 10.88 | 9.68 | 9.09 | 9.33 | 7.82 | 9.88 | 12.63 | N | North | FC
USWND2_1_WIND3 |  |  | Golden Hills C | CISO | CAISO System |  | Wind | WIND | WIND | 46 | 46 |  |  |  |  | 1 | 24 | 24 |  |  |  |  | 15.1 | 16.21 | 14.45 | 15.27 | 15.8 | 11.65 | 10.36 | 9.73 | 9.99 | 8.38 | 10.58 | 13.52 | N | North | FC
USWND4_2_UNIT2 |  |  | Altamont Landfill Gas to Energy | CISO | CAISO System |  | Biogas | COMBUSTION TURBINE | BIOGAS | 7.4 | 7.4 |  |  |  |  | 1 | 24 | 24 |  |  | 7.4 | 1 | 7.4 | 7.4 | 7.35 | 6.41 | 7.4 | 7.4 | 7.4 | 7.4 | 7.4 | 7.23 | 7.4 | 7.4 | Y | North | FC
USWNDR_2_LABWD1 |  |  | LaBrisa Wind Project | CISO | Bay Area | Contra Costa | Wind | WIND | WIND | 9 | 9 |  |  |  |  | 1 | 24 | 24 |  |  |  |  | 2.96 | 3.17 | 2.83 | 2.99 | 3.09 | 2.28 | 2.03 | 1.9 | 1.96 | 1.64 | 2.07 | 2.65 | N | North | FC
USWNDR_2_SMUD |  |  | SOLANO WIND FARM | CISO | Bay Area | Contra Costa | Wind | WIND | WIND | 102.18 | 102.2 |  |  |  |  | 1 | 24 | 24 |  |  |  |  | 33.55 | 36 | 32.11 | 33.92 | 35.09 | 25.89 | 23.02 | 21.62 | 22.2 | 18.6 | 23.5 | 30.04 | N | North | FC
USWNDR_2_SMUD2 |  |  | Solano Wind Project Phase 3 | CISO | Bay Area | Contra Costa | Wind | WIND | WIND | 127.8 | 128 |  |  |  |  | 1 | 24 | 24 |  |  |  |  | 41.97 | 45.03 | 40.16 | 42.42 | 43.89 | 32.38 | 28.79 | 27.04 | 27.77 | 23.27 | 29.4 | 37.57 | N | North | FC
USWPFK_6_FRICK |  |  | Frick Summit Wind Repower | CISO | Bay Area | Contra Costa | Wind | WIND | WIND | 10 | 10 |  |  |  |  | 1 | 24 | 24 |  |  |  |  | 3.28 | 3.52 | 3.14 | 3.32 | 3.43 | 2.53 | 2.25 | 2.12 | 2.17 | 1.82 | 2.3 | 2.94 | N | North | FC
USWPJR_2_UNITS |  |  | Vasco Wind | CISO | Bay Area | Contra Costa | Wind | WIND | WIND | 78.2 | 78.2 |  |  |  |  | 1 | 24 | 24 |  |  |  |  | 25.68 | 27.55 | 24.57 | 25.96 | 26.86 | 19.81 | 17.62 | 16.55 | 16.99 | 14.24 | 17.99 | 22.99 | N | North | FC
VACADX_1_SOLAR |  |  | Vaca-Dixon Solar Station | CISO | CAISO System |  | Solar_Fixed | PHOTO VOLTAIC | SUN | 2.5 | 2.5 |  |  |  |  | 1 | 24 | 24 |  |  |  |  | 0.01 | 0.08 | 0.09 | 0.11 | 0.16 | 0.33 | 0.36 | 0.31 | 0.28 | 0.19 | 0.14 | 0.09 | N | North | FC
VACADX_1_UNITA1 |  |  | CalPeak Power Vaca Dixon Unit 1 | CISO | CAISO System |  | Peaker | COMBUSTION TURBINE | NATURAL GAS | 51.91 | 57 |  |  |  |  | 1 | 24 | 24 |  |  | 50.61 | 1 | 50.61 | 50.61 | 50.61 | 50.61 | 50.61 | 50.61 | 50.61 | 50.61 | 50.61 | 50.61 | 50.61 | 50.61 | Y | North | FC
VALLEY_5_PERRIS |  |  | MWD Perris Hydroelectric Recovery Plant | CISO | LA Basin | Eastern, Valley, Valley-Devers | Hydro | HYDRO | WATER | 7.94 | 7.9 |  |  |  |  | 1 | 24 | 24 |  |  | 7.94 | 1 | 7.94 | 7.94 | 7.94 | 7.94 | 7.94 | 7.94 | 7.94 | 7.94 | 7.94 | 7.94 | 7.94 | 7.94 | Y | South | FC
VALLEY_5_REDMTN |  |  | MWD Red Mountain Hydroelectric Recovery | CISO | LA Basin | Eastern, Valley, Valley-Devers | Hydro | HYDRO | WATER | 5.9 | 5.9 |  |  |  |  | 1 | 24 | 24 |  |  |  |  | 0 | 0 | 0 | 0 | 0 | 0 | 0 | 1.21 | 1.33 | 1.44 | 1.31 | 1.01 | N | South | FC
VALLEY_5_SOLAR1 |  |  | Kona Solar - Meridian #1 | CISO | LA Basin | Eastern, Valley, Valley-Devers | Solar_1Axis | PHOTO VOLTAIC | SUN | 1.49 | 1.5 |  |  |  |  | 1 | 24 | 24 |  |  |  |  | 0 | 0 | 0 | 0 | 0 | 0 | 0 | 0 | 0 | 0 | 0 | 0 | N | South | EO
VALLEY_5_SOLAR2 |  |  | AP North Lake Solar | CISO | LA Basin | Eastern, Valley, Valley-Devers | Solar_1Axis | PHOTO VOLTAIC | SUN | 20 | 20 |  |  |  |  | 1 | 24 | 24 |  |  |  |  | 0.08 | 0.6 | 0.7 | 0.88 | 1.28 | 2.62 | 2.88 | 2.48 | 2.22 | 1.48 | 1.14 | 0.7 | N | South | FC
VALTNE_2_AVASR1 |  |  | Valentine Solar | CISO | CAISO System |  | Solar_1Axis | PHOTO VOLTAIC | SUN | 100 | 100 |  |  |  |  | 1 | 24 | 24 |  |  |  |  | 0.4 | 3 | 3.5 | 4.4 | 6.4 | 13.1 | 14.4 | 12.4 | 11.1 | 7.4 | 5.7 | 3.5 | N | South | FC
VALTNE_2_TBBBT1 | VALTNE_2_TBBBT1_SUN |  | Tropico Solar Big Beau | CISO | CAISO System |  | Hybrid_Solar1Axis | OTHER | HYBD | 58 | 58 |  |  |  |  | 1 | 24 | 24 | 58 |  | 18 | 1 |  | 19.35 | 19.62 | 20.14 | 21.16 | 24.54 | 25.18 | 24.11 | 23.32 | 21.43 | 20.45 | 19.3 | Y | South | ID | 100% | Waiting for Tehachapi cRAS and Whirlwind cRAS - Hybrid 58 MW max to grid - 18 MW BESS and 58 MW PV - part of an original project with 92perc. IDS
VALTNE_2_TBBBT1 | VALTNE_2_TBBBT1_LESR |  | Tropico Solar Big Beau | CISO | CAISO System |  | Hybrid_Storage | OTHER | HYBD | 18 | 18 | .8 | 72 | 72 | 1 | 1 | 24 | 4 | 58 | N | 18 | 1
VALTNE_2_TRSBT1 | VALTNE_2_TRSBT1_SUN |  | Tropico Solar Big Beau | CISO | CAISO System |  | Hybrid_Solar1Axis | OTHER | HYBD | 70 | 70 |  |  |  |  | 1 | 24 | 24 | 70 |  | 22 | 1 |  | 23.62 | 23.95 | 24.58 | 25.8 | 29.87 | 30.65 | 29.36 | 28.4 | 26.13 | 24.94 | 23.55 | Y | South | ID | 100% | Waiting for Tehachapi cRAS and Whirlwind cRAS - Hybrid 70 MW max to grid - 22 MW BESS and 70 MW PV - part of an original project with 92perc. IDS
VALTNE_2_TRSBT1 | VALTNE_2_TRSBT1_LESR |  | Tropico Solar Big Beau | CISO | CAISO System |  | Hybrid_Storage | OTHER | HYBD | 22 | 22 | .8 | 88 | 88 | 1 | 1 | 24 | 4 | 70 | N | 22 | 1
VEAVST_1_SOLAR |  |  | Community Solar | CISO | CAISO System |  | Solar_Fixed | PHOTO VOLTAIC | SUN | 14.4 | 15 |  |  |  |  | 1 | 24 | 24 |  |  |  |  | 0 | 0 | 0 | 0 | 0 | 0 | 0 | 0 | 0 | 0 | 0 | 0 | N | South | EO
VEDDER_1_SEKERN |  |  | TEXACO EXPLORATION & PROD (SE KERN RIVER | CISO | Kern | South Kern PP, Kern Oil | CHP | FTUR | NATURAL GAS | 34.47 | 39.7 |  |  |  |  | 1 | 24 | 24 |  |  |  |  | 0.33 | 2.67 | 2.78 | 2.1 | 2.12 | 1.27 | 2.02 | 2.37 | 3.45 | 3.51 | 2.38 | 1.8 | N | North | FC
VEGA_6_SOLAR1 |  |  | Vega Solar | CISO | Fresno |  | Solar_1Axis | PHOTO VOLTAIC | SUN | 20 | 20 |  |  |  |  | 1 | 24 | 24 |  |  |  |  | 0 | 0 | 0 | 0 | 0 | 0 | 0 | 0 | 0 | 0 | 0 | 0 | N | North | EO
VENWD_1_WIND3 |  |  | Painted Hills | CISO | LA Basin | Eastern, Valley-Devers | Wind | WIND | WIND | 44.53 | 44.6 |  |  |  |  | 1 | 24 | 24 |  |  |  |  | 7.87 | 8.37 | 7.35 | 7.04 | 7.49 | 6.87 | 6.38 | 4.85 | 5.01 | 4.65 | 6.26 | 7.58 | N | South | FC
VERNON_6_GONZL1 |  |  | H. Gonzales Unit #1 | CISO | LA Basin | Western | Peaker | FTUR | NATURAL GAS | 5.75 | 5.5 |  |  |  |  | 1 | 24 | 24 |  |  | 5.75 | 1 | 5.75 | 5.75 | 5.75 | 5.75 | 5.75 | 5.75 | 5.75 | 5.75 | 5.75 | 5.75 | 5.75 | 5.75 | Y | South | FC
VERNON_6_GONZL2 |  |  | H. Gonzales Unit #2 | CISO | LA Basin | Western | Peaker | FTUR | NATURAL GAS | 5.75 | 5.5 |  |  |  |  | 1 | 24 | 24 |  |  | 5.75 | 1 | 5.75 | 5.75 | 5.75 | 5.75 | 5.75 | 5.75 | 5.75 | 5.75 | 5.75 | 5.75 | 5.75 | 5.75 | Y | South | FC
VERNON_6_MALBRG |  |  | Malburg Generating Station | CISO | LA Basin | Western | CCGT | COMBINED CYCLE | NATURAL GAS | 139 | 0 |  |  |  |  | 1 | 24 | 24 |  |  | 99 | 1 | 134 | 134 | 134 | 134 | 134 | 134 | 134 | 134 | 134 | 134 | 134 | 134 | Y | South | PD | 134.00 | Pmax increase is currently EO.
VESTAL_2_KERN |  |  | KERN RIVER PH 3 UNITS 1 & 2 AGGREGATE | CISO | Big Creek-Ventura | Vestal | Hydro | HYDRO | WATER | 36.8 | 0 |  |  |  |  | 1 | 24 | 24 |  |  |  |  | 10.18 | 16.11 | 15.62 | 24.4 | 28.48 | 20.58 | 12.19 | 10.18 | 5.64 | 4.37 | 7.7 | 9.64 | N | South | FC
VESTAL_2_RTS042 |  |  | SPVP042 Porterville Solar | CISO | Big Creek-Ventura | Vestal | Solar_Fixed | PHOTO VOLTAIC | SUN | 5 | 5 |  |  |  |  | 1 | 24 | 24 |  |  |  |  | 0 | 0 | 0 | 0 | 0 | 0 | 0 | 0 | 0 | 0 | 0 | 0 | N | South | EO
VESTAL_2_SOLAR1 |  |  | NICOLIS | CISO | Big Creek-Ventura | Vestal | Solar_1Axis | PHOTO VOLTAIC | SUN | 20 | 20 |  |  |  |  | 1 | 24 | 24 |  |  |  |  | 0.08 | 0.6 | 0.7 | 0.88 | 1.28 | 2.62 | 2.88 | 2.48 | 2.22 | 1.48 | 1.14 | 0.7 | N | South | FC
VESTAL_2_SOLAR2 |  |  | TROPICO | CISO | Big Creek-Ventura | Vestal | Solar_1Axis | PHOTO VOLTAIC | SUN | 14 | 14 |  |  |  |  | 1 | 24 | 24 |  |  |  |  | 0.06 | 0.42 | 0.49 | 0.62 | 0.9 | 1.83 | 2.02 | 1.74 | 1.55 | 1.04 | 0.8 | 0.49 | N | South | FC
VESTAL_2_TS5SR1 |  |  | Tulare Solar 5 | CISO | Big Creek-Ventura | Vestal | Solar_1Axis | PHOTO VOLTAIC | SUN | 55.83 | 55.9 |  |  |  |  | 1 | 24 | 24 |  |  |  |  | 0.22 | 1.67 | 1.95 | 2.46 | 3.57 | 7.31 | 8.04 | 6.92 | 6.2 | 4.13 | 3.18 | 1.95 | N | South | FC
VESTAL_2_UNIT1 |  |  | CALGREN-PIXLEY | CISO | Big Creek-Ventura | Vestal | CHP | FTUR | NATURAL GAS | 5 | 11.2 |  |  |  |  | 1 | 24 | 24 |  |  |  |  | 3.33 | 2.55 | 3.46 | 2.8 | 3.07 | 2.88 | 2.93 | 2.83 | 3.08 | 3.44 | 3.56 | 2.93 | N | South | FC
VESTAL_2_WELLHD |  |  | Wellhead Power Delano | CISO | Big Creek-Ventura | Vestal | Peaker | COMBUSTION TURBINE | NATURAL GAS | 49 | 49.5 |  |  |  |  | 1 | 24 | 24 |  |  | 49 | 1 | 49 | 49 | 49 | 49 | 49 | 49 | 49 | 49 | 49 | 49 | 49 | 49 | Y | South | FC
VESTAL_6_QF |  |  | Isabella Hydro Dam 1 | CISO | Big Creek-Ventura | Vestal | Hydro | HYDRO | WATER | 11.95 | 12 |  |  |  |  | 1 | 24 | 24 |  |  |  |  | 6.78 | 4.25 | 4.89 | 5.91 | 5.96 | 6.24 | 5.84 | 5.15 | 5.07 | 3.99 | 4.06 | 4.57 | N | South | FC
VICTOR_1_CREST |  |  | Victor Aggregate Solar Resources | CISO | CAISO System |  | Solar_Fixed | PHOTO VOLTAIC | SUN | 24.5 | #N/A |  |  |  |  | 1 | 24 | 24 |  |  |  |  | 0 | 0 | 0 | 0 | 0 | 0 | 0 | 0 | 0 | 0 | 0 | 0 | N | South | EO
VICTOR_1_EXSLRA |  |  | Expressway Solar A | CISO | CAISO System |  | Solar_Fixed | PHOTO VOLTAIC | SUN | 2 | 2 |  |  |  |  | 1 | 24 | 24 |  |  |  |  | 0.01 | 0.06 | 0.07 | 0.09 | 0.13 | 0.26 | 0.29 | 0.25 | 0.22 | 0.15 | 0.11 | 0.07 | N | South | FC
VICTOR_1_EXSLRB |  |  | Expressway Solar B | CISO | CAISO System |  | Solar_Fixed | PHOTO VOLTAIC | SUN | 2 | 2 |  |  |  |  | 1 | 24 | 24 |  |  |  |  | 0.01 | 0.06 | 0.07 | 0.09 | 0.13 | 0.26 | 0.29 | 0.25 | 0.22 | 0.15 | 0.11 | 0.07 | N | South | FC
VICTOR_1_LVSLR1 |  |  | Lone Valley Solar Park 1 | CISO | CAISO System |  | Solar_1Axis | PHOTO VOLTAIC | SUN | 10 | 10 |  |  |  |  | 1 | 24 | 24 |  |  |  |  | 0 | 0 | 0 | 0 | 0 | 0 | 0 | 0 | 0 | 0 | 0 | 0 | N | South | EO
VICTOR_1_LVSLR2 |  |  | Lone Valley Solar Park 2 | CISO | CAISO System |  | Solar_Fixed | PHOTO VOLTAIC | SUN | 20 | 20 |  |  |  |  | 1 | 24 | 24 |  |  |  |  | 0 | 0 | 0 | 0 | 0 | 0 | 0 | 0 | 0 | 0 | 0 | 0 | N | South | EO
VICTOR_1_SLRHES |  |  | Sunedison - Hesperia | CISO | CAISO System |  | Solar_Fixed | PHOTO VOLTAIC | SUN | 1.5 | 1.5 |  |  |  |  | 1 | 24 | 24 |  |  |  |  | 0 | 0 | 0 | 0 | 0 | 0 | 0 | 0 | 0 | 0 | 0 | 0 | N | South | EO
VICTOR_1_SOLAR1 |  |  | Victor Phelan Solar One | CISO | CAISO System |  | Solar_1Axis | PHOTO VOLTAIC | SUN | 17.5 | 17.5 |  |  |  |  | 1 | 24 | 24 |  |  |  |  | 0 | 0 | 0 | 0 | 0 | 0 | 0 | 0 | 0 | 0 | 0 | 0 | N | South | EO
VICTOR_1_SOLAR2 |  |  | Alamo Solar | CISO | CAISO System |  | Solar_1Axis | PHOTO VOLTAIC | SUN | 20 | 20 |  |  |  |  | 1 | 24 | 24 |  |  |  |  | 0 | 0 | 0 | 0 | 0 | 0 | 0 | 0 | 0 | 0 | 0 | 0 | N | South | EO
VICTOR_1_SOLAR3 |  |  | Adelanto Solar 2 | CISO | CAISO System |  | Solar_1Axis | PHOTO VOLTAIC | SUN | 7 | 7 |  |  |  |  | 1 | 24 | 24 |  |  |  |  | 0.03 | 0.21 | 0.25 | 0.31 | 0.45 | 0.92 | 1.01 | 0.87 | 0.78 | 0.52 | 0.4 | 0.25 | N | South | FC
VICTOR_1_SOLAR4 |  |  | Adelanto Solar | CISO | CAISO System |  | Solar_1Axis | PHOTO VOLTAIC | SUN | 20 | 20 |  |  |  |  | 1 | 24 | 24 |  |  |  |  | 0 | 0 | 0 | 0 | 0 | 0 | 0 | 0 | 0 | 0 | 0 | 0 | N | South | EO
VICTOR_1_VDRYFA |  |  | Victor Dry Farm Ranch A | CISO | CAISO System |  | Solar_1Axis | PHOTO VOLTAIC | SUN | 5 | 5 |  |  |  |  | 1 | 24 | 24 |  |  |  |  | 0.02 | 0.15 | 0.18 | 0.22 | 0.32 | 0.66 | 0.72 | 0.62 | 0.56 | 0.37 | 0.29 | 0.18 | N | South | FC
VICTOR_1_VDRYFB |  |  | Victor Dry Farm Ranch B | CISO | CAISO System |  | Solar_1Axis | PHOTO VOLTAIC | SUN | 5 | 5 |  |  |  |  | 1 | 24 | 24 |  |  |  |  | 0 | 0 | 0 | 0 | 0 | 0 | 0 | 0 | 0 | 0 | 0 | 0 | N | South | EO
VILLPK_2_VALLYV |  |  | MWD Valley View Hydroelectric Recovery P | CISO | LA Basin | Western | Hydro | HYDRO | WATER | 4.1 | 4.1 |  |  |  |  | 1 | 24 | 24 |  |  | 4.1 | 1 | 4.1 | 4.1 | 4.1 | 4.1 | 4.1 | 4.1 | 4.1 | 4.1 | 4.1 | 4.1 | 4.1 | 4.1 | Y | South | FC
VILLPK_6_MWDYOR |  |  | Yorba Linda Hydroelectric Recovery Plant | CISO | LA Basin | Western | Hydro | HYDRO | WATER | 5.1 | 5.1 |  |  |  |  | 1 | 24 | 24 |  |  | 0 | 1 | 1.6 | 2.8 | 2 | 2.4 | 2.8 | 2.8 | 4 | 4 | 3.92 | 0 | 0 | 0 | Y | South | FC
VISTA_2_FCELL |  |  | CSUSB fuel cell | #N/A | LA Basin |  | Fuel Cell | #N/A | #N/A | #N/A | #N/A |  |  |  |  | 1 | 24 | 24 |  |  |  |  | 0 | 0 | 0 | 0 | 0 | 0 | 0 | 0 | 0 | 0 | 0 | 0 | N | South | EO
VISTA_2_RIALTO |  |  | Rialto RT Solar | CISO | LA Basin | Eastern | Solar_Fixed | PHOTO VOLTAIC | SUN | 1 | 2 |  |  |  |  | 1 | 24 | 24 |  |  |  |  | 0 | 0.03 | 0.04 | 0.04 | 0.06 | 0.13 | 0.14 | 0.12 | 0.11 | 0.07 | 0.06 | 0.04 | N | South | FC
VISTA_2_RTS028 |  |  | SPVP028 | CISO | LA Basin | Eastern | Solar_Fixed | PHOTO VOLTAIC | SUN | 3.5 | 3.5 |  |  |  |  | 1 | 24 | 24 |  |  |  |  | 0.01 | 0.11 | 0.12 | 0.15 | 0.22 | 0.46 | 0.5 | 0.43 | 0.39 | 0.26 | 0.2 | 0.12 | N | South | FC
VISTA_6_QF |  |  | VISTA QFS | CISO | LA Basin | Eastern | CHP | OTHER | OTHER | 0.18 | 0.6 |  |  |  |  | 1 | 24 | 24 |  |  |  |  | 0 | 0 | 0 | 0.04 | 0.06 | 0.07 | 0.11 | 0.11 | 0.1 | 0.05 | 0.03 | 0.02 | N | South | FC
VISTRA_5_DALBT1 |  |  | Dallas Energy Storage | CISO | Bay Area | South Bay-Moss Landing | Battery Storage | OTHER | LESR | 100 | 100 | .8 | 400 | 400 | 1 | 1 | 24 | 4 |  |  | 200 | 1 | 100 | 100 | 100 | 100 | 100 | 100 | 100 | 100 | 100 | 100 | 100 | 100 | Y | North | FC
VISTRA_5_DALBT2 |  |  | Dallas Energy Storage 2 | CISO | Bay Area | South Bay-Moss Landing | Battery Storage | OTHER | LESR | 100 | 100 | .8 | 400 | 400 | 1 | 1 | 24 | 4 |  |  | 200 | 1 | 100 | 100 | 100 | 100 | 100 | 100 | 100 | 100 | 100 | 100 | 100 | 100 | Y | North | FC
VISTRA_5_DALBT3 |  |  | Dallas Energy Storage 3 | CISO | Bay Area | South Bay-Moss Landing | Battery Storage | OTHER | LESR | 100 | 100 | .8 | 400 | 400 | 1 | 1 | 24 | 4 |  |  | 200 | 1 | 100 | 100 | 100 | 100 | 100 | 100 | 100 | 100 | 100 | 100 | 100 | 100 | Y | North | FC
VISTRA_5_DALBT4 |  |  | Dallas Energy Storage 4 | CISO | Bay Area | South Bay-Moss Landing | Battery Storage | OTHER | LESR | 100 | 100 | .8 | 400 | 400 | 1 | 1 | 24 | 4 |  |  | 200 | 1 | 100 | 100 | 100 | 100 | 100 | 100 | 100 | 100 | 100 | 100 | 100 | 100 | Y | North | FC
VISTRA_5_PLABT1 |  |  | Plano Storage 1 | CISO | Bay Area |  | Battery Storage | OTHER | LESR | 100.4 | 100.4 | .8 | 401.6 | 401.6 | 1 | 1 | 24 | 4 |  |  | 200.8 | 1 | JUN: 100.4; JUL: 100.4; AUG: 100.4; SEP: 100.4; OCT: 100.4; NOV: 100.4; DEC: 100.4 | Y | North | FC
VISTRA_5_PLABT3 |  |  | Plano Storage 3 | CISO | Bay Area |  | Battery Storage | OTHER | LESR | 74.6 | 74.6 | .8 | 298.4 | 298.4 | 1 | 1 | 24 | 4 |  |  | 149.2 | 1 | JUN: 74.6; JUL: 74.6; AUG: 74.6; SEP: 74.6; OCT: 74.6; NOV: 74.6; DEC: 74.6 | Y | North | FC
VLCNTR_6_VCEBT1 |  |  | Valley Center Energy Storage | CISO | San Diego-IV | San Diego | Battery Storage | OTHER | LESR | 54 | 54 | .8 | 216 | 216 | 1 | 1 | 24 | 4 |  |  | 108 | 1 | 54 | 54 | 54 | 54 | 54 | 54 | 54 | 54 | 54 | 54 | 54 | 54 | Y | South | PD | 54.00 | VLCNTR_6_VCEBT1 and VLCNTR_6_VCEBT2, combined PD 104 MW
VLCNTR_6_VCEBT2 |  |  | Valley Center Energy Storage B | CISO | San Diego-IV | San Diego | Battery Storage | OTHER | LESR | 85 | 85 | .8 | 340 | 340 | 1 | 1 | 24 | 4 |  |  | 136.49 | 2 | 50 | 50 | 50 | 50 | 50 | 50 | 50 | 50 | 50 | 50 | 50 | 50 | Y | South | PD | 50.00 | VLCNTR_6_VCEBT1 and VLCNTR_6_VCEBT2, combined PD 104 MW
VLCNTR_6_VCSLR |  |  | Cole Grade | CISO | San Diego-IV | San Diego | Solar_1Axis | PHOTO VOLTAIC | SUN | 2.33 | 2.4 |  |  |  |  | 1 | 24 | 24 |  |  |  |  | 0.01 | 0.07 | 0.08 | 0.1 | 0.15 | 0.31 | 0.34 | 0.29 | 0.26 | 0.17 | 0.13 | 0.08 | N | South | FC
VLCNTR_6_VCSLR1 |  |  | Valley Center 1 | CISO | San Diego-IV | San Diego | Solar_Fixed | PHOTO VOLTAIC | SUN | 2.5 | 2.5 |  |  |  |  | 1 | 24 | 24 |  |  |  |  | 0.01 | 0.08 | 0.09 | 0.11 | 0.16 | 0.33 | 0.36 | 0.31 | 0.28 | 0.19 | 0.14 | 0.09 | N | South | FC
VLCNTR_6_VCSLR2 |  |  | Valley Center 2 | CISO | San Diego-IV | San Diego | Solar_Fixed | PHOTO VOLTAIC | SUN | 5 | 5 |  |  |  |  | 1 | 24 | 24 |  |  |  |  | 0.02 | 0.15 | 0.18 | 0.22 | 0.32 | 0.66 | 0.72 | 0.62 | 0.56 | 0.37 | 0.29 | 0.18 | N | South | FC
VLYHOM_7_SSJID |  |  | Woodward Power Plant | CISO | Stockton | Tesla-Bellota, Stanislaus | Hydro | HYDRO | WATER | 3 | 5 |  |  |  |  | 1 | 24 | 24 |  |  |  |  | 0 | 0 | 0 | 0.49 | 0.16 | 0.19 | 0.75 | 0.54 | 0.09 | 0 | 0 | 0 | N | North | FC
VOLTA_2_UNIT 1 |  |  | VOLTA HYDRO UNIT 1 | CISO | CAISO System |  | Hydro | HYDRO | WATER | 9.1 | 9.1 |  |  |  |  | 1 | 24 | 24 |  |  |  |  | 4.69 | 5.15 | 3.64 | 2.94 | 3.96 | 3.38 | 2.7 | 2.44 | 3.05 | 2.26 | 2.75 | 3.79 | N | North | FC
VOLTA_2_UNIT 2 |  |  | Volta Hydro Unit 2 | CISO | CAISO System |  | Hydro | HYDRO | WATER | 1 | 1 |  |  |  |  | 1 | 24 | 24 |  |  |  |  | 0.34 | 0.43 | 0.48 | 0.42 | 0.5 | 0.39 | 0.32 | 0.23 | 0.36 | 0.12 | 0.16 | 0.22 | N | North | FC
VOLTA_6_BAILCK |  |  | Bailey Creek Ranch | CISO | CAISO System |  | Hydro | HYDRO | WATER | 0.63 | 0.6 |  |  |  |  | 1 | 24 | 24 |  |  |  |  | 0 | 0 | 0 | 0 | 0 | 0 | 0 | 0 | 0 | 0 | 0 | 0 | N | North | EO
VOLTA_6_DIGHYD |  |  | Digger Creek Ranch Hydro | CISO | CAISO System |  | Hydro | HYDRO | WATER | 0.6 | 0.6 |  |  |  |  | 1 | 24 | 24 |  |  |  |  | 0.3 | 0.31 | 0.38 | 0.46 | 0.36 | 0.38 | 0.32 | 0.29 | 0.28 | 0.23 | 0.24 | 0.29 | N | North | FC
VOLTA_7_PONHY1 |  |  | Ponderosa Bailey Hydroelectric | CISO | CAISO System |  | Hydro | HYDRO | WATER | 1.25 | 1.25 |  |  |  |  | 1 | 24 | 24 |  |  |  |  | 0.47 | 0.45 | 0.51 | 0.4 | 0.46 | 0.35 | 0.3 | 0.27 | 0.27 | 0.24 | 0.22 | 0.26 | N | North | FC
VOLTA_7_QFUNTS |  |  | VOLTA_7_QFUNTS | CISO | CAISO System |  | Hydro | HYDRO | WATER | 0.15 | 2.3 |  |  |  |  | 1 | 24 | 24 |  |  |  |  | 0.15 | 0.15 | 0.15 | 0.15 | 0.15 | 0.15 | 0.15 | 0.05 | 0.03 | 0.02 | 0.04 | 0.06 | N | North | FC
VOYAGR_2_VOAWD5 |  |  | Voyager Wind Oasis Alta | CISO | CAISO System |  | Wind | WIND | WIND | 13.98 | 14 |  |  |  |  | 1 | 24 | 24 |  |  |  |  | 2.47 | 2.63 | 2.31 | 2.21 | 2.35 | 2.16 | 2 | 1.52 | 1.57 | 1.46 | 1.97 | 2.38 | N | South | FC
VOYAGR_2_VOYWD1 |  |  | Voyager 1 | CISO | CAISO System |  | Wind | WIND | WIND | 128.91 | 131.1 |  |  |  |  | 1 | 24 | 24 |  |  |  |  | 22.78 | 24.23 | 21.29 | 20.39 | 21.69 | 19.88 | 18.47 | 14.03 | 14.5 | 13.45 | 18.12 | 21.95 | N | South | FC
VOYAGR_2_VOYWD2 |  |  | Voyager Wind 2 | CISO | CAISO System |  | Wind | WIND | WIND | 126.35 | 128.7 |  |  |  |  | 1 | 24 | 24 |  |  |  |  | 22.33 | 23.75 | 20.86 | 19.99 | 21.26 | 19.48 | 18.1 | 13.75 | 14.21 | 13.18 | 17.76 | 21.52 | N | South | FC
VOYAGR_2_VOYWD3 |  |  | Voyager Wind 3 | CISO | CAISO System |  | Wind | WIND | WIND | 42.45 | 43.2 |  |  |  |  | 1 | 24 | 24 |  |  |  |  | 7.5 | 7.98 | 7.01 | 6.72 | 7.14 | 6.55 | 6.08 | 4.62 | 4.77 | 4.43 | 5.97 | 7.23 | N | South | FC
VOYAGR_2_VOYWD4 |  |  | Voyager Wind 4 | CISO | CAISO System |  | Wind | WIND | WIND | 21.01 | 21.6 |  |  |  |  | 1 | 24 | 24 |  |  |  |  | 3.71 | 3.95 | 3.47 | 3.32 | 3.53 | 3.24 | 3.01 | 2.29 | 2.36 | 2.19 | 2.95 | 3.58 | N | South | FC
VSTAES_6_VESBT1 |  |  | Vista Energy Storage | CISO | San Diego-IV | San Diego | Battery Storage | OTHER | LESR | 40 | 40 | .8 | 160 | 160 | 1 | 1 | 24 | 4 |  |  | 50 | 1 | 10 | 10 | 10 | 10 | 10 | 10 | 10 | 10 | 10 | 10 | 10 | 10 | Y | South | PD | 30.00
WADHAM_6_UNIT |  |  | Wadham Energy LP | CISO | CAISO System |  | Biomass | STEAM | WASTE TO POWER | 29.07 | 32 |  |  |  |  | 1 | 24 | 24 |  |  |  |  | 25.08 | 25.07 | 24.79 | 22.47 | 24.7 | 24.71 | 24.08 | 24.52 | 24.31 | 23.59 | 14.1 | 24.59 | N | North | FC
WALCRK_2_CTG1 |  |  | Walnut Creek Energy Park Unit 1 | CISO | LA Basin | Western | Peaker | COMBUSTION TURBINE | NATURAL GAS | 97.32 | 102.5 |  |  |  |  | 1 | 24 | 24 |  |  | 96.43 | 1 | 96.43 | 96.43 | 96.43 | 96.43 | 96.43 | 96.43 | 96.43 | 96.43 | 96.43 | 96.43 | 96.43 | 96.43 | Y | South | FC
WALCRK_2_CTG2 |  |  | Walnut Creek Energy Park Unit 2 | CISO | LA Basin | Western | Peaker | COMBUSTION TURBINE | NATURAL GAS | 96.91 | 102.5 |  |  |  |  | 1 | 24 | 24 |  |  | 96.91 | 1 | 96.91 | 96.91 | 96.91 | 96.91 | 96.91 | 96.91 | 96.91 | 96.91 | 96.91 | 96.91 | 96.91 | 96.91 | Y | South | FC
WALCRK_2_CTG3 |  |  | Walnut Creek Energy Park Unit 3 | CISO | LA Basin | Western | Peaker | COMBUSTION TURBINE | NATURAL GAS | 96.65 | 102.5 |  |  |  |  | 1 | 24 | 24 |  |  | 96.65 | 1 | 96.65 | 96.65 | 96.65 | 96.65 | 96.65 | 96.65 | 96.65 | 96.65 | 96.65 | 96.65 | 96.65 | 96.65 | Y | South | FC
WALCRK_2_CTG4 |  |  | Walnut Creek Energy Park Unit 4 | CISO | LA Basin | Western | Peaker | COMBUSTION TURBINE | NATURAL GAS | 96.6 | 102.5 |  |  |  |  | 1 | 24 | 24 |  |  | 96.49 | 1 | 96.49 | 96.49 | 96.49 | 96.49 | 96.49 | 96.49 | 96.49 | 96.49 | 96.49 | 96.49 | 96.49 | 96.49 | Y | South | FC
WALCRK_2_CTG5 |  |  | Walnut Creek Energy Park Unit 5 | CISO | LA Basin | Western | Peaker | COMBUSTION TURBINE | NATURAL GAS | 96.65 | 102.5 |  |  |  |  | 1 | 24 | 24 |  |  | 96.65 | 1 | 96.65 | 96.65 | 96.65 | 96.65 | 96.65 | 96.65 | 96.65 | 96.65 | 96.65 | 96.65 | 96.65 | 96.65 | Y | South | FC
WALNUT_2_SOLAR |  |  | Industry MetroLink PV 1 | CISO | LA Basin | Western | Solar_Fixed | PHOTO VOLTAIC | SUN | 1.5 | 1.6 |  |  |  |  | 1 | 24 | 24 |  |  |  |  | 0 | 0 | 0 | 0 | 0 | 0 | 0 | 0 | 0 | 0 | 0 | 0 | N | South | EO
WALNUT_6_HILLGEN |  |  | Puente Hills | CISO | LA Basin | Western | Biogas | OTHER | BIOGAS | 47 | 50 |  |  |  |  | 1 | 24 | 24 |  |  |  |  | 24.29 | 24.59 | 24.45 | 23.57 | 14.5 | 23.88 | 23.82 | 23.67 | 23.62 | 23.04 | 22.82 | 22.74 | N | South | FC
WALNUT_7_WCOVST |  |  | MM West Covina - ST Unit | CISO | LA Basin | Western | Biogas | STEAM | BIOGAS | 6.5 | 6.5 |  |  |  |  | 1 | 24 | 24 |  |  |  |  | 4.87 | 5.02 | 5.52 | 5.44 | 5.34 | 5.31 | 5.25 | 5.22 | 5.21 | 4.99 | 5.18 | 5.15 | N | South | FC
WARNE_2_UNIT |  |  | WARNE HYDRO AGGREGATE | CISO | Big Creek-Ventura |  | Hydro | HYDRO | WATER | 76 | 0 |  |  |  |  | 1 | 24 | 24 |  |  | 0 | 1 | 41.43 | 45.99 | 41.29 | 42.7 | 41.36 | 42.74 | 41.3 | 40.92 | 59.67 | 58.33 | 56.11 | 42.86 | Y | South | FC
WAUKNA_1_SOLAR |  |  | Corcoran Solar | CISO | Fresno | Herndon, Hanford | Solar_Fixed | PHOTO VOLTAIC | SUN | 20 | 20 |  |  |  |  | 1 | 24 | 24 |  |  |  |  | 0.08 | 0.6 | 0.7 | 0.88 | 1.28 | 2.62 | 2.88 | 2.48 | 2.22 | 1.48 | 1.14 | 0.7 | N | North | FC
WAUKNA_1_SOLAR2 |  |  | Corcoran 2 | CISO | Fresno | Herndon, Hanford | Solar_1Axis | PHOTO VOLTAIC | SUN | 19.75 | 19.8 |  |  |  |  | 1 | 24 | 24 |  |  |  |  | 0.08 | 0.59 | 0.69 | 0.87 | 1.26 | 2.59 | 2.84 | 2.45 | 2.19 | 1.46 | 1.13 | 0.69 | N | North | FC
WDLEAF_7_UNIT 1 |  |  | WOODLEAF HYDRO | CISO | Sierra | Drum-Rio Oso | Hydro | HYDRO | WATER | 60 | 60 |  |  |  |  | 1 | 24 | 24 |  |  | 60 | 1 | 60 | 60 | 60 | 60 | 60 | 60 | 60 | 60 | 60 | 60 | 60 | 60 | Y | North | FC
WEBER_6_FORWRD |  |  | Forward | CISO | CAISO System |  | Biogas | RECIPROCATING ENGINE | BIOGAS | 4.2 | 4.3 |  |  |  |  | 1 | 24 | 24 |  |  |  |  | 4.02 | 3.99 | 3.99 | 3.69 | 4 | 4.01 | 4 | 3.91 | 4 | 4.05 | 4.05 | 4.03 | N | North | FC
WESTPT_2_UNIT |  |  | West Point Hydro Plant | CISO | CAISO System |  | Hydro | HYDRO | WATER | 14 | 14 |  |  |  |  | 1 | 24 | 24 |  |  | 0 | 1 | 9.28 | 5.44 | 8.4 | 2.48 | 3.6 | 10.8 | 10.4 | 11.38 | 10 | 10.24 | 10.15 | 10.08 | Y | North | FC
WFRESN_1_SOLAR |  |  | Joya Del Sol | CISO | Fresno |  | Solar_Fixed | PHOTO VOLTAIC | SUN | 1.5 | 1.5 |  |  |  |  | 1 | 24 | 24 |  |  |  |  | 0 | 0 | 0 | 0 | 0 | 0 | 0 | 0 | 0 | 0 | 0 | 0 | N | North | EO
WHEATL_6_LNDFIL |  |  | G2 ENERGY, OSTROM ROAD LLC | CISO | Sierra |  | Biogas | RECIPROCATING ENGINE | BIOGAS | 3.55 | 3.55 |  |  |  |  | 1 | 24 | 24 |  |  |  |  | 3.42 | 3.37 | 3.39 | 3.26 | 3.26 | 3.03 | 3.3 | 3.13 | 3.28 | 3.35 | 3.41 | 2.72 | N | North | FC
WHITNY_6_SOLAR |  |  | Whitney Point Solar | CISO | Fresno | Coalinga, Panoche 115 kV | Solar_1Axis | PHOTO VOLTAIC | SUN | 20 | 22 |  |  |  |  | 1 | 24 | 24 |  |  |  |  | 0 | 0 | 0 | 0 | 0 | 0 | 0 | 0 | 0 | 0 | 0 | 0 | N | North | EO
WHTWTR_1_WINDA1 |  |  | Whitewater Hill Wind Project | CISO | LA Basin | Eastern, Valley-Devers | Wind | WIND | WIND | 61.5 | 61.5 |  |  |  |  | 1 | 24 | 24 |  |  |  |  | 10.87 | 11.56 | 10.16 | 9.73 | 10.35 | 9.48 | 8.81 | 6.69 | 6.92 | 6.42 | 8.65 | 10.47 | N | South | FC
WISE_1_UNIT 1 |  |  | Wise Hydro Unit 1 | CISO | Sierra | Placer, Gold Hill-Drum, Drum-Rio Oso, South of Rio Oso, South of Palermo | Hydro | HYDRO | WATER | 14.5 | 14.5 |  |  |  |  | 1 | 24 | 24 |  |  | 0 | 1 | 3.85 | 5 | 4.51 | 6.48 | 8.44 | 7.84 | 9.28 | 7.36 | 5.84 | 2.54 | 0 | 3.68 | Y | North | FC
WISE_1_UNIT 2 |  |  | WISE HYDRO UNIT 2 | CISO | Sierra | Placer, Gold Hill-Drum, Drum-Rio Oso, South of Rio Oso, South of Palermo | Hydro | HYDRO | WATER | 3.2 | 3.2 |  |  |  |  | 1 | 24 | 24 |  |  |  |  | 0 | 0 | 0 | 0 | 0 | 0 | 0 | 0 | 0 | 0 | 0 | 0 | Y | North | FC
WISHON_6_UNITS |  |  | Wishon/San Joaquin #1-A AGGREGATE | CISO | Fresno | Borden | Hydro | HYDRO | WATER | 18.4 | 0 |  |  |  |  | 1 | 24 | 24 |  |  | 0 | 2 | 1.3 | 1.68 | 2.48 | 2.38 | 0.8 | 0.4 | 0 | 0 | 0 | 7.01 | 6.46 | 1.84 | Y | North | FC
WISTRA_2_WRSSR1 |  |  | Wistaria Ranch Solar | CISO | San Diego-IV |  | Solar_1Axis | PHOTO VOLTAIC | SUN | 100 | 100 |  |  |  |  | 1 | 24 | 24 |  |  |  |  | 0.4 | 3 | 3.5 | 4.4 | 6.4 | 13.1 | 14.4 | 12.4 | 11.1 | 7.4 | 5.7 | 3.5 | N | South | FC
WLDWD_1_SOLAR1 |  |  | Wildwood Solar I | CISO | CAISO System |  | Solar_1Axis | PHOTO VOLTAIC | SUN | 20 | 20 |  |  |  |  | 1 | 24 | 24 |  |  |  |  | 0.08 | 0.6 | 0.7 | 0.88 | 1.28 | 2.62 | 2.88 | 2.48 | 2.22 | 1.48 | 1.14 | 0.7 | N | North | FC
WLDWD_1_SOLAR2 |  |  | Wildwood Solar 2 | CISO | CAISO System |  | Solar_1Axis | PHOTO VOLTAIC | SUN | 15 | 15 |  |  |  |  | 1 | 24 | 24 |  |  |  |  | 0.06 | 0.45 | 0.53 | 0.66 | 0.96 | 1.97 | 2.16 | 1.86 | 1.67 | 1.11 | 0.86 | 0.53 | N | North | FC
WNDMAS_2_UNIT 1 |  |  | BUENA VISTA ENERGY, LLC | CISO | Bay Area | Contra Costa | Wind | WIND | WIND | 38 | 36 |  |  |  |  | 1 | 24 | 24 |  |  |  |  | 12.48 | 13.39 | 11.94 | 12.61 | 13.05 | 9.63 | 8.56 | 8.04 | 8.26 | 6.92 | 8.74 | 11.17 | N | North | FC
WNDSTR_2_WIND |  |  | Windstar | CISO | CAISO System |  | Wind | WIND | WIND | 120 | 0 |  |  |  |  | 1 | 24 | 24 |  |  |  |  | 21.2 | 22.55 | 19.82 | 18.98 | 20.19 | 18.5 | 17.19 | 13.06 | 13.49 | 12.52 | 16.87 | 20.44 | N | South | FC
WOLFSK_1_UNITA1 |  |  | Wolfskill Energy Center | CISO | CAISO System |  | Peaker | COMBUSTION TURBINE | NATURAL GAS | 48.68 | 49.9 |  |  |  |  | 1 | 24 | 24 |  |  | 46.9 | 1 | 46.9 | 46.9 | 46.9 | 46.9 | 46.9 | 46.9 | 46.9 | 46.9 | 46.9 | 46.9 | 46.9 | 46.9 | Y | North | FC
WOODWR_1_HYDRO |  |  | Quinten Luallen | CISO | Fresno | Herndon | Hydro | HYDRO | WATER | 7.3 | 7.3 |  |  |  |  | 1 | 24 | 24 |  |  |  |  | 0 | 0 | 0 | 0 | 0 | 0 | 0 | 0 | 0 | 0 | 0 | 0 | N | North | EO
WRGHTP_7_AMENGY |  |  | SMALL QF AGGREGATION - LOS BANOS | #N/A | Fresno |  | Hydro | #N/A | #N/A | #N/A | #N/A |  |  |  |  | 1 | 24 | 24 |  |  |  |  | 0 | 0.05 | 0.03 | 0.06 | 0.17 | 0.24 | 0.51 | 0.51 | 0.51 | 0.31 | 0.21 | 0.02 | N | North | FC
WRGTSR_2_WSFSR1 |  |  | Wright Solar Freeman | CISO | CAISO System |  | Solar_Fixed | PHOTO VOLTAIC | SUN | 200 | 200 |  |  |  |  | 1 | 24 | 24 |  |  |  |  | 0.8 | 6 | 7 | 8.8 | 12.8 | 26.2 | 28.8 | 24.8 | 22.2 | 14.8 | 11.4 | 7 | N | North | FC
WSENGY_1_UNIT 1 |  |  | Wheelabrator Shasta | CISO | CAISO System |  | Biomass | STEAM | BIOMASS | 50 | 50 |  |  |  |  | 1 | 24 | 24 |  |  |  |  | 34.02 | 34.03 | 34.02 | 33.45 | 34.02 | 34.02 | 34.18 | 36.25 | 34.56 | 34.04 | 32.96 | 34.04 | N | North | FC
WSTWND_2_M89BT2 |  |  | Mojave 89 BESS 2B | CISO | CAISO System |  | Battery Storage | OTHER | LESR | 70.6 | 70.6 | .8 | 282.4 | 282.4 | 1 | 1 | 24 | 4 |  |  |  |  | JUN: 0; JUL: 0; AUG: 0; SEP: 0; OCT: 0; NOV: 0; DEC: 0 | Y | South | EO
WSTWND_2_M89WD1 |  |  | Mojave 89 | CISO | CAISO System |  | Wind | OTHER | HYBD | 82.65 | 82.65 |  |  |  |  | 1 | 24 | 24 |  |  | 82.22 | 1 | 14.6 | 15.53 | 13.65 | 13.08 | 13.9 | 12.74 | 11.84 | 9 | 9.29 | 8.62 | 11.62 | 14.08 | Y | South | FC |  | Hybrid - However Wind is FCDS and BESS is EO
WSTWND_2_M89WD2 |  |  | Mojave 89 Wind | CISO | CAISO System |  | Wind | WIND | WIND | 82.65 | 82.7 |  |  |  |  | 1 | 24 | 24 |  |  |  |  | JUN: 12.74; JUL: 11.84; AUG: 9; SEP: 9.29; OCT: 8.62; NOV: 11.62; DEC: 14.08 | N | South | FC
WSTWND_2_M90WD2 |  |  | Mojave 90 | CISO | CAISO System |  | Wind | WIND | WIND | 64.82 | 64.9 |  |  |  |  | 1 | 24 | 24 |  |  |  |  | 11.45 | 12.18 | 10.7 | 10.25 | 10.9 | 10 | 9.29 | 7.06 | 7.29 | 6.76 | 9.11 | 11.04 | N | South | FC |  | Hybrid - However Wind is FCDS and BESS is EO
WSTWND_2_SBSBT1 |  |  | Sagebrush Solar 2 | CISO | CAISO System |  | Battery Storage | OTHER | LESR | 80 | 80 | .8 | 320 | 320 | 1 | 1 | 24 | 4 |  |  |  |  | JUN: 80; JUL: 80; AUG: 80; SEP: 80; OCT: 80; NOV: 80; DEC: 80 | Y | South | ID | 100% | Waiting for Mesa-Laguna Bell 230 kV line upgrade project
YELPIN_2_YP2BT1 |  |  | Yellow Pine 2 BESS | CISO | CAISO System |  | Battery Storage | OTHER | LESR | 65 | 65 | .8 | 260 | 260 | 1 | 1 | 24 | 4 |  |  |  |  | AUG: 65; SEP: 65; OCT: 65; NOV: 65; DEC: 65 | Y | South | ID | 65.00 | Waiting on in LV RAS and CRAS
YUBACT_1_SUNSWT |  |  | YUBA CITY COGEN | CISO | Sierra | Pease, Drum-Rio Oso | Peaker | COMBUSTION TURBINE | NATURAL GAS | 49.97 | 49 |  |  |  |  | 1 | 24 | 24 |  |  | 0 | 1 | 49.97 | 49.97 | 49.97 | 49.97 | 49.97 | 49.97 | 49.97 | 49.97 | 49.97 | 49.97 | 49.97 | 49.97 | Y | North | FC
YUBACT_6_UNITA1 |  |  | Yuba City Energy Center (Calpine) | CISO | Sierra | Pease, Drum-Rio Oso | Peaker | COMBUSTION TURBINE | NATURAL GAS | 47.16 | 49.9 |  |  |  |  | 1 | 24 | 24 |  |  | 47.16 | 1 | 47.16 | 47.16 | 47.16 | 47.16 | 47.16 | 47.16 | 47.16 | 47.16 | 47.16 | 47.16 | 47.16 | 47.16 | Y | North | FC
ZOND_6_UNIT |  |  | ZOND WINDSYSTEMS INC. | CISO | Bay Area | Contra Costa | Wind | WIND | WIND | 17.1 | 24.1 |  |  |  |  | 1 | 24 | 24 |  |  |  |  | 5.62 | 6.02 | 5.37 | 5.68 | 5.87 | 4.33 | 3.85 | 3.62 | 3.72 | 3.11 | 3.93 | 5.03 | N | North | FC
ALHMBR_1_ALHSLR |  |  | Alhambra (Solar Gen 2) | IID |  |  | Solar_Fixed | PHOTO VOLTAIC | SUN | 50 | 50 |  |  |  |  | 1 | 24 | 24
ANZA_6_SOLAR1 |  |  | Seville Solar One | IID |  |  | Solar_1Axis | PHOTO VOLTAIC | SUN | 20 | 20 |  |  |  |  | 1 | 24 | 24
ARKANS_1_ARKSLR |  |  | Arkansas (Solar Gen 2) | IID |  |  | Solar_Fixed | PHOTO VOLTAIC | SUN | 50 | 50 |  |  |  |  | 1 | 24 | 24
ARLINT_5_SCEDYN |  |  | Arlington Valley CC | AZPS |  |  | CCGT | COMBINED CYCLE | NATURAL GAS | 565 | 0 |  |  |  |  | 1 | 24 | 24
ARLVAL_5_SOLAR |  |  | Arlington Valley Solar Energy II | SRP |  |  | Solar_Fixed | PHOTO VOLTAIC | SUN | 127 | 127 |  |  |  |  | 1 | 24 | 24
BCTSYS_5_PWXDYN |  |  | BCTSYS_5_PWXDYN | BPAT |  |  | Hydro | 0 | WATER | 428 | 0 |  |  |  |  | 1 | 24 | 24
BEJNLS_5_BV2SCEDYN |  |  | Broadview 2 | AZPS |  |  | Wind | WIND | WIND | 167 | 0 |  |  |  |  | 1 | 24 | 24
BEKWJS_5_BV1SCEDYN |  |  | Broadview 1 | AZPS |  |  | Wind | WIND | WIND | 130 | 0 |  |  |  |  | 1 | 24 | 24
CALPSS_6_SOLAR1 |  |  | Calipatria Solar | IID |  |  | Solar_Fixed | PHOTO VOLTAIC | SUN | 19.9 | 20 |  |  |  |  | 1 | 24 | 24
CLINESCO_3_PVDYN |  |  | CLINES CORNERS | PNM |  |  | Wind | WIND | WIND | 129.94 | 0 |  |  |  |  | 1 | 24 | 24
CLINESCO_3_WBDYN |  |  | CLINES CORNERS B | PNM |  |  | Wind | WIND | WIND | 194.28 | 0 |  |  |  |  | 1 | 24 | 24
COLGNS_2_CNSSR1 |  |  | ColGreen North Shore | IID |  |  | Solar_Fixed | PHOTO VOLTAIC | SUN | 74.8 | 74.8 |  |  |  |  | 1 | 24 | 24
DURNMESA_3_WBDYN |  |  | DURAN MESA | PNM |  |  | Wind | WIND | WIND | 105.08 | 0 |  |  |  |  | 1 | 24 | 24
ELCABO_5_ECWSCEDYN |  |  | El Cabo Wind | AZPS |  |  | Wind | WIND | WIND | 298 | 0 |  |  |  |  | 1 | 24 | 24
GRADYW_5_GDYWD1 |  |  | Grady Wind | AZPS |  |  | Wind | WIND | WIND | 200 | 220.5 |  |  |  |  | 1 | 24 | 24
GRIFFI_2_LSPDYN |  |  | Griffith Energy | WALC |  |  | CCGT | COMBINED CYCLE | NATURAL GAS | 570 | 0 |  |  |  |  | 1 | 24 | 24
HOOV_2_ANAPT |  |  | Hoover Power Plant | WALC |  |  | Hydro | HYDRO | WATER | 40.39 | 41 |  |  |  |  | 1 | 24 | 24
HOOVER_2_MWDPT |  |  | HOOVER MWD | WALC |  |  | Hydro | HYDRO | WATER | 249 | 250 |  |  |  |  | 1 | 24 | 24 |  |  | 249.95 | 1
HOOVER_2_SCEPT |  |  | Hoover DAM - SCE Share | WALC |  |  | Hydro | HYDRO | WATER | 287 | 288 |  |  |  |  | 1 | 24 | 24 |  |  | 286 | 1
HOOVER_2_VEAPT |  |  | HOOVER VEA | WALC |  |  | Hydro | HYDRO | WATER | 16 | 18 |  |  |  |  | 1 | 24 | 24 |  |  | 17.67 | 1
INTMNT_3_ANAHEIM |  |  | Intermountain Power Project | LADWP |  |  | Coal | STEAM | COAL | 234 | 0 |  |  |  |  | 1 | 24 | 24 |  |  | 236 | 1
INTMNT_3_PASADENA |  |  | Intermountain Power Project | LADWP |  |  | Coal | STEAM | COAL | 107 | 0 |  |  |  |  | 1 | 24 | 24
INTMNT_3_RIVERSIDE |  |  | IPPDYN | LADWP |  |  | Coal | STEAM | COAL | 136 | 0 |  |  |  |  | 1 | 24 | 24 |  |  | 136 | 1
MAGNLA_6_ANAHEIM |  |  | Magnolia Power Plant Anaheim | LADWP |  |  | CCGT | COMBINED CYCLE | NATURAL GAS | 109 | 0 |  |  |  |  | 1 | 24 | 24 |  |  | 109 | 1
MAGNLA_6_CERRITOS |  |  | Magnolia Power Plant Cerritos | LADWP |  |  | CCGT | COMBINED CYCLE | NATURAL GAS | 12 | 0 |  |  |  |  | 1 | 24 | 24
MAGNLA_6_COLTON |  |  | Magnolia Power Project | LADWP |  |  | CCGT | COMBINED CYCLE | NATURAL GAS | 12 | 0 |  |  |  |  | 1 | 24 | 24
MAGNLA_6_PASADENA |  |  | Magnolia Power Plant - PASADENA | LADWP |  |  | CCGT | COMBINED CYCLE | NATURAL GAS | 18 | 0 |  |  |  |  | 1 | 24 | 24
MALIN_5_BPADYN |  |  | MALIN_5_BPADYN | BPAT |  |  | Hydro | 0 | WATER | 700 | 0 |  |  |  |  | 1 | 24 | 24
MALIN_5_GCPDDYN |  |  | Grant County Hydro Facilities | BPAT |  |  | Hydro | HYDRO | WATER | 125 | 0 |  |  |  |  | 1 | 24 | 24
MALIN_5_HERMDYN |  |  | MALIN_5_HERMDYN | BPAT |  |  | CCGT | COMBINED CYCLE | NATURAL GAS | 308 | 0 |  |  |  |  | 1 | 24 | 24
MALIN_5_IBERDR |  |  | Iberdrola Centroid Sytem Resource | BPAT |  |  | Wind | WIND | WIND | 100 | 0 |  |  |  |  | 1 | 24 | 24
MALIN_5_INHRED |  |  | CSF Columbia Gorge | BPAT |  |  | Wind | WIND | WIND | 50 | 0 |  |  |  |  | 1 | 24 | 24
MALIN_5_INHRPG |  |  | BIGLOW CANYON | BPAT |  |  | Wind | WIND | WIND | 50 | 0 |  |  |  |  | 1 | 24 | 24
MIDWY3_2_MDSSR1 |  |  | Midway South Solar Farm | IID |  |  | Solar_Fixed | PHOTO VOLTAIC | SUN | 20 | 20 |  |  |  |  | 1 | 24 | 24
MIDWYS_2_MIDSL1 |  |  | Midway Solar Farm | IID |  |  | Solar_Fixed | PHOTO VOLTAIC | SUN | 49.9 | 50 |  |  |  |  | 1 | 24 | 24
MILFRD_7_PASADENA |  |  | Milford I | LADWP |  |  | Wind | WIND | WIND | 5 | 0 |  |  |  |  | 1 | 24 | 24
MSQUIT_5_SERDYN |  |  | MSQUIT_5_SERDYN | SRP |  |  | CCGT | COMBINED CYCLE | NATURAL GAS | 625 | 0 |  |  |  |  | 1 | 24 | 24
NGILAA_5_SDGDYN |  |  | NGILAA_5_SDGDYN | AZPS |  |  | CCGT | COMBINED CYCLE | NATURAL GAS | 55 | 0 |  |  |  |  | 1 | 24 | 24
PVERDE_5_SCEDYN |  |  | PVERDE_5_SCEDYN | SRP |  |  | Nuclear | 0 | URANIUM | 635 | 0 |  |  |  |  | 1 | 24 | 24
RAMON_2_SCEDYN |  |  | RAMON_2_SCEDYN | IID |  |  | Geothermal | OTHER | GEOTHERMAL | 106.18 | 0 |  |  |  |  | 1 | 24 | 24
SIGHEB_6_HE2SCEDYN |  |  | Heber 2 | IID |  |  | Geothermal | COMBUSTION TURBINE | GEOTHERMAL | 28 | 0 |  |  |  |  | 1 | 24 | 24
SIGHEB_6_MIRDYN |  |  | Heber South | IID |  |  | Geothermal | COMBUSTION TURBINE | GEOTHERMAL | 17 | 0 |  |  |  |  | 1 | 24 | 24
SNORA_2_SNRSLR |  |  | Sonora (Solar Gen 2) | IID |  |  | Solar_Fixed | PHOTO VOLTAIC | SUN | 50 | 50 |  |  |  |  | 1 | 24 | 24
SUNSTR_5_SS1SCEDYN |  |  | Sunstream Solar 1 | AZPS |  |  | Solar_Fixed | PHOTO VOLTAIC | SUN | 150 | 0 |  |  |  |  | 1 | 24 | 24
SUTTER_2_CISO |  |  | Sutter Power Plant Pseudo-CISO | BANC |  |  | CCGT | COMBINED CYCLE | NATURAL GAS | 275 | 280 |  |  |  |  | 1 | 24 | 24
TECOLOTE_3_WBDYN |  |  | TECOLOTE WIND | PNM |  |  | Wind | WIND | WIND | 271.68 | 0 |  |  |  |  | 1 | 24 | 24
TITANS_2_TTSSR1 |  |  | Titan Solar 1 Pseudo | IID |  |  | Solar_1Axis | PHOTO VOLTAIC | SUN | 70 | 70 |  |  |  |  | 1 | 24 | 24
TOWNSITE_2_MEADDYN | TOWNSITE_2_MEADDYN_SUN |  | Townsite Solar BESS | WALC |  |  | Hybrid_Solar1Axis | OTHER | OTHER | 180 | 180 |  |  |  |  | 1 | 24 | 24 | 180 |  | 90 | 2 | 90.37 | 93.43 | 94.25 | 95.86 | 98.74 | 108.28 | 110.06 | 106.92 | 104.39 | 99.01 | 95.97 | 92.63
TOWNSITE_2_MEADDYN | TOWNSITE_2_MEADDYN_LESR |  | Townsite Solar BESS | WALC |  |  | Hybrid_Storage | OTHER | OTHER | 180 | 180 | .8 | 720 | 720 | 1 | 1 | 24 | 4 | 180 | N | 90 | 2
WHITEH_2_MEADDYN1 |  |  | White Hills A | WALC |  |  | Wind | WIND | WIND | 50 | 0 |  |  |  |  | 1 | 24 | 24
WHITEH_2_MEADDYN2 |  |  | White Hills B | WALC |  |  | Wind | WIND | WIND | 300 | 0 |  |  |  |  | 1 | 24 | 24
WISTER_2_WISSR1 |  |  | Wister Solar | IID |  |  | Solar_Fixed | PHOTO VOLTAIC | SUN | 20 | 20 |  |  |  |  | 1 | 24 | 24
WSNR_2_CVPDYN |  |  | Central Valley 1 | BANC |  |  | Hydro | HYDRO | WATER | 10 | 0 |  |  |  |  | 1 | 24 | 24
WSNR_2_TESLADYN |  |  | Central Valley Tesla | BANC |  |  | Hydro | HYDRO | WATER | 10 | 0 |  |  |  |  | 1 | 24 | 24
WSNR_5_TRCYDYN |  |  | Central Valley Tracy | BANC |  |  | Hydro | HYDRO | WATER | 10 | 0 |  |  |  |  | 1 | 24 | 24

## VER Exceedance Profiles
| 70% all season | Solar Fixed | North
|  | 1 | 2 | 3 | 4 | 5 | 6 | 7 | 8 | 9 | 10 | 11 | 12 | 13 | 14 | 15 | 16 | 17 | 18 | 19 | 20 | 21 | 22 | 23 | 24
1 | January | 0% | 0% | 0% | 0% | 0% | 0% | 0% | 2.01% | 16.8% | 34.44% | 44.24% | 48.34% | 47.82% | 42.84% | 39.61% | 24.42% | 5.481% | 0.001273% | 0% | 0% | 0% | 0% | 0% | 0%
2 | February | 0% | 0% | 0% | 0% | 0% | 0% | 0.00492% | 9.24% | 36.93% | 47.05% | 57.03% | 58.13% | 59.2% | 56.92% | 54.87% | 43.32% | 20.66% | 1.461% | 0% | 0% | 0% | 0% | 0% | 0%
3 | March | 0% | 0% | 0% | 0% | 0% | 0% | 0% | 5.097% | 29.04% | 48.11% | 56.3% | 57.13% | 60.67% | 58.59% | 53.63% | 46.25% | 32.43% | 9.219% | 0.08348% | 0.0007353% | 0% | 0% | 0% | 0%
4 | April | 0% | 0% | 0% | 0% | 0% | 0% | 0.3214% | 16.18% | 45.19% | 62.07% | 69.33% | 73.71% | 74.64% | 76.53% | 74.27% | 70.22% | 60.67% | 46.53% | 17.46% | 0.6464% | 0% | 0% | 0% | 0%
5 | May | 0% | 0% | 0% | 0% | 0% | 5.891e-05% | 4.894% | 30.7% | 54.55% | 67.27% | 75.36% | 78.84% | 77.87% | 76.37% | 76.34% | 73.57% | 65.43% | 54.17% | 28.65% | 3.72% | 0.0002955% | 0% | 0% | 0%
6 | June | 0% | 0% | 0% | 0% | 0% | 0.03093% | 8.566% | 36.13% | 58.7% | 72.92% | 80.44% | 84.59% | 86.24% | 87.17% | 85.67% | 81.63% | 73.38% | 59.58% | 36.31% | 8.951% | 0.09652% | 0% | 0% | 0%
7 | July | 0% | 0% | 0% | 0% | 0% | 3.343e-06% | 4.201% | 30.52% | 58.46% | 74.81% | 83.5% | 87.85% | 89.25% | 88.53% | 86.57% | 82.25% | 74.17% | 60.18% | 35.8% | 7.851% | 0.0422% | 0% | 0% | 0%
8 | August | 0% | 0% | 0% | 0% | 0% | 0% | 0.7909% | 19.07% | 50.5% | 70.14% | 80.54% | 85.18% | 86.08% | 86.01% | 84.18% | 80.03% | 70.24% | 51.75% | 20.83% | 1.37% | 0% | 0% | 0% | 0%
9 | September | 0% | 0% | 0% | 0% | 0% | 0% | 0.02139% | 10.6% | 42% | 64.51% | 75.58% | 79.5% | 80.8% | 80.08% | 78.5% | 74.26% | 61.52% | 34.59% | 5.284% | 0.0005522% | 0% | 0% | 0% | 0%
10 | October | 0% | 0% | 0% | 0% | 0% | 0% | 0% | 3.268% | 30.25% | 54.09% | 66.01% | 69.37% | 70.28% | 69.66% | 68.19% | 61.49% | 44.52% | 13.26% | 0.1047% | 0% | 0% | 0% | 0% | 0%
11 | November | 0% | 0% | 0% | 0% | 0% | 0% | 0.06091% | 10.09% | 32.43% | 52.98% | 59.84% | 60.61% | 62.32% | 57.91% | 47.37% | 28.21% | 3.424% | 0% | 0% | 0% | 0% | 0% | 0% | 0%
12 | December | 0% | 0% | 0% | 0% | 0% | 0% | 0% | 2.457% | 14.9% | 28.41% | 40.55% | 45.1% | 42.15% | 38.47% | 30.05% | 15.5% | 1.9% | 0% | 0% | 0% | 0% | 0% | 0% | 0%
| 70% all season | Solar Fixed 1: Solar Tracking; North 2: North
|  | 1 | 2 | 3 | 4 | 5 | 6 | 7 | 8 | 9 | 10 | 11 | 12 | 13 | 14 | 15 | 16 | 17 | 18 | 19 | 20 | 21 | 22 | 23 | 24
1 | January | 0% | 0% | 0% | 0% | 0% | 0% | 0% | 1.86% | 14.46% | 28.34% | 35.19% | 40.53% | 39.71% | 36.19% | 34.34% | 21.4% | 4.922% | 0.001898% | 0% | 0% | 0% | 0% | 0% | 0%
2 | February | 0% | 0% | 0% | 0% | 0% | 0% | 0.01448% | 10.56% | 46.82% | 58.95% | 58.78% | 59.2% | 58.96% | 56.57% | 56.37% | 48.44% | 23.47% | 1.291% | 0% | 0% | 0% | 0% | 0% | 0%
3 | March | 0% | 0% | 0% | 0% | 0% | 0% | 0.0002461% | 6.423% | 35.66% | 59.31% | 63.53% | 61.89% | 61.62% | 60.38% | 56.06% | 50.65% | 42.03% | 10.76% | 0.009074% | 3.142e-05% | 0% | 0% | 0% | 0%
4 | April | 0% | 0% | 0% | 0% | 0% | 0% | 0.4957% | 22.81% | 56.58% | 66.47% | 65.23% | 65.8% | 68.61% | 68.15% | 68.11% | 66.07% | 64.36% | 56.12% | 23% | 0.7448% | 0% | 0% | 0% | 0%
5 | May | 0% | 0% | 0% | 0% | 0% | 0.002599% | 8.228% | 47.41% | 65.95% | 69.26% | 69.91% | 70.45% | 70.41% | 70.43% | 72.43% | 72.94% | 70.92% | 67.28% | 41.37% | 5.368% | 0.0001566% | 0% | 0% | 0%
6 | June | 0% | 0% | 0% | 0% | 0% | 0.0562% | 15.6% | 57.02% | 77.44% | 83.09% | 84.09% | 85.11% | 85.35% | 85.2% | 84.36% | 84.45% | 81.72% | 76.33% | 55.44% | 14.94% | 0.1339% | 0% | 0% | 0%
7 | July | 0% | 0% | 0% | 0% | 0% | 0.000671% | 7.231% | 46.41% | 76.76% | 84.84% | 86.13% | 86.07% | 85.56% | 85.33% | 84.41% | 84.04% | 81.11% | 75.13% | 51.97% | 12.28% | 0.0664% | 0% | 0% | 0%
8 | August | 0% | 0% | 0% | 0% | 0% | 0% | 1.077% | 27.58% | 64.97% | 78.1% | 81.56% | 82.17% | 81.88% | 81.36% | 81.16% | 80.71% | 77.54% | 63.37% | 28.29% | 1.695% | 0% | 0% | 0% | 0%
9 | September | 0% | 0% | 0% | 0% | 0% | 0% | 0.0407% | 13.91% | 52.02% | 68.71% | 73.08% | 73.76% | 72.61% | 72.52% | 73.36% | 73.61% | 66.65% | 41.31% | 5.612% | 5.804e-05% | 0% | 0% | 0% | 0%
10 | October | 0% | 0% | 0% | 0% | 0% | 0% | 2.162e-06% | 3.696% | 33.46% | 58.74% | 63.19% | 62.42% | 60.19% | 61.84% | 62.58% | 61.86% | 49.54% | 13.94% | 0.09415% | 0% | 0% | 0% | 0% | 0%
11 | November | 0% | 0% | 0% | 0% | 0% | 0% | 0.07088% | 9.19% | 31.68% | 45.67% | 49.29% | 48.42% | 48.9% | 50.21% | 46.35% | 26.67% | 3.174% | 0% | 0% | 0% | 0% | 0% | 0% | 0%
12 | December | 0% | 0% | 0% | 0% | 0% | 0% | 0.000188% | 1.874% | 12.36% | 21.97% | 29.48% | 33.03% | 34.37% | 31.3% | 26.14% | 13.57% | 1.628% | 0% | 0% | 0% | 0% | 0% | 0% | 0%
| 70% all season | Solar Tracking 1: Solar Fixed; North 2: South
|  | 1 | 2 | 3 | 4 | 5 | 6 | 7 | 8 | 9 | 10 | 11 | 12 | 13 | 14 | 15 | 16 | 17 | 18 | 19 | 20 | 21 | 22 | 23 | 24
1 | January | -1.741e-06% | -5.416e-05% | -9.567e-05% | -0.000103% | -0.0001146% | -6.967e-05% | 0.1381% | 11.87% | 42.02% | 56.77% | 62.03% | 64.82% | 62.46% | 59.64% | 49.9% | 27.85% | 4.027% | 0.0006837% | 0.0004034% | 0.0004426% | 0.0004215% | 0.0003417% | 0.0002193% | 9.408e-05%
2 | February | -1.425e-05% | -7.379e-05% | -0.000123% | -0.0001393% | -0.0001427% | -5.6e-05% | 0.957% | 22.57% | 54.2% | 66.42% | 69.52% | 71.97% | 71.07% | 67.41% | 60.53% | 46.64% | 17.06% | 0.3659% | 0.0004239% | 0.0004328% | 0.0004246% | 0.0003363% | 0.0002203% | 9.855e-05%
3 | March | -3.346e-05% | -0.0001023% | -0.0001426% | -0.0001576% | -0.0001697% | -0.0001231% | 0.1453% | 12.83% | 46.04% | 64.56% | 72.09% | 73.03% | 72.8% | 69.67% | 65.12% | 57.33% | 35.59% | 4.5% | 0.01031% | 0.0005246% | 0.0003839% | 0.0003322% | 0.0002015% | 7.522e-05%
4 | April | -3.01e-05% | -8.875e-05% | -0.0001249% | -0.0001605% | -0.0001664% | -8.743e-05% | 2.169% | 26.07% | 57.37% | 72.23% | 78.97% | 81.51% | 81.63% | 80.03% | 77.62% | 70.86% | 60.44% | 41.86% | 10.22% | 0.1001% | 0.0005848% | 0.0003462% | 0.0002232% | 8.134e-05%
5 | May | -1.293e-05% | -8.189e-05% | -0.0001238% | -0.0001566% | -0.000169% | 0.09382% | 10.43% | 40.44% | 60.92% | 74.14% | 82.37% | 85.02% | 86.08% | 85.2% | 83.85% | 77.74% | 66.95% | 48.72% | 18.61% | 1.075% | 0.0008377% | 0.0003789% | 0.0002413% | 9.117e-05%
6 | June | 0.000204% | 8.873e-05% | -1.223e-05% | -6.847e-05% | -0.0001107% | 0.3563% | 13.75% | 42.1% | 64.45% | 77.19% | 85.42% | 89.27% | 90.23% | 88.79% | 86.64% | 79.48% | 70.53% | 53.62% | 25.48% | 3.144% | 0.004412% | 0.0007718% | 0.0005843% | 0.000406%
7 | July | 0.0005074% | 0.0003588% | 0.0002106% | 0.000124% | 4.627e-05% | 0.01184% | 6.249% | 28.86% | 52.66% | 68.74% | 78.36% | 84.52% | 85.94% | 85.36% | 81.78% | 75.83% | 66.68% | 49.94% | 22.13% | 2.573% | 0.00243% | 0.001366% | 0.001071% | 0.0007206%
8 | August | 0.0006575% | 0.0004569% | 0.0003335% | 0.0002235% | 0.0001387% | 0.0002486% | 2.894% | 26.06% | 55.67% | 71.93% | 81.62% | 87.43% | 88.94% | 87.36% | 83.05% | 74.61% | 64.24% | 42.73% | 11.89% | 0.3134% | 0.002693% | 0.001712% | 0.001198% | 0.000889%
9 | September | 0.00036% | 0.0001986% | 0.0001107% | 5.776e-05% | 9.516e-07% | -2.132e-06% | 0.7176% | 19.77% | 51.76% | 69.78% | 79.85% | 84.48% | 86.17% | 84.96% | 80.79% | 71.51% | 56.21% | 24.86% | 2.078% | 0.007036% | 0.001287% | 0.001032% | 0.0007818% | 0.0005393%
10 | October | 8.95e-05% | -3.052e-06% | -5.266e-05% | -8.109e-05% | -0.0001022% | -6.911e-05% | 0.08198% | 10.66% | 45.38% | 64.89% | 73.16% | 78.25% | 79.76% | 77.68% | 74.66% | 66.05% | 41.56% | 8.155% | 0.03148% | 0.0007448% | 0.0006034% | 0.0005561% | 0.0003796% | 0.0002045%
11 | November | -2.202e-05% | -9.104e-05% | -0.0001336% | -0.0001468% | -0.0001463% | -1.209e-05% | 2.16% | 24.55% | 51.08% | 64.33% | 68.13% | 70.28% | 68.96% | 62.2% | 50.89% | 23.65% | 1.466% | 0.000404% | 0.0003763% | 0.0003897% | 0.0003674% | 0.0002985% | 0.0001797% | 6.733e-05%
12 | December | 7.364e-05% | -1.227e-07% | -5.138e-05% | -7.203e-05% | -5.133e-05% | -2.618e-05% | 0.2428% | 12.32% | 36.73% | 47.75% | 55.26% | 57.88% | 56.07% | 51.25% | 38.96% | 17.4% | 1.127% | 0.0005147% | 0.0005386% | 0.0005663% | 0.0005414% | 0.0004731% | 0.000342% | 0.0002024%
| 70% all season | Solar Fixed 1: Solar Tracking; South 2: South
|  | 1 | 2 | 3 | 4 | 5 | 6 | 7 | 8 | 9 | 10 | 11 | 12 | 13 | 14 | 15 | 16 | 17 | 18 | 19 | 20 | 21 | 22 | 23 | 24
1 | January | 0% | 0% | 0% | 0% | 0% | 0% | 0.03337% | 10.94% | 39.8% | 53% | 55.35% | 56.51% | 55.35% | 52.54% | 48.14% | 30.58% | 5.961% | 0.0005939% | 0% | 0% | 0% | 0% | 0% | 0%
2 | February | 0% | 0% | 0% | 0% | 0% | 0% | 0.5268% | 22.9% | 60.29% | 66.18% | 66.39% | 64.03% | 62.63% | 60.92% | 58.8% | 51.73% | 22.37% | 0.7555% | 0% | 0% | 0% | 0% | 0% | 0%
3 | March | 0% | 0% | 0% | 0% | 0% | 0% | 0.0624% | 14.11% | 51.2% | 66.54% | 69.8% | 66.63% | 65.92% | 63.59% | 59.7% | 55.47% | 40.75% | 7.492% | 0.0004467% | 1.292e-08% | 0% | 0% | 0% | 0%
4 | April | 0% | 0% | 0% | 0% | 0% | 0% | 2.122% | 33.59% | 66.26% | 73.16% | 74.16% | 75.21% | 75.73% | 74.18% | 72.08% | 70.22% | 66.13% | 52.48% | 16.72% | 0.2027% | 0% | 0% | 0% | 0%
5 | May | 0% | 0% | 0% | 0% | 0% | 0.02494% | 13.21% | 52.35% | 70.85% | 77.16% | 81.05% | 80.06% | 80.27% | 79.88% | 79% | 77.17% | 73.07% | 62.39% | 30.98% | 2.323% | 0% | 0% | 0% | 0%
6 | June | 0% | 0% | 0% | 0% | 0% | 0.2672% | 19.16% | 57.28% | 75.95% | 83.23% | 86.12% | 87.66% | 87.1% | 87.28% | 86.23% | 84.22% | 81.35% | 72.1% | 43.57% | 7.257% | 0.00404% | 0% | 0% | 0%
7 | July | 0% | 0% | 0% | 0% | 0% | 0.009592% | 8.885% | 44.87% | 70.31% | 81.04% | 84.48% | 86.3% | 85.84% | 84.32% | 84.01% | 82.35% | 78.72% | 68.09% | 39.57% | 6.06% | 0.001955% | 0% | 0% | 0%
8 | August | 0% | 0% | 0% | 0% | 0% | 0% | 3.314% | 36.71% | 70.79% | 80.9% | 85.42% | 86.54% | 86.42% | 85.16% | 83.66% | 80.69% | 74.86% | 59.36% | 21.64% | 0.6909% | 0% | 0% | 0% | 0%
9 | September | 0% | 0% | 0% | 0% | 0% | 0% | 0.5561% | 23.93% | 63.32% | 74.68% | 79.91% | 81.19% | 81.57% | 80.41% | 79.02% | 76.95% | 67.36% | 36.65% | 3.892% | 8.502e-05% | 0% | 0% | 0% | 0%
10 | October | 0% | 0% | 0% | 0% | 0% | 0% | 0.006139% | 10.98% | 51.11% | 67.9% | 71.33% | 71.77% | 71.66% | 72.15% | 72.64% | 70.06% | 52.1% | 12.05% | 0.01567% | 0% | 0% | 0% | 0% | 0%
11 | November | 0% | 0% | 0% | 0% | 0% | 0% | 1.348% | 25.14% | 52.72% | 61.59% | 61.84% | 60.19% | 61.51% | 59.74% | 55.96% | 31.74% | 2.924% | 0% | 0% | 0% | 0% | 0% | 0% | 0%
12 | December | 0% | 0% | 0% | 0% | 0% | 0% | 0.07697% | 10.69% | 34.89% | 44.34% | 46.26% | 47.2% | 49.6% | 45.95% | 39.77% | 21.57% | 1.773% | 0% | 0% | 0% | 0% | 0% | 0% | 0%
| 70% all season | Solar Tracking 1: Solar Thermal; South 2: South
|  | 1 | 2 | 3 | 4 | 5 | 6 | 7 | 8 | 9 | 10 | 11 | 12 | 13 | 14 | 15 | 16 | 17 | 18 | 19 | 20 | 21 | 22 | 23 | 24
1 | January | 0% | 0% | 0% | 0% | 0% | 0% | 0% | 0% | 0.5065% | 9.419% | 19.16% | 20.32% | 17.83% | 17.97% | 18.57% | 13.52% | 4.491% | 0% | 0% | 0% | 0% | 0% | 0% | 0%
2 | February | 0% | 0% | 0% | 0% | 0% | 0% | 0% | 0% | 10.11% | 28.63% | 33.38% | 31.69% | 27.66% | 26.09% | 27.12% | 26.27% | 16.18% | 2.439% | 0% | 0% | 0% | 0% | 0% | 0%
3 | March | 0% | 0% | 0% | 0% | 0% | 0% | 0% | 0% | 10.65% | 36.38% | 42.81% | 43.04% | 41.66% | 40.62% | 39.06% | 38.79% | 28.02% | 12.52% | 0.3742% | 0% | 0% | 0% | 0% | 0%
4 | April | 0% | 0% | 0% | 0% | 0% | 0% | 0% | 1.561% | 30.95% | 54.73% | 63.85% | 65.91% | 64.86% | 61.3% | 53.43% | 50.51% | 46.01% | 37.97% | 15.31% | 1.875% | 0% | 0% | 0% | 0%
5 | May | 0% | 0% | 0% | 0% | 0% | 0% | 0.5015% | 22.42% | 63.83% | 78.37% | 81.98% | 81.25% | 74.34% | 73.21% | 70.1% | 63.2% | 55.94% | 50.08% | 31.75% | 7.141% | 0% | 0% | 0% | 0%
6 | June | 0% | 0% | 0% | 0% | 0% | 0% | 3.443% | 33.83% | 71.08% | 80.27% | 83.24% | 82.56% | 82.67% | 79.39% | 74.5% | 72.23% | 69.61% | 62.35% | 43.32% | 15.28% | 0.3615% | 0% | 0% | 0%
7 | July | 0% | 0% | 0% | 0% | 0% | 0% | 0% | 6.449% | 34.56% | 53.28% | 61.62% | 62.6% | 64.09% | 59.98% | 56.81% | 54.65% | 52.11% | 46.72% | 33.03% | 10.7% | 0.005077% | 0% | 0% | 0%
8 | August | 0% | 0% | 0% | 0% | 0% | 0% | 0% | 4.606% | 38.19% | 64.53% | 72.2% | 76.41% | 74.34% | 67.66% | 61.78% | 56.39% | 54.46% | 45.46% | 28.31% | 4.261% | 0% | 0% | 0% | 0%
9 | September | 0% | 0% | 0% | 0% | 0% | 0% | 0% | 1.223% | 30.84% | 63.45% | 72.3% | 72.9% | 70.67% | 68.29% | 67.25% | 64.67% | 57.51% | 43.24% | 10.3% | 0.07872% | 0% | 0% | 0% | 0%
10 | October | 0% | 0% | 0% | 0% | 0% | 0% | 0% | 0% | 15.42% | 56.05% | 69.5% | 68.13% | 67.56% | 67.11% | 67.72% | 67.16% | 55.87% | 22.58% | 1.708% | 0% | 0% | 0% | 0% | 0%
11 | November | 0% | 0% | 0% | 0% | 0% | 0% | 0% | 0% | 13.43% | 38.45% | 47.3% | 43.42% | 40.53% | 43.45% | 36.39% | 27.49% | 7.231% | 0% | 0% | 0% | 0% | 0% | 0% | 0%
12 | December | 0% | 0% | 0% | 0% | 0% | 0% | 0% | 0% | 0.3895% | 5.785% | 12.36% | 11.52% | 12.05% | 12.06% | 12.34% | 10.16% | 1.14% | 0% | 0% | 0% | 0% | 0% | 0% | 0%
| 80% summer | Solar Thermal 1: Wind; South 2: North
| 65% non summer | 1 | 2 | 3 | 4 | 5 | 6 | 7 | 8 | 9 | 10 | 11 | 12 | 13 | 14 | 15 | 16 | 17 | 18 | 19 | 20 | 21 | 22 | 23 | 24
1 | January | 3.637% | 3.766% | 3.417% | 3.279% | 3.575% | 3.63% | 3.487% | 3.419% | 3.43% | 3.262% | 2.714% | 2.559% | 2.336% | 2.222% | 2.002% | 1.635% | 2.03% | 2.663% | 3.179% | 3.316% | 3.163% | 3.434% | 3.554% | 3.681%
2 | February | 8.325% | 8.396% | 7.378% | 8.084% | 6.474% | 6.843% | 6.855% | 6.901% | 6.738% | 5.604% | 5.056% | 4.706% | 4.384% | 4.274% | 4.089% | 3.881% | 4.051% | 4.474% | 5.815% | 6.667% | 7.128% | 7.056% | 8.259% | 8.612%
3 | March | 9.279% | 10.22% | 8.381% | 8.791% | 7.322% | 6.042% | 5.414% | 5.415% | 4.904% | 4.373% | 3.48% | 3.523% | 3.789% | 3.699% | 3.794% | 3.604% | 4.368% | 4.894% | 6.147% | 9.324% | 10.99% | 10.44% | 11.59% | 11.43%
4 | April | 28.28% | 27.31% | 26.58% | 21.56% | 18.57% | 16.22% | 15.32% | 12.47% | 9.841% | 9.246% | 7.566% | 6.709% | 6.91% | 7.079% | 7.749% | 10.31% | 16.55% | 21.53% | 21.32% | 24.11% | 27.47% | 26.86% | 28.88% | 29.51%
5 | May | 41.48% | 40.06% | 38.84% | 36.8% | 32.57% | 28.02% | 24.01% | 19.82% | 19.35% | 16.04% | 13.73% | 11.44% | 10.98% | 12.75% | 16.96% | 22.46% | 31.42% | 39.23% | 40.99% | 40.75% | 42.15% | 43.01% | 42.45% | 42.14%
6 | June | 38.05% | 39.89% | 36.61% | 33.51% | 31.19% | 26.63% | 22.89% | 17.32% | 12.82% | 10.27% | 7.847% | 5.444% | 4.647% | 5.902% | 6.469% | 9.942% | 17.15% | 25.48% | 31.82% | 32.77% | 35.87% | 36.69% | 36.34% | 37.67%
7 | July | 59.82% | 58.94% | 54.11% | 49.75% | 47.57% | 42.73% | 36.33% | 30.83% | 22.07% | 17.68% | 11.55% | 8.448% | 7.84% | 11.1% | 13.64% | 19.34% | 31.37% | 39.53% | 42.56% | 44.8% | 50.49% | 52.83% | 57.28% | 59.94%
8 | August | 49.13% | 47.24% | 44.43% | 39.54% | 34.62% | 29.98% | 26.27% | 24.2% | 15.5% | 10.34% | 7.504% | 5.274% | 3.92% | 4.617% | 5.41% | 8.523% | 14.53% | 22.85% | 30.36% | 38.71% | 46.77% | 49.54% | 50.03% | 50.8%
9 | September | 18.57% | 18.7% | 18.13% | 16.16% | 12.77% | 10.34% | 9.597% | 7.775% | 5.854% | 3.615% | 2.743% | 1.384% | 0.9601% | 1.394% | 2.122% | 3.158% | 5.324% | 6.665% | 7.624% | 11.74% | 15.21% | 16.67% | 18.07% | 17.95%
10 | October | 7.807% | 7.097% | 5.603% | 4.464% | 3.448% | 2.941% | 3.361% | 2.856% | 2.516% | 1.736% | 1.089% | 0.9438% | 0.8101% | 0.7039% | 1.01% | 1.036% | 0.9488% | 1.009% | 1.858% | 2.521% | 4.056% | 4.656% | 5.939% | 6.654%
11 | November | 3.87% | 3.754% | 3.545% | 3.27% | 3.085% | 3.443% | 3.273% | 3.492% | 2.623% | 2.423% | 2.073% | 1.838% | 1.644% | 1.518% | 1.632% | 1.748% | 1.914% | 1.901% | 2.112% | 2.87% | 3.288% | 3.706% | 4.157% | 4.1%
12 | December | 3.983% | 3.733% | 3.686% | 3.511% | 3.767% | 3.591% | 3.535% | 4.197% | 3.857% | 3.411% | 2.947% | 2.386% | 2.536% | 2.48% | 2.447% | 2.27% | 2.55% | 2.469% | 3.34% | 3.54% | 3.59% | 4.223% | 4.207% | 4.763%
| 75% all season | Wind 1: Wind; North 2: South
|  | 1 | 2 | 3 | 4 | 5 | 6 | 7 | 8 | 9 | 10 | 11 | 12 | 13 | 14 | 15 | 16 | 17 | 18 | 19 | 20 | 21 | 22 | 23 | 24
1 | January | 2.828% | 2.918% | 2.794% | 2.942% | 3.241% | 2.902% | 3.054% | 2.803% | 2.49% | 2.355% | 2.344% | 2.296% | 2.333% | 2.332% | 2.481% | 2.229% | 2.265% | 2.335% | 2.511% | 2.835% | 2.724% | 2.972% | 2.732% | 2.699%
2 | February | 3.807% | 4.199% | 4.594% | 4.771% | 4.542% | 4.261% | 4.113% | 3.765% | 3.343% | 2.882% | 3.279% | 3.173% | 3.664% | 5.271% | 5.439% | 5.94% | 5.8% | 5.241% | 5.057% | 5.824% | 6.342% | 6.252% | 5.751% | 5.94%
3 | March | 7.873% | 8.298% | 6.964% | 7.165% | 6.38% | 6.112% | 5.242% | 5.135% | 4.444% | 4.231% | 4.337% | 4.801% | 4.596% | 4.623% | 4.185% | 6.282% | 7.533% | 10.33% | 9.442% | 9.552% | 9.527% | 8.96% | 8.561% | 7.596%
4 | April | 32.78% | 31.54% | 30.26% | 26.74% | 23.45% | 19.92% | 16.73% | 12.18% | 9.154% | 8.772% | 8.671% | 7.713% | 8.632% | 9.927% | 13.86% | 21.88% | 26.93% | 31.02% | 33.94% | 35.88% | 36.01% | 35.8% | 33.38% | 34%
5 | May | 39.11% | 35.86% | 35.41% | 34.1% | 27.73% | 22.42% | 18.7% | 11.5% | 6.674% | 5.169% | 4.903% | 4.73% | 4.374% | 4.942% | 9.452% | 16.78% | 28.99% | 34.51% | 35.67% | 35.85% | 38.51% | 40.61% | 40.84% | 39.15%
6 | June | 40.38% | 39.8% | 35.54% | 33.6% | 27.38% | 23.46% | 19.04% | 12% | 6.867% | 4.435% | 3.292% | 4.133% | 4.683% | 5.592% | 9.264% | 15.13% | 21.27% | 29.82% | 35.14% | 39.96% | 41.5% | 42.99% | 43.3% | 42.95%
7 | July | 32.93% | 29.36% | 27.51% | 23.46% | 18.56% | 13.81% | 10.06% | 7.056% | 3.478% | 1.976% | 1.962% | 2.471% | 3.094% | 4.508% | 7.016% | 12.38% | 19.81% | 24.53% | 28.95% | 32% | 36.86% | 37.5% | 36.61% | 35.37%
8 | August | 29.87% | 25.92% | 22.5% | 17.7% | 15.1% | 11.87% | 8.582% | 5.324% | 3.449% | 2.065% | 1.869% | 2.372% | 3.286% | 4.58% | 6.952% | 10.24% | 15.32% | 21.6% | 26.73% | 30.9% | 35% | 35.44% | 34.09% | 31.58%
9 | September | 10.33% | 7.704% | 6.61% | 5.12% | 5.186% | 3.506% | 2.907% | 1.963% | 1.516% | 1.655% | 1.649% | 2.537% | 3.486% | 4.634% | 3.872% | 4.358% | 4.977% | 7.727% | 12.85% | 14.44% | 14.09% | 11.07% | 10.64% | 10.18%
10 | October | 4.331% | 4.237% | 3.545% | 3.743% | 3.781% | 2.93% | 2.56% | 2.066% | 1.496% | 1.141% | 1.27% | 1.697% | 2.141% | 2.258% | 2.491% | 2.812% | 2.797% | 2.933% | 3.613% | 4.105% | 4.43% | 4.327% | 4.16% | 4.282%
11 | November | 1.794% | 1.887% | 2.244% | 2.403% | 2.148% | 1.697% | 2.014% | 1.538% | 1.36% | 1.704% | 2.204% | 2.415% | 2.305% | 2.297% | 2.036% | 1.922% | 1.69% | 1.689% | 2.233% | 2.584% | 2.919% | 2.581% | 2.376% | 2.253%
12 | December | 2.139% | 2.12% | 2.059% | 2.03% | 1.818% | 1.944% | 1.794% | 1.739% | 1.708% | 1.764% | 1.825% | 1.731% | 1.748% | 1.503% | 1.716% | 1.596% | 1.573% | 1.872% | 2.341% | 2.751% | 2.773% | 2.197% | 2.179% | 2.063%

## VER Exceedance Profiles (col)
Technology | Region | Month | Month Number | Hour Ending | Exceedance Profile
Solar Fixed | Norcal | January | 1 | 1 | 0%
Solar Fixed | Norcal | January | 1 | 2 | 0%
Solar Fixed | Norcal | January | 1 | 3 | 0%
Solar Fixed | Norcal | January | 1 | 4 | 0%
Solar Fixed | Norcal | January | 1 | 5 | 0%
Solar Fixed | Norcal | January | 1 | 6 | 0%
Solar Fixed | Norcal | January | 1 | 7 | 0%
Solar Fixed | Norcal | January | 1 | 8 | 2.01%
Solar Fixed | Norcal | January | 1 | 9 | 16.8%
Solar Fixed | Norcal | January | 1 | 10 | 34.44%
Solar Fixed | Norcal | January | 1 | 11 | 44.24%
Solar Fixed | Norcal | January | 1 | 12 | 48.34%
Solar Fixed | Norcal | January | 1 | 13 | 47.82%
Solar Fixed | Norcal | January | 1 | 14 | 42.84%
Solar Fixed | Norcal | January | 1 | 15 | 39.61%
Solar Fixed | Norcal | January | 1 | 16 | 24.42%
Solar Fixed | Norcal | January | 1 | 17 | 5.481%
Solar Fixed | Norcal | January | 1 | 18 | 0.001273%
Solar Fixed | Norcal | January | 1 | 19 | 0%
Solar Fixed | Norcal | January | 1 | 20 | 0%
Solar Fixed | Norcal | January | 1 | 21 | 0%
Solar Fixed | Norcal | January | 1 | 22 | 0%
Solar Fixed | Norcal | January | 1 | 23 | 0%
Solar Fixed | Norcal | January | 1 | 24 | 0%
Solar Fixed | Norcal | February | 2 | 1 | 0%
Solar Fixed | Norcal | February | 2 | 2 | 0%
Solar Fixed | Norcal | February | 2 | 3 | 0%
Solar Fixed | Norcal | February | 2 | 4 | 0%
Solar Fixed | Norcal | February | 2 | 5 | 0%
Solar Fixed | Norcal | February | 2 | 6 | 0%
Solar Fixed | Norcal | February | 2 | 7 | 0.00492%
Solar Fixed | Norcal | February | 2 | 8 | 9.24%
Solar Fixed | Norcal | February | 2 | 9 | 36.93%
Solar Fixed | Norcal | February | 2 | 10 | 47.05%
Solar Fixed | Norcal | February | 2 | 11 | 57.03%
Solar Fixed | Norcal | February | 2 | 12 | 58.13%
Solar Fixed | Norcal | February | 2 | 13 | 59.2%
Solar Fixed | Norcal | February | 2 | 14 | 56.92%
Solar Fixed | Norcal | February | 2 | 15 | 54.87%
Solar Fixed | Norcal | February | 2 | 16 | 43.32%
Solar Fixed | Norcal | February | 2 | 17 | 20.66%
Solar Fixed | Norcal | February | 2 | 18 | 1.461%
Solar Fixed | Norcal | February | 2 | 19 | 0%
Solar Fixed | Norcal | February | 2 | 20 | 0%
Solar Fixed | Norcal | February | 2 | 21 | 0%
Solar Fixed | Norcal | February | 2 | 22 | 0%
Solar Fixed | Norcal | February | 2 | 23 | 0%
Solar Fixed | Norcal | February | 2 | 24 | 0%
Solar Fixed | Norcal | March | 3 | 1 | 0%
Solar Fixed | Norcal | March | 3 | 2 | 0%
Solar Fixed | Norcal | March | 3 | 3 | 0%
Solar Fixed | Norcal | March | 3 | 4 | 0%
Solar Fixed | Norcal | March | 3 | 5 | 0%
Solar Fixed | Norcal | March | 3 | 6 | 0%
Solar Fixed | Norcal | March | 3 | 7 | 0%
Solar Fixed | Norcal | March | 3 | 8 | 5.097%
Solar Fixed | Norcal | March | 3 | 9 | 29.04%
Solar Fixed | Norcal | March | 3 | 10 | 48.11%
Solar Fixed | Norcal | March | 3 | 11 | 56.3%
Solar Fixed | Norcal | March | 3 | 12 | 57.13%
Solar Fixed | Norcal | March | 3 | 13 | 60.67%
Solar Fixed | Norcal | March | 3 | 14 | 58.59%
Solar Fixed | Norcal | March | 3 | 15 | 53.63%
Solar Fixed | Norcal | March | 3 | 16 | 46.25%
Solar Fixed | Norcal | March | 3 | 17 | 32.43%
Solar Fixed | Norcal | March | 3 | 18 | 9.219%
Solar Fixed | Norcal | March | 3 | 19 | 0.08348%
Solar Fixed | Norcal | March | 3 | 20 | 0.0007353%
Solar Fixed | Norcal | March | 3 | 21 | 0%
Solar Fixed | Norcal | March | 3 | 22 | 0%
Solar Fixed | Norcal | March | 3 | 23 | 0%
Solar Fixed | Norcal | March | 3 | 24 | 0%
Solar Fixed | Norcal | April | 4 | 1 | 0%
Solar Fixed | Norcal | April | 4 | 2 | 0%
Solar Fixed | Norcal | April | 4 | 3 | 0%
Solar Fixed | Norcal | April | 4 | 4 | 0%
Solar Fixed | Norcal | April | 4 | 5 | 0%
Solar Fixed | Norcal | April | 4 | 6 | 0%
Solar Fixed | Norcal | April | 4 | 7 | 0.3214%
Solar Fixed | Norcal | April | 4 | 8 | 16.18%
Solar Fixed | Norcal | April | 4 | 9 | 45.19%
Solar Fixed | Norcal | April | 4 | 10 | 62.07%
Solar Fixed | Norcal | April | 4 | 11 | 69.33%
Solar Fixed | Norcal | April | 4 | 12 | 73.71%
Solar Fixed | Norcal | April | 4 | 13 | 74.64%
Solar Fixed | Norcal | April | 4 | 14 | 76.53%
Solar Fixed | Norcal | April | 4 | 15 | 74.27%
Solar Fixed | Norcal | April | 4 | 16 | 70.22%
Solar Fixed | Norcal | April | 4 | 17 | 60.67%
Solar Fixed | Norcal | April | 4 | 18 | 46.53%
Solar Fixed | Norcal | April | 4 | 19 | 17.46%
Solar Fixed | Norcal | April | 4 | 20 | 0.6464%
Solar Fixed | Norcal | April | 4 | 21 | 0%
Solar Fixed | Norcal | April | 4 | 22 | 0%
Solar Fixed | Norcal | April | 4 | 23 | 0%
Solar Fixed | Norcal | April | 4 | 24 | 0%
Solar Fixed | Norcal | May | 5 | 1 | 0%
Solar Fixed | Norcal | May | 5 | 2 | 0%
Solar Fixed | Norcal | May | 5 | 3 | 0%
Solar Fixed | Norcal | May | 5 | 4 | 0%
Solar Fixed | Norcal | May | 5 | 5 | 0%
Solar Fixed | Norcal | May | 5 | 6 | 5.891e-05%
Solar Fixed | Norcal | May | 5 | 7 | 4.894%
Solar Fixed | Norcal | May | 5 | 8 | 30.7%
Solar Fixed | Norcal | May | 5 | 9 | 54.55%
Solar Fixed | Norcal | May | 5 | 10 | 67.27%
Solar Fixed | Norcal | May | 5 | 11 | 75.36%
Solar Fixed | Norcal | May | 5 | 12 | 78.84%
Solar Fixed | Norcal | May | 5 | 13 | 77.87%
Solar Fixed | Norcal | May | 5 | 14 | 76.37%
Solar Fixed | Norcal | May | 5 | 15 | 76.34%
Solar Fixed | Norcal | May | 5 | 16 | 73.57%
Solar Fixed | Norcal | May | 5 | 17 | 65.43%
Solar Fixed | Norcal | May | 5 | 18 | 54.17%
Solar Fixed | Norcal | May | 5 | 19 | 28.65%
Solar Fixed | Norcal | May | 5 | 20 | 3.72%
Solar Fixed | Norcal | May | 5 | 21 | 0.0002955%
Solar Fixed | Norcal | May | 5 | 22 | 0%
Solar Fixed | Norcal | May | 5 | 23 | 0%
Solar Fixed | Norcal | May | 5 | 24 | 0%
Solar Fixed | Norcal | June | 6 | 1 | 0%
Solar Fixed | Norcal | June | 6 | 2 | 0%
Solar Fixed | Norcal | June | 6 | 3 | 0%
Solar Fixed | Norcal | June | 6 | 4 | 0%
Solar Fixed | Norcal | June | 6 | 5 | 0%
Solar Fixed | Norcal | June | 6 | 6 | 0.03093%
Solar Fixed | Norcal | June | 6 | 7 | 8.566%
Solar Fixed | Norcal | June | 6 | 8 | 36.13%
Solar Fixed | Norcal | June | 6 | 9 | 58.7%
Solar Fixed | Norcal | June | 6 | 10 | 72.92%
Solar Fixed | Norcal | June | 6 | 11 | 80.44%
Solar Fixed | Norcal | June | 6 | 12 | 84.59%
Solar Fixed | Norcal | June | 6 | 13 | 86.24%
Solar Fixed | Norcal | June | 6 | 14 | 87.17%
Solar Fixed | Norcal | June | 6 | 15 | 85.67%
Solar Fixed | Norcal | June | 6 | 16 | 81.63%
Solar Fixed | Norcal | June | 6 | 17 | 73.38%
Solar Fixed | Norcal | June | 6 | 18 | 59.58%
Solar Fixed | Norcal | June | 6 | 19 | 36.31%
Solar Fixed | Norcal | June | 6 | 20 | 8.951%
Solar Fixed | Norcal | June | 6 | 21 | 0.09652%
Solar Fixed | Norcal | June | 6 | 22 | 0%
Solar Fixed | Norcal | June | 6 | 23 | 0%
Solar Fixed | Norcal | June | 6 | 24 | 0%
Solar Fixed | Norcal | July | 7 | 1 | 0%
Solar Fixed | Norcal | July | 7 | 2 | 0%
Solar Fixed | Norcal | July | 7 | 3 | 0%
Solar Fixed | Norcal | July | 7 | 4 | 0%
Solar Fixed | Norcal | July | 7 | 5 | 0%
Solar Fixed | Norcal | July | 7 | 6 | 3.343e-06%
Solar Fixed | Norcal | July | 7 | 7 | 4.201%
Solar Fixed | Norcal | July | 7 | 8 | 30.52%
Solar Fixed | Norcal | July | 7 | 9 | 58.46%
Solar Fixed | Norcal | July | 7 | 10 | 74.81%
Solar Fixed | Norcal | July | 7 | 11 | 83.5%
Solar Fixed | Norcal | July | 7 | 12 | 87.85%
Solar Fixed | Norcal | July | 7 | 13 | 89.25%
Solar Fixed | Norcal | July | 7 | 14 | 88.53%
Solar Fixed | Norcal | July | 7 | 15 | 86.57%
Solar Fixed | Norcal | July | 7 | 16 | 82.25%
Solar Fixed | Norcal | July | 7 | 17 | 74.17%
Solar Fixed | Norcal | July | 7 | 18 | 60.18%
Solar Fixed | Norcal | July | 7 | 19 | 35.8%
Solar Fixed | Norcal | July | 7 | 20 | 7.851%
Solar Fixed | Norcal | July | 7 | 21 | 0.0422%
Solar Fixed | Norcal | July | 7 | 22 | 0%
Solar Fixed | Norcal | July | 7 | 23 | 0%
Solar Fixed | Norcal | July | 7 | 24 | 0%
Solar Fixed | Norcal | August | 8 | 1 | 0%
Solar Fixed | Norcal | August | 8 | 2 | 0%
Solar Fixed | Norcal | August | 8 | 3 | 0%
Solar Fixed | Norcal | August | 8 | 4 | 0%
Solar Fixed | Norcal | August | 8 | 5 | 0%
Solar Fixed | Norcal | August | 8 | 6 | 0%
Solar Fixed | Norcal | August | 8 | 7 | 0.7909%
Solar Fixed | Norcal | August | 8 | 8 | 19.07%
Solar Fixed | Norcal | August | 8 | 9 | 50.5%
Solar Fixed | Norcal | August | 8 | 10 | 70.14%
Solar Fixed | Norcal | August | 8 | 11 | 80.54%
Solar Fixed | Norcal | August | 8 | 12 | 85.18%
Solar Fixed | Norcal | August | 8 | 13 | 86.08%
Solar Fixed | Norcal | August | 8 | 14 | 86.01%
Solar Fixed | Norcal | August | 8 | 15 | 84.18%
Solar Fixed | Norcal | August | 8 | 16 | 80.03%
Solar Fixed | Norcal | August | 8 | 17 | 70.24%
Solar Fixed | Norcal | August | 8 | 18 | 51.75%
Solar Fixed | Norcal | August | 8 | 19 | 20.83%
Solar Fixed | Norcal | August | 8 | 20 | 1.37%
Solar Fixed | Norcal | August | 8 | 21 | 0%
Solar Fixed | Norcal | August | 8 | 22 | 0%
Solar Fixed | Norcal | August | 8 | 23 | 0%
Solar Fixed | Norcal | August | 8 | 24 | 0%
Solar Fixed | Norcal | September | 9 | 1 | 0%
Solar Fixed | Norcal | September | 9 | 2 | 0%
Solar Fixed | Norcal | September | 9 | 3 | 0%
Solar Fixed | Norcal | September | 9 | 4 | 0%
Solar Fixed | Norcal | September | 9 | 5 | 0%
Solar Fixed | Norcal | September | 9 | 6 | 0%
Solar Fixed | Norcal | September | 9 | 7 | 0.02139%
Solar Fixed | Norcal | September | 9 | 8 | 10.6%
Solar Fixed | Norcal | September | 9 | 9 | 42%
Solar Fixed | Norcal | September | 9 | 10 | 64.51%
Solar Fixed | Norcal | September | 9 | 11 | 75.58%
Solar Fixed | Norcal | September | 9 | 12 | 79.5%
Solar Fixed | Norcal | September | 9 | 13 | 80.8%
Solar Fixed | Norcal | September | 9 | 14 | 80.08%
Solar Fixed | Norcal | September | 9 | 15 | 78.5%
Solar Fixed | Norcal | September | 9 | 16 | 74.26%
Solar Fixed | Norcal | September | 9 | 17 | 61.52%
Solar Fixed | Norcal | September | 9 | 18 | 34.59%
Solar Fixed | Norcal | September | 9 | 19 | 5.284%
Solar Fixed | Norcal | September | 9 | 20 | 0.0005522%
Solar Fixed | Norcal | September | 9 | 21 | 0%
Solar Fixed | Norcal | September | 9 | 22 | 0%
Solar Fixed | Norcal | September | 9 | 23 | 0%
Solar Fixed | Norcal | September | 9 | 24 | 0%
Solar Fixed | Norcal | October | 10 | 1 | 0%
Solar Fixed | Norcal | October | 10 | 2 | 0%
Solar Fixed | Norcal | October | 10 | 3 | 0%
Solar Fixed | Norcal | October | 10 | 4 | 0%
Solar Fixed | Norcal | October | 10 | 5 | 0%
Solar Fixed | Norcal | October | 10 | 6 | 0%
Solar Fixed | Norcal | October | 10 | 7 | 0%
Solar Fixed | Norcal | October | 10 | 8 | 3.268%
Solar Fixed | Norcal | October | 10 | 9 | 30.25%
Solar Fixed | Norcal | October | 10 | 10 | 54.09%
Solar Fixed | Norcal | October | 10 | 11 | 66.01%
Solar Fixed | Norcal | October | 10 | 12 | 69.37%
Solar Fixed | Norcal | October | 10 | 13 | 70.28%
Solar Fixed | Norcal | October | 10 | 14 | 69.66%
Solar Fixed | Norcal | October | 10 | 15 | 68.19%
Solar Fixed | Norcal | October | 10 | 16 | 61.49%
Solar Fixed | Norcal | October | 10 | 17 | 44.52%
Solar Fixed | Norcal | October | 10 | 18 | 13.26%
Solar Fixed | Norcal | October | 10 | 19 | 0.1047%
Solar Fixed | Norcal | October | 10 | 20 | 0%
Solar Fixed | Norcal | October | 10 | 21 | 0%
Solar Fixed | Norcal | October | 10 | 22 | 0%
Solar Fixed | Norcal | October | 10 | 23 | 0%
Solar Fixed | Norcal | October | 10 | 24 | 0%
Solar Fixed | Norcal | November | 11 | 1 | 0%
Solar Fixed | Norcal | November | 11 | 2 | 0%
Solar Fixed | Norcal | November | 11 | 3 | 0%
Solar Fixed | Norcal | November | 11 | 4 | 0%
Solar Fixed | Norcal | November | 11 | 5 | 0%
Solar Fixed | Norcal | November | 11 | 6 | 0%
Solar Fixed | Norcal | November | 11 | 7 | 0.06091%
Solar Fixed | Norcal | November | 11 | 8 | 10.09%
Solar Fixed | Norcal | November | 11 | 9 | 32.43%
Solar Fixed | Norcal | November | 11 | 10 | 52.98%
Solar Fixed | Norcal | November | 11 | 11 | 59.84%
Solar Fixed | Norcal | November | 11 | 12 | 60.61%
Solar Fixed | Norcal | November | 11 | 13 | 62.32%
Solar Fixed | Norcal | November | 11 | 14 | 57.91%
Solar Fixed | Norcal | November | 11 | 15 | 47.37%
Solar Fixed | Norcal | November | 11 | 16 | 28.21%
Solar Fixed | Norcal | November | 11 | 17 | 3.424%
Solar Fixed | Norcal | November | 11 | 18 | 0%
Solar Fixed | Norcal | November | 11 | 19 | 0%
Solar Fixed | Norcal | November | 11 | 20 | 0%
Solar Fixed | Norcal | November | 11 | 21 | 0%
Solar Fixed | Norcal | November | 11 | 22 | 0%
Solar Fixed | Norcal | November | 11 | 23 | 0%
Solar Fixed | Norcal | November | 11 | 24 | 0%
Solar Fixed | Norcal | December | 12 | 1 | 0%
Solar Fixed | Norcal | December | 12 | 2 | 0%
Solar Fixed | Norcal | December | 12 | 3 | 0%
Solar Fixed | Norcal | December | 12 | 4 | 0%
Solar Fixed | Norcal | December | 12 | 5 | 0%
Solar Fixed | Norcal | December | 12 | 6 | 0%
Solar Fixed | Norcal | December | 12 | 7 | 0%
Solar Fixed | Norcal | December | 12 | 8 | 2.457%
Solar Fixed | Norcal | December | 12 | 9 | 14.9%
Solar Fixed | Norcal | December | 12 | 10 | 28.41%
Solar Fixed | Norcal | December | 12 | 11 | 40.55%
Solar Fixed | Norcal | December | 12 | 12 | 45.1%
Solar Fixed | Norcal | December | 12 | 13 | 42.15%
Solar Fixed | Norcal | December | 12 | 14 | 38.47%
Solar Fixed | Norcal | December | 12 | 15 | 30.05%
Solar Fixed | Norcal | December | 12 | 16 | 15.5%
Solar Fixed | Norcal | December | 12 | 17 | 1.9%
Solar Fixed | Norcal | December | 12 | 18 | 0%
Solar Fixed | Norcal | December | 12 | 19 | 0%
Solar Fixed | Norcal | December | 12 | 20 | 0%
Solar Fixed | Norcal | December | 12 | 21 | 0%
Solar Fixed | Norcal | December | 12 | 22 | 0%
Solar Fixed | Norcal | December | 12 | 23 | 0%
Solar Fixed | Norcal | December | 12 | 24 | 0%
Solar Fixed | Socal | January | 1 | 1 | -1.741e-06%
Solar Fixed | Socal | January | 1 | 2 | -5.416e-05%
Solar Fixed | Socal | January | 1 | 3 | -9.567e-05%
Solar Fixed | Socal | January | 1 | 4 | -0.000103%
Solar Fixed | Socal | January | 1 | 5 | -0.0001146%
Solar Fixed | Socal | January | 1 | 6 | -6.967e-05%
Solar Fixed | Socal | January | 1 | 7 | 0.1381%
Solar Fixed | Socal | January | 1 | 8 | 11.87%
Solar Fixed | Socal | January | 1 | 9 | 42.02%
Solar Fixed | Socal | January | 1 | 10 | 56.77%
Solar Fixed | Socal | January | 1 | 11 | 62.03%
Solar Fixed | Socal | January | 1 | 12 | 64.82%
Solar Fixed | Socal | January | 1 | 13 | 62.46%
Solar Fixed | Socal | January | 1 | 14 | 59.64%
Solar Fixed | Socal | January | 1 | 15 | 49.9%
Solar Fixed | Socal | January | 1 | 16 | 27.85%
Solar Fixed | Socal | January | 1 | 17 | 4.027%
Solar Fixed | Socal | January | 1 | 18 | 0.0006837%
Solar Fixed | Socal | January | 1 | 19 | 0.0004034%
Solar Fixed | Socal | January | 1 | 20 | 0.0004426%
Solar Fixed | Socal | January | 1 | 21 | 0.0004215%
Solar Fixed | Socal | January | 1 | 22 | 0.0003417%
Solar Fixed | Socal | January | 1 | 23 | 0.0002193%
Solar Fixed | Socal | January | 1 | 24 | 9.408e-05%
Solar Fixed | Socal | February | 2 | 1 | -1.425e-05%
Solar Fixed | Socal | February | 2 | 2 | -7.379e-05%
Solar Fixed | Socal | February | 2 | 3 | -0.000123%
Solar Fixed | Socal | February | 2 | 4 | -0.0001393%
Solar Fixed | Socal | February | 2 | 5 | -0.0001427%
Solar Fixed | Socal | February | 2 | 6 | -5.6e-05%
Solar Fixed | Socal | February | 2 | 7 | 0.957%
Solar Fixed | Socal | February | 2 | 8 | 22.57%
Solar Fixed | Socal | February | 2 | 9 | 54.2%
Solar Fixed | Socal | February | 2 | 10 | 66.42%
Solar Fixed | Socal | February | 2 | 11 | 69.52%
Solar Fixed | Socal | February | 2 | 12 | 71.97%
Solar Fixed | Socal | February | 2 | 13 | 71.07%
Solar Fixed | Socal | February | 2 | 14 | 67.41%
Solar Fixed | Socal | February | 2 | 15 | 60.53%
Solar Fixed | Socal | February | 2 | 16 | 46.64%
Solar Fixed | Socal | February | 2 | 17 | 17.06%
Solar Fixed | Socal | February | 2 | 18 | 0.3659%
Solar Fixed | Socal | February | 2 | 19 | 0.0004239%
Solar Fixed | Socal | February | 2 | 20 | 0.0004328%
Solar Fixed | Socal | February | 2 | 21 | 0.0004246%
Solar Fixed | Socal | February | 2 | 22 | 0.0003363%
Solar Fixed | Socal | February | 2 | 23 | 0.0002203%
Solar Fixed | Socal | February | 2 | 24 | 9.855e-05%
Solar Fixed | Socal | March | 3 | 1 | -3.346e-05%
Solar Fixed | Socal | March | 3 | 2 | -0.0001023%
Solar Fixed | Socal | March | 3 | 3 | -0.0001426%
Solar Fixed | Socal | March | 3 | 4 | -0.0001576%
Solar Fixed | Socal | March | 3 | 5 | -0.0001697%
Solar Fixed | Socal | March | 3 | 6 | -0.0001231%
Solar Fixed | Socal | March | 3 | 7 | 0.1453%
Solar Fixed | Socal | March | 3 | 8 | 12.83%
Solar Fixed | Socal | March | 3 | 9 | 46.04%
Solar Fixed | Socal | March | 3 | 10 | 64.56%
Solar Fixed | Socal | March | 3 | 11 | 72.09%
Solar Fixed | Socal | March | 3 | 12 | 73.03%
Solar Fixed | Socal | March | 3 | 13 | 72.8%
Solar Fixed | Socal | March | 3 | 14 | 69.67%
Solar Fixed | Socal | March | 3 | 15 | 65.12%
Solar Fixed | Socal | March | 3 | 16 | 57.33%
Solar Fixed | Socal | March | 3 | 17 | 35.59%
Solar Fixed | Socal | March | 3 | 18 | 4.5%
Solar Fixed | Socal | March | 3 | 19 | 0.01031%
Solar Fixed | Socal | March | 3 | 20 | 0.0005246%
Solar Fixed | Socal | March | 3 | 21 | 0.0003839%
Solar Fixed | Socal | March | 3 | 22 | 0.0003322%
Solar Fixed | Socal | March | 3 | 23 | 0.0002015%
Solar Fixed | Socal | March | 3 | 24 | 7.522e-05%
Solar Fixed | Socal | April | 4 | 1 | -3.01e-05%
Solar Fixed | Socal | April | 4 | 2 | -8.875e-05%
Solar Fixed | Socal | April | 4 | 3 | -0.0001249%
Solar Fixed | Socal | April | 4 | 4 | -0.0001605%
Solar Fixed | Socal | April | 4 | 5 | -0.0001664%
Solar Fixed | Socal | April | 4 | 6 | -8.743e-05%
Solar Fixed | Socal | April | 4 | 7 | 2.169%
Solar Fixed | Socal | April | 4 | 8 | 26.07%
Solar Fixed | Socal | April | 4 | 9 | 57.37%
Solar Fixed | Socal | April | 4 | 10 | 72.23%
Solar Fixed | Socal | April | 4 | 11 | 78.97%
Solar Fixed | Socal | April | 4 | 12 | 81.51%
Solar Fixed | Socal | April | 4 | 13 | 81.63%
Solar Fixed | Socal | April | 4 | 14 | 80.03%
Solar Fixed | Socal | April | 4 | 15 | 77.62%
Solar Fixed | Socal | April | 4 | 16 | 70.86%
Solar Fixed | Socal | April | 4 | 17 | 60.44%
Solar Fixed | Socal | April | 4 | 18 | 41.86%
Solar Fixed | Socal | April | 4 | 19 | 10.22%
Solar Fixed | Socal | April | 4 | 20 | 0.1001%
Solar Fixed | Socal | April | 4 | 21 | 0.0005848%
Solar Fixed | Socal | April | 4 | 22 | 0.0003462%
Solar Fixed | Socal | April | 4 | 23 | 0.0002232%
Solar Fixed | Socal | April | 4 | 24 | 8.134e-05%
Solar Fixed | Socal | May | 5 | 1 | -1.293e-05%
Solar Fixed | Socal | May | 5 | 2 | -8.189e-05%
Solar Fixed | Socal | May | 5 | 3 | -0.0001238%
Solar Fixed | Socal | May | 5 | 4 | -0.0001566%
Solar Fixed | Socal | May | 5 | 5 | -0.000169%
Solar Fixed | Socal | May | 5 | 6 | 0.09382%
Solar Fixed | Socal | May | 5 | 7 | 10.43%
Solar Fixed | Socal | May | 5 | 8 | 40.44%
Solar Fixed | Socal | May | 5 | 9 | 60.92%
Solar Fixed | Socal | May | 5 | 10 | 74.14%
Solar Fixed | Socal | May | 5 | 11 | 82.37%
Solar Fixed | Socal | May | 5 | 12 | 85.02%
Solar Fixed | Socal | May | 5 | 13 | 86.08%
Solar Fixed | Socal | May | 5 | 14 | 85.2%
Solar Fixed | Socal | May | 5 | 15 | 83.85%
Solar Fixed | Socal | May | 5 | 16 | 77.74%
Solar Fixed | Socal | May | 5 | 17 | 66.95%
Solar Fixed | Socal | May | 5 | 18 | 48.72%
Solar Fixed | Socal | May | 5 | 19 | 18.61%
Solar Fixed | Socal | May | 5 | 20 | 1.075%
Solar Fixed | Socal | May | 5 | 21 | 0.0008377%
Solar Fixed | Socal | May | 5 | 22 | 0.0003789%
Solar Fixed | Socal | May | 5 | 23 | 0.0002413%
Solar Fixed | Socal | May | 5 | 24 | 9.117e-05%
Solar Fixed | Socal | June | 6 | 1 | 0.000204%
Solar Fixed | Socal | June | 6 | 2 | 8.873e-05%
Solar Fixed | Socal | June | 6 | 3 | -1.223e-05%
Solar Fixed | Socal | June | 6 | 4 | -6.847e-05%
Solar Fixed | Socal | June | 6 | 5 | -0.0001107%
Solar Fixed | Socal | June | 6 | 6 | 0.3563%
Solar Fixed | Socal | June | 6 | 7 | 13.75%
Solar Fixed | Socal | June | 6 | 8 | 42.1%
Solar Fixed | Socal | June | 6 | 9 | 64.45%
Solar Fixed | Socal | June | 6 | 10 | 77.19%
Solar Fixed | Socal | June | 6 | 11 | 85.42%
Solar Fixed | Socal | June | 6 | 12 | 89.27%
Solar Fixed | Socal | June | 6 | 13 | 90.23%
Solar Fixed | Socal | June | 6 | 14 | 88.79%
Solar Fixed | Socal | June | 6 | 15 | 86.64%
Solar Fixed | Socal | June | 6 | 16 | 79.48%
Solar Fixed | Socal | June | 6 | 17 | 70.53%
Solar Fixed | Socal | June | 6 | 18 | 53.62%
Solar Fixed | Socal | June | 6 | 19 | 25.48%
Solar Fixed | Socal | June | 6 | 20 | 3.144%
Solar Fixed | Socal | June | 6 | 21 | 0.004412%
Solar Fixed | Socal | June | 6 | 22 | 0.0007718%
Solar Fixed | Socal | June | 6 | 23 | 0.0005843%
Solar Fixed | Socal | June | 6 | 24 | 0.000406%
Solar Fixed | Socal | July | 7 | 1 | 0.0005074%
Solar Fixed | Socal | July | 7 | 2 | 0.0003588%
Solar Fixed | Socal | July | 7 | 3 | 0.0002106%
Solar Fixed | Socal | July | 7 | 4 | 0.000124%
Solar Fixed | Socal | July | 7 | 5 | 4.627e-05%
Solar Fixed | Socal | July | 7 | 6 | 0.01184%
Solar Fixed | Socal | July | 7 | 7 | 6.249%
Solar Fixed | Socal | July | 7 | 8 | 28.86%
Solar Fixed | Socal | July | 7 | 9 | 52.66%
Solar Fixed | Socal | July | 7 | 10 | 68.74%
Solar Fixed | Socal | July | 7 | 11 | 78.36%
Solar Fixed | Socal | July | 7 | 12 | 84.52%
Solar Fixed | Socal | July | 7 | 13 | 85.94%
Solar Fixed | Socal | July | 7 | 14 | 85.36%
Solar Fixed | Socal | July | 7 | 15 | 81.78%
Solar Fixed | Socal | July | 7 | 16 | 75.83%
Solar Fixed | Socal | July | 7 | 17 | 66.68%
Solar Fixed | Socal | July | 7 | 18 | 49.94%
Solar Fixed | Socal | July | 7 | 19 | 22.13%
Solar Fixed | Socal | July | 7 | 20 | 2.573%
Solar Fixed | Socal | July | 7 | 21 | 0.00243%
Solar Fixed | Socal | July | 7 | 22 | 0.001366%
Solar Fixed | Socal | July | 7 | 23 | 0.001071%
Solar Fixed | Socal | July | 7 | 24 | 0.0007206%
Solar Fixed | Socal | August | 8 | 1 | 0.0006575%
Solar Fixed | Socal | August | 8 | 2 | 0.0004569%
Solar Fixed | Socal | August | 8 | 3 | 0.0003335%
Solar Fixed | Socal | August | 8 | 4 | 0.0002235%
Solar Fixed | Socal | August | 8 | 5 | 0.0001387%
Solar Fixed | Socal | August | 8 | 6 | 0.0002486%
Solar Fixed | Socal | August | 8 | 7 | 2.894%
Solar Fixed | Socal | August | 8 | 8 | 26.06%
Solar Fixed | Socal | August | 8 | 9 | 55.67%
Solar Fixed | Socal | August | 8 | 10 | 71.93%
Solar Fixed | Socal | August | 8 | 11 | 81.62%
Solar Fixed | Socal | August | 8 | 12 | 87.43%
Solar Fixed | Socal | August | 8 | 13 | 88.94%
Solar Fixed | Socal | August | 8 | 14 | 87.36%
Solar Fixed | Socal | August | 8 | 15 | 83.05%
Solar Fixed | Socal | August | 8 | 16 | 74.61%
Solar Fixed | Socal | August | 8 | 17 | 64.24%
Solar Fixed | Socal | August | 8 | 18 | 42.73%
Solar Fixed | Socal | August | 8 | 19 | 11.89%
Solar Fixed | Socal | August | 8 | 20 | 0.3134%
Solar Fixed | Socal | August | 8 | 21 | 0.002693%
Solar Fixed | Socal | August | 8 | 22 | 0.001712%
Solar Fixed | Socal | August | 8 | 23 | 0.001198%
Solar Fixed | Socal | August | 8 | 24 | 0.000889%
Solar Fixed | Socal | September | 9 | 1 | 0.00036%
Solar Fixed | Socal | September | 9 | 2 | 0.0001986%
Solar Fixed | Socal | September | 9 | 3 | 0.0001107%
Solar Fixed | Socal | September | 9 | 4 | 5.776e-05%
Solar Fixed | Socal | September | 9 | 5 | 9.516e-07%
Solar Fixed | Socal | September | 9 | 6 | -2.132e-06%
Solar Fixed | Socal | September | 9 | 7 | 0.7176%
Solar Fixed | Socal | September | 9 | 8 | 19.77%
Solar Fixed | Socal | September | 9 | 9 | 51.76%
Solar Fixed | Socal | September | 9 | 10 | 69.78%
Solar Fixed | Socal | September | 9 | 11 | 79.85%
Solar Fixed | Socal | September | 9 | 12 | 84.48%
Solar Fixed | Socal | September | 9 | 13 | 86.17%
Solar Fixed | Socal | September | 9 | 14 | 84.96%
Solar Fixed | Socal | September | 9 | 15 | 80.79%
Solar Fixed | Socal | September | 9 | 16 | 71.51%
Solar Fixed | Socal | September | 9 | 17 | 56.21%
Solar Fixed | Socal | September | 9 | 18 | 24.86%
Solar Fixed | Socal | September | 9 | 19 | 2.078%
Solar Fixed | Socal | September | 9 | 20 | 0.007036%
Solar Fixed | Socal | September | 9 | 21 | 0.001287%
Solar Fixed | Socal | September | 9 | 22 | 0.001032%
Solar Fixed | Socal | September | 9 | 23 | 0.0007818%
Solar Fixed | Socal | September | 9 | 24 | 0.0005393%
Solar Fixed | Socal | October | 10 | 1 | 8.95e-05%
Solar Fixed | Socal | October | 10 | 2 | -3.052e-06%
Solar Fixed | Socal | October | 10 | 3 | -5.266e-05%
Solar Fixed | Socal | October | 10 | 4 | -8.109e-05%
Solar Fixed | Socal | October | 10 | 5 | -0.0001022%
Solar Fixed | Socal | October | 10 | 6 | -6.911e-05%
Solar Fixed | Socal | October | 10 | 7 | 0.08198%
Solar Fixed | Socal | October | 10 | 8 | 10.66%
Solar Fixed | Socal | October | 10 | 9 | 45.38%
Solar Fixed | Socal | October | 10 | 10 | 64.89%
Solar Fixed | Socal | October | 10 | 11 | 73.16%
Solar Fixed | Socal | October | 10 | 12 | 78.25%
Solar Fixed | Socal | October | 10 | 13 | 79.76%
Solar Fixed | Socal | October | 10 | 14 | 77.68%
Solar Fixed | Socal | October | 10 | 15 | 74.66%
Solar Fixed | Socal | October | 10 | 16 | 66.05%
Solar Fixed | Socal | October | 10 | 17 | 41.56%
Solar Fixed | Socal | October | 10 | 18 | 8.155%
Solar Fixed | Socal | October | 10 | 19 | 0.03148%
Solar Fixed | Socal | October | 10 | 20 | 0.0007448%
Solar Fixed | Socal | October | 10 | 21 | 0.0006034%
Solar Fixed | Socal | October | 10 | 22 | 0.0005561%
Solar Fixed | Socal | October | 10 | 23 | 0.0003796%
Solar Fixed | Socal | October | 10 | 24 | 0.0002045%
Solar Fixed | Socal | November | 11 | 1 | -2.202e-05%
Solar Fixed | Socal | November | 11 | 2 | -9.104e-05%
Solar Fixed | Socal | November | 11 | 3 | -0.0001336%
Solar Fixed | Socal | November | 11 | 4 | -0.0001468%
Solar Fixed | Socal | November | 11 | 5 | -0.0001463%
Solar Fixed | Socal | November | 11 | 6 | -1.209e-05%
Solar Fixed | Socal | November | 11 | 7 | 2.16%
Solar Fixed | Socal | November | 11 | 8 | 24.55%
Solar Fixed | Socal | November | 11 | 9 | 51.08%
Solar Fixed | Socal | November | 11 | 10 | 64.33%
Solar Fixed | Socal | November | 11 | 11 | 68.13%
Solar Fixed | Socal | November | 11 | 12 | 70.28%
Solar Fixed | Socal | November | 11 | 13 | 68.96%
Solar Fixed | Socal | November | 11 | 14 | 62.2%
Solar Fixed | Socal | November | 11 | 15 | 50.89%
Solar Fixed | Socal | November | 11 | 16 | 23.65%
Solar Fixed | Socal | November | 11 | 17 | 1.466%
Solar Fixed | Socal | November | 11 | 18 | 0.000404%
Solar Fixed | Socal | November | 11 | 19 | 0.0003763%
Solar Fixed | Socal | November | 11 | 20 | 0.0003897%
Solar Fixed | Socal | November | 11 | 21 | 0.0003674%
Solar Fixed | Socal | November | 11 | 22 | 0.0002985%
Solar Fixed | Socal | November | 11 | 23 | 0.0001797%
Solar Fixed | Socal | November | 11 | 24 | 6.733e-05%
Solar Fixed | Socal | December | 12 | 1 | 7.364e-05%
Solar Fixed | Socal | December | 12 | 2 | -1.227e-07%
Solar Fixed | Socal | December | 12 | 3 | -5.138e-05%
Solar Fixed | Socal | December | 12 | 4 | -7.203e-05%
Solar Fixed | Socal | December | 12 | 5 | -5.133e-05%
Solar Fixed | Socal | December | 12 | 6 | -2.618e-05%
Solar Fixed | Socal | December | 12 | 7 | 0.2428%
Solar Fixed | Socal | December | 12 | 8 | 12.32%
Solar Fixed | Socal | December | 12 | 9 | 36.73%
Solar Fixed | Socal | December | 12 | 10 | 47.75%
Solar Fixed | Socal | December | 12 | 11 | 55.26%
Solar Fixed | Socal | December | 12 | 12 | 57.88%
Solar Fixed | Socal | December | 12 | 13 | 56.07%
Solar Fixed | Socal | December | 12 | 14 | 51.25%
Solar Fixed | Socal | December | 12 | 15 | 38.96%
Solar Fixed | Socal | December | 12 | 16 | 17.4%
Solar Fixed | Socal | December | 12 | 17 | 1.127%
Solar Fixed | Socal | December | 12 | 18 | 0.0005147%
Solar Fixed | Socal | December | 12 | 19 | 0.0005386%
Solar Fixed | Socal | December | 12 | 20 | 0.0005663%
Solar Fixed | Socal | December | 12 | 21 | 0.0005414%
Solar Fixed | Socal | December | 12 | 22 | 0.0004731%
Solar Fixed | Socal | December | 12 | 23 | 0.000342%
Solar Fixed | Socal | December | 12 | 24 | 0.0002024%
Solar Tracking | Norcal | January | 1 | 1 | 0%
Solar Tracking | Norcal | January | 1 | 2 | 0%
Solar Tracking | Norcal | January | 1 | 3 | 0%
Solar Tracking | Norcal | January | 1 | 4 | 0%
Solar Tracking | Norcal | January | 1 | 5 | 0%
Solar Tracking | Norcal | January | 1 | 6 | 0%
Solar Tracking | Norcal | January | 1 | 7 | 0%
Solar Tracking | Norcal | January | 1 | 8 | 1.86%
Solar Tracking | Norcal | January | 1 | 9 | 14.46%
Solar Tracking | Norcal | January | 1 | 10 | 28.34%
Solar Tracking | Norcal | January | 1 | 11 | 35.19%
Solar Tracking | Norcal | January | 1 | 12 | 40.53%
Solar Tracking | Norcal | January | 1 | 13 | 39.71%
Solar Tracking | Norcal | January | 1 | 14 | 36.19%
Solar Tracking | Norcal | January | 1 | 15 | 34.34%
Solar Tracking | Norcal | January | 1 | 16 | 21.4%
Solar Tracking | Norcal | January | 1 | 17 | 4.922%
Solar Tracking | Norcal | January | 1 | 18 | 0.001898%
Solar Tracking | Norcal | January | 1 | 19 | 0%
Solar Tracking | Norcal | January | 1 | 20 | 0%
Solar Tracking | Norcal | January | 1 | 21 | 0%
Solar Tracking | Norcal | January | 1 | 22 | 0%
Solar Tracking | Norcal | January | 1 | 23 | 0%
Solar Tracking | Norcal | January | 1 | 24 | 0%
Solar Tracking | Norcal | February | 2 | 1 | 0%
Solar Tracking | Norcal | February | 2 | 2 | 0%
Solar Tracking | Norcal | February | 2 | 3 | 0%
Solar Tracking | Norcal | February | 2 | 4 | 0%
Solar Tracking | Norcal | February | 2 | 5 | 0%
Solar Tracking | Norcal | February | 2 | 6 | 0%
Solar Tracking | Norcal | February | 2 | 7 | 0.01448%
Solar Tracking | Norcal | February | 2 | 8 | 10.56%
Solar Tracking | Norcal | February | 2 | 9 | 46.82%
Solar Tracking | Norcal | February | 2 | 10 | 58.95%
Solar Tracking | Norcal | February | 2 | 11 | 58.78%
Solar Tracking | Norcal | February | 2 | 12 | 59.2%
Solar Tracking | Norcal | February | 2 | 13 | 58.96%
Solar Tracking | Norcal | February | 2 | 14 | 56.57%
Solar Tracking | Norcal | February | 2 | 15 | 56.37%
Solar Tracking | Norcal | February | 2 | 16 | 48.44%
Solar Tracking | Norcal | February | 2 | 17 | 23.47%
Solar Tracking | Norcal | February | 2 | 18 | 1.291%
Solar Tracking | Norcal | February | 2 | 19 | 0%
Solar Tracking | Norcal | February | 2 | 20 | 0%
Solar Tracking | Norcal | February | 2 | 21 | 0%
Solar Tracking | Norcal | February | 2 | 22 | 0%
Solar Tracking | Norcal | February | 2 | 23 | 0%
Solar Tracking | Norcal | February | 2 | 24 | 0%
Solar Tracking | Norcal | March | 3 | 1 | 0%
Solar Tracking | Norcal | March | 3 | 2 | 0%
Solar Tracking | Norcal | March | 3 | 3 | 0%
Solar Tracking | Norcal | March | 3 | 4 | 0%
Solar Tracking | Norcal | March | 3 | 5 | 0%
Solar Tracking | Norcal | March | 3 | 6 | 0%
Solar Tracking | Norcal | March | 3 | 7 | 0.0002461%
Solar Tracking | Norcal | March | 3 | 8 | 6.423%
Solar Tracking | Norcal | March | 3 | 9 | 35.66%
Solar Tracking | Norcal | March | 3 | 10 | 59.31%
Solar Tracking | Norcal | March | 3 | 11 | 63.53%
Solar Tracking | Norcal | March | 3 | 12 | 61.89%
Solar Tracking | Norcal | March | 3 | 13 | 61.62%
Solar Tracking | Norcal | March | 3 | 14 | 60.38%
Solar Tracking | Norcal | March | 3 | 15 | 56.06%
Solar Tracking | Norcal | March | 3 | 16 | 50.65%
Solar Tracking | Norcal | March | 3 | 17 | 42.03%
Solar Tracking | Norcal | March | 3 | 18 | 10.76%
Solar Tracking | Norcal | March | 3 | 19 | 0.009074%
Solar Tracking | Norcal | March | 3 | 20 | 3.142e-05%
Solar Tracking | Norcal | March | 3 | 21 | 0%
Solar Tracking | Norcal | March | 3 | 22 | 0%
Solar Tracking | Norcal | March | 3 | 23 | 0%
Solar Tracking | Norcal | March | 3 | 24 | 0%
Solar Tracking | Norcal | April | 4 | 1 | 0%
Solar Tracking | Norcal | April | 4 | 2 | 0%
Solar Tracking | Norcal | April | 4 | 3 | 0%
Solar Tracking | Norcal | April | 4 | 4 | 0%
Solar Tracking | Norcal | April | 4 | 5 | 0%
Solar Tracking | Norcal | April | 4 | 6 | 0%
Solar Tracking | Norcal | April | 4 | 7 | 0.4957%
Solar Tracking | Norcal | April | 4 | 8 | 22.81%
Solar Tracking | Norcal | April | 4 | 9 | 56.58%
Solar Tracking | Norcal | April | 4 | 10 | 66.47%
Solar Tracking | Norcal | April | 4 | 11 | 65.23%
Solar Tracking | Norcal | April | 4 | 12 | 65.8%
Solar Tracking | Norcal | April | 4 | 13 | 68.61%
Solar Tracking | Norcal | April | 4 | 14 | 68.15%
Solar Tracking | Norcal | April | 4 | 15 | 68.11%
Solar Tracking | Norcal | April | 4 | 16 | 66.07%
Solar Tracking | Norcal | April | 4 | 17 | 64.36%
Solar Tracking | Norcal | April | 4 | 18 | 56.12%
Solar Tracking | Norcal | April | 4 | 19 | 23%
Solar Tracking | Norcal | April | 4 | 20 | 0.7448%
Solar Tracking | Norcal | April | 4 | 21 | 0%
Solar Tracking | Norcal | April | 4 | 22 | 0%
Solar Tracking | Norcal | April | 4 | 23 | 0%
Solar Tracking | Norcal | April | 4 | 24 | 0%
Solar Tracking | Norcal | May | 5 | 1 | 0%
Solar Tracking | Norcal | May | 5 | 2 | 0%
Solar Tracking | Norcal | May | 5 | 3 | 0%
Solar Tracking | Norcal | May | 5 | 4 | 0%
Solar Tracking | Norcal | May | 5 | 5 | 0%
Solar Tracking | Norcal | May | 5 | 6 | 0.002599%
Solar Tracking | Norcal | May | 5 | 7 | 8.228%
Solar Tracking | Norcal | May | 5 | 8 | 47.41%
Solar Tracking | Norcal | May | 5 | 9 | 65.95%
Solar Tracking | Norcal | May | 5 | 10 | 69.26%
Solar Tracking | Norcal | May | 5 | 11 | 69.91%
Solar Tracking | Norcal | May | 5 | 12 | 70.45%
Solar Tracking | Norcal | May | 5 | 13 | 70.41%
Solar Tracking | Norcal | May | 5 | 14 | 70.43%
Solar Tracking | Norcal | May | 5 | 15 | 72.43%
Solar Tracking | Norcal | May | 5 | 16 | 72.94%
Solar Tracking | Norcal | May | 5 | 17 | 70.92%
Solar Tracking | Norcal | May | 5 | 18 | 67.28%
Solar Tracking | Norcal | May | 5 | 19 | 41.37%
Solar Tracking | Norcal | May | 5 | 20 | 5.368%
Solar Tracking | Norcal | May | 5 | 21 | 0.0001566%
Solar Tracking | Norcal | May | 5 | 22 | 0%
Solar Tracking | Norcal | May | 5 | 23 | 0%
Solar Tracking | Norcal | May | 5 | 24 | 0%
Solar Tracking | Norcal | June | 6 | 1 | 0%
Solar Tracking | Norcal | June | 6 | 2 | 0%
Solar Tracking | Norcal | June | 6 | 3 | 0%
Solar Tracking | Norcal | June | 6 | 4 | 0%
Solar Tracking | Norcal | June | 6 | 5 | 0%
Solar Tracking | Norcal | June | 6 | 6 | 0.0562%
Solar Tracking | Norcal | June | 6 | 7 | 15.6%
Solar Tracking | Norcal | June | 6 | 8 | 57.02%
Solar Tracking | Norcal | June | 6 | 9 | 77.44%
Solar Tracking | Norcal | June | 6 | 10 | 83.09%
Solar Tracking | Norcal | June | 6 | 11 | 84.09%
Solar Tracking | Norcal | June | 6 | 12 | 85.11%
Solar Tracking | Norcal | June | 6 | 13 | 85.35%
Solar Tracking | Norcal | June | 6 | 14 | 85.2%
Solar Tracking | Norcal | June | 6 | 15 | 84.36%
Solar Tracking | Norcal | June | 6 | 16 | 84.45%
Solar Tracking | Norcal | June | 6 | 17 | 81.72%
Solar Tracking | Norcal | June | 6 | 18 | 76.33%
Solar Tracking | Norcal | June | 6 | 19 | 55.44%
Solar Tracking | Norcal | June | 6 | 20 | 14.94%
Solar Tracking | Norcal | June | 6 | 21 | 0.1339%
Solar Tracking | Norcal | June | 6 | 22 | 0%
Solar Tracking | Norcal | June | 6 | 23 | 0%
Solar Tracking | Norcal | June | 6 | 24 | 0%
Solar Tracking | Norcal | July | 7 | 1 | 0%
Solar Tracking | Norcal | July | 7 | 2 | 0%
Solar Tracking | Norcal | July | 7 | 3 | 0%
Solar Tracking | Norcal | July | 7 | 4 | 0%
Solar Tracking | Norcal | July | 7 | 5 | 0%
Solar Tracking | Norcal | July | 7 | 6 | 0.000671%
Solar Tracking | Norcal | July | 7 | 7 | 7.231%
Solar Tracking | Norcal | July | 7 | 8 | 46.41%
Solar Tracking | Norcal | July | 7 | 9 | 76.76%
Solar Tracking | Norcal | July | 7 | 10 | 84.84%
Solar Tracking | Norcal | July | 7 | 11 | 86.13%
Solar Tracking | Norcal | July | 7 | 12 | 86.07%
Solar Tracking | Norcal | July | 7 | 13 | 85.56%
Solar Tracking | Norcal | July | 7 | 14 | 85.33%
Solar Tracking | Norcal | July | 7 | 15 | 84.41%
Solar Tracking | Norcal | July | 7 | 16 | 84.04%
Solar Tracking | Norcal | July | 7 | 17 | 81.11%
Solar Tracking | Norcal | July | 7 | 18 | 75.13%
Solar Tracking | Norcal | July | 7 | 19 | 51.97%
Solar Tracking | Norcal | July | 7 | 20 | 12.28%
Solar Tracking | Norcal | July | 7 | 21 | 0.0664%
Solar Tracking | Norcal | July | 7 | 22 | 0%
Solar Tracking | Norcal | July | 7 | 23 | 0%
Solar Tracking | Norcal | July | 7 | 24 | 0%
Solar Tracking | Norcal | August | 8 | 1 | 0%
Solar Tracking | Norcal | August | 8 | 2 | 0%
Solar Tracking | Norcal | August | 8 | 3 | 0%
Solar Tracking | Norcal | August | 8 | 4 | 0%
Solar Tracking | Norcal | August | 8 | 5 | 0%
Solar Tracking | Norcal | August | 8 | 6 | 0%
Solar Tracking | Norcal | August | 8 | 7 | 1.077%
Solar Tracking | Norcal | August | 8 | 8 | 27.58%
Solar Tracking | Norcal | August | 8 | 9 | 64.97%
Solar Tracking | Norcal | August | 8 | 10 | 78.1%
Solar Tracking | Norcal | August | 8 | 11 | 81.56%
Solar Tracking | Norcal | August | 8 | 12 | 82.17%
Solar Tracking | Norcal | August | 8 | 13 | 81.88%
Solar Tracking | Norcal | August | 8 | 14 | 81.36%
Solar Tracking | Norcal | August | 8 | 15 | 81.16%
Solar Tracking | Norcal | August | 8 | 16 | 80.71%
Solar Tracking | Norcal | August | 8 | 17 | 77.54%
Solar Tracking | Norcal | August | 8 | 18 | 63.37%
Solar Tracking | Norcal | August | 8 | 19 | 28.29%
Solar Tracking | Norcal | August | 8 | 20 | 1.695%
Solar Tracking | Norcal | August | 8 | 21 | 0%
Solar Tracking | Norcal | August | 8 | 22 | 0%
Solar Tracking | Norcal | August | 8 | 23 | 0%
Solar Tracking | Norcal | August | 8 | 24 | 0%
Solar Tracking | Norcal | September | 9 | 1 | 0%
Solar Tracking | Norcal | September | 9 | 2 | 0%
Solar Tracking | Norcal | September | 9 | 3 | 0%
Solar Tracking | Norcal | September | 9 | 4 | 0%
Solar Tracking | Norcal | September | 9 | 5 | 0%
Solar Tracking | Norcal | September | 9 | 6 | 0%
Solar Tracking | Norcal | September | 9 | 7 | 0.0407%
Solar Tracking | Norcal | September | 9 | 8 | 13.91%
Solar Tracking | Norcal | September | 9 | 9 | 52.02%
Solar Tracking | Norcal | September | 9 | 10 | 68.71%
Solar Tracking | Norcal | September | 9 | 11 | 73.08%
Solar Tracking | Norcal | September | 9 | 12 | 73.76%
Solar Tracking | Norcal | September | 9 | 13 | 72.61%
Solar Tracking | Norcal | September | 9 | 14 | 72.52%
Solar Tracking | Norcal | September | 9 | 15 | 73.36%
Solar Tracking | Norcal | September | 9 | 16 | 73.61%
Solar Tracking | Norcal | September | 9 | 17 | 66.65%
Solar Tracking | Norcal | September | 9 | 18 | 41.31%
Solar Tracking | Norcal | September | 9 | 19 | 5.612%
Solar Tracking | Norcal | September | 9 | 20 | 5.804e-05%
Solar Tracking | Norcal | September | 9 | 21 | 0%
Solar Tracking | Norcal | September | 9 | 22 | 0%
Solar Tracking | Norcal | September | 9 | 23 | 0%
Solar Tracking | Norcal | September | 9 | 24 | 0%
Solar Tracking | Norcal | October | 10 | 1 | 0%
Solar Tracking | Norcal | October | 10 | 2 | 0%
Solar Tracking | Norcal | October | 10 | 3 | 0%
Solar Tracking | Norcal | October | 10 | 4 | 0%
Solar Tracking | Norcal | October | 10 | 5 | 0%
Solar Tracking | Norcal | October | 10 | 6 | 0%
Solar Tracking | Norcal | October | 10 | 7 | 2.162e-06%
Solar Tracking | Norcal | October | 10 | 8 | 3.696%
Solar Tracking | Norcal | October | 10 | 9 | 33.46%
Solar Tracking | Norcal | October | 10 | 10 | 58.74%
Solar Tracking | Norcal | October | 10 | 11 | 63.19%
Solar Tracking | Norcal | October | 10 | 12 | 62.42%
Solar Tracking | Norcal | October | 10 | 13 | 60.19%
Solar Tracking | Norcal | October | 10 | 14 | 61.84%
Solar Tracking | Norcal | October | 10 | 15 | 62.58%
Solar Tracking | Norcal | October | 10 | 16 | 61.86%
Solar Tracking | Norcal | October | 10 | 17 | 49.54%
Solar Tracking | Norcal | October | 10 | 18 | 13.94%
Solar Tracking | Norcal | October | 10 | 19 | 0.09415%
Solar Tracking | Norcal | October | 10 | 20 | 0%
Solar Tracking | Norcal | October | 10 | 21 | 0%
Solar Tracking | Norcal | October | 10 | 22 | 0%
Solar Tracking | Norcal | October | 10 | 23 | 0%
Solar Tracking | Norcal | October | 10 | 24 | 0%
Solar Tracking | Norcal | November | 11 | 1 | 0%
Solar Tracking | Norcal | November | 11 | 2 | 0%
Solar Tracking | Norcal | November | 11 | 3 | 0%
Solar Tracking | Norcal | November | 11 | 4 | 0%
Solar Tracking | Norcal | November | 11 | 5 | 0%
Solar Tracking | Norcal | November | 11 | 6 | 0%
Solar Tracking | Norcal | November | 11 | 7 | 0.07088%
Solar Tracking | Norcal | November | 11 | 8 | 9.19%
Solar Tracking | Norcal | November | 11 | 9 | 31.68%
Solar Tracking | Norcal | November | 11 | 10 | 45.67%
Solar Tracking | Norcal | November | 11 | 11 | 49.29%
Solar Tracking | Norcal | November | 11 | 12 | 48.42%
Solar Tracking | Norcal | November | 11 | 13 | 48.9%
Solar Tracking | Norcal | November | 11 | 14 | 50.21%
Solar Tracking | Norcal | November | 11 | 15 | 46.35%
Solar Tracking | Norcal | November | 11 | 16 | 26.67%
Solar Tracking | Norcal | November | 11 | 17 | 3.174%
Solar Tracking | Norcal | November | 11 | 18 | 0%
Solar Tracking | Norcal | November | 11 | 19 | 0%
Solar Tracking | Norcal | November | 11 | 20 | 0%
Solar Tracking | Norcal | November | 11 | 21 | 0%
Solar Tracking | Norcal | November | 11 | 22 | 0%
Solar Tracking | Norcal | November | 11 | 23 | 0%
Solar Tracking | Norcal | November | 11 | 24 | 0%
Solar Tracking | Norcal | December | 12 | 1 | 0%
Solar Tracking | Norcal | December | 12 | 2 | 0%
Solar Tracking | Norcal | December | 12 | 3 | 0%
Solar Tracking | Norcal | December | 12 | 4 | 0%
Solar Tracking | Norcal | December | 12 | 5 | 0%
Solar Tracking | Norcal | December | 12 | 6 | 0%
Solar Tracking | Norcal | December | 12 | 7 | 0.000188%
Solar Tracking | Norcal | December | 12 | 8 | 1.874%
Solar Tracking | Norcal | December | 12 | 9 | 12.36%
Solar Tracking | Norcal | December | 12 | 10 | 21.97%
Solar Tracking | Norcal | December | 12 | 11 | 29.48%
Solar Tracking | Norcal | December | 12 | 12 | 33.03%
Solar Tracking | Norcal | December | 12 | 13 | 34.37%
Solar Tracking | Norcal | December | 12 | 14 | 31.3%
Solar Tracking | Norcal | December | 12 | 15 | 26.14%
Solar Tracking | Norcal | December | 12 | 16 | 13.57%
Solar Tracking | Norcal | December | 12 | 17 | 1.628%
Solar Tracking | Norcal | December | 12 | 18 | 0%
Solar Tracking | Norcal | December | 12 | 19 | 0%
Solar Tracking | Norcal | December | 12 | 20 | 0%
Solar Tracking | Norcal | December | 12 | 21 | 0%
Solar Tracking | Norcal | December | 12 | 22 | 0%
Solar Tracking | Norcal | December | 12 | 23 | 0%
Solar Tracking | Norcal | December | 12 | 24 | 0%
Solar Tracking | Socal | January | 1 | 1 | 0%
Solar Tracking | Socal | January | 1 | 2 | 0%
Solar Tracking | Socal | January | 1 | 3 | 0%
Solar Tracking | Socal | January | 1 | 4 | 0%
Solar Tracking | Socal | January | 1 | 5 | 0%
Solar Tracking | Socal | January | 1 | 6 | 0%
Solar Tracking | Socal | January | 1 | 7 | 0.03337%
Solar Tracking | Socal | January | 1 | 8 | 10.94%
Solar Tracking | Socal | January | 1 | 9 | 39.8%
Solar Tracking | Socal | January | 1 | 10 | 53%
Solar Tracking | Socal | January | 1 | 11 | 55.35%
Solar Tracking | Socal | January | 1 | 12 | 56.51%
Solar Tracking | Socal | January | 1 | 13 | 55.35%
Solar Tracking | Socal | January | 1 | 14 | 52.54%
Solar Tracking | Socal | January | 1 | 15 | 48.14%
Solar Tracking | Socal | January | 1 | 16 | 30.58%
Solar Tracking | Socal | January | 1 | 17 | 5.961%
Solar Tracking | Socal | January | 1 | 18 | 0.0005939%
Solar Tracking | Socal | January | 1 | 19 | 0%
Solar Tracking | Socal | January | 1 | 20 | 0%
Solar Tracking | Socal | January | 1 | 21 | 0%
Solar Tracking | Socal | January | 1 | 22 | 0%
Solar Tracking | Socal | January | 1 | 23 | 0%
Solar Tracking | Socal | January | 1 | 24 | 0%
Solar Tracking | Socal | February | 2 | 1 | 0%
Solar Tracking | Socal | February | 2 | 2 | 0%
Solar Tracking | Socal | February | 2 | 3 | 0%
Solar Tracking | Socal | February | 2 | 4 | 0%
Solar Tracking | Socal | February | 2 | 5 | 0%
Solar Tracking | Socal | February | 2 | 6 | 0%
Solar Tracking | Socal | February | 2 | 7 | 0.5268%
Solar Tracking | Socal | February | 2 | 8 | 22.9%
Solar Tracking | Socal | February | 2 | 9 | 60.29%
Solar Tracking | Socal | February | 2 | 10 | 66.18%
Solar Tracking | Socal | February | 2 | 11 | 66.39%
Solar Tracking | Socal | February | 2 | 12 | 64.03%
Solar Tracking | Socal | February | 2 | 13 | 62.63%
Solar Tracking | Socal | February | 2 | 14 | 60.92%
Solar Tracking | Socal | February | 2 | 15 | 58.8%
Solar Tracking | Socal | February | 2 | 16 | 51.73%
Solar Tracking | Socal | February | 2 | 17 | 22.37%
Solar Tracking | Socal | February | 2 | 18 | 0.7555%
Solar Tracking | Socal | February | 2 | 19 | 0%
Solar Tracking | Socal | February | 2 | 20 | 0%
Solar Tracking | Socal | February | 2 | 21 | 0%
Solar Tracking | Socal | February | 2 | 22 | 0%
Solar Tracking | Socal | February | 2 | 23 | 0%
Solar Tracking | Socal | February | 2 | 24 | 0%
Solar Tracking | Socal | March | 3 | 1 | 0%
Solar Tracking | Socal | March | 3 | 2 | 0%
Solar Tracking | Socal | March | 3 | 3 | 0%
Solar Tracking | Socal | March | 3 | 4 | 0%
Solar Tracking | Socal | March | 3 | 5 | 0%
Solar Tracking | Socal | March | 3 | 6 | 0%
Solar Tracking | Socal | March | 3 | 7 | 0.0624%
Solar Tracking | Socal | March | 3 | 8 | 14.11%
Solar Tracking | Socal | March | 3 | 9 | 51.2%
Solar Tracking | Socal | March | 3 | 10 | 66.54%
Solar Tracking | Socal | March | 3 | 11 | 69.8%
Solar Tracking | Socal | March | 3 | 12 | 66.63%
Solar Tracking | Socal | March | 3 | 13 | 65.92%
Solar Tracking | Socal | March | 3 | 14 | 63.59%
Solar Tracking | Socal | March | 3 | 15 | 59.7%
Solar Tracking | Socal | March | 3 | 16 | 55.47%
Solar Tracking | Socal | March | 3 | 17 | 40.75%
Solar Tracking | Socal | March | 3 | 18 | 7.492%
Solar Tracking | Socal | March | 3 | 19 | 0.0004467%
Solar Tracking | Socal | March | 3 | 20 | 1.292e-08%
Solar Tracking | Socal | March | 3 | 21 | 0%
Solar Tracking | Socal | March | 3 | 22 | 0%
Solar Tracking | Socal | March | 3 | 23 | 0%
Solar Tracking | Socal | March | 3 | 24 | 0%
Solar Tracking | Socal | April | 4 | 1 | 0%
Solar Tracking | Socal | April | 4 | 2 | 0%
Solar Tracking | Socal | April | 4 | 3 | 0%
Solar Tracking | Socal | April | 4 | 4 | 0%
Solar Tracking | Socal | April | 4 | 5 | 0%
Solar Tracking | Socal | April | 4 | 6 | 0%
Solar Tracking | Socal | April | 4 | 7 | 2.122%
Solar Tracking | Socal | April | 4 | 8 | 33.59%
Solar Tracking | Socal | April | 4 | 9 | 66.26%
Solar Tracking | Socal | April | 4 | 10 | 73.16%
Solar Tracking | Socal | April | 4 | 11 | 74.16%
Solar Tracking | Socal | April | 4 | 12 | 75.21%
Solar Tracking | Socal | April | 4 | 13 | 75.73%
Solar Tracking | Socal | April | 4 | 14 | 74.18%
Solar Tracking | Socal | April | 4 | 15 | 72.08%
Solar Tracking | Socal | April | 4 | 16 | 70.22%
Solar Tracking | Socal | April | 4 | 17 | 66.13%
Solar Tracking | Socal | April | 4 | 18 | 52.48%
Solar Tracking | Socal | April | 4 | 19 | 16.72%
Solar Tracking | Socal | April | 4 | 20 | 0.2027%
Solar Tracking | Socal | April | 4 | 21 | 0%
Solar Tracking | Socal | April | 4 | 22 | 0%
Solar Tracking | Socal | April | 4 | 23 | 0%
Solar Tracking | Socal | April | 4 | 24 | 0%
Solar Tracking | Socal | May | 5 | 1 | 0%
Solar Tracking | Socal | May | 5 | 2 | 0%
Solar Tracking | Socal | May | 5 | 3 | 0%
Solar Tracking | Socal | May | 5 | 4 | 0%
Solar Tracking | Socal | May | 5 | 5 | 0%
Solar Tracking | Socal | May | 5 | 6 | 0.02494%
Solar Tracking | Socal | May | 5 | 7 | 13.21%
Solar Tracking | Socal | May | 5 | 8 | 52.35%
Solar Tracking | Socal | May | 5 | 9 | 70.85%
Solar Tracking | Socal | May | 5 | 10 | 77.16%
Solar Tracking | Socal | May | 5 | 11 | 81.05%
Solar Tracking | Socal | May | 5 | 12 | 80.06%
Solar Tracking | Socal | May | 5 | 13 | 80.27%
Solar Tracking | Socal | May | 5 | 14 | 79.88%
Solar Tracking | Socal | May | 5 | 15 | 79%
Solar Tracking | Socal | May | 5 | 16 | 77.17%
Solar Tracking | Socal | May | 5 | 17 | 73.07%
Solar Tracking | Socal | May | 5 | 18 | 62.39%
Solar Tracking | Socal | May | 5 | 19 | 30.98%
Solar Tracking | Socal | May | 5 | 20 | 2.323%
Solar Tracking | Socal | May | 5 | 21 | 0%
Solar Tracking | Socal | May | 5 | 22 | 0%
Solar Tracking | Socal | May | 5 | 23 | 0%
Solar Tracking | Socal | May | 5 | 24 | 0%
Solar Tracking | Socal | June | 6 | 1 | 0%
Solar Tracking | Socal | June | 6 | 2 | 0%
Solar Tracking | Socal | June | 6 | 3 | 0%
Solar Tracking | Socal | June | 6 | 4 | 0%
Solar Tracking | Socal | June | 6 | 5 | 0%
Solar Tracking | Socal | June | 6 | 6 | 0.2672%
Solar Tracking | Socal | June | 6 | 7 | 19.16%
Solar Tracking | Socal | June | 6 | 8 | 57.28%
Solar Tracking | Socal | June | 6 | 9 | 75.95%
Solar Tracking | Socal | June | 6 | 10 | 83.23%
Solar Tracking | Socal | June | 6 | 11 | 86.12%
Solar Tracking | Socal | June | 6 | 12 | 87.66%
Solar Tracking | Socal | June | 6 | 13 | 87.1%
Solar Tracking | Socal | June | 6 | 14 | 87.28%
Solar Tracking | Socal | June | 6 | 15 | 86.23%
Solar Tracking | Socal | June | 6 | 16 | 84.22%
Solar Tracking | Socal | June | 6 | 17 | 81.35%
Solar Tracking | Socal | June | 6 | 18 | 72.1%
Solar Tracking | Socal | June | 6 | 19 | 43.57%
Solar Tracking | Socal | June | 6 | 20 | 7.257%
Solar Tracking | Socal | June | 6 | 21 | 0.00404%
Solar Tracking | Socal | June | 6 | 22 | 0%
Solar Tracking | Socal | June | 6 | 23 | 0%
Solar Tracking | Socal | June | 6 | 24 | 0%
Solar Tracking | Socal | July | 7 | 1 | 0%
Solar Tracking | Socal | July | 7 | 2 | 0%
Solar Tracking | Socal | July | 7 | 3 | 0%
Solar Tracking | Socal | July | 7 | 4 | 0%
Solar Tracking | Socal | July | 7 | 5 | 0%
Solar Tracking | Socal | July | 7 | 6 | 0.009592%
Solar Tracking | Socal | July | 7 | 7 | 8.885%
Solar Tracking | Socal | July | 7 | 8 | 44.87%
Solar Tracking | Socal | July | 7 | 9 | 70.31%
Solar Tracking | Socal | July | 7 | 10 | 81.04%
Solar Tracking | Socal | July | 7 | 11 | 84.48%
Solar Tracking | Socal | July | 7 | 12 | 86.3%
Solar Tracking | Socal | July | 7 | 13 | 85.84%
Solar Tracking | Socal | July | 7 | 14 | 84.32%
Solar Tracking | Socal | July | 7 | 15 | 84.01%
Solar Tracking | Socal | July | 7 | 16 | 82.35%
Solar Tracking | Socal | July | 7 | 17 | 78.72%
Solar Tracking | Socal | July | 7 | 18 | 68.09%
Solar Tracking | Socal | July | 7 | 19 | 39.57%
Solar Tracking | Socal | July | 7 | 20 | 6.06%
Solar Tracking | Socal | July | 7 | 21 | 0.001955%
Solar Tracking | Socal | July | 7 | 22 | 0%
Solar Tracking | Socal | July | 7 | 23 | 0%
Solar Tracking | Socal | July | 7 | 24 | 0%
Solar Tracking | Socal | August | 8 | 1 | 0%
Solar Tracking | Socal | August | 8 | 2 | 0%
Solar Tracking | Socal | August | 8 | 3 | 0%
Solar Tracking | Socal | August | 8 | 4 | 0%
Solar Tracking | Socal | August | 8 | 5 | 0%
Solar Tracking | Socal | August | 8 | 6 | 0%
Solar Tracking | Socal | August | 8 | 7 | 3.314%
Solar Tracking | Socal | August | 8 | 8 | 36.71%
Solar Tracking | Socal | August | 8 | 9 | 70.79%
Solar Tracking | Socal | August | 8 | 10 | 80.9%
Solar Tracking | Socal | August | 8 | 11 | 85.42%
Solar Tracking | Socal | August | 8 | 12 | 86.54%
Solar Tracking | Socal | August | 8 | 13 | 86.42%
Solar Tracking | Socal | August | 8 | 14 | 85.16%
Solar Tracking | Socal | August | 8 | 15 | 83.66%
Solar Tracking | Socal | August | 8 | 16 | 80.69%
Solar Tracking | Socal | August | 8 | 17 | 74.86%
Solar Tracking | Socal | August | 8 | 18 | 59.36%
Solar Tracking | Socal | August | 8 | 19 | 21.64%
Solar Tracking | Socal | August | 8 | 20 | 0.6909%
Solar Tracking | Socal | August | 8 | 21 | 0%
Solar Tracking | Socal | August | 8 | 22 | 0%
Solar Tracking | Socal | August | 8 | 23 | 0%
Solar Tracking | Socal | August | 8 | 24 | 0%
Solar Tracking | Socal | September | 9 | 1 | 0%
Solar Tracking | Socal | September | 9 | 2 | 0%
Solar Tracking | Socal | September | 9 | 3 | 0%
Solar Tracking | Socal | September | 9 | 4 | 0%
Solar Tracking | Socal | September | 9 | 5 | 0%
Solar Tracking | Socal | September | 9 | 6 | 0%
Solar Tracking | Socal | September | 9 | 7 | 0.5561%
Solar Tracking | Socal | September | 9 | 8 | 23.93%
Solar Tracking | Socal | September | 9 | 9 | 63.32%
Solar Tracking | Socal | September | 9 | 10 | 74.68%
Solar Tracking | Socal | September | 9 | 11 | 79.91%
Solar Tracking | Socal | September | 9 | 12 | 81.19%
Solar Tracking | Socal | September | 9 | 13 | 81.57%
Solar Tracking | Socal | September | 9 | 14 | 80.41%
Solar Tracking | Socal | September | 9 | 15 | 79.02%
Solar Tracking | Socal | September | 9 | 16 | 76.95%
Solar Tracking | Socal | September | 9 | 17 | 67.36%
Solar Tracking | Socal | September | 9 | 18 | 36.65%
Solar Tracking | Socal | September | 9 | 19 | 3.892%
Solar Tracking | Socal | September | 9 | 20 | 8.502e-05%
Solar Tracking | Socal | September | 9 | 21 | 0%
Solar Tracking | Socal | September | 9 | 22 | 0%
Solar Tracking | Socal | September | 9 | 23 | 0%
Solar Tracking | Socal | September | 9 | 24 | 0%
Solar Tracking | Socal | October | 10 | 1 | 0%
Solar Tracking | Socal | October | 10 | 2 | 0%
Solar Tracking | Socal | October | 10 | 3 | 0%
Solar Tracking | Socal | October | 10 | 4 | 0%
Solar Tracking | Socal | October | 10 | 5 | 0%
Solar Tracking | Socal | October | 10 | 6 | 0%
Solar Tracking | Socal | October | 10 | 7 | 0.006139%
Solar Tracking | Socal | October | 10 | 8 | 10.98%
Solar Tracking | Socal | October | 10 | 9 | 51.11%
Solar Tracking | Socal | October | 10 | 10 | 67.9%
Solar Tracking | Socal | October | 10 | 11 | 71.33%
Solar Tracking | Socal | October | 10 | 12 | 71.77%
Solar Tracking | Socal | October | 10 | 13 | 71.66%
Solar Tracking | Socal | October | 10 | 14 | 72.15%
Solar Tracking | Socal | October | 10 | 15 | 72.64%
Solar Tracking | Socal | October | 10 | 16 | 70.06%
Solar Tracking | Socal | October | 10 | 17 | 52.1%
Solar Tracking | Socal | October | 10 | 18 | 12.05%
Solar Tracking | Socal | October | 10 | 19 | 0.01567%
Solar Tracking | Socal | October | 10 | 20 | 0%
Solar Tracking | Socal | October | 10 | 21 | 0%
Solar Tracking | Socal | October | 10 | 22 | 0%
Solar Tracking | Socal | October | 10 | 23 | 0%
Solar Tracking | Socal | October | 10 | 24 | 0%
Solar Tracking | Socal | November | 11 | 1 | 0%
Solar Tracking | Socal | November | 11 | 2 | 0%
Solar Tracking | Socal | November | 11 | 3 | 0%
Solar Tracking | Socal | November | 11 | 4 | 0%
Solar Tracking | Socal | November | 11 | 5 | 0%
Solar Tracking | Socal | November | 11 | 6 | 0%
Solar Tracking | Socal | November | 11 | 7 | 1.348%
Solar Tracking | Socal | November | 11 | 8 | 25.14%
Solar Tracking | Socal | November | 11 | 9 | 52.72%
Solar Tracking | Socal | November | 11 | 10 | 61.59%
Solar Tracking | Socal | November | 11 | 11 | 61.84%
Solar Tracking | Socal | November | 11 | 12 | 60.19%
Solar Tracking | Socal | November | 11 | 13 | 61.51%
Solar Tracking | Socal | November | 11 | 14 | 59.74%
Solar Tracking | Socal | November | 11 | 15 | 55.96%
Solar Tracking | Socal | November | 11 | 16 | 31.74%
Solar Tracking | Socal | November | 11 | 17 | 2.924%
Solar Tracking | Socal | November | 11 | 18 | 0%
Solar Tracking | Socal | November | 11 | 19 | 0%
Solar Tracking | Socal | November | 11 | 20 | 0%
Solar Tracking | Socal | November | 11 | 21 | 0%
Solar Tracking | Socal | November | 11 | 22 | 0%
Solar Tracking | Socal | November | 11 | 23 | 0%
Solar Tracking | Socal | November | 11 | 24 | 0%
Solar Tracking | Socal | December | 12 | 1 | 0%
Solar Tracking | Socal | December | 12 | 2 | 0%
Solar Tracking | Socal | December | 12 | 3 | 0%
Solar Tracking | Socal | December | 12 | 4 | 0%
Solar Tracking | Socal | December | 12 | 5 | 0%
Solar Tracking | Socal | December | 12 | 6 | 0%
Solar Tracking | Socal | December | 12 | 7 | 0.07697%
Solar Tracking | Socal | December | 12 | 8 | 10.69%
Solar Tracking | Socal | December | 12 | 9 | 34.89%
Solar Tracking | Socal | December | 12 | 10 | 44.34%
Solar Tracking | Socal | December | 12 | 11 | 46.26%
Solar Tracking | Socal | December | 12 | 12 | 47.2%
Solar Tracking | Socal | December | 12 | 13 | 49.6%
Solar Tracking | Socal | December | 12 | 14 | 45.95%
Solar Tracking | Socal | December | 12 | 15 | 39.77%
Solar Tracking | Socal | December | 12 | 16 | 21.57%
Solar Tracking | Socal | December | 12 | 17 | 1.773%
Solar Tracking | Socal | December | 12 | 18 | 0%
Solar Tracking | Socal | December | 12 | 19 | 0%
Solar Tracking | Socal | December | 12 | 20 | 0%
Solar Tracking | Socal | December | 12 | 21 | 0%
Solar Tracking | Socal | December | 12 | 22 | 0%
Solar Tracking | Socal | December | 12 | 23 | 0%
Solar Tracking | Socal | December | 12 | 24 | 0%
Solar Thermal | Socal | January | 1 | 1 | 0%
Solar Thermal | Socal | January | 1 | 2 | 0%
Solar Thermal | Socal | January | 1 | 3 | 0%
Solar Thermal | Socal | January | 1 | 4 | 0%
Solar Thermal | Socal | January | 1 | 5 | 0%
Solar Thermal | Socal | January | 1 | 6 | 0%
Solar Thermal | Socal | January | 1 | 7 | 0%
Solar Thermal | Socal | January | 1 | 8 | 0%
Solar Thermal | Socal | January | 1 | 9 | 0.5065%
Solar Thermal | Socal | January | 1 | 10 | 9.419%
Solar Thermal | Socal | January | 1 | 11 | 19.16%
Solar Thermal | Socal | January | 1 | 12 | 20.32%
Solar Thermal | Socal | January | 1 | 13 | 17.83%
Solar Thermal | Socal | January | 1 | 14 | 17.97%
Solar Thermal | Socal | January | 1 | 15 | 18.57%
Solar Thermal | Socal | January | 1 | 16 | 13.52%
Solar Thermal | Socal | January | 1 | 17 | 4.491%
Solar Thermal | Socal | January | 1 | 18 | 0%
Solar Thermal | Socal | January | 1 | 19 | 0%
Solar Thermal | Socal | January | 1 | 20 | 0%
Solar Thermal | Socal | January | 1 | 21 | 0%
Solar Thermal | Socal | January | 1 | 22 | 0%
Solar Thermal | Socal | January | 1 | 23 | 0%
Solar Thermal | Socal | January | 1 | 24 | 0%
Solar Thermal | Socal | February | 2 | 1 | 0%
Solar Thermal | Socal | February | 2 | 2 | 0%
Solar Thermal | Socal | February | 2 | 3 | 0%
Solar Thermal | Socal | February | 2 | 4 | 0%
Solar Thermal | Socal | February | 2 | 5 | 0%
Solar Thermal | Socal | February | 2 | 6 | 0%
Solar Thermal | Socal | February | 2 | 7 | 0%
Solar Thermal | Socal | February | 2 | 8 | 0%
Solar Thermal | Socal | February | 2 | 9 | 10.11%
Solar Thermal | Socal | February | 2 | 10 | 28.63%
Solar Thermal | Socal | February | 2 | 11 | 33.38%
Solar Thermal | Socal | February | 2 | 12 | 31.69%
Solar Thermal | Socal | February | 2 | 13 | 27.66%
Solar Thermal | Socal | February | 2 | 14 | 26.09%
Solar Thermal | Socal | February | 2 | 15 | 27.12%
Solar Thermal | Socal | February | 2 | 16 | 26.27%
Solar Thermal | Socal | February | 2 | 17 | 16.18%
Solar Thermal | Socal | February | 2 | 18 | 2.439%
Solar Thermal | Socal | February | 2 | 19 | 0%
Solar Thermal | Socal | February | 2 | 20 | 0%
Solar Thermal | Socal | February | 2 | 21 | 0%
Solar Thermal | Socal | February | 2 | 22 | 0%
Solar Thermal | Socal | February | 2 | 23 | 0%
Solar Thermal | Socal | February | 2 | 24 | 0%
Solar Thermal | Socal | March | 3 | 1 | 0%
Solar Thermal | Socal | March | 3 | 2 | 0%
Solar Thermal | Socal | March | 3 | 3 | 0%
Solar Thermal | Socal | March | 3 | 4 | 0%
Solar Thermal | Socal | March | 3 | 5 | 0%
Solar Thermal | Socal | March | 3 | 6 | 0%
Solar Thermal | Socal | March | 3 | 7 | 0%
Solar Thermal | Socal | March | 3 | 8 | 0%
Solar Thermal | Socal | March | 3 | 9 | 10.65%
Solar Thermal | Socal | March | 3 | 10 | 36.38%
Solar Thermal | Socal | March | 3 | 11 | 42.81%
Solar Thermal | Socal | March | 3 | 12 | 43.04%
Solar Thermal | Socal | March | 3 | 13 | 41.66%
Solar Thermal | Socal | March | 3 | 14 | 40.62%
Solar Thermal | Socal | March | 3 | 15 | 39.06%
Solar Thermal | Socal | March | 3 | 16 | 38.79%
Solar Thermal | Socal | March | 3 | 17 | 28.02%
Solar Thermal | Socal | March | 3 | 18 | 12.52%
Solar Thermal | Socal | March | 3 | 19 | 0.3742%
Solar Thermal | Socal | March | 3 | 20 | 0%
Solar Thermal | Socal | March | 3 | 21 | 0%
Solar Thermal | Socal | March | 3 | 22 | 0%
Solar Thermal | Socal | March | 3 | 23 | 0%
Solar Thermal | Socal | March | 3 | 24 | 0%
Solar Thermal | Socal | April | 4 | 1 | 0%
Solar Thermal | Socal | April | 4 | 2 | 0%
Solar Thermal | Socal | April | 4 | 3 | 0%
Solar Thermal | Socal | April | 4 | 4 | 0%
Solar Thermal | Socal | April | 4 | 5 | 0%
Solar Thermal | Socal | April | 4 | 6 | 0%
Solar Thermal | Socal | April | 4 | 7 | 0%
Solar Thermal | Socal | April | 4 | 8 | 1.561%
Solar Thermal | Socal | April | 4 | 9 | 30.95%
Solar Thermal | Socal | April | 4 | 10 | 54.73%
Solar Thermal | Socal | April | 4 | 11 | 63.85%
Solar Thermal | Socal | April | 4 | 12 | 65.91%
Solar Thermal | Socal | April | 4 | 13 | 64.86%
Solar Thermal | Socal | April | 4 | 14 | 61.3%
Solar Thermal | Socal | April | 4 | 15 | 53.43%
Solar Thermal | Socal | April | 4 | 16 | 50.51%
Solar Thermal | Socal | April | 4 | 17 | 46.01%
Solar Thermal | Socal | April | 4 | 18 | 37.97%
Solar Thermal | Socal | April | 4 | 19 | 15.31%
Solar Thermal | Socal | April | 4 | 20 | 1.875%
Solar Thermal | Socal | April | 4 | 21 | 0%
Solar Thermal | Socal | April | 4 | 22 | 0%
Solar Thermal | Socal | April | 4 | 23 | 0%
Solar Thermal | Socal | April | 4 | 24 | 0%
Solar Thermal | Socal | May | 5 | 1 | 0%
Solar Thermal | Socal | May | 5 | 2 | 0%
Solar Thermal | Socal | May | 5 | 3 | 0%
Solar Thermal | Socal | May | 5 | 4 | 0%
Solar Thermal | Socal | May | 5 | 5 | 0%
Solar Thermal | Socal | May | 5 | 6 | 0%
Solar Thermal | Socal | May | 5 | 7 | 0.5015%
Solar Thermal | Socal | May | 5 | 8 | 22.42%
Solar Thermal | Socal | May | 5 | 9 | 63.83%
Solar Thermal | Socal | May | 5 | 10 | 78.37%
Solar Thermal | Socal | May | 5 | 11 | 81.98%
Solar Thermal | Socal | May | 5 | 12 | 81.25%
Solar Thermal | Socal | May | 5 | 13 | 74.34%
Solar Thermal | Socal | May | 5 | 14 | 73.21%
Solar Thermal | Socal | May | 5 | 15 | 70.1%
Solar Thermal | Socal | May | 5 | 16 | 63.2%
Solar Thermal | Socal | May | 5 | 17 | 55.94%
Solar Thermal | Socal | May | 5 | 18 | 50.08%
Solar Thermal | Socal | May | 5 | 19 | 31.75%
Solar Thermal | Socal | May | 5 | 20 | 7.141%
Solar Thermal | Socal | May | 5 | 21 | 0%
Solar Thermal | Socal | May | 5 | 22 | 0%
Solar Thermal | Socal | May | 5 | 23 | 0%
Solar Thermal | Socal | May | 5 | 24 | 0%
Solar Thermal | Socal | June | 6 | 1 | 0%
Solar Thermal | Socal | June | 6 | 2 | 0%
Solar Thermal | Socal | June | 6 | 3 | 0%
Solar Thermal | Socal | June | 6 | 4 | 0%
Solar Thermal | Socal | June | 6 | 5 | 0%
Solar Thermal | Socal | June | 6 | 6 | 0%
Solar Thermal | Socal | June | 6 | 7 | 3.443%
Solar Thermal | Socal | June | 6 | 8 | 33.83%
Solar Thermal | Socal | June | 6 | 9 | 71.08%
Solar Thermal | Socal | June | 6 | 10 | 80.27%
Solar Thermal | Socal | June | 6 | 11 | 83.24%
Solar Thermal | Socal | June | 6 | 12 | 82.56%
Solar Thermal | Socal | June | 6 | 13 | 82.67%
Solar Thermal | Socal | June | 6 | 14 | 79.39%
Solar Thermal | Socal | June | 6 | 15 | 74.5%
Solar Thermal | Socal | June | 6 | 16 | 72.23%
Solar Thermal | Socal | June | 6 | 17 | 69.61%
Solar Thermal | Socal | June | 6 | 18 | 62.35%
Solar Thermal | Socal | June | 6 | 19 | 43.32%
Solar Thermal | Socal | June | 6 | 20 | 15.28%
Solar Thermal | Socal | June | 6 | 21 | 0.3615%
Solar Thermal | Socal | June | 6 | 22 | 0%
Solar Thermal | Socal | June | 6 | 23 | 0%
Solar Thermal | Socal | June | 6 | 24 | 0%
Solar Thermal | Socal | July | 7 | 1 | 0%
Solar Thermal | Socal | July | 7 | 2 | 0%
Solar Thermal | Socal | July | 7 | 3 | 0%
Solar Thermal | Socal | July | 7 | 4 | 0%
Solar Thermal | Socal | July | 7 | 5 | 0%
Solar Thermal | Socal | July | 7 | 6 | 0%
Solar Thermal | Socal | July | 7 | 7 | 0%
Solar Thermal | Socal | July | 7 | 8 | 6.449%
Solar Thermal | Socal | July | 7 | 9 | 34.56%
Solar Thermal | Socal | July | 7 | 10 | 53.28%
Solar Thermal | Socal | July | 7 | 11 | 61.62%
Solar Thermal | Socal | July | 7 | 12 | 62.6%
Solar Thermal | Socal | July | 7 | 13 | 64.09%
Solar Thermal | Socal | July | 7 | 14 | 59.98%
Solar Thermal | Socal | July | 7 | 15 | 56.81%
Solar Thermal | Socal | July | 7 | 16 | 54.65%
Solar Thermal | Socal | July | 7 | 17 | 52.11%
Solar Thermal | Socal | July | 7 | 18 | 46.72%
Solar Thermal | Socal | July | 7 | 19 | 33.03%
Solar Thermal | Socal | July | 7 | 20 | 10.7%
Solar Thermal | Socal | July | 7 | 21 | 0.005077%
Solar Thermal | Socal | July | 7 | 22 | 0%
Solar Thermal | Socal | July | 7 | 23 | 0%
Solar Thermal | Socal | July | 7 | 24 | 0%
Solar Thermal | Socal | August | 8 | 1 | 0%
Solar Thermal | Socal | August | 8 | 2 | 0%
Solar Thermal | Socal | August | 8 | 3 | 0%
Solar Thermal | Socal | August | 8 | 4 | 0%
Solar Thermal | Socal | August | 8 | 5 | 0%
Solar Thermal | Socal | August | 8 | 6 | 0%
Solar Thermal | Socal | August | 8 | 7 | 0%
Solar Thermal | Socal | August | 8 | 8 | 4.606%
Solar Thermal | Socal | August | 8 | 9 | 38.19%
Solar Thermal | Socal | August | 8 | 10 | 64.53%
Solar Thermal | Socal | August | 8 | 11 | 72.2%
Solar Thermal | Socal | August | 8 | 12 | 76.41%
Solar Thermal | Socal | August | 8 | 13 | 74.34%
Solar Thermal | Socal | August | 8 | 14 | 67.66%
Solar Thermal | Socal | August | 8 | 15 | 61.78%
Solar Thermal | Socal | August | 8 | 16 | 56.39%
Solar Thermal | Socal | August | 8 | 17 | 54.46%
Solar Thermal | Socal | August | 8 | 18 | 45.46%
Solar Thermal | Socal | August | 8 | 19 | 28.31%
Solar Thermal | Socal | August | 8 | 20 | 4.261%
Solar Thermal | Socal | August | 8 | 21 | 0%
Solar Thermal | Socal | August | 8 | 22 | 0%
Solar Thermal | Socal | August | 8 | 23 | 0%
Solar Thermal | Socal | August | 8 | 24 | 0%
Solar Thermal | Socal | September | 9 | 1 | 0%
Solar Thermal | Socal | September | 9 | 2 | 0%
Solar Thermal | Socal | September | 9 | 3 | 0%
Solar Thermal | Socal | September | 9 | 4 | 0%
Solar Thermal | Socal | September | 9 | 5 | 0%
Solar Thermal | Socal | September | 9 | 6 | 0%
Solar Thermal | Socal | September | 9 | 7 | 0%
Solar Thermal | Socal | September | 9 | 8 | 1.223%
Solar Thermal | Socal | September | 9 | 9 | 30.84%
Solar Thermal | Socal | September | 9 | 10 | 63.45%
Solar Thermal | Socal | September | 9 | 11 | 72.3%
Solar Thermal | Socal | September | 9 | 12 | 72.9%
Solar Thermal | Socal | September | 9 | 13 | 70.67%
Solar Thermal | Socal | September | 9 | 14 | 68.29%
Solar Thermal | Socal | September | 9 | 15 | 67.25%
Solar Thermal | Socal | September | 9 | 16 | 64.67%
Solar Thermal | Socal | September | 9 | 17 | 57.51%
Solar Thermal | Socal | September | 9 | 18 | 43.24%
Solar Thermal | Socal | September | 9 | 19 | 10.3%
Solar Thermal | Socal | September | 9 | 20 | 0.07872%
Solar Thermal | Socal | September | 9 | 21 | 0%
Solar Thermal | Socal | September | 9 | 22 | 0%
Solar Thermal | Socal | September | 9 | 23 | 0%
Solar Thermal | Socal | September | 9 | 24 | 0%
Solar Thermal | Socal | October | 10 | 1 | 0%
Solar Thermal | Socal | October | 10 | 2 | 0%
Solar Thermal | Socal | October | 10 | 3 | 0%
Solar Thermal | Socal | October | 10 | 4 | 0%
Solar Thermal | Socal | October | 10 | 5 | 0%
Solar Thermal | Socal | October | 10 | 6 | 0%
Solar Thermal | Socal | October | 10 | 7 | 0%
Solar Thermal | Socal | October | 10 | 8 | 0%
Solar Thermal | Socal | October | 10 | 9 | 15.42%
Solar Thermal | Socal | October | 10 | 10 | 56.05%
Solar Thermal | Socal | October | 10 | 11 | 69.5%
Solar Thermal | Socal | October | 10 | 12 | 68.13%
Solar Thermal | Socal | October | 10 | 13 | 67.56%
Solar Thermal | Socal | October | 10 | 14 | 67.11%
Solar Thermal | Socal | October | 10 | 15 | 67.72%
Solar Thermal | Socal | October | 10 | 16 | 67.16%
Solar Thermal | Socal | October | 10 | 17 | 55.87%
Solar Thermal | Socal | October | 10 | 18 | 22.58%
Solar Thermal | Socal | October | 10 | 19 | 1.708%
Solar Thermal | Socal | October | 10 | 20 | 0%
Solar Thermal | Socal | October | 10 | 21 | 0%
Solar Thermal | Socal | October | 10 | 22 | 0%
Solar Thermal | Socal | October | 10 | 23 | 0%
Solar Thermal | Socal | October | 10 | 24 | 0%
Solar Thermal | Socal | November | 11 | 1 | 0%
Solar Thermal | Socal | November | 11 | 2 | 0%
Solar Thermal | Socal | November | 11 | 3 | 0%
Solar Thermal | Socal | November | 11 | 4 | 0%
Solar Thermal | Socal | November | 11 | 5 | 0%
Solar Thermal | Socal | November | 11 | 6 | 0%
Solar Thermal | Socal | November | 11 | 7 | 0%
Solar Thermal | Socal | November | 11 | 8 | 0%
Solar Thermal | Socal | November | 11 | 9 | 13.43%
Solar Thermal | Socal | November | 11 | 10 | 38.45%
Solar Thermal | Socal | November | 11 | 11 | 47.3%
Solar Thermal | Socal | November | 11 | 12 | 43.42%
Solar Thermal | Socal | November | 11 | 13 | 40.53%
Solar Thermal | Socal | November | 11 | 14 | 43.45%
Solar Thermal | Socal | November | 11 | 15 | 36.39%
Solar Thermal | Socal | November | 11 | 16 | 27.49%
Solar Thermal | Socal | November | 11 | 17 | 7.231%
Solar Thermal | Socal | November | 11 | 18 | 0%
Solar Thermal | Socal | November | 11 | 19 | 0%
Solar Thermal | Socal | November | 11 | 20 | 0%
Solar Thermal | Socal | November | 11 | 21 | 0%
Solar Thermal | Socal | November | 11 | 22 | 0%
Solar Thermal | Socal | November | 11 | 23 | 0%
Solar Thermal | Socal | November | 11 | 24 | 0%
Solar Thermal | Socal | December | 12 | 1 | 0%
Solar Thermal | Socal | December | 12 | 2 | 0%
Solar Thermal | Socal | December | 12 | 3 | 0%
Solar Thermal | Socal | December | 12 | 4 | 0%
Solar Thermal | Socal | December | 12 | 5 | 0%
Solar Thermal | Socal | December | 12 | 6 | 0%
Solar Thermal | Socal | December | 12 | 7 | 0%
Solar Thermal | Socal | December | 12 | 8 | 0%
Solar Thermal | Socal | December | 12 | 9 | 0.3895%
Solar Thermal | Socal | December | 12 | 10 | 5.785%
Solar Thermal | Socal | December | 12 | 11 | 12.36%
Solar Thermal | Socal | December | 12 | 12 | 11.52%
Solar Thermal | Socal | December | 12 | 13 | 12.05%
Solar Thermal | Socal | December | 12 | 14 | 12.06%
Solar Thermal | Socal | December | 12 | 15 | 12.34%
Solar Thermal | Socal | December | 12 | 16 | 10.16%
Solar Thermal | Socal | December | 12 | 17 | 1.14%
Solar Thermal | Socal | December | 12 | 18 | 0%
Solar Thermal | Socal | December | 12 | 19 | 0%
Solar Thermal | Socal | December | 12 | 20 | 0%
Solar Thermal | Socal | December | 12 | 21 | 0%
Solar Thermal | Socal | December | 12 | 22 | 0%
Solar Thermal | Socal | December | 12 | 23 | 0%
Solar Thermal | Socal | December | 12 | 24 | 0%
Wind | Norcal | January | 1 | 1 | 3.637%
Wind | Norcal | January | 1 | 2 | 3.766%
Wind | Norcal | January | 1 | 3 | 3.417%
Wind | Norcal | January | 1 | 4 | 3.279%
Wind | Norcal | January | 1 | 5 | 3.575%
Wind | Norcal | January | 1 | 6 | 3.63%
Wind | Norcal | January | 1 | 7 | 3.487%
Wind | Norcal | January | 1 | 8 | 3.419%
Wind | Norcal | January | 1 | 9 | 3.43%
Wind | Norcal | January | 1 | 10 | 3.262%
Wind | Norcal | January | 1 | 11 | 2.714%
Wind | Norcal | January | 1 | 12 | 2.559%
Wind | Norcal | January | 1 | 13 | 2.336%
Wind | Norcal | January | 1 | 14 | 2.222%
Wind | Norcal | January | 1 | 15 | 2.002%
Wind | Norcal | January | 1 | 16 | 1.635%
Wind | Norcal | January | 1 | 17 | 2.03%
Wind | Norcal | January | 1 | 18 | 2.663%
Wind | Norcal | January | 1 | 19 | 3.179%
Wind | Norcal | January | 1 | 20 | 3.316%
Wind | Norcal | January | 1 | 21 | 3.163%
Wind | Norcal | January | 1 | 22 | 3.434%
Wind | Norcal | January | 1 | 23 | 3.554%
Wind | Norcal | January | 1 | 24 | 3.681%
Wind | Norcal | February | 2 | 1 | 8.325%
Wind | Norcal | February | 2 | 2 | 8.396%
Wind | Norcal | February | 2 | 3 | 7.378%
Wind | Norcal | February | 2 | 4 | 8.084%
Wind | Norcal | February | 2 | 5 | 6.474%
Wind | Norcal | February | 2 | 6 | 6.843%
Wind | Norcal | February | 2 | 7 | 6.855%
Wind | Norcal | February | 2 | 8 | 6.901%
Wind | Norcal | February | 2 | 9 | 6.738%
Wind | Norcal | February | 2 | 10 | 5.604%
Wind | Norcal | February | 2 | 11 | 5.056%
Wind | Norcal | February | 2 | 12 | 4.706%
Wind | Norcal | February | 2 | 13 | 4.384%
Wind | Norcal | February | 2 | 14 | 4.274%
Wind | Norcal | February | 2 | 15 | 4.089%
Wind | Norcal | February | 2 | 16 | 3.881%
Wind | Norcal | February | 2 | 17 | 4.051%
Wind | Norcal | February | 2 | 18 | 4.474%
Wind | Norcal | February | 2 | 19 | 5.815%
Wind | Norcal | February | 2 | 20 | 6.667%
Wind | Norcal | February | 2 | 21 | 7.128%
Wind | Norcal | February | 2 | 22 | 7.056%
Wind | Norcal | February | 2 | 23 | 8.259%
Wind | Norcal | February | 2 | 24 | 8.612%
Wind | Norcal | March | 3 | 1 | 9.279%
Wind | Norcal | March | 3 | 2 | 10.22%
Wind | Norcal | March | 3 | 3 | 8.381%
Wind | Norcal | March | 3 | 4 | 8.791%
Wind | Norcal | March | 3 | 5 | 7.322%
Wind | Norcal | March | 3 | 6 | 6.042%
Wind | Norcal | March | 3 | 7 | 5.414%
Wind | Norcal | March | 3 | 8 | 5.415%
Wind | Norcal | March | 3 | 9 | 4.904%
Wind | Norcal | March | 3 | 10 | 4.373%
Wind | Norcal | March | 3 | 11 | 3.48%
Wind | Norcal | March | 3 | 12 | 3.523%
Wind | Norcal | March | 3 | 13 | 3.789%
Wind | Norcal | March | 3 | 14 | 3.699%
Wind | Norcal | March | 3 | 15 | 3.794%
Wind | Norcal | March | 3 | 16 | 3.604%
Wind | Norcal | March | 3 | 17 | 4.368%
Wind | Norcal | March | 3 | 18 | 4.894%
Wind | Norcal | March | 3 | 19 | 6.147%
Wind | Norcal | March | 3 | 20 | 9.324%
Wind | Norcal | March | 3 | 21 | 10.99%
Wind | Norcal | March | 3 | 22 | 10.44%
Wind | Norcal | March | 3 | 23 | 11.59%
Wind | Norcal | March | 3 | 24 | 11.43%
Wind | Norcal | April | 4 | 1 | 28.28%
Wind | Norcal | April | 4 | 2 | 27.31%
Wind | Norcal | April | 4 | 3 | 26.58%
Wind | Norcal | April | 4 | 4 | 21.56%
Wind | Norcal | April | 4 | 5 | 18.57%
Wind | Norcal | April | 4 | 6 | 16.22%
Wind | Norcal | April | 4 | 7 | 15.32%
Wind | Norcal | April | 4 | 8 | 12.47%
Wind | Norcal | April | 4 | 9 | 9.841%
Wind | Norcal | April | 4 | 10 | 9.246%
Wind | Norcal | April | 4 | 11 | 7.566%
Wind | Norcal | April | 4 | 12 | 6.709%
Wind | Norcal | April | 4 | 13 | 6.91%
Wind | Norcal | April | 4 | 14 | 7.079%
Wind | Norcal | April | 4 | 15 | 7.749%
Wind | Norcal | April | 4 | 16 | 10.31%
Wind | Norcal | April | 4 | 17 | 16.55%
Wind | Norcal | April | 4 | 18 | 21.53%
Wind | Norcal | April | 4 | 19 | 21.32%
Wind | Norcal | April | 4 | 20 | 24.11%
Wind | Norcal | April | 4 | 21 | 27.47%
Wind | Norcal | April | 4 | 22 | 26.86%
Wind | Norcal | April | 4 | 23 | 28.88%
Wind | Norcal | April | 4 | 24 | 29.51%
Wind | Norcal | May | 5 | 1 | 41.48%
Wind | Norcal | May | 5 | 2 | 40.06%
Wind | Norcal | May | 5 | 3 | 38.84%
Wind | Norcal | May | 5 | 4 | 36.8%
Wind | Norcal | May | 5 | 5 | 32.57%
Wind | Norcal | May | 5 | 6 | 28.02%
Wind | Norcal | May | 5 | 7 | 24.01%
Wind | Norcal | May | 5 | 8 | 19.82%
Wind | Norcal | May | 5 | 9 | 19.35%
Wind | Norcal | May | 5 | 10 | 16.04%
Wind | Norcal | May | 5 | 11 | 13.73%
Wind | Norcal | May | 5 | 12 | 11.44%
Wind | Norcal | May | 5 | 13 | 10.98%
Wind | Norcal | May | 5 | 14 | 12.75%
Wind | Norcal | May | 5 | 15 | 16.96%
Wind | Norcal | May | 5 | 16 | 22.46%
Wind | Norcal | May | 5 | 17 | 31.42%
Wind | Norcal | May | 5 | 18 | 39.23%
Wind | Norcal | May | 5 | 19 | 40.99%
Wind | Norcal | May | 5 | 20 | 40.75%
Wind | Norcal | May | 5 | 21 | 42.15%
Wind | Norcal | May | 5 | 22 | 43.01%
Wind | Norcal | May | 5 | 23 | 42.45%
Wind | Norcal | May | 5 | 24 | 42.14%
Wind | Norcal | June | 6 | 1 | 38.05%
Wind | Norcal | June | 6 | 2 | 39.89%
Wind | Norcal | June | 6 | 3 | 36.61%
Wind | Norcal | June | 6 | 4 | 33.51%
Wind | Norcal | June | 6 | 5 | 31.19%
Wind | Norcal | June | 6 | 6 | 26.63%
Wind | Norcal | June | 6 | 7 | 22.89%
Wind | Norcal | June | 6 | 8 | 17.32%
Wind | Norcal | June | 6 | 9 | 12.82%
Wind | Norcal | June | 6 | 10 | 10.27%
Wind | Norcal | June | 6 | 11 | 7.847%
Wind | Norcal | June | 6 | 12 | 5.444%
Wind | Norcal | June | 6 | 13 | 4.647%
Wind | Norcal | June | 6 | 14 | 5.902%
Wind | Norcal | June | 6 | 15 | 6.469%
Wind | Norcal | June | 6 | 16 | 9.942%
Wind | Norcal | June | 6 | 17 | 17.15%
Wind | Norcal | June | 6 | 18 | 25.48%
Wind | Norcal | June | 6 | 19 | 31.82%
Wind | Norcal | June | 6 | 20 | 32.77%
Wind | Norcal | June | 6 | 21 | 35.87%
Wind | Norcal | June | 6 | 22 | 36.69%
Wind | Norcal | June | 6 | 23 | 36.34%
Wind | Norcal | June | 6 | 24 | 37.67%
Wind | Norcal | July | 7 | 1 | 59.82%
Wind | Norcal | July | 7 | 2 | 58.94%
Wind | Norcal | July | 7 | 3 | 54.11%
Wind | Norcal | July | 7 | 4 | 49.75%
Wind | Norcal | July | 7 | 5 | 47.57%
Wind | Norcal | July | 7 | 6 | 42.73%
Wind | Norcal | July | 7 | 7 | 36.33%
Wind | Norcal | July | 7 | 8 | 30.83%
Wind | Norcal | July | 7 | 9 | 22.07%
Wind | Norcal | July | 7 | 10 | 17.68%
Wind | Norcal | July | 7 | 11 | 11.55%
Wind | Norcal | July | 7 | 12 | 8.448%
Wind | Norcal | July | 7 | 13 | 7.84%
Wind | Norcal | July | 7 | 14 | 11.1%
Wind | Norcal | July | 7 | 15 | 13.64%
Wind | Norcal | July | 7 | 16 | 19.34%
Wind | Norcal | July | 7 | 17 | 31.37%
Wind | Norcal | July | 7 | 18 | 39.53%
Wind | Norcal | July | 7 | 19 | 42.56%
Wind | Norcal | July | 7 | 20 | 44.8%
Wind | Norcal | July | 7 | 21 | 50.49%
Wind | Norcal | July | 7 | 22 | 52.83%
Wind | Norcal | July | 7 | 23 | 57.28%
Wind | Norcal | July | 7 | 24 | 59.94%
Wind | Norcal | August | 8 | 1 | 49.13%
Wind | Norcal | August | 8 | 2 | 47.24%
Wind | Norcal | August | 8 | 3 | 44.43%
Wind | Norcal | August | 8 | 4 | 39.54%
Wind | Norcal | August | 8 | 5 | 34.62%
Wind | Norcal | August | 8 | 6 | 29.98%
Wind | Norcal | August | 8 | 7 | 26.27%
Wind | Norcal | August | 8 | 8 | 24.2%
Wind | Norcal | August | 8 | 9 | 15.5%
Wind | Norcal | August | 8 | 10 | 10.34%
Wind | Norcal | August | 8 | 11 | 7.504%
Wind | Norcal | August | 8 | 12 | 5.274%
Wind | Norcal | August | 8 | 13 | 3.92%
Wind | Norcal | August | 8 | 14 | 4.617%
Wind | Norcal | August | 8 | 15 | 5.41%
Wind | Norcal | August | 8 | 16 | 8.523%
Wind | Norcal | August | 8 | 17 | 14.53%
Wind | Norcal | August | 8 | 18 | 22.85%
Wind | Norcal | August | 8 | 19 | 30.36%
Wind | Norcal | August | 8 | 20 | 38.71%
Wind | Norcal | August | 8 | 21 | 46.77%
Wind | Norcal | August | 8 | 22 | 49.54%
Wind | Norcal | August | 8 | 23 | 50.03%
Wind | Norcal | August | 8 | 24 | 50.8%
Wind | Norcal | September | 9 | 1 | 18.57%
Wind | Norcal | September | 9 | 2 | 18.7%
Wind | Norcal | September | 9 | 3 | 18.13%
Wind | Norcal | September | 9 | 4 | 16.16%
Wind | Norcal | September | 9 | 5 | 12.77%
Wind | Norcal | September | 9 | 6 | 10.34%
Wind | Norcal | September | 9 | 7 | 9.597%
Wind | Norcal | September | 9 | 8 | 7.775%
Wind | Norcal | September | 9 | 9 | 5.854%
Wind | Norcal | September | 9 | 10 | 3.615%
Wind | Norcal | September | 9 | 11 | 2.743%
Wind | Norcal | September | 9 | 12 | 1.384%
Wind | Norcal | September | 9 | 13 | 0.9601%
Wind | Norcal | September | 9 | 14 | 1.394%
Wind | Norcal | September | 9 | 15 | 2.122%
Wind | Norcal | September | 9 | 16 | 3.158%
Wind | Norcal | September | 9 | 17 | 5.324%
Wind | Norcal | September | 9 | 18 | 6.665%
Wind | Norcal | September | 9 | 19 | 7.624%
Wind | Norcal | September | 9 | 20 | 11.74%
Wind | Norcal | September | 9 | 21 | 15.21%
Wind | Norcal | September | 9 | 22 | 16.67%
Wind | Norcal | September | 9 | 23 | 18.07%
Wind | Norcal | September | 9 | 24 | 17.95%
Wind | Norcal | October | 10 | 1 | 7.807%
Wind | Norcal | October | 10 | 2 | 7.097%
Wind | Norcal | October | 10 | 3 | 5.603%
Wind | Norcal | October | 10 | 4 | 4.464%
Wind | Norcal | October | 10 | 5 | 3.448%
Wind | Norcal | October | 10 | 6 | 2.941%
Wind | Norcal | October | 10 | 7 | 3.361%
Wind | Norcal | October | 10 | 8 | 2.856%
Wind | Norcal | October | 10 | 9 | 2.516%
Wind | Norcal | October | 10 | 10 | 1.736%
Wind | Norcal | October | 10 | 11 | 1.089%
Wind | Norcal | October | 10 | 12 | 0.9438%
Wind | Norcal | October | 10 | 13 | 0.8101%
Wind | Norcal | October | 10 | 14 | 0.7039%
Wind | Norcal | October | 10 | 15 | 1.01%
Wind | Norcal | October | 10 | 16 | 1.036%
Wind | Norcal | October | 10 | 17 | 0.9488%
Wind | Norcal | October | 10 | 18 | 1.009%
Wind | Norcal | October | 10 | 19 | 1.858%
Wind | Norcal | October | 10 | 20 | 2.521%
Wind | Norcal | October | 10 | 21 | 4.056%
Wind | Norcal | October | 10 | 22 | 4.656%
Wind | Norcal | October | 10 | 23 | 5.939%
Wind | Norcal | October | 10 | 24 | 6.654%
Wind | Norcal | November | 11 | 1 | 3.87%
Wind | Norcal | November | 11 | 2 | 3.754%
Wind | Norcal | November | 11 | 3 | 3.545%
Wind | Norcal | November | 11 | 4 | 3.27%
Wind | Norcal | November | 11 | 5 | 3.085%
Wind | Norcal | November | 11 | 6 | 3.443%
Wind | Norcal | November | 11 | 7 | 3.273%
Wind | Norcal | November | 11 | 8 | 3.492%
Wind | Norcal | November | 11 | 9 | 2.623%
Wind | Norcal | November | 11 | 10 | 2.423%
Wind | Norcal | November | 11 | 11 | 2.073%
Wind | Norcal | November | 11 | 12 | 1.838%
Wind | Norcal | November | 11 | 13 | 1.644%
Wind | Norcal | November | 11 | 14 | 1.518%
Wind | Norcal | November | 11 | 15 | 1.632%
Wind | Norcal | November | 11 | 16 | 1.748%
Wind | Norcal | November | 11 | 17 | 1.914%
Wind | Norcal | November | 11 | 18 | 1.901%
Wind | Norcal | November | 11 | 19 | 2.112%
Wind | Norcal | November | 11 | 20 | 2.87%
Wind | Norcal | November | 11 | 21 | 3.288%
Wind | Norcal | November | 11 | 22 | 3.706%
Wind | Norcal | November | 11 | 23 | 4.157%
Wind | Norcal | November | 11 | 24 | 4.1%
Wind | Norcal | December | 12 | 1 | 3.983%
Wind | Norcal | December | 12 | 2 | 3.733%
Wind | Norcal | December | 12 | 3 | 3.686%
Wind | Norcal | December | 12 | 4 | 3.511%
Wind | Norcal | December | 12 | 5 | 3.767%
Wind | Norcal | December | 12 | 6 | 3.591%
Wind | Norcal | December | 12 | 7 | 3.535%
Wind | Norcal | December | 12 | 8 | 4.197%
Wind | Norcal | December | 12 | 9 | 3.857%
Wind | Norcal | December | 12 | 10 | 3.411%
Wind | Norcal | December | 12 | 11 | 2.947%
Wind | Norcal | December | 12 | 12 | 2.386%
Wind | Norcal | December | 12 | 13 | 2.536%
Wind | Norcal | December | 12 | 14 | 2.48%
Wind | Norcal | December | 12 | 15 | 2.447%
Wind | Norcal | December | 12 | 16 | 2.27%
Wind | Norcal | December | 12 | 17 | 2.55%
Wind | Norcal | December | 12 | 18 | 2.469%
Wind | Norcal | December | 12 | 19 | 3.34%
Wind | Norcal | December | 12 | 20 | 3.54%
Wind | Norcal | December | 12 | 21 | 3.59%
Wind | Norcal | December | 12 | 22 | 4.223%
Wind | Norcal | December | 12 | 23 | 4.207%
Wind | Norcal | December | 12 | 24 | 4.763%
Wind | Socal | January | 1 | 1 | 2.828%
Wind | Socal | January | 1 | 2 | 2.918%
Wind | Socal | January | 1 | 3 | 2.794%
Wind | Socal | January | 1 | 4 | 2.942%
Wind | Socal | January | 1 | 5 | 3.241%
Wind | Socal | January | 1 | 6 | 2.902%
Wind | Socal | January | 1 | 7 | 3.054%
Wind | Socal | January | 1 | 8 | 2.803%
Wind | Socal | January | 1 | 9 | 2.49%
Wind | Socal | January | 1 | 10 | 2.355%
Wind | Socal | January | 1 | 11 | 2.344%
Wind | Socal | January | 1 | 12 | 2.296%
Wind | Socal | January | 1 | 13 | 2.333%
Wind | Socal | January | 1 | 14 | 2.332%
Wind | Socal | January | 1 | 15 | 2.481%
Wind | Socal | January | 1 | 16 | 2.229%
Wind | Socal | January | 1 | 17 | 2.265%
Wind | Socal | January | 1 | 18 | 2.335%
Wind | Socal | January | 1 | 19 | 2.511%
Wind | Socal | January | 1 | 20 | 2.835%
Wind | Socal | January | 1 | 21 | 2.724%
Wind | Socal | January | 1 | 22 | 2.972%
Wind | Socal | January | 1 | 23 | 2.732%
Wind | Socal | January | 1 | 24 | 2.699%
Wind | Socal | February | 2 | 1 | 3.807%
Wind | Socal | February | 2 | 2 | 4.199%
Wind | Socal | February | 2 | 3 | 4.594%
Wind | Socal | February | 2 | 4 | 4.771%
Wind | Socal | February | 2 | 5 | 4.542%
Wind | Socal | February | 2 | 6 | 4.261%
Wind | Socal | February | 2 | 7 | 4.113%
Wind | Socal | February | 2 | 8 | 3.765%
Wind | Socal | February | 2 | 9 | 3.343%
Wind | Socal | February | 2 | 10 | 2.882%
Wind | Socal | February | 2 | 11 | 3.279%
Wind | Socal | February | 2 | 12 | 3.173%
Wind | Socal | February | 2 | 13 | 3.664%
Wind | Socal | February | 2 | 14 | 5.271%
Wind | Socal | February | 2 | 15 | 5.439%
Wind | Socal | February | 2 | 16 | 5.94%
Wind | Socal | February | 2 | 17 | 5.8%
Wind | Socal | February | 2 | 18 | 5.241%
Wind | Socal | February | 2 | 19 | 5.057%
Wind | Socal | February | 2 | 20 | 5.824%
Wind | Socal | February | 2 | 21 | 6.342%
Wind | Socal | February | 2 | 22 | 6.252%
Wind | Socal | February | 2 | 23 | 5.751%
Wind | Socal | February | 2 | 24 | 5.94%
Wind | Socal | March | 3 | 1 | 7.873%
Wind | Socal | March | 3 | 2 | 8.298%
Wind | Socal | March | 3 | 3 | 6.964%
Wind | Socal | March | 3 | 4 | 7.165%
Wind | Socal | March | 3 | 5 | 6.38%
Wind | Socal | March | 3 | 6 | 6.112%
Wind | Socal | March | 3 | 7 | 5.242%
Wind | Socal | March | 3 | 8 | 5.135%
Wind | Socal | March | 3 | 9 | 4.444%
Wind | Socal | March | 3 | 10 | 4.231%
Wind | Socal | March | 3 | 11 | 4.337%
Wind | Socal | March | 3 | 12 | 4.801%
Wind | Socal | March | 3 | 13 | 4.596%
Wind | Socal | March | 3 | 14 | 4.623%
Wind | Socal | March | 3 | 15 | 4.185%
Wind | Socal | March | 3 | 16 | 6.282%
Wind | Socal | March | 3 | 17 | 7.533%
Wind | Socal | March | 3 | 18 | 10.33%
Wind | Socal | March | 3 | 19 | 9.442%
Wind | Socal | March | 3 | 20 | 9.552%
Wind | Socal | March | 3 | 21 | 9.527%
Wind | Socal | March | 3 | 22 | 8.96%
Wind | Socal | March | 3 | 23 | 8.561%
Wind | Socal | March | 3 | 24 | 7.596%
Wind | Socal | April | 4 | 1 | 32.78%
Wind | Socal | April | 4 | 2 | 31.54%
Wind | Socal | April | 4 | 3 | 30.26%
Wind | Socal | April | 4 | 4 | 26.74%
Wind | Socal | April | 4 | 5 | 23.45%
Wind | Socal | April | 4 | 6 | 19.92%
Wind | Socal | April | 4 | 7 | 16.73%
Wind | Socal | April | 4 | 8 | 12.18%
Wind | Socal | April | 4 | 9 | 9.154%
Wind | Socal | April | 4 | 10 | 8.772%
Wind | Socal | April | 4 | 11 | 8.671%
Wind | Socal | April | 4 | 12 | 7.713%
Wind | Socal | April | 4 | 13 | 8.632%
Wind | Socal | April | 4 | 14 | 9.927%
Wind | Socal | April | 4 | 15 | 13.86%
Wind | Socal | April | 4 | 16 | 21.88%
Wind | Socal | April | 4 | 17 | 26.93%
Wind | Socal | April | 4 | 18 | 31.02%
Wind | Socal | April | 4 | 19 | 33.94%
Wind | Socal | April | 4 | 20 | 35.88%
Wind | Socal | April | 4 | 21 | 36.01%
Wind | Socal | April | 4 | 22 | 35.8%
Wind | Socal | April | 4 | 23 | 33.38%
Wind | Socal | April | 4 | 24 | 34%
Wind | Socal | May | 5 | 1 | 39.11%
Wind | Socal | May | 5 | 2 | 35.86%
Wind | Socal | May | 5 | 3 | 35.41%
Wind | Socal | May | 5 | 4 | 34.1%
Wind | Socal | May | 5 | 5 | 27.73%
Wind | Socal | May | 5 | 6 | 22.42%
Wind | Socal | May | 5 | 7 | 18.7%
Wind | Socal | May | 5 | 8 | 11.5%
Wind | Socal | May | 5 | 9 | 6.674%
Wind | Socal | May | 5 | 10 | 5.169%
Wind | Socal | May | 5 | 11 | 4.903%
Wind | Socal | May | 5 | 12 | 4.73%
Wind | Socal | May | 5 | 13 | 4.374%
Wind | Socal | May | 5 | 14 | 4.942%
Wind | Socal | May | 5 | 15 | 9.452%
Wind | Socal | May | 5 | 16 | 16.78%
Wind | Socal | May | 5 | 17 | 28.99%
Wind | Socal | May | 5 | 18 | 34.51%
Wind | Socal | May | 5 | 19 | 35.67%
Wind | Socal | May | 5 | 20 | 35.85%
Wind | Socal | May | 5 | 21 | 38.51%
Wind | Socal | May | 5 | 22 | 40.61%
Wind | Socal | May | 5 | 23 | 40.84%
Wind | Socal | May | 5 | 24 | 39.15%
Wind | Socal | June | 6 | 1 | 40.38%
Wind | Socal | June | 6 | 2 | 39.8%
Wind | Socal | June | 6 | 3 | 35.54%
Wind | Socal | June | 6 | 4 | 33.6%
Wind | Socal | June | 6 | 5 | 27.38%
Wind | Socal | June | 6 | 6 | 23.46%
Wind | Socal | June | 6 | 7 | 19.04%
Wind | Socal | June | 6 | 8 | 12%
Wind | Socal | June | 6 | 9 | 6.867%
Wind | Socal | June | 6 | 10 | 4.435%
Wind | Socal | June | 6 | 11 | 3.292%
Wind | Socal | June | 6 | 12 | 4.133%
Wind | Socal | June | 6 | 13 | 4.683%
Wind | Socal | June | 6 | 14 | 5.592%
Wind | Socal | June | 6 | 15 | 9.264%
Wind | Socal | June | 6 | 16 | 15.13%
Wind | Socal | June | 6 | 17 | 21.27%
Wind | Socal | June | 6 | 18 | 29.82%
Wind | Socal | June | 6 | 19 | 35.14%
Wind | Socal | June | 6 | 20 | 39.96%
Wind | Socal | June | 6 | 21 | 41.5%
Wind | Socal | June | 6 | 22 | 42.99%
Wind | Socal | June | 6 | 23 | 43.3%
Wind | Socal | June | 6 | 24 | 42.95%
Wind | Socal | July | 7 | 1 | 32.93%
Wind | Socal | July | 7 | 2 | 29.36%
Wind | Socal | July | 7 | 3 | 27.51%
Wind | Socal | July | 7 | 4 | 23.46%
Wind | Socal | July | 7 | 5 | 18.56%
Wind | Socal | July | 7 | 6 | 13.81%
Wind | Socal | July | 7 | 7 | 10.06%
Wind | Socal | July | 7 | 8 | 7.056%
Wind | Socal | July | 7 | 9 | 3.478%
Wind | Socal | July | 7 | 10 | 1.976%
Wind | Socal | July | 7 | 11 | 1.962%
Wind | Socal | July | 7 | 12 | 2.471%
Wind | Socal | July | 7 | 13 | 3.094%
Wind | Socal | July | 7 | 14 | 4.508%
Wind | Socal | July | 7 | 15 | 7.016%
Wind | Socal | July | 7 | 16 | 12.38%
Wind | Socal | July | 7 | 17 | 19.81%
Wind | Socal | July | 7 | 18 | 24.53%
Wind | Socal | July | 7 | 19 | 28.95%
Wind | Socal | July | 7 | 20 | 32%
Wind | Socal | July | 7 | 21 | 36.86%
Wind | Socal | July | 7 | 22 | 37.5%
Wind | Socal | July | 7 | 23 | 36.61%
Wind | Socal | July | 7 | 24 | 35.37%
Wind | Socal | August | 8 | 1 | 29.87%
Wind | Socal | August | 8 | 2 | 25.92%
Wind | Socal | August | 8 | 3 | 22.5%
Wind | Socal | August | 8 | 4 | 17.7%
Wind | Socal | August | 8 | 5 | 15.1%
Wind | Socal | August | 8 | 6 | 11.87%
Wind | Socal | August | 8 | 7 | 8.582%
Wind | Socal | August | 8 | 8 | 5.324%
Wind | Socal | August | 8 | 9 | 3.449%
Wind | Socal | August | 8 | 10 | 2.065%
Wind | Socal | August | 8 | 11 | 1.869%
Wind | Socal | August | 8 | 12 | 2.372%
Wind | Socal | August | 8 | 13 | 3.286%
Wind | Socal | August | 8 | 14 | 4.58%
Wind | Socal | August | 8 | 15 | 6.952%
Wind | Socal | August | 8 | 16 | 10.24%
Wind | Socal | August | 8 | 17 | 15.32%
Wind | Socal | August | 8 | 18 | 21.6%
Wind | Socal | August | 8 | 19 | 26.73%
Wind | Socal | August | 8 | 20 | 30.9%
Wind | Socal | August | 8 | 21 | 35%
Wind | Socal | August | 8 | 22 | 35.44%
Wind | Socal | August | 8 | 23 | 34.09%
Wind | Socal | August | 8 | 24 | 31.58%
Wind | Socal | September | 9 | 1 | 10.33%
Wind | Socal | September | 9 | 2 | 7.704%
Wind | Socal | September | 9 | 3 | 6.61%
Wind | Socal | September | 9 | 4 | 5.12%
Wind | Socal | September | 9 | 5 | 5.186%
Wind | Socal | September | 9 | 6 | 3.506%
Wind | Socal | September | 9 | 7 | 2.907%
Wind | Socal | September | 9 | 8 | 1.963%
Wind | Socal | September | 9 | 9 | 1.516%
Wind | Socal | September | 9 | 10 | 1.655%
Wind | Socal | September | 9 | 11 | 1.649%
Wind | Socal | September | 9 | 12 | 2.537%
Wind | Socal | September | 9 | 13 | 3.486%
Wind | Socal | September | 9 | 14 | 4.634%
Wind | Socal | September | 9 | 15 | 3.872%
Wind | Socal | September | 9 | 16 | 4.358%
Wind | Socal | September | 9 | 17 | 4.977%
Wind | Socal | September | 9 | 18 | 7.727%
Wind | Socal | September | 9 | 19 | 12.85%
Wind | Socal | September | 9 | 20 | 14.44%
Wind | Socal | September | 9 | 21 | 14.09%
Wind | Socal | September | 9 | 22 | 11.07%
Wind | Socal | September | 9 | 23 | 10.64%
Wind | Socal | September | 9 | 24 | 10.18%
Wind | Socal | October | 10 | 1 | 4.331%
Wind | Socal | October | 10 | 2 | 4.237%
Wind | Socal | October | 10 | 3 | 3.545%
Wind | Socal | October | 10 | 4 | 3.743%
Wind | Socal | October | 10 | 5 | 3.781%
Wind | Socal | October | 10 | 6 | 2.93%
Wind | Socal | October | 10 | 7 | 2.56%
Wind | Socal | October | 10 | 8 | 2.066%
Wind | Socal | October | 10 | 9 | 1.496%
Wind | Socal | October | 10 | 10 | 1.141%
Wind | Socal | October | 10 | 11 | 1.27%
Wind | Socal | October | 10 | 12 | 1.697%
Wind | Socal | October | 10 | 13 | 2.141%
Wind | Socal | October | 10 | 14 | 2.258%
Wind | Socal | October | 10 | 15 | 2.491%
Wind | Socal | October | 10 | 16 | 2.812%
Wind | Socal | October | 10 | 17 | 2.797%
Wind | Socal | October | 10 | 18 | 2.933%
Wind | Socal | October | 10 | 19 | 3.613%
Wind | Socal | October | 10 | 20 | 4.105%
Wind | Socal | October | 10 | 21 | 4.43%
Wind | Socal | October | 10 | 22 | 4.327%
Wind | Socal | October | 10 | 23 | 4.16%
Wind | Socal | October | 10 | 24 | 4.282%
Wind | Socal | November | 11 | 1 | 1.794%
Wind | Socal | November | 11 | 2 | 1.887%
Wind | Socal | November | 11 | 3 | 2.244%
Wind | Socal | November | 11 | 4 | 2.403%
Wind | Socal | November | 11 | 5 | 2.148%
Wind | Socal | November | 11 | 6 | 1.697%
Wind | Socal | November | 11 | 7 | 2.014%
Wind | Socal | November | 11 | 8 | 1.538%
Wind | Socal | November | 11 | 9 | 1.36%
Wind | Socal | November | 11 | 10 | 1.704%
Wind | Socal | November | 11 | 11 | 2.204%
Wind | Socal | November | 11 | 12 | 2.415%
Wind | Socal | November | 11 | 13 | 2.305%
Wind | Socal | November | 11 | 14 | 2.297%
Wind | Socal | November | 11 | 15 | 2.036%
Wind | Socal | November | 11 | 16 | 1.922%
Wind | Socal | November | 11 | 17 | 1.69%
Wind | Socal | November | 11 | 18 | 1.689%
Wind | Socal | November | 11 | 19 | 2.233%
Wind | Socal | November | 11 | 20 | 2.584%
Wind | Socal | November | 11 | 21 | 2.919%
Wind | Socal | November | 11 | 22 | 2.581%
Wind | Socal | November | 11 | 23 | 2.376%
Wind | Socal | November | 11 | 24 | 2.253%
Wind | Socal | December | 12 | 1 | 2.139%
Wind | Socal | December | 12 | 2 | 2.12%
Wind | Socal | December | 12 | 3 | 2.059%
Wind | Socal | December | 12 | 4 | 2.03%
Wind | Socal | December | 12 | 5 | 1.818%
Wind | Socal | December | 12 | 6 | 1.944%
Wind | Socal | December | 12 | 7 | 1.794%
Wind | Socal | December | 12 | 8 | 1.739%
Wind | Socal | December | 12 | 9 | 1.708%
Wind | Socal | December | 12 | 10 | 1.764%
Wind | Socal | December | 12 | 11 | 1.825%
Wind | Socal | December | 12 | 12 | 1.731%
Wind | Socal | December | 12 | 13 | 1.748%
Wind | Socal | December | 12 | 14 | 1.503%
Wind | Socal | December | 12 | 15 | 1.716%
Wind | Socal | December | 12 | 16 | 1.596%
Wind | Socal | December | 12 | 17 | 1.573%
Wind | Socal | December | 12 | 18 | 1.872%
Wind | Socal | December | 12 | 19 | 2.341%
Wind | Socal | December | 12 | 20 | 2.751%
Wind | Socal | December | 12 | 21 | 2.773%
Wind | Socal | December | 12 | 22 | 2.197%
Wind | Socal | December | 12 | 23 | 2.179%
Wind | Socal | December | 12 | 24 | 2.063%

## mastergen
CLASSIFICATION | QF | RESOURCE_AGG_TYPE | PARENT_RESOURCE_ID | RESOURCE_ID | RESOURCE_TYPE | GEN_UNIT_NAME | NET_DEPENDABLE_CAPACITY | NAMEPLATE_CAPACITY | PTO_AREA | OWNER_OR_QF | UNIT_TYPE | ENERGY_SOURCE | ZONE | COD | RIVER_SYSTEM | BAA_ID | UDC
Participating Unit | N | N |  | JAWBNE_2_SRWWD2 | GEN | Sky River Wind Repower B | 30.2 | 30.2 | SCE | Sky River Wind, LLC | WIND | WIND | SP15 | 2021-09-17 |  | CISO | SCE
Non-Participating | N | Y | KRAMER_1_R1PX3 | KRAMER_1_R1PSR1 | GEN | Resurgence 1 PV | 30 | 30 |  | Resurgence Solar I, LLC | PHOTO VOLTAIC | SUN | SP15 |  |  | CISO | SCE
Participating Unit | N | Y | PNCHEG_2_PL1X4 | PNCHEG_2_PL1X4 | GEN | PANOCHE ENERGY CENTER (Aggregated) | 417 |  | PGAE | PANOCHE ENERGY CENTER | COMBUSTION TURBINE | NATURAL GAS | NP15 | 2009-05-27 |  | CISO | PGAE
Participating Unit | N | N |  | SENTNL_2_CTG3 | GEN | Sentinel Unit 3 | 105.69 | 131.8 | SCE | Sentinel Energy Center, LLC | COMBUSTION TURBINE | NATURAL GAS | SP15 | 2013-05-06 |  | CISO | SCE
Participating Unit | N | Y | OTMESA_2_PL1X3 | OTMESA_2_PL1X3 | GEN | OTAY MESA ENERGY CENTER | 603.68 | 689 | SDGE | Otay Mesa Energy Center, LLC | COMBINED CYCLE | NATURAL GAS | SP15 | 2009-10-02 |  | CISO | SDGE
Participating Unit | Y | N |  | SPQUIN_6_SRPCQU | GEN | Quincy Biomass | 24 | 24 | PGAE | Sierra Pacific Industries | STEAM | BIOMASS | NP15 | 2018-05-17 |  | CISO | PGAE
Participating Unit | N | N |  | RANCHO_2_SMUDSYSDYN | TG | SMUD Regulation Market | 124 |  | PGAE | RANCHOSECO | OTHER | OTHER | NP15 | 2017-03-01 |  | BANC | PGAE
Participating Unit | N | N |  | ENWIND_2_WIND1 | GEN | Cameron Ridge | 47.1 | 47.1 | SCE | Cameron Ridge, LLC | WIND | WIND | SP15 | 2014-12-10 |  | CISO | SCE
Participating Unit | N | N |  | CABZON_1_WINDA1 | GEN | Cabazon Wind Project | 41 | 41 | SCE | Cabazon Wind Partners, LLC | WIND | WIND | SP15 | 2002-08-31 |  | CISO | SCE
Non-Participating | N | Y | GYS7X8_7_UNITS | GYS7X8_7_UNIT 7 | GEN | Geysers Unit 7 | 55 | 55 |  | Geysers Power Company, LLC | STEAM | GEOTHERMAL | NP15 |  |  | CISO | PGAE
Participating Unit | N | N |  | GATES_2_WSOLAR | GEN | West Gates Solar Station | 10 | 10 | PGAE | Pacific Gas & Electric Company | PHOTO VOLTAIC | SUN | ZP26 | 2013-06-24 |  | CISO | PGAE
Participating Unit | N | N |  | BUCKCK_7_OAKFLT | GEN | Oak Flat | 1.3 | 1.3 | PGAE | Pacific Gas & Electric Company | HYDRO | WATER | NP15 | 1985-01-01 |  | CISO | PGAE
Participating Unit | N | N |  | DYERSM_6_DSWWD1 | GEN | Dyer Summit Wind Repower | 44.8 | 44.8 | PGAE | Altamont Winds LLC | WIND | WIND | NP15 | 2022-04-05 |  | CISO | PGAE
Participating Unit | N | Y | BRODIE_2_WIND | BRODIE_2_WIND | GEN | Coram Brodie Wind Project | 102 |  | SCE | Coram California Development, L.P. | WIND | WIND | SP15 | 2012-03-29 |  | CISO | SCE
Participating Unit | N | Y | COLVIL_7_PL1X2 | COLVIL_7_PL1X2 | GEN | COLLIERVILLE HYDRO UNIT 1 & 2 AGGREGATE | 246.86 |  | PGAE | NCPA (MSS Agreement - S14) | HYDRO | WATER | NP15 |  |  | CISO | NCPA
Non-Participating | N | Y | LODIEC_2_PL1X2 | LODIEC_2_CTG | GEN | Lodi Energy Center | 220 | 220 |  | Northern California Power Agency | COMBUSTION TURBINE | NATURAL GAS | NP15 |  |  | CISO | PGAE
Participating Unit | N | N |  | CHWCHL_1_BIOMAS | GEN | Chow II Biomass to Energy | 10.8 | 12.5 | PGAE | Global Ampersand LLC | STEAM | BIOMASS | NP15 | 2008-05-08 |  | CISO | PGAE
Participating Unit | N | Y | VESTAL_2_KERN | VESTAL_2_KERN | GEN | KERN RIVER PH 3 UNITS 1 & 2 AGGREGATE | 36.8 |  | SCE | Southern California Edison Company | HYDRO | WATER | SP15 | 1907-01-01 |  | CISO | SCE
Participating Unit | N | N |  | DSABLA_7_UNIT | GEN | De Sabla Hydro | 18.5 | 18.5 | PGAE | Pacific Gas & Electric Company | HYDRO | WATER | NP15 | 1963-01-01 |  | CISO | PGAE
Participating Unit | N | Y | DVLCYN_1_UNITS | DVLCYN_1_UNITS | GEN | DEVIL CANYON HYDRO UNITS 1-4 AGGREGATE | 235 |  | SCE | California Dept. of Water Resources | HYDRO | WATER | SP15 | 1972-01-01 |  | CISO | CWRS
Participating Unit | N | N |  | CPVERD_2_SOLAR | GEN | Campo Verde Solar | 139 | 147 | SDGE | Campo Verde Solar, LLC | PHOTO VOLTAIC | SUN | SP15 | 2013-10-22 |  | CISO | SDGE
Participating Unit | N | N |  | VISTRA_5_DALBT4 | GEN | Dallas Energy Storage 4 | 100 | 100 | PGAE | Moss Landing Energy Storage 2, LLC | OTHER | LESR | NP15 | 2021-07-28 |  | CISO | PGAE
Participating Unit | N | N |  | MSTANG_2_SOLAR4 | GEN | Mustang 4 | 30 | 30 | PGAE | RE Mustang 4 LLC | PHOTO VOLTAIC | SUN | NP15 | 2016-06-09 |  | CISO | PGAE
Participating Unit | Y | N |  | PADUA_6_QF | GEN | PADUA QFS | 1.82 | 30.1 | SCE | Southern California Edison Company | OTHER | OTHER | SP15 | 1984-01-01 |  | CISO | SCE
Non-Participating | N | Y | WARNE_2_UNIT | WARNE_2_UNIT 1 | GEN | WARNE HYDRO UNIT 1 | 39.1 | 39.1 |  | California Dept. of Water Resources | HYDRO | WATER | SP15 |  |  | CISO | CWRS
Participating Unit | N | N |  | ESQUON_6_LNDFIL | GEN | Neal Road Landfill Generating Facility | 2.1 | 2.1 | PGAE | Ameresco Butte County LLC | RECIPROCATING ENGINE | BIOGAS | NP15 | 2012-09-27 |  | CISO | PGAE
Participating Unit | N | Y | HAASPH_7_PL1X2 | HAASPH_7_PL1X2 | GEN | HAAS PH UNIT 1 & 2 AGGREGATE | 144 |  | PGAE | Pacific Gas & Electric Company | HYDRO | WATER | NP15 | 1958-01-01 |  | CISO | PGAE
Non-Participating | N | Y | WISHON_6_UNITS | WISHON_6_UNIT 3 | GEN | WISHON HYDRO UNIT 3 | 5.6 | 5.6 |  | Pacific Gas & Electric Company | HYDRO | WATER | NP15 |  |  | CISO | PGAE
Participating Unit | N | Y | SDG1_1_PDRP120 | SDG1_1_PDRP120 | GEN | SDG1_1_PDRP120 | 0.99 |  | SDGE | Leapfrog Power, Inc. | OTHER | OTHER | SP15 |  |  | CISO | SDGE
Participating Unit | N | N |  | ETIWND_6_GRPLND | GEN | Grapeland Peaker | 45.64 | 59 | SCE | Southern California Edison Company | COMBUSTION TURBINE | NATURAL GAS | SP15 | 2007-09-20 |  | CISO | SCE
Non-Participating | N | Y | WARNE_2_UNIT | WARNE_2_UNIT 2 | GEN | WARNE HYDRO UNIT 2 | 39.1 | 39.1 |  | California Dept. of Water Resources | HYDRO | WATER | SP15 |  |  | CISO | CWRS
Participating Unit | N | N |  | VISTRA_5_DALBT1 | GEN | Dallas Energy Storage | 100 | 100 | PGAE | Moss Landing Energy Storage 1, LLC | OTHER | LESR | NP15 | 2021-03-23 |  | CISO | PGAE
Participating Unit | N | N |  | LODI25_2_UNIT 1 | GEN | LODI GAS TURBINE | 25 | 25.4 | PGAE | NCPA (MSS Agreement - S14) | FTUR | NATURAL GAS | NP15 | 1986-01-01 |  | CISO | NCPA
Participating Unit | N | Y | SCHLTE_1_PL1X3 | SCHLTE_1_PL1X3 | GEN | Tracy Combined Cycle Power Plant | 336.04 |  | PGAE | MRP San Joaquin Energy, LLC | COMBINED CYCLE | NATURAL GAS | NP15 | 2012-10-31 |  | CISO | PGAE
Participating Unit | N | Y | SCEC_1_PDRP116 | SCEC_1_PDRP116 | GEN | SCEC_1_PDRP116 | 0.99 |  | SCE | Leapfrog Power, Inc. | OTHER | OTHER | SP15 |  |  | CISO | SCE
Participating Unit | N | Y | SDG1_1_PDRP121 | SDG1_1_PDRP121 | GEN | SDG1_1_PDRP121 | 0.99 |  | SDGE | Leapfrog Power, Inc. | OTHER | OTHER | SP15 |  |  | CISO | SDGE
Participating Unit | N | N |  | VACADX_1_SOLAR | GEN | Vaca-Dixon Solar Station | 2.5 | 2.5 | PGAE | Pacific Gas & Electric Company | PHOTO VOLTAIC | SUN | NP15 | 2013-09-06 |  | CISO | PGAE
Non-Participating | N | Y | DMDVLY_1_UNITS | DMDVLY_1_GEN 3 | GEN | Diamond Valley Unit 3 | 3.3 | 3.3 |  | Metropolitan Water District of Southern California (MWD) | HYDRO | WATER | SP15 |  |  | CISO | SCE
Participating Unit | N | N |  | MCSWAN_6_UNITS | GEN | MC SWAIN HYDRO | 9 | 10 | PGAE | Merced Irrigation District | HYDRO | WATER | NP15 | 1967-01-01 |  | CISO | PGAE
Participating Unit | N | N |  | INDIGO_1_UNIT 1 | GEN | INDIGO PEAKER UNIT 1 | 45.3 | 45.3 | SCE | Wildflower Energy LP | COMBUSTION TURBINE | NATURAL GAS | SP15 | 2001-09-19 |  | CISO | SCE
Participating Unit | N | N |  | VESTAL_2_UNIT1 | GEN | CALGREN-PIXLEY | 5 | 11.2 | SCE | GFP Ethanol LLC | FTUR | NATURAL GAS | SP15 | 2016-06-30 |  | CISO | SCE
Participating Unit | N | N |  | VEAVST_1_SOLAR | GEN | Community Solar | 14.4 | 15 | SCE | Valley Electric Association, Inc. | PHOTO VOLTAIC | SUN | SP15 | 2017-02-10 |  | CISO | VEA
Participating Unit | N | Y | PGEB_2_PDRP116 | PGEB_2_PDRP116 | GEN | SACBYO PGEB_2_PDRP116 | 6.06 |  | PGAE | Pacific Gas & Electric Company | OTHER | OTHER | NP15 |  |  | CISO | PGAE
Non-Participating | N | Y | PNCHPP_1_PL1X2 | PNCHPP_1_CTG2 | GEN | STARWOOD POWER - MIDWAY UNIT 2 | 82.3 | 82.3 |  | Starwood Power-Midway, LLC | COMBUSTION TURBINE | NATURAL GAS | NP15 |  |  | CISO | PGAE
Non-Participating | N | Y | DUANE_1_PL1X3 | DUANE_7_STG3 | GEN | Donald Von Raesfeld STG Unit 3 | 53.6 | 53.6 |  | Donald Von Raesfeld Power Plant | STEAM | HEAT RECOVERY | NP15 |  |  | CISO | NCPA
Participating Unit | N | N |  | WISTER_2_WISSR1 | TG | Wister Solar | 20 | 20 | SDGE | IVLY2 | PHOTO VOLTAIC | SUN | SP15 | 2022-07-12 |  | IID | SDGE
Participating Unit | N | N |  | ELKCRK_6_STONYG | GEN | STONEY GORGE HYDRO AGGREGATE | 4.9 | 4.9 | PGAE | City of Santa Clara DBA Silicon Valley Power (MSS Agreement - S14) | HYDRO | WATER | NP15 | 1986-01-01 |  | CISO | NCPA
Participating Unit | Y | N |  | OAK C_1_EBMUD | GEN | MWWTP PGS 1 - ENGINES | 6.9 | 6.9 | PGAE | EAST BAY MUNICIPAL UTILITY DISTRICT | RECIPROCATING ENGINE | BIOGAS | NP15 | 2012-11-01 |  | CISO | PGAE
Participating Unit | N | N |  | TEHAPI_2_WIND1 | GEN | Wind Wall Monolith 1 | 19.85 | 19.85 | SCE | Wind Wall 1 | WIND | WIND | SP15 | 2021-03-30 |  | CISO | SCE
Non-Participating | N | Y | PNCHEG_2_PL1X4 | PNCHEG_2_CTG2 | GEN | PANOCHE ENERGY CENTER (CTG2) | 104.25 | 104.25 |  | PANOCHE ENERGY CENTER | COMBUSTION TURBINE | NATURAL GAS | NP15 |  |  | CISO | PGAE
Participating Unit | N | N |  | WLDWD_1_SOLAR1 | GEN | Wildwood Solar I | 20 | 20 | PGAE | Wildwood Solar I, LLC | PHOTO VOLTAIC | SUN | ZP26 | 2015-02-19 |  | CISO | PGAE
Participating Unit | N | Y | SDG1_1_PDRP113 | SDG1_1_PDRP113 | GEN | SDG1_1_PDRP113 | 9.99 |  | SDGE | Leapfrog Power, Inc. | OTHER | OTHER | SP15 |  |  | CISO | SDGE
Participating Unit | N | N |  | OASIS_6_AR4SR1 | GEN | Arrache 4006 I | 1 | 1 | SCE | TerraForm Phoenix I CD Holdings, LLC | PHOTO VOLTAIC | SUN | SP15 |  |  | CISO | SCE
Participating Unit | N | Y | SCEC_1_PDRP119 | SCEC_1_PDRP119 | GEN | SCEC_1_PDRP119 | 0.99 |  | SCE | Leapfrog Power, inc. | OTHER | OTHER | SP15 |  |  | CISO | SCE
Participating Unit | N | N |  | CONTRL_1_CASAD1 | GEN | Mammoth G1 | 7.2 | 10 | SCE | Mammoth Three LLC | OTHER | GEOTHERMAL | SP15 | 1984-11-26 |  | CISO | SCE
Non-Participating | N | Y | KELSO_2_UNITS | KELSO_3_GTG8 | GEN | Mariposa Energy Project | 49.4 | 49.4 |  | Pacific Gas & Electric Company | COMBUSTION TURBINE | NATURAL GAS |  |  |  | CISO | PGAE
Participating Unit | N | N |  | FRNTBW_6_SOLAR1 | GEN | Frontier Solar | 20 | 20 | PGAE | CED Lost Hills Solar, LLC | PHOTO VOLTAIC | SUN | ZP26 | 2019-02-05 |  | CISO | PGAE
Participating Unit | N | N |  | SBERDO_2_RTS011 | GEN | SPVP011 | 3.5 | 3.5 | SCE | Southern California Edison | PHOTO VOLTAIC | SUN | SP15 | 2011-11-11 |  | CISO | SCE
Participating Unit | N | N |  | CATLNA_2_SOLAR | GEN | Catalina Solar - Phases 1 and 2 | 110 | 110 | SCE | Catalina Solar, LLC | PHOTO VOLTAIC | SUN | SP15 | 2013-02-15 |  | CISO | SCE
Participating Unit | N | Y | SCEC_1_PDRP185 | SCEC_1_PDRP185 | GEN | VLTS_PDR_SCEC_03 | 7.5 |  | SCE | Voltus, Inc. | OTHER | OTHER | SP15 |  |  | CISO | SCE
Participating Unit | N | N |  | DEERCR_6_UNIT 1 | GEN | DEER CREEK | 7 | 7 | PGAE | Pacific Gas & Electric Company | HYDRO | WATER | NP15 | 1908-01-01 |  | CISO | PGAE
Participating Unit | Y | N |  | CHEVCY_1_UNIT | GEN | CHEVRON USA (CYMRIC) | 24.3 | 24.3 | PGAE | Pacific Gas & Electric Company | COMBUSTION TURBINE | NATURAL GAS | ZP26 | 1982-10-15 |  | CISO | PGAE
Participating Unit | N | N |  | ALTA3A_2_CPCE5 | GEN | Alta Wind 5 | 168 | 168 | SCE | Alta Interconnection Management II, LLC | WIND | WIND | SP15 | 2011-04-21 |  | CISO | SCE
Participating Unit | N | Y | BUCKBL_2_PL1X3 | BUCKBL_2_PL1X3 | GEN | Blythe Energy Center | 493.63 |  | SCE | Blythe Energy Inc | COMBINED CYCLE | NATURAL GAS | SP15 | 2010-07-31 |  | CISO | SCE
Participating Unit | N | Y | SCEC_1_PDRP173 | SCEC_1_PDRP173 | GEN | LCR AMS Hybrid West LA 2-C-LSCE | 2.23 |  | SCE | Southern California Edison | OTHER | OTHER | SP15 |  |  | CISO | SCE
Participating Unit | N | N |  | BNNIEN_7_ALTAPH | GEN | ALTA POWER HOUSE | 1 | 2 | PGAE | Pacific Gas & Electric Company | HYDRO | WATER | NP15 | 1902-01-01 |  | CISO | PGAE
Participating Unit | N | N |  | RSMSLR_6_SOLAR1 | GEN | Rosamond One | 20 | 20 | SCE | RE Rosamond One LLC | PHOTO VOLTAIC | SUN | SP15 | 2013-12-20 |  | CISO | SCE
Participating Unit | N | Y | PGSB_1_PDRP104 | PGSB_1_PDRP104 | GEN | PGSB_1_PDRP104 | 0.99 |  | PGAE | Leapfrog Power, Inc. | OTHER | OTHER | NP15 |  |  | CISO | PGAE
Participating Unit | N | N |  | MSTANG_2_MTGBT1 | GEN | Mustang 1 BESS | 75 | 75 | PGAE | Mulberry BESS LLC | OTHER | LESR | NP15 | 2021-11-01 |  | CISO | PGAE
Participating Unit | N | N |  | DELAMO_2_SOLAR3 | GEN | Golden Springs Building G | 1.25 | 1.3 | SCE | Golden Springs Development Company, LLC | PHOTO VOLTAIC | SUN | SP15 | 2017-02-24 |  | CISO | SCE
Participating Unit | N | Y | SCEW_2_PDRP141 | SCEW_2_PDRP141 | GEN | SCEW_2_PDRP141 | 0.99 |  | SCE | Leapfrog Power, Inc. | OTHER | OTHER | SP15 |  |  | CISO | SCE
Participating Unit | N | Y | CORONS_6_CLRWTR | CORONS_6_CLRWTR | GEN | Clearwater Power Plant | 28 |  | SCE | City of Riverside (MSSA) | COMBINED CYCLE | NATURAL GAS | SP15 | 2005-02-28 |  | CISO | RVSD
Participating Unit | N | N |  | BLKDIA_2_BDEBT1 | GEN | Black Diamond Energy Storage | 200 | 200 | PGAE | Diablo Energy Storage, LLC | OTHER | LESR | NP15 | 2022-03-17 |  | CISO | PGAE
Participating Unit | N | N |  | DELSUR_6_SOLAR1 | GEN | Summer Solar North | 6.5 | 6.5 | SCE | FTS Master Tenant 1, LLC | PHOTO VOLTAIC | SUN | SP15 | 2015-06-03 |  | CISO | SCE
Participating Unit | N | N |  | ARLVAL_5_SOLAR | TG | Arlington Valley Solar Energy II | 127 | 127 | SDGE | PVWEST | PHOTO VOLTAIC | SUN | SP15 | 2013-10-28 |  | SRP | SDGE
Participating Unit | N | N |  | MIRLOM_2_RTS033 | GEN | SPVP033 | 1 | 1 | SCE | Southern California Edison | PHOTO VOLTAIC | SUN | SP15 | 2013-08-05 |  | CISO | SCE
Participating Unit | N | Y | MOSSLD_2_PSP1 | MOSSLD_2_PSP1 | GEN | MOSS LANDING POWER BLOCK 1 | 510 |  | PGAE | Moss Landing Power Company LLC | COMBINED CYCLE | NATURAL GAS | NP15 | 2002-07-01 |  | CISO | PGAE
Participating Unit | Y | Y | MIDSUN_1_PL1X2 | MIDSUN_1_PL1X2 | GEN | North Midway Cogens 5A 5B | 9.6 |  | PGAE | BERRY PETROLEUM COMPANY, LLC | COMBUSTION TURBINE | NATURAL GAS | NP15 | 2022-03-17 |  | CISO | PGAE
Participating Unit | N | Y | SCEC_1_PDRP151 | SCEC_1_PDRP151 | GEN | SCEC_1_PDRP151 | 0.99 |  | SCE | Leapfrog Power, Inc. | OTHER | OTHER | SP15 |  |  | CISO | SCE
Participating Unit | Y | N |  | MALCHQ_7_UNIT 1 | GEN | MALACHA HYDRO L.P. | 32.5 | 32.5 | PGAE | Pacific Gas & Electric Company | HYDRO | WATER | NP15 | 1988-12-07 |  | CISO | PGAE
Participating Unit | N | Y | COLUSA_2_PL1X3 | COLUSA_2_PL1X3 | GEN | Colusa Generating Station | 641 |  | PGAE | Pacific Gas & Electric Company | COMBINED CYCLE | NATURAL GAS | NP15 | 2010-12-22 |  | CISO | PGAE
Participating Unit | N | Y | WARNE_2_UNIT | WARNE_2_UNIT | GEN | WARNE HYDRO AGGREGATE | 76 |  | SCE | California Dept. of Water Resources | HYDRO | WATER | SP15 | 1982-01-01 |  | CISO | CWRS
Participating Unit | N | N |  | CUMMNG_6_SUNCT1 | GEN | SunSelect 1 | 4 | 4 | SCE | SunSelect Produce (California), Inc. | RECIPROCATING ENGINE | NATURAL GAS | SP15 | 2018-05-31 |  | CISO | SCE
Participating Unit | N | Y | SDG1_1_PDRP123 | SDG1_1_PDRP123 | GEN | SDG1_1_PDRP123 | 0.99 |  | SDGE | Leapfrog Power, Inc. | OTHER | OTHER | SP15 |  |  | CISO | SDGE
Non-Participating | N | Y | BIGCRK_2_EXESWD | BGCRK2_7_UNIT 2 | GEN | BIG CREEK PH 2 UNIT 2 | 55 | 55 |  | Southern California Edison Company | HYDRO | WATER | SP15 |  |  | CISO | SCE
Participating Unit | N | N |  | DSRTHV_2_DH2BT1 | GEN | Desert Harvest BESS | 35 | 35 | SCE | Desert Harvest II LLC | OTHER | LESR | SP15 | 2021-06-10 |  | CISO | SCE
Participating Unit | N | N |  | NCPA_7_GP2UN4 | GEN | NCPA GEO PLANT 2 UNIT 4 | 52.73 | 55 | PGAE | NCPA (MSS Agreement - S14) | STEAM | GEOTHERMAL | NP15 | 1986-01-01 |  | CISO | NCPA
Participating Unit | N | Y | OGROVE_6_PL1X2 | OGROVE_6_PL1X2 | GEN | Orange Grove Energy Center | 96 |  | SDGE | Orange Grove Energy, L.P. | COMBUSTION TURBINE | NATURAL GAS | SP15 | 2010-06-16 |  | CISO | SDGE
Participating Unit | N | N |  | COWCRK_2_UNIT | GEN | Cow Creek Hydro | 2 | 2 | PGAE | Pacific Gas & Electric Company | HYDRO | WATER | NP15 | 1907-01-01 |  | CISO | PGAE
Participating Unit | N | N |  | MIRLOM_2_MLBBTA | GEN | Mira Loma BESS A | 10 | 10 | SCE | Southern California Edison | OTHER | LESR | SP15 | 2016-12-30 |  | CISO | SCE
Participating Unit | N | Y | SCEC_1_PDRP181 | SCEC_1_PDRP181 | GEN | SCEC_1_PDRP181 | 0.99 |  | SCE | Leapfrog Power, Inc. | OTHER | OTHER | SP15 |  |  | CISO | SCE
Participating Unit | N | N |  | TMPLTN_2_SOLAR | GEN | Vintner Solar | 1.5 | 1.5 | PGAE | Vintner Solar LLC | PHOTO VOLTAIC | SUN | ZP26 | 2014-03-05 |  | CISO | PGAE
Non-Participating | N | Y | KRAMER_1_R1BX3 | KRAMER_1_R1BBT3 | GEN | Resurgence 1 BESS | 25 | 25 |  | Resurgence Solar I, LLC | OTHER | LESR | SP15 |  |  | CISO | SCE
Participating Unit | N | N |  | MALIN_5_INHRED | TG | CSF Columbia Gorge | 50 |  | PGAE | MALIN500 | WIND | WIND | NP15 |  |  | BPAT | PGAE
Participating Unit | Y | N |  | OLSEN_2_UNIT | GEN | OLSEN POWER PARTNERS | 5.5 | 5.8 | PGAE | Olsen Power Partners | HYDRO | WATER | NP15 | 1990-01-03 |  | CISO | PGAE
Non-Participating | N | Y | PNOCHE_1_PL1X2 | PNOCHE_7_ICE2 | GEN | Panoche Peaker Facility | 0.3 | 0.3 |  | Wellhead Power Panoche, LLC | RECIPROCATING ENGINE | NATURAL GAS | NP15 |  |  | CISO | PGAE
Participating Unit | N | N |  | OASIS_6_AR8SR3 | GEN | Arrache 8083 III | 1 | 1 | SCE | TerraForm Phoenix I CD Holdings, LLC | PHOTO VOLTAIC | SUN | SP15 |  |  | CISO | SCE
Participating Unit | N | N |  | LMBEPK_2_UNITA3 | GEN | Goose Haven Energy Center, Unit #1 | 47.75 | 49.9 | PGAE | Goose Haven Energy Center, LLC | COMBUSTION TURBINE | NATURAL GAS | NP15 | 2003-01-06 |  | CISO | PGAE
Participating Unit | N | N |  | MIRLOM_2_RTS032 | GEN | SPVP032 | 1.5 | 1.5 | SCE | Southern California Edison | PHOTO VOLTAIC | SUN | SP15 | 2013-06-17 |  | CISO | SCE
Participating Unit | N | N |  | ASTORA_2_SOLAR2 | GEN | Astoria 2 | 75 | 75 | SCE | RE Astoria 2 LLC | PHOTO VOLTAIC | SUN | SP15 | 2016-10-31 |  | CISO | SCE
Participating Unit | N | N |  | TIFFNY_1_DILLON | GEN | TIFFNY_1_DILLON | 45 | 45 | SCE | Dillion Wind LLC | WIND | WIND | SP15 | 2008-04-18 |  | CISO | SCE
Participating Unit | N | N |  | CENTER_2_SOLAR1 | GEN | Pico Rivera | 0.9 | 1 | SCE | DG Solar Lessee II, LLC (Pico Rivera) | PHOTO VOLTAIC | SUN | SP15 | 2015-11-20 |  | CISO | SCE
Non-Participating |  | Y | SBERDO_2_PSP3 | SBERDO_7_CT3B | GEN | SBERDO_7_CT3B | 182 | 182 |  |  |  |  | SP15 |  |  | CISO | SCE
Participating Unit | N | N |  | DEVERS_1_SOLAR1 | GEN | SEPV8 | 12 | 12 | SCE | Highlander Solar 1, LLC | PHOTO VOLTAIC | SUN | SP15 | 2013-06-01 |  | CISO | SCE
Non-Participating | N | Y | GILROY_1_UNIT | GILROY_1_CT1 | GEN | GILROY COGEN - UNIT 1 | 95 | 95 |  | Calpine Gilroy Cogen, L.P. | COMBUSTION TURBINE | NATURAL GAS | NP15 |  |  | CISO | PGAE
Non-Participating | N | Y | AQUAWS_2_AQWSR1 | AQUAWS_2_AQWSU2 | GEN | Aquamarine Westside | 125 | 13.5 | PGAE | Aquamarine Westside, LLC | PHOTO VOLTAIC | SUN | ZP26 |  |  | CISO | PGAE
Participating Unit | N | N |  | WSTWND_2_M89WD1 | GEN | Mojave 89 | 82.65 | 82.65 | SCE | Mojave 16/17/18, LLC | OTHER | HYBD | SP15 | 2020-08-04 |  | CISO | SCE
Non-Participating | Y | Y | MIDSUN_1_PL1X2 | MIDSUN_1_CT5B | GEN | MIDSUN_1_CT5B | 4.8 | 4.8 |  | Berry Petroleum Company, LLC | COMBUSTION TURBINE | NATURAL GAS | ZP26 |  |  | CISO | PGAE
Participating Unit | N | Y | PIT5_7_PL3X4 | PIT5_7_PL3X4 | GEN | PIT PH 5 UNITS 3 & 4 AGGREGATE | 82 |  | PGAE | Pacific Gas & Electric Company | HYDRO | WATER | NP15 | 1944-01-01 |  | CISO | PGAE
Participating Unit | N | Y | SCEC_1_PDRP142 | SCEC_1_PDRP142 | GEN | SCEC_1_PDRP142 | 0.99 |  | SCE | Leapfrog Power, Inc. | OTHER | OTHER | SP15 |  |  | CISO | SCE
Participating Unit | N | N |  | SBERDO_2_SNTANA | GEN | SANTA ANA PSP | 6.95 | 7 | SCE | Southern California Edison Company | HYDRO | WATER | SP15 |  |  | CISO | SCE
Participating Unit | N | N |  | CHARMN_2_PGONG1 | GEN | PROCTER AND GAMBLE OXNARD I | 19.87 | 19.9 | SCE | The Procter & Gamble Paper Products Company | FTUR | NATURAL GAS | SP15 | 2020-08-01 |  | CISO | SCE
Non-Participating | N | Y | SUNRIS_2_PL1X3 | SUNRIS_2_UNIT 2 | GEN | Sunrise Power Project Unit 2 | 164 | 164 |  | Sunrise Power Company | COMBUSTION TURBINE | NATURAL GAS | ZP26 |  |  | CISO | PGAE
Participating Unit | Y | N |  | TVYVLY_6_KRSHY1 | GEN | Kings River Syphon | 1.3 | 1.3 | PGAE | Orange Cove Irrigation District | HYDRO | WATER | NP15 | 2021-09-15 |  | CISO | PGAE
Non-Participating |  | Y | OTMESA_2_PL1X3 | OTMESA_2_CTG2 | GEN | OTAY MESA COMBUSTION TURBINE 2 | 208 | 208 |  | Otay Mesa Energy Center, LLC | COMBUSTION TURBINE | NATURAL GAS | SP15 |  |  | CISO | SDGE
Participating Unit | N | N |  | GEYS14_7_UNIT14 | GEN | GEYSERS UNIT 14 (HEALDSBURG) | 70 | 74.4 | PGAE | Geysers Power Company, LLC | STEAM | GEOTHERMAL | NP15 | 1980-01-01 |  | CISO | PGAE
Participating Unit | N | N |  | MSOLAR_2_SOLAR1 | GEN | Mesquite Solar 1 | 165 | 170 | SDGE | Mesquite Solar 1, LLC | PHOTO VOLTAIC | SUN | SP15 | 2014-01-01 |  | CISO | SDGE
Non-Participating | N | Y | LAROA2_2_UNITA1 | LAROA2_2_STG 2C | GEN | CENTRAL LA ROSITA II STEAM TURBINE | 155 | 155 |  | Energia de Baja California, S. de R.L. de C.V. | STEAM | HEAT RECOVERY | SP15 |  |  | CISO | SDGE
Participating Unit | N | N |  | PEORIA_1_SOLAR | GEN | Sonora 1 | 1.5 | 1.5 | PGAE | Fresh Air Energy IV, LLC | PHOTO VOLTAIC | SUN | NP15 | 2013-12-23 |  | CISO | PGAE
Participating Unit | N | N |  | DAVIS_1_SOLAR1 | GEN | Grasslands 3 | 1 | 1 | PGAE | Yolo County | PHOTO VOLTAIC | SUN | NP15 | 2013-07-01 |  | CISO | PGAE
Participating Unit | N | Y | GATWAY_2_PL1X3 | GATWAY_2_PL1X3 | GEN | GATEWAY GENERATING STATION | 585 |  | PGAE | Pacific Gas & Electric Company | COMBINED CYCLE | NATURAL GAS | NP15 | 2009-01-06 |  | CISO | PGAE
Participating Unit | N | Y | SDG1_1_PDRP103 | SDG1_1_PDRP103 | GEN | SDG1_1_PDRP103 | 0.99 |  | SDGE | Leapfrog Power, Inc. | OTHER | OTHER | SP15 |  |  | CISO | SDGE
Participating Unit | N | N |  | LAMONT_1_SOLAR1 | GEN | Regulus Solar | 60 | 60 | PGAE | Regulus Solar, LLC | PHOTO VOLTAIC | SUN | ZP26 | 2014-09-02 |  | CISO | PGAE
Participating Unit | N | N |  | SEARLS_1_TS3SR1 | GEN | Trona Solar III | 2 | 2 | SCE | Trona Solar III, LLC | PHOTO VOLTAIC | SUN | SP15 | 2023-04-13 |  | CISO | SCE
Participating Unit | N | Y | SCEW_2_PDRP107 | SCEW_2_PDRP107 | GEN | SCEW_2_PDRP107 | 0.99 |  | SCE | Leapfrog Power, inc. | OTHER | OTHER | SP15 |  |  | CISO | SCE
Participating Unit | N | N |  | SCHNDR_1_FIVPTS | GEN | Five Points Solar Station | 15 | 15 | PGAE | Pacific Gas & Electric Company | PHOTO VOLTAIC | SUN | NP15 | 2011-10-07 |  | CISO | PGAE
Non-Participating | N | Y | SPICER_1_UNITS | SPICER_1_UNIT 3 | GEN | SPICER HYDRO UNIT 3 | 0.5 | 0.5 |  | NCPA (MSS Agreement - S14) | HYDRO | WATER | NP15 |  |  | CISO | NCPA
Participating Unit | N | N |  | PADUA_7_SDIMAS | GEN | San Dimas Wash Hydro | 1.05 | 2 | SCE | San Gabriel Valley Municipal Water District | HYDRO | WATER | SP15 | 1986-01-28 |  | CISO | SCE
Non-Participating | N | Y | ELSEGN_2_UN2021 | ELSEGN_2_UNIT21 | GEN | El Segundo Energy Center Unit 7 | 228 | 228 |  | El Segundo Energy Center LLC | COMBINED CYCLE | NATURAL GAS | SP15 |  |  | CISO | SCE
Participating Unit | N | N |  | SIGHEB_6_MIRDYN | TG | Heber South | 17 |  | SCE | MIR2 | COMBUSTION TURBINE | GEOTHERMAL | SP15 | 2021-12-29 |  | IID | SCE
Participating Unit | N | N |  | CALPIN_1_AGNEW | GEN | Agnews Power Plant | 28.56 | 41.5 | PGAE | O.L.S. Energy-Agnews, Inc. | COMBUSTION TURBINE | NATURAL GAS | NP15 | 1990-10-19 |  | CISO | PGAE
Participating Unit | N | N |  | GATEWY_2_GESBT1 | GEN | Gateway Energy Storage | 250 | 250 | SDGE | Gateway Energy Storage, LLC | OTHER | LESR | SP15 | 2020-09-16 |  | CISO | SDGE
Participating Unit | N | Y | SCEC_1_PDRP102 | SCEC_1_PDRP102 | GEN | SCEC_1_PDRP102 | 2 |  | SCE | OHMCONNECT, INC. | OTHER | OTHER | SP15 |  |  | CISO | SCE
Participating Unit | N | N |  | ATWEL2_1_SOLAR1 | GEN | Atwell West | 20 | 20 | PGAE | CED Atwell Island West, LLC | PHOTO VOLTAIC | SUN | ZP26 | 2015-06-11 |  | CISO | PGAE
Participating Unit | N | N |  | ETIWND_2_UNIT1 | GEN | ETIWND_2_UNIT1 | 33.6 | 33.6 | SCE | New-Indy Ontario, LLC | FTUR | NATURAL GAS | SP15 | 2016-01-01 |  | CISO | SCE
Participating Unit | N | Y | ELSEGN_2_UN2021 | ELSEGN_2_UN2021 | GEN | El Segundo Energy Center 7/8 | 271.74 |  | SCE | El Segundo Energy Center LLC | COMBINED CYCLE | NATURAL GAS | SP15 | 2013-06-29 |  | CISO | SCE
Participating Unit | N | Y | SDG1_1_PDRP100 | SDG1_1_PDRP100 | GEN | SDG1_1_PDRP100 | 0.99 |  | SDGE | Leapfrog Power, Inc. | OTHER | OTHER | SP15 |  |  | CISO | SDGE
Non-Participating | N | Y | ONLLPP_6_UNITS | ONLLPP_6_UNIT 3 | GEN | O'NEILL PUMP-GEN UNIT 3 | 4.2 | 4.2 |  |  | HYDRO | WATER | NP15 |  |  | CISO | PGAE
Participating Unit | N | N |  | SANBRN_2_ES1BT3 | GEN | EdSan 1 Edwards 1 | 50.43 | 51 | SCE | ES 1A Group 2 Opco, LLC | OTHER | HYBD | SP15 | 2022-04-13 |  | CISO | SCE
Participating Unit | N | Y | HNTGBH_2_PL1X3 | HNTGBH_2_PL1X3 | GEN | Huntington Beach Energy | 673.8 |  | SCE | AES Huntington Beach Energy LLC | COMBINED CYCLE | NATURAL GAS | SP15 | 2020-02-04 |  | CISO | SCE
Participating Unit | N | N |  | DELAMO_2_SOLAR4 | GEN | Golden Springs Building F | 1.3 | 1.4 | SCE | Golden Springs Development Company, LLC | PHOTO VOLTAIC | SUN | SP15 | 2017-02-24 |  | CISO | SCE
Participating Unit | N | Y | BUCKCK_7_PL1X2 | BUCKCK_7_PL1X2 | GEN | BUCKS CREEK AGGREGATE | 57.25 |  | PGAE | Pacific Gas & Electric Company | HYDRO | WATER | NP15 | 1928-01-01 |  | CISO | PGAE
Participating Unit | N | Y | SCEW_2_PDRP125 | SCEW_2_PDRP125 | GEN | SCEW_2_PDRP125 | 0.99 |  | SCE | Leapfrog Power, Inc. | OTHER | OTHER | SP15 |  |  | CISO | SCE
Participating Unit | N | Y | SDG1_1_PDRP111 | SDG1_1_PDRP111 | GEN | SDG1_1_PDRP111 | 0.99 |  | SDGE | Leapfrog Power, Inc. | OTHER | OTHER | SP15 |  |  | CISO | SDGE
Participating Unit | Y | N |  | DEXZEL_1_UNIT | GEN | Western Power and Steam Cogeneration | 20 | 36.8 | PGAE | Western Power and Steam II LLC | COMBUSTION TURBINE | NATURAL GAS | ZP26 | 1989-11-30 |  | CISO | PGAE
Participating Unit | Y | N |  | GOLETA_2_QF | GEN | GOLETA QFS | 0.25 | 0.5 | SCE | Southern California Edison Company | OTHER | OTHER | SP15 | 1986-01-01 |  | CISO | SCE
Participating Unit | N | Y | SOLBLU_2_WSBBX2 | SOLBLU_2_WSBBX2 | GEN | Westlands Solar Blue BESS | 225 |  | PGAE | Westlands Solar Blue (OZ) Owner, LLC | OTHER | LESR | NP15 |  |  | CISO | PGAE
Participating Unit | N | N |  | TRNQL8_2_AZUSR1 | GEN | Tranquillity 8 Azul | 20 | 20 | PGAE | Great Valley Solar 3, LLC | PHOTO VOLTAIC | SUN | NP15 | 2017-12-26 |  | CISO | PGAE
Participating Unit | Y | N |  | GOLETA_6_EXGEN | GEN | EXXON COMPANY USA | 48.2 | 48.2 | SCE | SOUTHERN CALIFORNIA EDISON COMPANY |  | OTHER | SP15 | 1993-08-19 |  | CISO | SCE
Non-Participating | N | Y | DVLCYN_1_UNITS | DVLCYN_1_UNIT 3 | GEN | DEVIL CANYON HYDRO UNIT 3 | 80 | 80 |  | California Dept. of Water Resources | HYDRO | WATER | SP15 |  |  | CISO | CWRS
Participating Unit | N | N |  | ULTRCK_2_UNIT | GEN | Rio Bravo Rocklin | 24.4 | 28.8 | PGAE | Rio Bravo Rocklin | STEAM | BIOMASS | NP15 | 2017-09-07 |  | CISO | PGAE
Participating Unit | N | Y | WNDSTR_2_WIND | WNDSTR_2_WIND | GEN | Windstar | 120 |  | SCE | Windstar Energy, LLC | WIND | WIND | SP15 | 2012-01-28 |  | CISO | SCE
Non-Participating | N | Y | ATHOS_5_AP2X2 | ATHOS_5_AP2SR4 | GEN | Athos Power Plant 2 | 100 | 100 |  | SE Athos II, LLC | PHOTO VOLTAIC | SUN | SP15 |  |  | CISO | SCE
Non-Participating | N | Y | KRAMER_1_R1BX3 | KRAMER_1_R1BBT1 | GEN | Resurgence 1 BESS | 25 | 25 |  | Resurgence Solar I, LLC | OTHER | LESR | SP15 |  |  | CISO | SCE
Participating Unit | N | N |  | CONTRL_1_CASAD2 | GEN | Mammoth G2 | 10.5 | 12 | SCE | Mammoth-Pacific, L.P. | OTHER | GEOTHERMAL | SP15 | 2020-12-08 |  | CISO | SCE
Participating Unit | N | N |  | ALTA3A_2_CPCE4 | GEN | Alta Wind 4 | 102 | 102 | SCE | Alta Interconnection Management II, LLC | WIND | WIND | SP15 | 2011-03-12 |  | CISO | SCE
Participating Unit | N | N |  | VESTAL_2_RTS042 | GEN | SPVP042 Porterville Solar | 5 | 5 | SCE | Southern California Edison | PHOTO VOLTAIC | SUN | SP15 | 2012-11-24 |  | CISO | SCE
Participating Unit | N | Y | SBERDO_2_PSP3 | SBERDO_2_PSP3 | GEN | Mountainview Gen Sta. Unit 3 | 555 |  | SCE | Southern California Edison Company | COMBINED CYCLE | NATURAL GAS | SP15 | 2005-12-10 |  | CISO | SCE
Non-Participating | N | Y | MRCHNT_2_PL1X3 | MRCHNT_2_CTG2 | GEN | Desert Star Energy Center CT2 | 201 | 201 |  | San Diego Gas and Electric Company | COMBUSTION TURBINE | NATURAL GAS | SP15 |  |  | CISO | SCE
Participating Unit | N | N |  | MENBIO_6_RENEW1 | GEN | CalRENEW - 1(A) | 5 | 5 | PGAE | CalRENEW-1, LLC | PHOTO VOLTAIC | SUN | NP15 | 2010-04-30 |  | CISO | PGAE
Participating Unit | N | N |  | BARRE_6_PEAKER | GEN | Barre Peaker | 49 | 59 | SCE | Southern California Edison Company | COMBUSTION TURBINE | NATURAL GAS | SP15 | 2007-09-20 |  | CISO | SCE
Participating Unit | Y | N |  | WSENGY_1_UNIT 1 | GEN | Wheelabrator Shasta | 50 | 50 | PGAE | Wheelabrator Shasta Energy Company Inc. | STEAM | BIOMASS | NP15 | 2017-12-01 |  | CISO | PGAE
Participating Unit | N | N |  | LIVOAK_1_UNIT 1 | GEN | LIVE OAK LIMITED | 49.7 | 55.3 | PGAE | Live Oak Limited | COMBUSTION TURBINE | NATURAL GAS | ZP26 | 1991-03-16 |  | CISO | PGAE
Participating Unit | Y | N |  | VLYHOM_7_SSJID | GEN | Woodward Power Plant | 3 | 5 | PGAE | South San Joaquin Irrigation District | HYDRO | WATER | NP15 | 2013-04-01 |  | CISO | PGAE
Participating Unit | N | N |  | REDMAN_2_SOLAR | GEN | Lancaster East Avenue F | 3.75 | 3.8 | SCE | SolarCity Corporation | PHOTO VOLTAIC | SUN | SP15 | 2017-08-25 |  | CISO | SCE
Participating Unit | N | N |  | LITLRK_6_SOLAR4 | GEN | Little Rock Pham Solar | 3 | 3 | SCE | WGL Energy Systems, Inc. | PHOTO VOLTAIC | SUN | SP15 | 2016-03-22 |  | CISO | SCE
Participating Unit | N | N |  | BISHOP_1_UNITS | GEN | BISHOP CREEK PLANT 3 AND 4 | 15.8 | 15.8 | SCE | Southern California Edison Company | HYDRO | WATER | SP15 | 1905-01-01 |  | CISO | SCE
Participating Unit | N | N |  | BIGSKY_2_ASLBT2 | GEN | Antelope Solar 2 Luna | 100 | 100 | SCE | Luna Storage, LLC | OTHER | LESR | SP15 | 2022-07-30 |  | CISO | SCE
Participating Unit | N | N |  | LTBERA_1_LB1SR1 | GEN | Little Bear Solar 1 | 40 | 40 | PGAE | Little Bear Solar 1, LLC | PHOTO VOLTAIC | SUN | NP15 | 2020-12-03 |  | CISO | PGAE
Non-Participating | N | Y | ONLLPP_6_UNITS | ONLLPP_6_UNIT 4 | GEN | O'NEILL PUMP-GEN UNIT 4 | 4.2 | 4.2 |  |  | HYDRO | WATER | NP15 |  |  | CISO | PGAE
Non-Participating | Y | Y | MIDSUN_1_PL1X2 | MIDSUN_1_CT5A | GEN | MIDSUN_1_CT5A | 4.8 | 4.8 |  | Berry Petroleum Company, LLC | COMBUSTION TURBINE | NATURAL GAS | ZP26 |  |  | CISO | PGAE
Non-Participating | N | Y | LECEF_1_UNITS | LECEF_1_CGT 4 | GEN | LOS ESTEROS ENERGY FACILITY CTG 4 | 49.9 | 49.9 |  | Los Esteros Critical Energy Facility, LLC | COMBUSTION TURBINE | NATURAL GAS | NP15 |  |  | CISO | PGAE
Participating Unit | N | N |  | AVENAL_6_AVPARK | GEN | Avenal Park Solar Project | 6 | 6 | PGAE | Avenal Park LLC | PHOTO VOLTAIC | SUN | ZP26 | 2011-08-05 |  | CISO | PGAE
Participating Unit | N | N |  | SIERRA_1_UNITS | GEN | HIGH SIERRA LIMITED | 52.43 | 60.3 | PGAE | HIGH SIERRA LIMITED | COMBUSTION TURBINE | NATURAL GAS | ZP26 | 1989-02-24 |  | CISO | PGAE
Participating Unit | N | N |  | EDWARD_2_ES2BT3 | GEN | EdSan 2 | 151 | 151 | SCE | ES 1A Group 2 Opco, LLC | OTHER | HYBD | SP15 | 2022-04-02 |  | CISO | SCE
Participating Unit | N | N |  | GARNET_1_WINDS | GEN | Garnet Winds Aggregation | 22.5 | 23.3 | SCE | Windpower Partners 1993, LLC | WIND | WIND | SP15 | 2011-02-21 |  | CISO | SCE
Participating Unit | N | N |  | RDWAY_1_SCKSR1 | GEN | Sheep Creek | 3 | 3 | SCE | Phelan Solar LLC | PHOTO VOLTAIC | SUN | SP15 |  |  | CISO | SCE
Participating Unit | N | N |  | VILLPK_2_VALLYV | GEN | MWD Valley View Hydroelectric Recovery P | 4.1 | 4.1 | SCE | Metropolitan Water District of Southern California | HYDRO | WATER | SP15 | 1985-01-01 |  | CISO | SCE
Participating Unit | N | Y | SCEW_2_PDRP133 | SCEW_2_PDRP133 | GEN | SCEW_2_PDRP133 | 0.99 |  | SCE | Leapfrog Power, Inc. | OTHER | OTHER | SP15 |  |  | CISO | SCE
Non-Participating | N | Y | MOSSLD_2_PSP2 | MOSSLD_2_PSP2G1 | GEN | MOSS LANDING CC PLANT 2, CTG UNIT 1 | 176 | 176 |  | Duke Energy Moss Landing LLC | COMBUSTION TURBINE | NATURAL GAS | NP15 |  |  | CISO | PGAE
Non-Participating | N | Y | NAVYII_2_UNITS | NAVYII_2_UNIT 6 | GEN | COSO Power Developers (Navy II) Unit 6 | 33.3 | 33.3 |  |  |  |  | SP15 |  |  | CISO | SCE
Participating Unit | N | Y | SCEW_2_PDRP171 | SCEW_2_PDRP171 | GEN | SCEW_2_PDRP171 | 0.99 |  | SCE | Leapfrog Power, Inc. | OTHER | OTHER | SP15 |  |  | CISO | SCE
Non-Participating | N | Y | MDFKRL_2_PROJCT | MIDFRK_7_UNIT 2 | GEN | MIDDLE FORK UNIT 2 | 69 | 69 |  | Pacific Gas & Electric Company | HYDRO | WATER | NP15 |  |  | CISO | PGAE
Participating Unit | Y | N |  | BRDGVL_7_BAKER | GEN | Baker Station Hydro | 1.49 | 2.5 | PGAE | Baker Station Associates, LP | HYDRO | WATER | NP15 | 1987-12-10 |  | CISO | PGAE
Participating Unit | N | N |  | DELSUR_6_BSOLAR | GEN | Central Antelope Dry Ranch B | 3 | 3 | SCE | Central Antelope Dry Ranch B LLC | PHOTO VOLTAIC | SUN | SP15 | 2017-09-29 |  | CISO | SCE
Participating Unit | N | N |  | DRACKR_2_SOLAR2 | GEN | Dracker Solar Unit 2 | 125 | 125 | SCE | NextEra Blythe Solar Energy Center, LLC | PHOTO VOLTAIC | SUN | SP15 | 2016-09-30 |  | CISO | SCE
Participating Unit | N | Y | SCEC_1_PDRP105 | SCEC_1_PDRP105 | GEN | SCEC_1_PDRP105 | 2.24 |  | SCE | OHMCONNECT, INC. | OTHER | OTHER | SP15 |  |  | CISO | SCE
Participating Unit | N | N |  | CHILLS_7_UNITA1 | GEN | Sycamore Energy 2 | 2.25 | 2.5 | SDGE | Sycamore Energy 2 LLC |  | BIOGAS | SP15 | 2004-07-14 |  | CISO | SDGE
Participating Unit | N | N |  | GARNET_2_HYDRO | GEN | Whitewater Hydro | 1 | 1 | SCE | Desert Water Agency | HYDRO | WATER | SP15 | 2016-07-08 |  | CISO | SCE
Participating Unit | N | Y | LMEC_1_PL1X3 | LMEC_1_PL1X3 | GEN | Los Medanos Energy Center AGGREGATE | 580 |  | PGAE | Los Medanos Energy Center, LLC | COMBINED CYCLE | NATURAL GAS | NP15 | 2001-06-09 |  | CISO | PGAE
Non-Participating | N | Y | CDWR07_2_GEN | WNDGPP_2_NSPIN | GEN | WNDGPP_2_NSPIN | 239.1 | 239.1 |  |  | PUMP | OTHER | ZP26 |  |  | CISO | CWRP
Participating Unit | N | N |  | ETIWND_2_SOLAR2 | GEN | Rochester | 1 | 1 | SCE | DG Solar Lessee II, LLC (Rochester) | PHOTO VOLTAIC | SUN | SP15 | 2016-09-06 |  | CISO | SCE
Participating Unit | N | N |  | VALTNE_2_TBBBT1 | GEN | Tropico Solar Big Beau | 58 | 58 | SCE | BigBeau Solar, LLC | OTHER | HYBD | SP15 | 2022-12-27 |  | CISO | SCE
Participating Unit | N | N |  | KEARNY_6_NESBT1 | GEN | Kearny North Energy Storage | 10 | 10 | SDGE | San Diego Gas & Electric | OTHER | LESR | SP15 | 2022-03-10 |  | CISO | SDGE
Non-Participating | N | Y | BIGCRK_2_EXESWD | BGCRK3_7_UNIT 2 | GEN | BIG CREEK PH 3 UNIT 2 | 34 | 34 |  | Southern California Edison Company | HYDRO | WATER | SP15 |  |  | CISO | SCE
Non-Participating | N | Y | WISHON_6_UNITS | WISHON_6_UNIT 4 | GEN | WISHON HYDRO UNIT 4 | 5.6 | 5.6 |  | Pacific Gas & Electric Company | HYDRO | WATER | NP15 |  |  | CISO | PGAE
Participating Unit | N | N |  | GANSO_1_WSTBM1 | GEN | Weststar Dairy Biogas | 1 | 1 | PGAE | ABEC #2 LLC | RECIPROCATING ENGINE | BIOGAS | ZP26 | 2018-02-02 |  | CISO | PGAE
Participating Unit | N | N |  | DELSUR_6_SOLAR4 | GEN | Radiance Solar 4 | 1.5 | 1.9 | SCE | Radiance Solar 4 LLC | PHOTO VOLTAIC | SUN | SP15 | 2018-12-31 |  | CISO | SCE
Participating Unit | N | Y | SCEW_2_PDRP124 | SCEW_2_PDRP124 | GEN | SCEW_2_PDRP124 | 0.99 |  | SCE | Leapfrog Power, inc. | OTHER | OTHER | SP15 |  |  | CISO | SCE
Participating Unit | N | N |  | OXBOW_6_DRUM | GEN | OXBOW HYDRO | 5.8 | 6 | PGAE | Placer County Water Agency | HYDRO | WATER | NP15 | 1966-01-01 |  | CISO | PGAE
Participating Unit | N | N |  | WILLMS_6_ARBBM1 | GEN | Abel Road Bioenergy | 3 | 3 | PGAE | ACC Renewable Resources, LLC | OTHER | BIOMASS | NP15 | 2022-07-26 |  | CISO | PGAE
Participating Unit | N | N |  | GASKW1_2_GW5SR1 | GEN | Gaskell West 5 | 20 | 20 | SCE | RE Gaskell West 3 LLC | PHOTO VOLTAIC | SUN | SP15 | 2023-05-05 |  | CISO | SCE
Participating Unit | N | N |  | SNCLRA_2_SPRHYD | GEN | Springville Hydroelectric Generator | 1 | 1 | SCE | Calleguas MWD | HYDRO | WATER | SP15 | 2016-04-19 |  | CISO | SCE
Participating Unit | Y | N |  | VISTA_6_QF | GEN | VISTA QFS | 0.18 | 0.6 | SCE | Southern California Edison Company | OTHER | OTHER | SP15 | 1983-01-01 |  | CISO | SCE
Non-Participating | N | Y | DREWS_6_PL1X4 | DREWS_6_GEN 4 | GEN | DREWS UNIT 4 | 10.8 | 10.8 |  | Colton Power, LP | COMBUSTION TURBINE | NATURAL GAS | SP15 |  |  | CISO | SCE
Participating Unit | N | N |  | REDOND_7_UNIT 6 | GEN | REDONDO GEN STA. UNIT 6 | 174.29 | 175 | SCE | AES Redondo Beach | STEAM | NATURAL GAS | SP15 | 1957-01-01 |  | CISO | SCE
Participating Unit | N | N |  | OMAR_2_UNIT 2 | GEN | KERN RIVER COGENERATION CO. UNIT 2 | 75 | 85 | SCE | Chevron Power Holdings, INC | FTUR | NATURAL GAS | SP15 | 1985-05-01 |  | CISO | SCE
Non-Participating |  | Y | OGROVE_6_PL1X2 | OGROVE_6_CTG1 | GEN | Orange Grove | 75 | 75 |  | Orange Grove LLC | COMBUSTION TURBINE | NATURAL GAS | SP15 |  |  | CISO | SDGE
Participating Unit | N | N |  | REDBLF_6_UNIT | GEN | RED BLUFF PEAKER PLANT | 44 | 44 | PGAE | California Power Holdings, LLC | RECIPROCATING ENGINE | NATURAL GAS | NP15 | 2001-08-11 |  | CISO | PGAE
Participating Unit | N | N |  | LITLRK_6_SOLAR1 | GEN | Lancaster Little Rock C | 5 | 5 | SCE | Lancaster Little Rock C LLC | PHOTO VOLTAIC | SUN | SP15 | 2015-01-17 |  | CISO | SCE
Participating Unit | N | N |  | MNDALY_6_MCGRTH | GEN | McGrath Beach Peaker | 48.56 | 59 | SCE | Southern California edison | COMBUSTION TURBINE | NATURAL GAS | SP15 | 2012-11-01 |  | CISO | SCE
Participating Unit | N | N |  | DOSMGO_2_NSPIN | GEN | DOSMGO_2_NSPIN | 159 | 159 | PGAE | California Dept. of Water Resources | PUMP | WATER | NP15 |  |  | CISO | CWRP
Participating Unit | N | N |  | PIT7_7_UNIT 1 | GEN | PIT PH 7 UNIT 1 | 55.7 | 55.7 | PGAE | Pacific Gas & Electric Company | HYDRO | WATER | NP15 | 1965-01-01 |  | CISO | PGAE
Non-Participating | N | Y | LMEC_1_PL1X3 | LMEC_1_STG | GEN | LOS MEDANOS STG UNIT | 236 | 236 |  | Los Medanos Energy Center, LLC | STEAM | HEAT RECOVERY | NP15 |  |  | CISO | PGAE
Participating Unit | Y | N |  | COVERD_2_QFUNTS | GEN | Cove Hydroelectric Project | 5.5 | 20.3 | PGAE | Snow Mountain Hydro, LLC. | HYDRO | WATER | NP15 | 1987-01-05 |  | CISO | PGAE
Participating Unit | Y | N |  | NZWIND_6_WDSTR4 | GEN | Windstream 6042 | 6.77 | 6.8 | SCE | Windstream Operations, LLC | WIND | WIND | SP15 | 2015-12-11 |  | CISO | SCE
Participating Unit | N | N |  | BIGSKY_2_SOLAR7 | GEN | Big Sky Solar 1 | 50 | 50 | SCE | Antelope DSR 1, LLC | PHOTO VOLTAIC | SUN | SP15 | 2016-12-15 |  | CISO | SCE
Participating Unit | N | N |  | OASIS_6_SOLAR1 | GEN | Morgan Lancaster I | 1.5 | 1.5 | SCE | WGL Energy Systems Inc | PHOTO VOLTAIC | SUN | SP15 | 2015-12-09 |  | CISO | SCE
Participating Unit | N | N |  | GLOW_6_SOLAR | GEN | Antelope Power Plant | 20 | 20 | SCE | TA-High Desert, LLC | PHOTO VOLTAIC | SUN | SP15 | 2013-03-25 |  | CISO | SCE
Participating Unit | N | Y | BLKCRK_2_SOLAR1 | BLKCRK_2_SOLAR1 | GEN | McCoy Station | 250 |  | SCE | NextEra Desert Center Blythe, LLC | PHOTO VOLTAIC | SUN | SP15 | 2016-06-14 |  | CISO | SCE
Participating Unit | N | N |  | HALSEY_6_UNIT | GEN | HALSEY HYDRO | 13.5 | 13.5 | PGAE | Pacific Gas & Electric Company | HYDRO | WATER | NP15 | 1916-01-01 |  | CISO | PGAE
Participating Unit | N | N |  | LARKSP_6_UNIT 1 | GEN | LARKSPUR PEAKER UNIT 1 | 49 | 49 | SDGE | Wildflower Energy LP | COMBUSTION TURBINE | NATURAL GAS | SP15 | 2001-09-13 |  | CISO | SDGE
Participating Unit | N | N |  | WSNR_2_CVPDYN | TG | Central Valley 1 | 10 |  | PGAE | CTW230 | HYDRO | WATER | NP15 | 2017-07-26 |  | BANC | PGAE
Non-Participating |  | Y | SANTFG_7_UNITS | SANTFG_7_UNIT 1 | GEN | SANTFG_7_UNIT 1 | 46 | 46 |  |  |  |  | NP15 |  |  | CISO | PGAE
Participating Unit | N | N |  | OLDRIV_6_LKVBM1 | GEN | Lakeview Dairy Biogas | 1 | 1 | PGAE | ABEC #3 LLC | RECIPROCATING ENGINE | BIOGAS | ZP26 | 2018-02-02 |  | CISO | PGAE
Participating Unit | N | N |  | ARLNTN_2_AR1SR1 | GEN | Arlington | 100 | 100 | SCE | Arlington Solar, LLC | PHOTO VOLTAIC | SUN | SP15 | 2022-03-21 |  | CISO | SCE
Non-Participating | N | Y | INTKEP_2_UNITS | INTKEP_2_KIRKW3 | GEN | KIRKWOOD HYDRO UNIT 3 | 45 | 45 |  |  |  |  | NP15 |  |  | CISO | PGAE
Participating Unit | Y | N |  | CROKET_7_UNIT | GEN | CROCKETT COGEN | 240 | 240 | PGAE | Pacific Gas & Electric Company | COMBINED CYCLE | NATURAL GAS | NP15 | 1995-12-20 |  | CISO | PGAE
Participating Unit | N | N |  | TKOPWR_6_HYDRO | GEN | Bear Creek Hydroelectric Project | 2.83 | 3.2 | PGAE | Enel Green Power North America, Inc. | HYDRO | WATER | NP15 | 2016-04-27 |  | CISO | PGAE
Participating Unit | N | N |  | IVSLR2_2_SM2SR1 | GEN | Silver Ridge Mount Signal 2 | 150 | 150 | SDGE | Imperial Valley Solar 2, LLC | PHOTO VOLTAIC | SUN | SP15 | 2019-12-06 |  | CISO | SDGE
Participating Unit | N | N |  | MRGT_6_TGEBT1 | GEN | Top Gun Energy Storage | 30 | 30 | SDGE | San Diego Gas and Electric Company | OTHER | LESR | SP15 | 2021-06-30 |  | CISO | SDGE
Non-Participating |  | Y | PALOMR_2_PL1X3 | PALOMR_7_STG3 | GEN | PALOMR_7_STG3 | 260 | 260 |  |  | STEAM |  | SP15 |  |  | CISO | SDGE
Participating Unit | N | N |  | PIT6_7_UNIT 2 | GEN | PIT PH 6 UNIT 2 | 40 | 40 | PGAE | Pacific Gas & Electric Company | HYDRO | WATER | NP15 | 1965-01-01 |  | CISO | PGAE
Participating Unit | N | N |  | BLM W_2_COSBT1 | GEN | Coso Battery Storage | 60 | 60 | SCE | Coso Battery Storage, LLC | OTHER | LESR | SP15 | 2022-02-28 |  | CISO | SCE
Participating Unit | Y | N |  | TIDWTR_2_UNITS | GEN | MARTINEZ COGEN LIMITED PARTNERSHIP | 114.8 | 114.8 | PGAE | Martinez Cogen Limited Partnership | FTUR | NATURAL GAS | NP15 | 1987-02-23 |  | CISO | PGAE
Participating Unit | N | Y | SCEC_1_PDRP171 | SCEC_1_PDRP171 | GEN | IEUA Battery Energy Storage System | 1 |  | SCE | Shell Energy North America (US), L.P. | OTHER | OTHER | SP15 |  |  | CISO | SCE
Participating Unit | N | Y | SCEW_2_PDRP163 | SCEW_2_PDRP163 | GEN | LCR AMS Hybrid West LA 2-W-LPIPO | 8.19 |  | SCE | Southern California Edison | OTHER | OTHER | SP15 |  |  | CISO | SCE
Non-Participating | N | Y | HYTTHM_2_UNITS | HYATT_2_UNIT 6 | GEN | Edward Hyatt P-G Unit 6 | 132.2 | 132.2 |  | California Dept. of Water Resources | HYDRO | WATER | NP15 |  |  | CISO | CWRP
Participating Unit | N | N |  | BREGGO_6_SOLAR | GEN | NRG Borrego Solar One | 26 | 26 | SDGE | Solar Borrego I LLC | PHOTO VOLTAIC | SUN | SP15 | 2013-02-12 |  | CISO | SDGE
Non-Participating | N | Y | CENTRY_6_PL1X4 | CENTRY_6_GEN 2 | GEN | CENTURY GEN 2 | 10.8 | 10.8 |  | Colton Power, LP | COMBUSTION TURBINE | NATURAL GAS | SP15 |  |  | CISO | SCE
Participating Unit | Y | N |  | MISSIX_1_QF | GEN | SMALL QF AGGREGATION - SAB FRABCUSCI | 1 | 15 | PGAE | Pacific Gas & Electric Company | FTUR | NATURAL GAS | NP15 | 1987-01-01 |  | CISO | PGAE
Participating Unit | N | N |  | RICHMN_1_SOLAR | GEN | Chevron 2 | 2 | 2 | PGAE | MCE Solar One, LLC | PHOTO VOLTAIC | SUN | NP15 | 2017-12-21 |  | CISO | PGAE
Participating Unit | N | N |  | ENERSJ_5_ESJWD2 | GEN | Energia Sierra Juarez Wind 2 | 105 | 105 | SDGE | Energia Sierra Juarez, S. de R.L. de C.V. | WIND | WIND | SP15 | 2022-01-13 |  | CISO | SDGE
Non-Participating | N | Y | LECEF_1_UNITS | LECEF_1_STG1 | GEN | LOS ESTEROS ENERGY FACILITY STG1 | 120 | 120 |  | Los Esteros Critical Energy Facility, LLC | STEAM | NATURAL GAS | NP15 |  |  | CISO | PGAE
Participating Unit | N | Y | LEBECS_2_UNITS | LEBECS_2_UNITS | GEN | Pastoria Energy Facility | 799.47 |  | SCE | Pastoria Energy Facility, LLC | COMBINED CYCLE | NATURAL GAS | SP15 | 2005-05-04 |  | CISO | SCE
Non-Participating | N | Y | BIGCRK_2_EXESWD | BGCRK2_7_UNIT 6 | GEN | BIG CREEK PH 2 UNIT 6 | 17.5 | 17.5 |  | Southern California Edison Company | HYDRO | WATER | SP15 |  |  | CISO | SCE
Participating Unit | N | N |  | DELAMO_2_SOLRC1 | GEN | Golden Springs Building C1 | 1.16 | 1.3 | SCE | Golden Springs Development Company LLC | PHOTO VOLTAIC | SUN | SP15 | 2012-02-10 |  | CISO | SCE
Participating Unit | N | N |  | VESTAL_2_SOLAR1 | GEN | NICOLIS | 20 | 20 | SCE | Nicolis, LLC | PHOTO VOLTAIC | SUN | SP15 | 2016-09-15 |  | CISO | SCE
Participating Unit | N | Y | SCEC_1_PDRP137 | SCEC_1_PDRP137 | GEN | SCEC_1_PDRP137 | 0.99 |  | SCE | Leapfrog Power, Inc. | OTHER | OTHER | SP15 |  |  | CISO | SCE
Participating Unit | N | N |  | SPRGVL_2_EXETPV | GEN | Exeter Tulare PV | 3.5 | 3.5 | SCE | Tulare PV I, LLC | PHOTO VOLTAIC | SUN | SP15 | 2022-01-28 |  | CISO | SCE
Participating Unit | N | N |  | NCPA_7_GP1UN2 | GEN | NCPA GEO PLANT 1 UNIT 2 | 39.94 | 55 | PGAE | NCPA (MSS Agreement - S14) | STEAM | GEOTHERMAL | NP15 | 1983-01-01 |  | CISO | NCPA
Participating Unit | N | N |  | ALMEGT_1_UNIT 2 | GEN | ALAMEDA GT UNIT 2 | 25 | 25.4 | PGAE | NCPA (MSS Agreement - S14) | FTUR | NATURAL GAS | NP15 | 1986-01-01 |  | CISO | NCPA
Participating Unit | Y | N |  | HILAND_7_YOLOWD | GEN | CLEAR LAKE UNIT 1 | 3.75 | 3.8 | PGAE | Pacific Gas & Electric Company | HYDRO | WATER | NP15 | 1985-09-07 |  | CISO | PGAE
Participating Unit | N | N |  | HARDWK_6_STWBM1 | GEN | Still Water Ranch Dairy | 1 |  | PGAE | Still Water Power LLC | RECIPROCATING ENGINE | BIOGAS | ZP26 | 2020-05-26 |  | CISO | PGAE
Participating Unit | N | N |  | GUERNS_6_VH2BM1 | GEN | Hanford Digester Genset 2 | 1 | 1.02 | PGAE | Hanford Renewable Energy LLC | RECIPROCATING ENGINE | BIOGAS | NP15 | 2019-07-01 |  | CISO | PGAE
Participating Unit | N | N |  | ESNHWR_2_WC1BT1 | GEN | Wildcat I BESS | 3 | 3 | SCE | Wildcat I Energy Storage, LLC | OTHER | LESR | SP15 | 2021-10-13 |  | CISO | SCE
Participating Unit | N | Y | SCEC_1_PDRP187 | SCEC_1_PDRP187 | GEN | ESPN_SCEC_1_PDRP187 | 9.99 |  | SCE | Enersponse, Inc | OTHER | OTHER | SP15 |  |  | CISO | SCE
Participating Unit | N | N |  | VOYAGR_2_VOAWD5 | GEN | Voyager Wind Oasis Alta | 13.98 | 14 | SCE | Alta Interconnection Management III, LLC | WIND | WIND | SP15 | 2021-04-26 |  | CISO | SCE
Non-Participating | N | Y | MRCHNT_2_PL1X3 | MRCHNT_2_CTG1 | GEN | Desert Star Energy Center CT1 | 230 | 230 |  | San Diego Gas and Electric Company | COMBUSTION TURBINE | NATURAL GAS | SP15 |  |  | CISO | SCE
Participating Unit | N | N |  | ANAHM_2_CANYN2 | GEN | CANYON POWER PLANT UNIT 2 | 48.04 | 71.2 | SCE | City of Anaheim (MSS Agreement - S14) | COMBUSTION TURBINE | NATURAL GAS | SP15 | 2011-09-16 |  | CISO | ANHM
Participating Unit | Y | N |  | OMAR_2_UNIT 4 | GEN | KERN RIVER COGENERATION CO. UNIT 4 | 75 | 85 | SCE | Chevron Power Holdings, INC | FTUR | NATURAL GAS | SP15 | 1985-05-01 |  | CISO | SCE
Participating Unit | N | N |  | BRDSLD_2_SHILO1 | GEN | Shiloh I Wind Project | 150 | 150 | PGAE | Shiloh 1 Wind Project LLC | WIND | WIND | NP15 | 2006-03-30 |  | CISO | PGAE
Participating Unit | N | N |  | VALTNE_2_AVASR1 | GEN | Valentine Solar | 100 | 100 | SCE | Valentine Solar, LLC | PHOTO VOLTAIC | SUN | SP15 | 2019-11-09 |  | CISO | SCE
Participating Unit | N | Y | PGSB_1_PDRP100 | PGSB_1_PDRP100 | GEN | PDR-D PGSB | 5.4 |  | PGAE | Olivine, Inc. | OTHER | OTHER | NP15 |  |  | CISO | PGAE
Participating Unit | N | Y | SLSTR2_2_SOLAR2 | SLSTR2_2_SOLAR2 | GEN | Solar Star 2 | 276 |  | SCE | Solar Star California XX, LLC | PHOTO VOLTAIC | SUN | SP15 | 2014-07-31 |  | CISO | SCE
Participating Unit | N | N |  | HOOVER_2_VEAPT | TG | HOOVER VEA | 16 | 18 | SCE | MEAD230 | HYDRO | WATER | SP15 | 2023-01-25 |  | WALC | SCE
Participating Unit | N | N |  | CORONS_2_SOLAR | GEN | Master Development Corona | 0.99 | 1 | SCE | SunE W12DG-C, LLC | PHOTO VOLTAIC | SUN | SP15 | 2013-04-24 |  | CISO | SCE
Participating Unit | N | N |  | IVANPA_1_UNIT3 | GEN | Ivanpah 3 | 133 | 133.4 | SCE | Solar Partners VIII, LLC | STEAM | SUN | SP15 | 2013-12-26 |  | CISO | SCE
Participating Unit | N | Y | SCEW_2_PDRP159 | SCEW_2_PDRP159 | GEN | LCR AMS Hybrid West LA 1-W-LNEI1 | 7.28 |  | SCE | Southern California Edison | OTHER | OTHER | SP15 |  |  | CISO | SCE
Non-Participating | N | Y | DMDVLY_1_UNITS | DMDVLY_1_GEN 11 | GEN | Diamond Valley Unit 11 | 3.3 | 3.3 |  | Metropolitan Water District of Southern California (MWD) | HYDRO | WATER | SP15 |  |  | CISO | SCE
Participating Unit | N | N |  | GRNITE_6_ESCBT1 | GEN | EnerSmart El Cajon | 3 | 3 | SDGE | EnerSmart El Cajon BESS LLC | OTHER | LESR | SP15 |  |  | CISO | SDGE
Non-Participating | N | Y | GYS5X6_7_UNITS | GYS5X6_7_UNIT 6 | GEN | Geysers Unit 6 | 55 | 55 |  | Geysers Power Company, LLC | STEAM | GEOTHERMAL | NP15 |  |  | CISO | PGAE
Participating Unit | N | Y | SCEC_1_PDRP136 | SCEC_1_PDRP136 | GEN | SCEC_1_PDRP136 | 0.99 |  | SCE | Leapfrog Power, Inc. | OTHER | OTHER | SP15 |  |  | CISO | SCE
Non-Participating | N | Y | VESTAL_2_KERN | VESTAL_6_KERNU2 | GEN | KERN RIVER PH 3 UNITS 2 | 19.7 | 19.7 |  | Kings River Conservation District | COMBUSTION TURBINE | NATURAL GAS | SP15 |  |  | CISO | SCE
Non-Participating | N | Y | HYTTHM_2_UNITS | THERMA_2_UNIT 1 | GEN | Thermalito Gen Unit 1 | 36 | 36 |  | California Dept. of Water Resources | HYDRO | WATER | NP15 |  |  | CISO | CWRP
Participating Unit | N | N |  | DSRTHV_2_DH2SR2 | GEN | Desert Harvest 2 | 70 | 70 | SCE | Desert Harvest II, LLC | PHOTO VOLTAIC | SUN | SP15 | 2020-12-11 |  | CISO | SCE
Participating Unit | N | N |  | CRELMN_6_RAMSR3 | GEN | Ramona Solar Energy | 4.32 | 4.4 | SDGE | San Diego Gas & Electric | PHOTO VOLTAIC | SUN | SP15 | 2018-02-03 |  | CISO | SDGE
Non-Participating | N | Y | WNDSTR_2_WIND | WNDSTR_2_WIND1 | GEN | Windstar Wind Farm | 60 | 60 |  | Windstar Energy LLC | WIND | WIND | SP15 |  |  | CISO | SCE
Participating Unit | Y | N |  | CONTRL_1_QF | GEN | CONTROL QFS | 2.55 | 41.9 | SCE | Southern California Edison Company | OTHER | OTHER | SP15 | 1982-01-01 |  | CISO | SCE
Participating Unit | N | Y | METEC_2_PL1X3 | METEC_2_PL1X3 | GEN | Metcalf Energy Center | 597.05 |  | PGAE | Metcalf Energy Center, LLC | COMBINED CYCLE | NATURAL GAS | NP15 | 2005-05-27 |  | CISO | PGAE
Participating Unit | N | Y | SCEC_1_PDRP135 | SCEC_1_PDRP135 | GEN | SCEC_1_PDRP135 | 0.99 |  | SCE | Leapfrog Power, Inc. | OTHER | OTHER | SP15 |  |  | CISO | SCE
Non-Participating | N | Y | SLUISP_2_UNITS | SLUISP_2_UNIT 1 | GEN | San Luis P-G Unit 1 | 53 | 53 | PGAE | California Dept. of Water Resources | PUMPED STORAGE | WATER | NP15 |  |  | CISO | PGAE
Non-Participating | N | Y | DELTA_2_PL1X4 | DELTA_2_CTG2 | GEN | DELTA ENERGY CENTER CTG UNIT 2 | 212.5 | 212.5 |  | Delta Energy Center, LLC | COMBUSTION TURBINE | NATURAL GAS | NP15 |  |  | CISO | PGAE
Participating Unit | N | N |  | RTEDDY_2_SOLAR2 | GEN | Rosamond West Solar 2 | 54 | 55 | SCE | Golden Fields Solar I, LLC | PHOTO VOLTAIC | SUN | SP15 | 2016-12-22 |  | CISO | SCE
Participating Unit | N | N |  | EEKTMN_6_SOLAR1 | GEN | EE K Solar 1 | 20 | 20 | PGAE | EE Kettleman Land, LLC | PHOTO VOLTAIC | SUN | NP15 | 2015-08-12 |  | CISO | PGAE
Non-Participating | N | Y | BIGCRK_2_EXESWD | BGCRK1_7_UNIT 1 | GEN | BIG CREEK PH 1 UNIT 1 | 19.8 | 19.8 |  | Southern California Edison Company | HYDRO | WATER | SP15 |  |  | CISO | SCE
Participating Unit | N | N |  | MAGNLA_6_CERRITOS | TG | Magnolia Power Plant Cerritos | 12 |  | SCE | MARKETPLACE | COMBINED CYCLE | NATURAL GAS | SP15 | 2020-01-15 |  | LADWP | SCE
Participating Unit | N | N |  | SANLOB_1_LNDFIL | GEN | Cold Canyon | 1.5 | 5 | PGAE | Toro Energy of California SLO | RECIPROCATING ENGINE | BIOGAS | ZP26 | 2013-07-18 |  | CISO | PGAE
Participating Unit | N | N |  | BEARMT_1_UNIT | GEN | Bear Mountain Limited | 49.21 | 48.1 | PGAE | Bear Mountain Limited | COMBUSTION TURBINE | NATURAL GAS | ZP26 | 1995-04-03 |  | CISO | PGAE
Participating Unit | Y | N |  | INDVLY_1_UNITS | GEN | Indian Valley Hydro | 3.01 | 5 | PGAE | Yolo County Flood Control | HYDRO | WATER | NP15 | 1983-09-15 |  | CISO | PGAE
Non-Participating | N | Y | BLM_2_UNITS | BLM E_2_UNIT 7 | GEN | COSO ENERGY DEVELOPERS - BLM EAST UNIT 7 | 24 | 24 |  |  |  |  | SP15 |  |  | CISO | SCE
Participating Unit | N | N |  | ALPSLR_1_SPSSLR | GEN | Alpaugh 50 LLC | 50 | 50 | PGAE | Alpaugh 50, LLC | PHOTO VOLTAIC | SUN | ZP26 | 2013-03-08 |  | CISO | PGAE
Participating Unit | N | N |  | MALIN_5_BPADYN | TG | MALIN_5_BPADYN | 700 |  | PGAE | MALIN500 |  | WATER | NP15 |  |  | BPAT | PGAE
Participating Unit | N | N |  | BUTTVL_7_UNIT 1 | GEN | BUTT VALLEY HYDRO | 39.5 | 41 | PGAE | Pacific Gas & Electric Company | HYDRO | WATER | NP15 | 1958-01-01 |  | CISO | PGAE
Participating Unit | N | N |  | RECTOR_2_IVANPV | GEN | Ivanhoe Tulare PV | 3.5 | 3.5 | SCE | Tulare PV I, LLC | PHOTO VOLTAIC | SUN | SP15 | 2022-01-28 |  | CISO | SCE
Participating Unit | N | N |  | VALLEY_5_SOLAR1 | GEN | Kona Solar - Meridian #1 | 1.49 | 1.5 | SCE | Kona Solar, LLC | PHOTO VOLTAIC | SUN | SP15 | 2015-04-13 |  | CISO | SCE
Participating Unit | Y | N |  | CHINO_6_CIMGEN | GEN | Chino Co-Generation | 26 | 31.6 | SCE | O.L.S. Energy - Chino | COMBINED CYCLE | NATURAL GAS | SP15 | 2018-06-27 |  | CISO | SCE
Non-Participating | N | Y | WNDSTR_2_WIND | WNDSTR_2_WIND2 | GEN | Windstar Wind Farm | 60 | 60 |  | Windstar Energy LLC | WIND | WIND | SP15 |  |  | CISO | SCE
Participating Unit | N | N |  | ANZA_6_SOLAR1 | TG | Seville Solar One | 20 | 20 | SDGE | IVLY2 | PHOTO VOLTAIC | SUN | SP15 | 2015-12-30 |  | IID | SDGE
Participating Unit | N | N |  | GLDTWN_6_COLUM3 | GEN | Columbia 3 | 10 | 10 | SCE | RE Columbia 3 LLC | PHOTO VOLTAIC | SUN | SP15 | 2013-12-10 |  | CISO | SCE
Non-Participating | N | Y | BIGCRK_2_EXESWD | BGCRK1_7_UNIT 4 | GEN | BIG CREEK PH 1 UNIT 4 | 31.2 | 31.2 |  | Southern California Edison Company | HYDRO | WATER | SP15 |  |  | CISO | SCE
Participating Unit | N | N |  | COCOPP_2_CTG2 | GEN | Marsh Landing 2 | 202.7 | 222 | PGAE | Marsh Landing LLC | FTUR | NATURAL GAS | NP15 | 2013-05-01 |  | CISO | PGAE
Non-Participating | N | Y | ALAMIT_2_PL1X3 | ALAMIT_7_STG1S | GEN | ALAMIT_7_STG1S | 241.5 | 241.5 |  | AES Alamitos Energy LLC | COMBINED CYCLE | NATURAL GAS | SP15 |  |  | CISO | SCE
Participating Unit | N | N |  | SISPRG_2_DS3SR2 | GEN | Daggett Solar 3 b PV | 110 | 110 | SCE | Daggett Solar Power 3 LLC | PHOTO VOLTAIC | SUN | SP15 |  |  | CISO | SCE
Non-Participating | N | Y | SUNSHN_2_LNDFL | SUNSHN_2_LNDFL4 | GEN | SUNSHN_2_LNDFL4 | 4.6 | 4.6 |  | Sunshine Gas Producers, L.L.C. Unit 4 | COMBUSTION TURBINE | BIOGAS | SP15 |  |  | CISO | SCE
Participating Unit | N | N |  | TITANS_2_TTSSR1 | TG | Titan Solar 1 Pseudo | 70 | 70 | SDGE | IVLY2 | PHOTO VOLTAIC | SUN | SP15 | 2020-12-17 |  | IID | SDGE
Participating Unit | N | N |  | RECTOR_7_TULARE | GEN | MM Tulare | 1.5 | 1.5 | SCE | MM Tulare Energy, LLC | RECIPROCATING ENGINE | BIOMASS | SP15 | 1998-05-08 |  | CISO | SCE
Participating Unit | N | N |  | ALAMIT_7_ES1 | GEN | Alamitos Energy Storage | 100.45 | 100 | SCE | AES ES Alamitos, LLC | OTHER | LESR | SP15 | 2020-12-04 |  | CISO | SCE
Participating Unit | N | Y | ELECTR_7_PL1X3 | ELECTR_7_PL1X3 | GEN | ELECTRA PH UNIT 1 & 2 AGGREGATE | 93 |  | PGAE | Pacific Gas & Electric Company | HYDRO | WATER | NP15 | 1948-01-01 |  | CISO | PGAE
Participating Unit | N | Y | SCEC_1_PDRP126 | SCEC_1_PDRP126 | GEN | SCEC_1_PDRP126 | 0.99 |  | SCE | Leapfrog Power, Inc. | OTHER | OTHER | SP15 |  |  | CISO | SCE
Non-Participating | N | Y | LMEC_1_PL1X3 | LMEC_1_CTG1 | GEN | LOS MEDANOS CTG UNIT 1 | 172 | 172 |  | Los Medanos Energy Center, LLC | COMBUSTION TURBINE | NATURAL GAS | NP15 |  |  | CISO | PGAE
Non-Participating | N | Y | OBERON_5_O2BBX2 | OBERON_5_O2BBT4 | GEN | Oberon 2 BESS | 62.5 | 62.5 | SCE | IP Oberon BESS, LLC | OTHER | LESR | SP15 |  |  | CISO | SCE
Participating Unit | Y | N |  | YUBACT_1_SUNSWT | GEN | YUBA CITY COGEN | 49.97 | 49 | PGAE | Yuba City Cogeneration Partners, L.P. | COMBUSTION TURBINE | NATURAL GAS | NP15 | 1990-12-27 |  | CISO | PGAE
Participating Unit | Y | N |  | OLINDA_7_BLKSND | GEN | BlackSand Generating Facility | 8 | 8 | SCE | Bridge Energy LLC | COMBUSTION TURBINE | WASTE TO POWER | SP15 | 2000-06-01 |  | CISO | SCE
Participating Unit | N | N |  | STROUD_6_WWHSR1 | GEN | Winter Wheat Solar Farm | 1.5 | 1.5 | PGAE | GASNA 36P, LLC | PHOTO VOLTAIC | SUN | NP15 | 2019-05-11 |  | CISO | PGAE
Non-Participating |  | Y | TERMEX_2_PL1X3 | TERMEX_2_GTG2 | GEN | TERMEX_2_GTG2 | 180 | 180 |  |  |  |  | SP15 |  |  | CISO | SDGE
Participating Unit | N | N |  | DEVERS_2_CS2SR4 | GEN | Caliente Solar 2 | 0.91 | 1 | SCE | Caliente II Solar, LLC | PHOTO VOLTAIC | SUN | SP15 | 2018-05-18 |  | CISO | SCE
Participating Unit | N | N |  | PADUA_2_SOLAR1 | GEN | Kona Solar - Rancho DC #1 | 1.75 | 1.8 | SCE | Kona Solar, LLC | PHOTO VOLTAIC | SUN | SP15 | 2015-06-02 |  | CISO | SCE
Participating Unit | N | N |  | EDMONS_2_NSPIN | GEN | EDMONS_2_NSPIN | 775.8 | 840 | SCE |  | PUMP | WATER | SP15 |  |  | CISO | CWRS
Non-Participating | N | Y | COLVIL_7_PL1X2 | COLVIL_7_UNIT 2 | GEN | COLLIERVILLE HYDRO UNIT 2 | 126 | 126 |  | NCPA (MSS Agreement - S14) | HYDRO | WATER | NP15 |  |  | CISO | NCPA
Participating Unit | N | N |  | KYCORA_6_KMSBT1 | GEN | Kearny Mesa Storage | 1 | 1 | SDGE | Kearny Mesa Storage, LLC | OTHER | LESR | SP15 | 2020-02-13 |  | CISO | SDGE
Participating Unit | N | N |  | LAMONT_1_SOLAR4 | GEN | Hayworth Solar Farm | 26.66 | 27 | PGAE | 65HK 8me LLC | PHOTO VOLTAIC | SUN | ZP26 | 2015-12-23 |  | CISO | PGAE
Participating Unit | N | N |  | VICTOR_1_SOLAR2 | GEN | Alamo Solar | 20 | 20 | SCE | Alamo Solar, LLC | PHOTO VOLTAIC | SUN | SP15 | 2015-05-15 |  | CISO | SCE
Participating Unit | N | N |  | UNVRSY_1_UNIT 1 | GEN | Berry Cogen 38 - Unit 1 | 38 | 38 | PGAE | Berry Petroleum Company | FTUR | NATURAL GAS | ZP26 | 1986-01-01 |  | CISO | PGAE
Participating Unit | N | N |  | DRACKR_2_DSUBT1 | GEN | Dracker Solar Unit 1 BESS | 63 | 63 | SCE | NextEra Blythe Solar Energy Center, LLC | OTHER | LESR | SP15 | 2021-08-12 |  | CISO | SCE
Participating Unit | N | N |  | BEARDS_7_UNIT 1 | GEN | Beardsley Hydro | 11.5 | 11.5 | PGAE | City of Santa Clara DBA Silicon Valley Power (MSS Agreement - S14) | HYDRO | WATER | NP15 | 1957-01-01 |  | CISO | NCPA
Participating Unit | N | Y | SCEC_1_PDRP129 | SCEC_1_PDRP129 | GEN | SCEC_1_PDRP129 | 0.99 |  | SCE | Leapfrog Power, inc. | OTHER | OTHER | SP15 |  |  | CISO | SCE
Participating Unit | N | N |  | DAVIS_1_SOLAR2 | GEN | Grasslands 4 | 1 | 1 | PGAE | Yolo County | PHOTO VOLTAIC | SUN | NP15 | 2013-08-05 |  | CISO | PGAE
Non-Participating | N | Y | GWFPWR_1_UNITS | GWFPWR_1_CT 1 | GEN | HEP PEAKER PLANT UNIT 1 | 50 | 50 |  | GWF Energy LLC | COMBUSTION TURBINE | NATURAL GAS | NP15 |  |  | CISO | PGAE
Participating Unit | Y | N |  | TANHIL_6_SOLART | GEN | Berry Cogen 18 | 17 | 17 | PGAE | Berry Petroleum Company | FTUR | NATURAL GAS | ZP26 | 1986-01-01 |  | CISO | PGAE
Participating Unit | N | Y | SCEC_1_PDRP125 | SCEC_1_PDRP125 | GEN | SCEC_1_PDRP125 | 9.99 |  | SCE | Leapfrog Power, Inc. | OTHER | OTHER | SP15 |  |  | CISO | SCE
Participating Unit | N | N |  | ADLIN_1_UNITS | GEN | GEYSERS AIDLIN AGGREGATE | 22 | 23 | PGAE | Geysers Power Company, LLC | STEAM | GEOTHERMAL | NP15 | 2008-07-28 |  | CISO | PGAE
Participating Unit | N | N |  | GEYS17_7_UNIT17 | GEN | GEYSERS UNIT 17 (HEALDSBURG) | 75.5 | 84 | PGAE | Geysers Power Company, LLC | STEAM | GEOTHERMAL | NP15 | 1982-01-01 |  | CISO | PGAE
Non-Participating | N | Y | TIGRCK_7_UNITS | TIGRCK_7_UNIT 2 | GEN | Tiger Creek Unit 2 | 31 | 31 |  | Pacific Gas & Electric Company | HYDRO | WATER | NP15 |  |  | CISO | PGAE
Non-Participating | N | Y | SLUISP_2_UNITS | SLUISP_2_UNIT 7 | GEN | San Luis P-G Unit 7 | 53 | 53 | PGAE | California Dept. of Water Resources | PUMPED STORAGE | WATER | NP15 |  |  | CISO | PGAE
Participating Unit | N | N |  | SLYCRK_1_UNIT 1 | GEN | SLY CREEK HYDRO | 13 | 13 | PGAE | South Feather Water and Power | HYDRO | WATER | NP15 | 1983-01-01 |  | CISO | PGAE
Participating Unit | N | N |  | JOHANN_2_OCEBT2 | GEN | Orange County Energy Storage 2 | 9 | 9 | SCE | Orange County Energy Storage 2 LLC | OTHER | LESR | SP15 | 2021-12-07 |  | CISO | SCE
Participating Unit | N | Y | PGF1_2_PDRP105 | PGF1_2_PDRP105 | GEN | PGF1_2_PDRP105 | 4.8 |  | PGAE | OHMCONNECT, INC. | OTHER | OTHER | NP15 |  |  | CISO | PGAE
Participating Unit | N | Y | PGEB_2_PDRP103 | PGEB_2_PDRP103 | GEN | PGEB_2_PDRP103 | 0.99 |  | PGAE | Leapfrog Power, Inc. | OTHER | OTHER | NP15 |  |  | CISO | PGAE
Non-Participating | N | Y | STANTN_2_SBEBX2 | STANTN_2_SBEBT3 | GEN | Stanton Battery Energy Storage | 34.4 | 34.4 | SCE | Stanton Energy Holdco, LLC | OTHER | LESR | SP15 |  |  | CISO | SCE
Participating Unit | N | N |  | CUMBIA_1_SOLAR | GEN | Columbia Solar Energy II | 19 | 19 | PGAE | Columbia Solar Energy, LLC | PHOTO VOLTAIC | SUN | NP15 | 2015-10-21 |  | CISO | PGAE
Participating Unit | Y | N |  | WALNUT_6_HILLGEN | GEN | Puente Hills | 47 | 50 | SCE | County Sanitation District No. 2 of Los Angeles County | OTHER | BIOGAS | SP15 | 2017-06-01 |  | CISO | SCE
Participating Unit | N | Y | PIT4_7_PL1X2 | PIT4_7_PL1X2 | GEN | PIT PH 4 UNITS 1 & 2 AGGREGATE | 95 |  | PGAE | Pacific Gas & Electric Company | HYDRO | WATER | NP15 | 1955-01-01 |  | CISO | PGAE
Participating Unit | N | N |  | HUMBPP_1_UNITS3 | GEN | Humboldt Bay Generating Station 3 | 65.08 | 83.2 | PGAE | Pacific Gas & Electric Company | RECIPROCATING ENGINE | NATURAL GAS | NP15 | 2010-09-29 |  | CISO | PGAE
Participating Unit | N | N |  | SPRGVL_2_LINDPV | GEN | Lindsay Tulare PV | 4 | 4 | SCE | Tulare PV I, LLC | PHOTO VOLTAIC | SUN | SP15 | 2022-01-28 |  | CISO | SCE
Non-Participating | N | Y | SCHLTE_1_PL1X3 | SCHLTE_1_UNITA1 | GEN | Tracy Unit 1 Peaking Project | 87 | 87 | PGAE | GWF Energy LLC | COMBUSTION TURBINE | NATURAL GAS | NP15 |  |  | CISO | PGAE
Participating Unit | N | N |  | VOYAGR_2_VOYWD3 | GEN | Voyager Wind 3 | 42.45 | 43.2 | SCE | Alta Interconnection Management III, LLC | WIND | WIND | SP15 | 2018-12-29 |  | CISO | SCE
Participating Unit | N | N |  | NZWIND_6_WDSTR | GEN | Windstream 39 | 3.35 | 6.2 | SCE | Windstream Operations, LLC | WIND | WIND | SP15 | 1984-02-01 |  | CISO | SCE
Participating Unit | N | N |  | BRDSLD_2_SHLO3A | GEN | Shiloh III Wind Project, LLC | 102.5 | 100 | PGAE | Shiloh III Wind Project, LLC | WIND | WIND | NP15 | 2011-12-22 |  | CISO | PGAE
Participating Unit | N | N |  | WDLEAF_7_UNIT 1 | GEN | WOODLEAF HYDRO | 60 | 60 | PGAE | South Feather Water and Power | HYDRO | WATER | NP15 | 1963-01-01 |  | CISO | PGAE
Participating Unit | N | N |  | RTREE_2_WIND3 | GEN | Rising Tree 3 | 99 | 99 | SCE | Rising Tree Wind Farm III LLC | WIND | WIND | SP15 | 2015-06-25 |  | CISO | SCE
Non-Participating |  | Y | SBERDO_2_PSP3 | SBERDO_7_STG3 | GEN | SBERDO_7_STG3 | 202 | 202 |  |  |  |  | SP15 |  |  | CISO | SCE
Participating Unit | N | N |  | BGSKYN_2_ASSR3B | GEN | Antelope Solar 3B | 5 | 5 | SCE | Antelope Expansion 3B, LLC | PHOTO VOLTAIC | SUN | SP15 | 2021-06-22 |  | CISO | SCE
Participating Unit | N | N |  | MSOLAR_2_MS4BT1 | GEN | Mesquite Solar 4 BESS | 10 | 10 | SDGE | Mesquite Solar 4, LLC | OTHER | LESR | SP15 |  |  | CISO | SDGE
Participating Unit | N | N |  | KNGCTY_6_UNITA1 | GEN | King City Energy Center, Unit 1 | 44.6 | 49.9 | PGAE | Gilroy Energy Center, LLC | COMBUSTION TURBINE | NATURAL GAS | NP15 | 2002-01-14 |  | CISO | PGAE
Participating Unit | N | N |  | EXCHEC_7_UNIT 1 | GEN | EXCHEQUER HYDRO | 94.5 | 94.5 | PGAE | Merced Irrigation District | HYDRO | WATER | NP15 | 1967-01-01 |  | CISO | PGAE
Participating Unit | N | N |  | LCKHT1_2_LH1SR2 | GEN | Lockhart Solar 2 | 75 | 75 | SCE | Lockhart Solar PV II, LLC | PHOTO VOLTAIC | SUN | SP15 |  |  | CISO | SCE
Participating Unit | N | N |  | WEBER_6_FORWRD | GEN | Forward | 4.2 | 4.3 | PGAE | Ameresco Forward LLC | RECIPROCATING ENGINE | BIOGAS | NP15 | 2014-02-05 |  | CISO | PGAE
Participating Unit | N | N |  | CAMERN_6_BSPSR1 | GEN | Buckman Springs PV | 0.84 | 0.85 | SDGE | San Diego Gas & Electric Company | PHOTO VOLTAIC | SUN | SP15 |  |  | CISO | SDGE
Participating Unit | N | Y | SCEC_1_PDRP176 | SCEC_1_PDRP176 | GEN | VLTS_PDR_SCEC_02 | 9.95 |  | SCE | Voltus, Inc. | OTHER | OTHER | SP15 |  |  | CISO | SCE
Participating Unit | N | Y | CARBOU_7_PL4X5 | CARBOU_7_PL4X5 | GEN | CARIBOU PH 2 UNIT 4 & 5 AGGREGATE | 120 |  | PGAE | Pacific Gas & Electric Company | HYDRO | WATER | NP15 | 1958-01-01 |  | CISO | PGAE
Participating Unit | N | N |  | STRAUS_1_STRWD1 | GEN | Strauss Wind, LLC | 91.2 | 99 | PGAE | Strauss Wind, LLC | WIND | WIND | ZP26 |  |  | CISO | PGAE
Non-Participating | N | Y | WISHON_6_UNITS | WISHON_6_UNIT 2 | GEN | WISHON HYDRO UNIT 2 | 5.6 | 5.6 |  | Pacific Gas & Electric Company | HYDRO | WATER | NP15 |  |  | CISO | PGAE
Non-Participating | N | Y | HYTTHM_2_UNITS | HYATT_2_UNIT 4 | GEN | Edward Hyatt P-G Unit 4 | 132.2 | 132.2 |  | California Dept. of Water Resources | HYDRO | WATER | NP15 |  |  | CISO | CWRP
Participating Unit | N | N |  | DAIRLD_1_MD1SL1 | GEN | Madera 1 | 1.5 | 1.5 | PGAE | GL Madera, LLC | PHOTO VOLTAIC | SUN | NP15 | 2017-12-29 |  | CISO | PGAE
Participating Unit | N | Y | PRIMM_2_SOLAR1 | PRIMM_2_SOLAR1 | GEN | Silver State South | 250 |  | SCE | Silver State Solar Power South, LLC | PHOTO VOLTAIC | SUN | SP15 | 2016-08-23 |  | CISO | SCE
Participating Unit | N | Y | SCEW_2_PDRP172 | SCEW_2_PDRP172 | GEN | SCEW_2_PDRP172 | 0.99 |  | SCE | Leapfrog Power, Inc. | OTHER | OTHER | SP15 |  |  | CISO | SCE
Participating Unit | N | N |  | KNTSTH_6_SOLAR | GEN | Kent South | 20 | 20 | PGAE | RE Kent South, LLC | PHOTO VOLTAIC | SUN | NP15 | 2014-12-24 |  | CISO | PGAE
Participating Unit | N | Y | SCEW_2_PDRP112 | SCEW_2_PDRP112 | GEN | SCEW_2_PDRP112 | 0.99 |  | SCE | Leapfrog Power, Inc. | OTHER | OTHER | SP15 |  |  | CISO | SCE
Non-Participating | N | Y | HIDSRT_2_UNITS | HIDSRT_7_STG | GEN | HIGH DESERT STEAM TURBINE | 323 | 323 |  | High Desert Power Project, LLC | STEAM | HEAT RECOVERY | SP15 |  |  | CISO | SCE
Participating Unit | Y | N |  | BURNYF_2_UNIT 1 | GEN | Burney Forest Power | 29 | 35.7 | PGAE | Burney Forest Products | STEAM | BIOMASS | NP15 | 2018-08-17 |  | CISO | PGAE
Participating Unit | N | N |  | KINGCO_1_KINGBR | GEN | Kingsburg Cogen | 34.5 | 34.5 | PGAE | KES Kingsburg, L.P. | COMBUSTION TURBINE | NATURAL GAS | NP15 | 1990-12-05 |  | CISO | PGAE
Participating Unit | N | N |  | MRGT_6_MEF2 | GEN | Miramar Energy Facility II | 44 | 67.5 | SDGE | San Diego Gas & Electric | COMBUSTION TURBINE | NATURAL GAS | SP15 | 2009-08-07 |  | CISO | SDGE
Participating Unit | N | Y | SCEC_1_PDRP146 | SCEC_1_PDRP146 | GEN | SCEC_1_PDRP146 | 0.99 |  | SCE | Leapfrog Power, Inc. | OTHER | OTHER | SP15 |  |  | CISO | SCE
Participating Unit | N | N |  | GARNET_2_WIND5 | GEN | Eastwind | 3 | 3 | SCE | Yavi Energy Holdings, LLC | WIND | WIND | SP15 | 2016-03-01 |  | CISO | SCE
Non-Participating | N | Y | DREWS_6_PL1X4 | DREWS_6_GEN 3 | GEN | DREWS UNIT 3 | 10.8 | 10.8 |  | Colton Power, LP | COMBUSTION TURBINE | NATURAL GAS | SP15 |  |  | CISO | SCE
Participating Unit | N | N |  | MSOLAR_2_SOLAR2 | GEN | Mesquite Solar 2 | 100.81 | 165 | SDGE | Mesquite Solar 2, LLC | PHOTO VOLTAIC | SUN | SP15 | 2017-10-12 |  | CISO | SDGE
Participating Unit | N | Y | SDG1_1_PDRP122 | SDG1_1_PDRP122 | GEN | SDG1_1_PDRP122 | 0.99 |  | SDGE | Leapfrog Power, Inc. | OTHER | OTHER | SP15 |  |  | CISO | SDGE
Non-Participating | N | Y | CAMCHE_1_PL1X3 | CAMCHE_1_UNIT 1 | GEN | Camanche 1 | 3.3 | 3.3 |  | East Bay Municipal Utility District | HYDRO | WATER | NP15 |  |  | CISO | PGAE
Non-Participating | N | Y | CARBOU_7_PL2X3 | CARBOU_7_UNIT 3 | GEN | CARIBOU PH 1 UNIT 3 | 25 | 25 |  | Pacific Gas & Electric Company | HYDRO | WATER | NP15 |  |  | CISO | PGAE
Participating Unit | N | N |  | GARNET_1_SOLAR2 | GEN | Garnet Solar Power Generation Station 1 | 4 | 4 | SCE | Garnet Solar Power Generation Station 1, LLC | PHOTO VOLTAIC | SUN | SP15 | 2014-12-23 |  | CISO | SCE
Participating Unit | N | Y | SCEC_1_PDRP186 | SCEC_1_PDRP186 | GEN | SCEC | 0.15 |  | SCE | Olivine, Inc. | OTHER | OTHER | SP15 |  |  | CISO | SCE
Non-Participating | N | Y | LECEF_1_UNITS | LECEF_1_CGT 2 | GEN | LOS ESTEROS ENERGY FACILITY CTG 2 | 49.9 | 49.9 |  | Los Esteros Critical Energy Facility, LLC | COMBUSTION TURBINE | NATURAL GAS | NP15 |  |  | CISO | PGAE
Non-Participating | N | Y | SPICER_1_UNITS | SPICER_1_UNIT 1 | GEN | SPICER HYDRO UNIT 1 | 2.8 | 2.8 |  | NCPA (MSS Agreement - S14) | HYDRO | WATER | NP15 |  |  | CISO | NCPA
Non-Participating | N | Y | HNTGBH_2_PL1X3 | HNTGBH_7_CTG1B | GEN | HNTGBH_7_CTG1B | 234.5 | 234.5 |  | AES Huntington Beach Energy LLC | COMBINED CYCLE | NATURAL GAS | SP15 |  |  | CISO | SCE
Participating Unit | N | N |  | WSNR_2_TESLADYN | TG | Central Valley Tesla | 10 |  | PGAE | TESLA230 | HYDRO | WATER | NP15 | 2017-12-13 |  | BANC | PGAE
Participating Unit | N | N |  | CUYAMS_6_CUYSR1 | GEN | Cuyama Solar | 40 | 40 | PGAE | Cuyama Solar, LLC | PHOTO VOLTAIC | SUN | ZP26 | 2017-11-30 |  | CISO | PGAE
Participating Unit | N | N |  | ORTGA_6_ME1SL1 | GEN | Merced 1 | 3 | 3 | PGAE | GL Merced 2, LLC | PHOTO VOLTAIC | SUN | NP15 | 2018-04-12 |  | CISO | PGAE
Participating Unit | N | N |  | SENTNL_2_CTG5 | GEN | Sentinel Unit 5 | 107.52 | 131.8 | SCE | Sentinel Energy Center, LLC | COMBUSTION TURBINE | NATURAL GAS | SP15 | 2013-05-06 |  | CISO | SCE
Participating Unit | N | Y | SCEC_1_PDRP117 | SCEC_1_PDRP117 | GEN | SCEC_1_PDRP117 | 0.99 |  | SCE | Leapfrog Power, Inc. | OTHER | OTHER | SP15 |  |  | CISO | SCE
Non-Participating | N | Y | LEBECS_2_UNITS | LEBECS_7_STG5 | GEN | CC Power Block 2 STG5 | 92 | 92 |  | Pastoria Energy Facility | STEAM | NATURAL GAS | SP15 |  |  | CISO | SCE
Participating Unit | N | N |  | TX-ELK_6_SOLAR1 | GEN | Castor | 1.5 | 1.5 | PGAE | Green Light FIT 1, LLC | PHOTO VOLTAIC | SUN | ZP26 | 2016-04-02 |  | CISO | PGAE
Participating Unit | N | N |  | ALMEGT_1_UNIT 1 | GEN | ALAMEDA GT UNIT 1 | 25 | 25.4 | PGAE | NCPA (MSS Agreement - S14) | FTUR | NATURAL GAS | NP15 | 1986-01-01 |  | CISO | NCPA
Participating Unit | Y | Y | STOILS_1_UNITS | STOILS_1_UNITS | GEN | Chevron Richmond Refinery | 56.2 |  | PGAE | Chevron Products Company | COMBINED CYCLE | NATURAL GAS | NP15 | 1992-08-31 |  | CISO | PGAE
Participating Unit | N | Y | TERMEX_2_PL1X3 | TERMEX_2_PL1X3 | GEN | TDM | 625 |  | SDGE | Termoelectrica De Mexicali S. de R.L. de C.V. (non-pro forma agreement) | COMBINED CYCLE | NATURAL GAS | SP15 | 2003-07-30 |  | CISO | SDGE
Participating Unit | N | N |  | HAYPRS_6_HAYHD2 | GEN | Haypress Middle | 6.7 | 8.7 | PGAE | EIF Haypress, LLC | HYDRO | WATER | NP15 | 2021-04-08 |  | CISO | PGAE
Participating Unit | N | Y | KELSO_2_UNITS | KELSO_2_UNITS | GEN | Mariposa Energy | 198.03 |  | PGAE | Mariposa Energy, LLC | COMBUSTION TURBINE | NATURAL GAS | NP15 | 2012-10-01 |  | CISO | PGAE
Non-Participating | N | Y | SLUISP_2_UNITS | SLUISP_2_UNIT 8 | GEN | San Luis P-G Unit 8 | 53 | 53 | PGAE | California Dept. of Water Resources | PUMPED STORAGE | WATER | NP15 |  |  | CISO | PGAE
Participating Unit | N | N |  | SUNSPT_2_WNASR1 | GEN | Windhub Solar A | 20 | 20 | SCE | Windhub Solar A, LLC | PHOTO VOLTAIC | SUN | SP15 | 2019-12-18 |  | CISO | SCE
Participating Unit | N | N |  | SNCLRA_2_UNIT1 | GEN | New Indy Oxnard | 27.8 | 29 | SCE | New-Indy Oxnard LLC | FTUR | NATURAL GAS | SP15 | 2016-04-15 |  | CISO | SCE
Participating Unit | Y | N |  | SNCLRA_2_HOWLNG | GEN | Houwelings Nurseries Oxnard, Inc | 12.71 | 13.2 | SCE | Glass House Camarillo Cultivation, LLC | RECIPROCATING ENGINE | NATURAL GAS | SP15 | 2013-06-14 |  | CISO | SCE
Participating Unit | N | N |  | DELAMO_2_SOLAR2 | GEN | Golden Springs Building M | 1.75 | 1.8 | SCE | Golden Springs Development Co. LLC | PHOTO VOLTAIC | SUN | SP15 | 2015-04-01 |  | CISO | SCE
Participating Unit | N | N |  | ALTA4A_2_CPCW1 | GEN | Alta Wind 1 | 150 | 150 | SCE | Alta Interconnection Management, LLC | WIND | WIND | SP15 | 2010-12-29 |  | CISO | SCE
Participating Unit | N | N |  | WSNR_5_TRCYDYN | TG | Central Valley Tracy | 10 |  | PGAE | TRCYPGAE | HYDRO | WATER | NP15 | 2017-12-13 |  | BANC | PGAE
Non-Participating | N | Y | BRODIE_2_WIND | BRODIE_2_WIND1 | GEN | Coram Brodie Wind Project Cameron Ridge | 78 | 78 |  | Southern California Edison Company | WIND | WIND | SP15 |  |  | CISO | SCE
Participating Unit | N | Y | SCEW_2_PDRP109 | SCEW_2_PDRP109 | GEN | SCEW_2_PDRP109 | 0.99 |  | SCE | Leapfrog Power, inc. | OTHER | OTHER | SP15 |  |  | CISO | SCE
Participating Unit | N | Y | SPICER_1_UNITS | SPICER_1_UNITS | GEN | SPICER HYDRO UNITS 1-3 AGGREGATE | 6 |  | PGAE | NCPA (MSS Agreement - S14) | HYDRO | WATER | NP15 | 1990-01-01 |  | CISO | NCPA
Participating Unit | N | N |  | STANTN_2_STAGT1 | GEN | Stanton 1 | 49.65 | 50 | SCE | STANTON ENERGY RELIABILITY CENTER, LLC | OTHER | NATURAL GAS | SP15 | 2020-05-20 |  | CISO | SCE
Non-Participating |  | Y | TERMEX_2_PL1X3 | TERMEX_2_GTG1 | GEN | TERMEX_2_GTG1 | 180 | 180 |  |  |  |  | SP15 |  |  | CISO | SDGE
Participating Unit | N | N |  | HELMPG_7_UNIT 1 | GEN | HELMS PUMP-GEN UNIT 1 | 407 | 407 | PGAE | Pacific Gas & Electric Company | PUMPED STORAGE | WATER | NP15 | 1984-01-01 |  | CISO | PGAE
Participating Unit | N | N |  | REEDLY_6_SOLAR | GEN | Terzian | 1.23 | 1.3 | PGAE | Solarenewal LLC | PHOTO VOLTAIC | SUN | NP15 | 2014-06-17 |  | CISO | PGAE
Participating Unit | N | N |  | GLNARM_7_UNIT 2 | GEN | GLEN ARM UNIT 2 | 22.38 | 30.6 | SCE | City of Pasadena | COMBUSTION TURBINE | NATURAL GAS | SP15 | 1976-01-01 |  | CISO | PASA
Participating Unit | Y | N |  | USWPJR_2_UNITS | GEN | Vasco Wind | 78.2 | 78.2 | PGAE | Vasco Winds, LLC | WIND | WIND | NP15 | 1988-01-01 |  | CISO | PGAE
Participating Unit | Y | N |  | NAROW1_2_UNIT | GEN | NARROWS PH 1 UNIT | 12 | 12 | PGAE | Yuba County Water Agency | HYDRO | WATER | NP15 | 2020-09-21 |  | CISO | PGAE
Participating Unit | N | N |  | PADUA_6_MWDSDM | GEN | San Dimas Hydroelectric Recovery Plant | 9.9 | 9.9 | SCE | Metropolitan Water District of Southern California (MWD) | HYDRO | WATER | SP15 | 1981-01-01 |  | CISO | SCE
Participating Unit | N | N |  | DSFLWR_2_W9CSB2 | GEN | Willy 9 Chap 2 | 72 | 72 | SCE | Chaparral Springs, LLC | PHOTO VOLTAIC | SUN | SP15 | 2023-03-08 |  | CISO | SCE
Participating Unit | N | Y | PGF1_2_PDRP111 | PGF1_2_PDRP111 | GEN | VLTS_PDR_PGF1_03 | 9.9 |  | PGAE | Voltus, Inc. | OTHER | OTHER | NP15 |  |  | CISO | PGAE
Non-Participating | N | Y | DMDVLY_1_UNITS | DMDVLY_1_GEN 6 | GEN | Diamond Valley Unit 6 | 3.3 | 3.3 |  | Metropolitan Water District of Southern California (MWD) | HYDRO | WATER | SP15 |  |  | CISO | SCE
Participating Unit | N | N |  | VICTOR_1_EXSLRA | GEN | Expressway Solar A | 2 | 2 | SCE | FTS Master Tenant 1, LLC | PHOTO VOLTAIC | SUN | SP15 | 2014-05-07 |  | CISO | SCE
Participating Unit | N | N |  | MKTRCK_1_UNIT 1 | GEN | MCKITTRICK LIMITED | 47.72 | 57.9 | PGAE | McKittrick Limited | COMBUSTION TURBINE | NATURAL GAS | ZP26 | 1991-10-16 |  | CISO | PGAE
Non-Participating | N | Y | METEC_2_PL1X3 | METEC_7_CTG1 | GEN | Metcalf Energy Center Unit 1 | 193 | 193 |  | Metcalf Energy Center, LLC | COMBUSTION TURBINE | NATURAL GAS | NP15 |  |  | CISO | PGAE
Non-Participating | N | Y | LEBECS_2_UNITS | LEBECS_7_CTG4 | GEN | CC Power Block 2 CTG4 | 198.9 | 198.9 |  | Pastoria Energy Facility | COMBUSTION TURBINE | NATURAL GAS | SP15 |  |  | CISO | SCE
Non-Participating | N | Y | KRAMER_1_R2PX2 | KRAMER_1_R2PSR1 | GEN | Resurgence 2 PV | 24 | 24 |  | Resurgence Solar II, LLC | PHOTO VOLTAIC | SUN | SP15 |  |  | CISO | SCE
Non-Participating | N | Y | TERMEX_2_PL1X3 | TERMEX_2_STG | GEN | Termoelectrica De Mexicali STG 3 | 308 | 308 |  | Termoelectrica De Mexicali S. de R.L. de C.V. | STEAM | HEAT RECOVERY | SP15 |  |  | CISO | SDGE
Participating Unit | N | N |  | KNGBRD_2_SOLAR2 | GEN | Kingbird Solar B | 20 | 20 | SCE | Kingbird Solar B, LLC | PHOTO VOLTAIC | SUN | SP15 | 2016-04-30 |  | CISO | SCE
Non-Participating | N | Y | HYTTHM_2_UNITS | HYATT_2_UNIT 5 | GEN | Edward Hyatt Gen Unit 5 | 141.6 | 141.6 |  | California Dept. of Water Resources | HYDRO | WATER | NP15 |  |  | CISO | CWRP
Participating Unit | N | N |  | GEYS11_7_UNIT11 | GEN | GEYSERS UNIT 11 (HEALDSBURG) | 86.8 | 85 | PGAE | Geysers Power Company, LLC | STEAM | GEOTHERMAL | NP15 | 1975-01-01 |  | CISO | PGAE
Participating Unit | N | Y | DELTA_2_PL1X4 | DELTA_2_PL1X4 | GEN | DELTA ENERGY CENTER AGGREGATE | 880 |  | PGAE | Delta Energy Center, LLC | COMBINED CYCLE | NATURAL GAS | NP15 | 2002-06-17 |  | CISO | PGAE
Non-Participating | N | Y | SLSTR2_2_SOLAR2 | SLSTR2_2_SOLR2B | GEN | Solar Star 2 | 57 | 57 |  | Southern California Edison Company | PHOTO VOLTAIC | SUN | SP15 |  |  | CISO | SCE
Participating Unit | N | N |  | OAK L_1_GTG1 | GEN | MWWTP PGS 2 - Turbine | 4.6 | 5.8 | PGAE | EAST BAY MUNICIPAL UTILITY DISTRICT | COMBUSTION TURBINE | BIOGAS | NP15 | 1991-10-21 |  | CISO | PGAE
Participating Unit | N | N |  | ALTA4B_2_CPCW3 | GEN | Alta Wind 3 | 150 | 150 | SCE | Alta Interconnection Management, LLC | WIND | WIND | SP15 | 2011-02-12 |  | CISO | SCE
Non-Participating | N | Y | BIGCRK_2_EXESWD | BGCRK4_7_UNIT 2 | GEN | BIG CREEK PH 4 UNIT 2 | 50 | 50 |  | Southern California Edison Company | HYDRO | WATER | SP15 |  |  | CISO | SCE
Non-Participating | N | Y | HNTGBH_2_PL1X3 | HNTGBH_7_CTG1A | GEN | HNTGBH_7_CTG1A | 234.5 | 234.5 |  | AES Huntington Beach Energy LLC | COMBINED CYCLE | NATURAL GAS | SP15 |  |  | CISO | SCE
Participating Unit | N | N |  | ADMEST_6_SOLAR | GEN | Adams East | 19 | 19 | PGAE | RE Adams East, LLC | PHOTO VOLTAIC | SUN | NP15 | 2014-12-13 |  | CISO | PGAE
Participating Unit | N | N |  | LAPLMA_2_UNIT 1 | GEN | La Paloma Generating Plant Unit #1 | 267 | 295 | PGAE | CXA La Paloma LLC | COMBINED CYCLE | NATURAL GAS | ZP26 | 2003-01-10 |  | CISO | PGAE
Participating Unit | N | N |  | SBERDO_6_MILLCK | GEN | MILL CREEK PSP | 3.93 | 4 | SCE | Southern California Edison Company | HYDRO | WATER | SP15 |  |  | CISO | SCE
Participating Unit | Y | N |  | GARNET_2_WIND3 | GEN | San Gorgonio East | 12.6 | 12.6 | SCE | Coachella Wind Holdings, LLC | WIND | WIND | SP15 | 2016-02-05 |  | CISO | SCE
Participating Unit | N | N |  | WESCAN_2_BDSBT1 | GEN | Bateria Del Sur | 131 | 131 | SDGE | CED Westside Canal Battery Storage, LLC | OTHER | LESR | SP15 |  |  | CISO | SDGE
Participating Unit | N | Y | SCEC_1_PDRP115 | SCEC_1_PDRP115 | GEN | SCEC_1_PDRP115 | 0.99 |  | SCE | Leapfrog Power, inc. | OTHER | OTHER | SP15 |  |  | CISO | SCE
Participating Unit | Y | N |  | TESLA_1_QF | GEN | SMALL QF AGGREGATION - STOCKTON | 2 | 5 | PGAE | Pacific Gas & Electric Company | OTHER | OTHER | NP15 | 1982-01-01 |  | CISO | PGAE
Participating Unit | N | N |  | WSTWND_2_M90WD2 | GEN | Mojave 90 | 64.82 | 64.9 | SCE | Mojave 3/4/5, LLC | WIND | WIND | SP15 | 2020-06-02 |  | CISO | SCE
Participating Unit | N | N |  | PBLOSM_2_SOLAR | GEN | PearBlossom | 9.5 | 9.5 | SCE | Solar Star California XLIV, LLC | PHOTO VOLTAIC | SUN | SP15 | 2016-12-29 |  | CISO | SCE
Non-Participating | N | Y | PIT3_7_PL1X3 | PIT3_7_UNIT 1 | GEN | PIT PH 3 UNIT 1 | 24 | 24 |  | Pacific Gas & Electric Company | HYDRO | WATER | NP15 |  |  | CISO | PGAE
Participating Unit | Y | N |  | GRSCRK_6_BGCKWW | GEN | BIG CREEK WATER WORKS - CEDAR FLAT | 5 | 5 | PGAE | Big Creek Water Works, Ltd. | HYDRO | WATER | NP15 | 1987-01-01 |  | CISO | PGAE
Participating Unit | N | N |  | CARLS2_1_CARCT1 | GEN | Carlsbad 2 | 105.5 | 105.5 | SDGE | Carlsbad Energy Center LLC | COMBUSTION TURBINE | NATURAL GAS | SP15 | 2018-11-20 |  | CISO | SDGE
Participating Unit | N | N |  | TRNSWD_1_QF | GEN | FPL Energy C Wind | 38.97 | 40 | SCE | GPS Cabazon Wind, LLC | WIND | WIND | SP15 | 2014-12-22 |  | CISO | SCE
Participating Unit | N | N |  | DRACKR_2_DS3SR3 | GEN | Dracker Solar Unit 3 | 125 | 125 | SCE | NextEra Blythe Solar Energy Center, LLC | PHOTO VOLTAIC | SUN | SP15 | 2020-05-19 |  | CISO | SCE
Participating Unit | Y | N |  | FELLOW_7_QFUNTS | GEN | Fellow QF Aggregate | 6.2 | 17.5 | PGAE | Pacific Gas & Electric Company | FTUR | NATURAL GAS | ZP26 | 2006-06-01 |  | CISO | PGAE
Participating Unit | N | N |  | BUCKCK_2_HYDRO | GEN | Lassen Station Hydro | 0.99 | 1 | PGAE | Lassen Station Hydroelectric, LP | HYDRO | WATER | NP15 | 2016-06-13 |  | CISO | PGAE
Participating Unit | N | N |  | SGREGY_6_SANGER | GEN | Algonquin Power Sanger 2 | 48.3 | 48.3 | PGAE | Algonquin Power Sanger LLC | COMBINED CYCLE | NATURAL GAS | NP15 | 2017-06-01 |  | CISO | PGAE
Participating Unit | N | N |  | VOLTA_6_BAILCK | GEN | Bailey Creek Ranch | 0.63 | 0.6 | PGAE | Bailey Creek Hydroelectric, Inc. | HYDRO | WATER | NP15 | 1982-05-26 |  | CISO | PGAE
Participating Unit | N | N |  | ASTORA_2_SOLAR1 | GEN | Astoria 1 | 100 | 100 | SCE | RE Astoria LLC | PHOTO VOLTAIC | SUN | SP15 | 2016-10-18 |  | CISO | SCE
Non-Participating | N | Y | BIGCRK_2_EXESWD | BGCRK8_7_UNIT 1 | GEN | BIG CREEK PH 8 UNIT 1 | 30 | 30 |  | Southern California Edison Company | HYDRO | WATER | SP15 |  |  | CISO | SCE
Participating Unit | N | N |  | OROLOM_1_SOLAR1 | GEN | Oro Loma Solar 1 | 10 | 10 | PGAE | CED Oro Loma Solar, LLC | PHOTO VOLTAIC | SUN | NP15 | 2017-01-28 |  | CISO | PGAE
Non-Participating | N | Y | TULLCK_7_UNITS | TULLCK_7_UNIT 2 | GEN | TULLOCH Unit 2 | 9.9 | 9.9 |  |  |  |  | NP15 |  |  | CISO | NCPA
Participating Unit | Y | N |  | PLACVL_1_RCKCRE | GEN | Rock Creek Hydro | 5 | 3.6 | PGAE | Rock Creek Hydro, LLC | HYDRO | WATER | NP15 | 2017-03-29 |  | CISO | PGAE
Participating Unit | N | N |  | CURTIS_1_CANLCK | GEN | Canal Creek Powerhouse | 0.9 | 0.9 | PGAE | Merced Irrigation District | HYDRO | WATER | NP15 | 1983-01-01 |  | CISO | PGAE
Participating Unit | N | N |  | BLYTHE_1_SOLAR1 | GEN | Blythe Solar 1 Project | 21 | 21 | SCE | Solar Blythe LLC | PHOTO VOLTAIC | SUN | SP15 | 2009-12-18 |  | CISO | SCE
Participating Unit | N | N |  | WISTRA_2_WRSSR1 | GEN | Wistaria Ranch Solar | 100 | 100 | SDGE | CED Wistaria Solar, LLC | PHOTO VOLTAIC | SUN | SP15 | 2018-11-06 |  | CISO | SDGE
Non-Participating | N | Y | LEBECS_2_UNITS | LEBECS_7_CTG2 | GEN | CC Power Block 1 CTG2 | 198.9 | 198.9 |  | Pastoria Energy Facility | COMBUSTION TURBINE | NATURAL GAS | SP15 |  |  | CISO | SCE
Participating Unit | N | N |  | TRNQLT_2_SOLAR | GEN | Tranquillity | 200 | 200 | PGAE | RE Tranquillity LLC | PHOTO VOLTAIC | SUN | NP15 | 2016-07-28 |  | CISO | PGAE
Participating Unit | N | N |  | EXCLSG_1_SOLAR | GEN | Excelsior Solar | 60 | 60 | PGAE | Five Points Solar Park LLC | PHOTO VOLTAIC | SUN | NP15 | 2016-10-06 |  | CISO | PGAE
Participating Unit | N | Y | PGF1_2_PDRP103 | PGF1_2_PDRP103 | GEN | PGF1 | 0.12 |  | PGAE | Olivine, Inc. | OTHER | OTHER | NP15 |  |  | CISO | PGAE
Participating Unit | N | Y | CARLS1_2_CARCT1 | CARLS1_2_CARCT1 | GEN | Carlsbad 1 | 422 |  | SDGE | Carlsbad Energy Center LLC | COMBUSTION TURBINE | NATURAL GAS | SP15 | 2018-11-19 |  | CISO | SDGE
Participating Unit | N | N |  | HENRTA_6_UNITA2 | GEN | GWF HENRIETTA PEAKER PLANT UNIT 2 | 49.42 | 50 | PGAE | MRP San Joaquin Energy, LLC | COMBUSTION TURBINE | NATURAL GAS | NP15 | 2002-07-01 |  | CISO | PGAE
Participating Unit | N | N |  | SANBRN_2_EESSB2 | GEN | Edsan 2 Edwards Sanborn E1B | 166 | 166 | SCE | Edwards Solar 1B, LLC. | PHOTO VOLTAIC | SUN | SP15 | 2022-11-20 |  | CISO | SCE
Participating Unit | Y | N |  | MSSION_2_QF | GEN | SMALL QF AGGREGATION - SAN DIEGO | 2 | 50 | SDGE | SDG&E Exempt |  | OTHER | SP15 | 1980-01-01 |  | CISO | SDGE
Non-Participating | N | Y | KRAMER_1_R2PX2 | KRAMER_1_R2PSR2 | GEN | Resurgence 2 PV | 24 | 24 |  | Resurgence Solar II, LLC | PHOTO VOLTAIC | SUN | SP15 |  |  | CISO | SCE
Participating Unit | N | Y | OBERON_5_O1BBX2 | OBERON_5_O1BBX2 | GEN | Oberon 1 BESS | 125 |  | SCE | IP Oberon, LLC | OTHER | LESR | SP15 |  |  | CISO | SCE
Participating Unit | N | N |  | CEDUCR_2_SOLAR1 | GEN | Ducor Solar 1 | 20 | 20 | SCE | CED Ducor Solar 1, LLC | PHOTO VOLTAIC | SUN | SP15 | 2016-12-23 |  | CISO | SCE
Non-Participating | N | Y | ONLLPP_6_UNITS | ONLLPP_6_UNIT 2 | GEN | O'NEILL PUMP-GEN UNIT 2 | 4.2 | 4.2 |  |  | HYDRO | WATER | NP15 |  |  | CISO | PGAE
Participating Unit | N | N |  | WALNUT_2_SOLAR | GEN | Industry MetroLink PV 1 | 1.5 | 1.6 | SCE | City of Industry | PHOTO VOLTAIC | SUN | SP15 | 2012-04-03 |  | CISO | SCE
Participating Unit | N | N |  | ESTWND_2_OPPWD1 | GEN | Oasis Power Plant Eastwind | 57.14 | 57.2 | SCE | Oasis Power Partners, LLC | WIND | WIND | SP15 | 2021-10-12 |  | CISO | SCE
Participating Unit | N | Y | PGEB_2_PDRP107 | PGEB_2_PDRP107 | GEN | VLTS_PDR_PGEB_02 | 7.5 |  | PGAE | Voltus, Inc. | OTHER | OTHER | NP15 |  |  | CISO | PGAE
Participating Unit | N | N |  | WHEATL_6_LNDFIL | GEN | G2 ENERGY, OSTROM ROAD LLC | 3.55 | 3.55 | PGAE | G2 Energy, Ostrom Road LLC | RECIPROCATING ENGINE | BIOGAS | NP15 | 2013-09-01 |  | CISO | PGAE
Participating Unit | N | N |  | MELRSE_6_MELBT1 | GEN | Melrose BESS 1 | 10 | 10 | SDGE | San Diego Gas & Electric Company | OTHER | LESR | SP15 |  |  | CISO | SDGE
Participating Unit | N | Y | SCEC_1_PDRP128 | SCEC_1_PDRP128 | GEN | SCEC_1_PDRP128 | 0.99 |  | SCE | Leapfrog Power, Inc. | OTHER | OTHER | SP15 |  |  | CISO | SCE
Participating Unit | N | N |  | CEDUCR_2_SOLAR2 | GEN | Ducor Solar 2 | 20 | 20 | SCE | CED Ducor Solar 2, LLC | PHOTO VOLTAIC | SUN | SP15 | 2016-12-23 |  | CISO | SCE
Participating Unit | N | N |  | LAKHDG_6_UNIT 1 | GEN | Lake Hodges Pumped Storage-Unit1 | 20 | 20.4 | SDGE | San Diego County Water Authority | PUMPED STORAGE | WATER | SP15 | 2012-08-26 |  | CISO | SDGE
Participating Unit | N | N |  | LTBEAR_1_LB3SR3 | GEN | Little Bear 3 Solar | 20 | 20 | PGAE | Little Bear Solar 3, LLC | PHOTO VOLTAIC | SUN | NP15 | 2020-12-03 |  | CISO | PGAE
Participating Unit | N | Y | SALTSP_7_UNITS | SALTSP_7_UNITS | GEN | SALT SPRINGS HYDRO AGGREGATE | 46 |  | PGAE | Pacific Gas & Electric Company | HYDRO | WATER | NP15 | 1931-01-01 |  | CISO | PGAE
Non-Participating | N | Y | AGRICO_6_PL3N5 | AGRICO_6_UNIT 3 | GEN | Fresno Peaker AG PL3N5 ICE5 | 21 | 21 |  | Fresno Cogeneration Partners, LP | COMBUSTION TURBINE | NATURAL GAS | NP15 |  |  | CISO | PGAE
Participating Unit | N | Y | DSRTSL_2_SOLAR1 | DSRTSL_2_SOLAR1 | GEN | Desert Stateline | 296.19 |  | SCE | Desert Stateline, LLC | PHOTO VOLTAIC | SUN | SP15 | 2016-08-30 |  | CISO | SCE
Participating Unit | N | N |  | PMDLET_6_SOLAR1 | GEN | SEPV Palmdale East, LLC | 10 | 10 | SCE | SEPV Palmdale East, LLC | PHOTO VOLTAIC | SUN | SP15 | 2015-07-31 |  | CISO | SCE
Participating Unit | N | N |  | ETIWND_2_SEPBT1 | GEN | Separator | 100 | 100 | SCE | RE Rampa LLC | OTHER | LESR | SP15 |  |  | CISO | SCE
Non-Participating | N | Y | KELSO_2_UNITS | KELSO_3_GTG9 | GEN | Mariposa Energy Project | 49.4 | 49.4 |  | Pacific Gas & Electric Company | COMBUSTION TURBINE | NATURAL GAS | NP15 |  |  | CISO | PGAE
Participating Unit | N | N |  | GLNARM_2_UNIT 5 | GEN | Glenarm Turbine 5 | 65.81 | 71 | SCE | City of Pasadena | COMBINED CYCLE | NATURAL GAS | SP15 | 2016-12-20 |  | CISO | PASA
Participating Unit | N | N |  | GARLND_2_GASLR | GEN | Garland B | 180 | 180 | SCE | RE GARLAND LLC | PHOTO VOLTAIC | SUN | SP15 | 2016-10-27 |  | CISO | SCE
Non-Participating |  | Y | SBERDO_2_PSP3 | SBERDO_7_CT3A | GEN | SBERDO_7_CT3A | 182 | 182 |  |  |  |  | SP15 |  |  | CISO | SCE
Participating Unit | N | N |  | SISPRG_2_DS3SR1 | GEN | Daggett Solar 3 a PV | 123 | 123 | SCE | Daggett Solar Power 3 LLC | PHOTO VOLTAIC | SUN | SP15 |  |  | CISO | SCE
Non-Participating | N | Y | PIT3_7_PL1X3 | PIT3_7_UNIT 3 | GEN | Pit PH 3 Unit 3 | 25 | 25 |  | Pacific Gas & Electric Company | HYDRO | WATER | NP15 |  |  | CISO | PGAE
Participating Unit | N | N |  | WAUKNA_1_SOLAR | GEN | Corcoran Solar | 20 | 20 | PGAE | CED Corcoran Solar, LLC | PHOTO VOLTAIC | SUN | NP15 | 2013-08-14 |  | CISO | PGAE
Participating Unit | Y | N |  | VOLTA_7_QFUNTS | GEN | VOLTA_7_QFUNTS | 0.15 | 2.3 | PGAE | Pacific Gas & Electric Company | HYDRO | WATER | NP15 | 2007-03-01 |  | CISO | PGAE
Participating Unit | N | N |  | GLNARM_7_UNIT 1 | GEN | GLEN ARM UNIT 1 | 22.13 | 30.6 | SCE | City of Pasadena | COMBUSTION TURBINE | NATURAL GAS | SP15 | 1976-01-01 |  | CISO | PASA
Participating Unit | N | N |  | COLGAT_7_UNIT 1 | GEN | Colgate Powerhouse Unit 1 | 176.72 | 176.7 | PGAE | Yuba County Water Agency | HYDRO | WATER | NP15 | 1969-01-01 |  | CISO | PGAE
Participating Unit | N | N |  | PLAINV_6_NLRSR1 | GEN | North Lancaster Ranch | 20 | 20 | SCE | North Lancaster Ranch LLC | PHOTO VOLTAIC | SUN | SP15 | 2016-12-31 |  | CISO | SCE
Non-Participating | N | Y | CENTPD_2_BMSX2 | CENTPD_2_BMSBT1 | GEN | Blythe Mesa Solar 2 BESS | 56 | 56 |  | Blythe Mesa Solar II, LLC | OTHER | LESR | SP15 |  |  | CISO | SCE
Non-Participating |  | Y | CORONS_6_CLRWTR | CORONS_6_CLRCTG | GEN | CORONS_6_CLRCTG | 23.8 | 23.8 |  |  |  |  | SP15 |  |  | CISO | RVSD
Participating Unit | N | N |  | GEYS20_7_UNIT20 | GEN | GEYSERS UNIT 20 (HEALDSBURG) | 50 | 84 | PGAE | Geysers Power Company, LLC | STEAM | GEOTHERMAL | NP15 | 1985-01-01 |  | CISO | PGAE
Participating Unit | N | N |  | ALMASL_2_GS7SR7 | GEN | Almasol Generating Station 7 | 132 | 132 | SCE | Maverick Solar 7, LLC | PHOTO VOLTAIC | SUN | SP15 | 2021-12-22 |  | CISO | SCE
Participating Unit | N | N |  | ALT6DN_2_WIND7 | GEN | Pinyon Pines 1 | 164.31 | 168 | SCE | Alta Interconnection Management III, LLC | WIND | WIND | SP15 | 2013-01-01 |  | CISO | SCE
Participating Unit | Y | N |  | CHEVMN_2_UNITS | GEN | CHEVRON U.S.A. UNITS 1 & 2 AGGREGATE | 124.87 | 170.7 | SCE | Chevron U.S.A. Inc. (Chevron CIC) |  | OTHER | SP15 | 1987-12-29 |  | CISO | SCE
Participating Unit | N | N |  | BELDEN_7_UNIT 1 | GEN | BELDEN HYDRO | 119 | 119 | PGAE | Pacific Gas & Electric Company | HYDRO | WATER | NP15 | 1969-01-01 |  | CISO | PGAE
Participating Unit | N | N |  | TRNQL8_2_VERSR1 | GEN | Tranquillity 8 Verde | 60 | 60 | PGAE | Great Valley Solar 2, LLC | PHOTO VOLTAIC | SUN | NP15 | 2018-04-17 |  | CISO | PGAE
Non-Participating | N | Y | PIT3_7_PL1X3 | PIT3_7_UNIT 2 | GEN | Pit PH 3 Unit 2 | 26 | 26 |  | Pacific Gas & Electric Company | HYDRO | WATER | NP15 |  |  | CISO | PGAE
Non-Participating | N | Y | INTKEP_2_UNITS | MOCCPH_7_UNIT 2 | GEN | MOCCASIN HYDRO UNIT 2 | 52 | 52 |  |  |  |  | NP15 |  |  | CISO | PGAE
Participating Unit | N | Y | BLKCRK_2_GMCBT1 | BLKCRK_2_GMCBT1 | GEN | Genesis McCoy Bess | 230 | 230 | SCE | NextEra Desert Center Blythe, LLC | OTHER | LESR | SP15 | 2021-06-30 |  | CISO | SCE
Participating Unit | N | Y | GWFPWR_1_UNITS | GWFPWR_1_UNITS | GEN | Hanford Peaker Plant | 98.46 |  | PGAE | MRP San Joaquin Energy, LLC | COMBUSTION TURBINE | NATURAL GAS | NP15 | 2001-08-27 |  | CISO | PGAE
Non-Participating | N | Y | MARVEL_2_MARBX2 | MARVEL_2_MARBT1 | GEN | Marvel | 162.5 | 162.5 |  | Desert Peak Energy Center, LLC | OTHER | LESR | SP15 |  |  | CISO | SCE
Participating Unit | N | N |  | DRACKR_2_D4SR4B | GEN | Dracker Solar Unit 4B | 62.5 | 62.5 | SCE | NextEra Blythe Solar Energy Center, LLC | PHOTO VOLTAIC | SUN | SP15 | 2020-11-10 |  | CISO | SCE
Participating Unit | N | N |  | IVANPA_1_UNIT2 | GEN | Ivanpah 2 | 133 | 133.4 | SCE | Solar Partners I, LLC | STEAM | SUN | SP15 | 2013-12-30 |  | CISO | SCE
Participating Unit | N | Y | ELKHIL_2_PL1X3 | ELKHIL_2_PL1X3 | GEN | ELK HILLS COMBINED CYCLE (AGGREGATE) | 551.7 |  | PGAE | Elk Hills Power, LLC | COMBINED CYCLE | NATURAL GAS | NP15 | 2003-07-24 |  | CISO | PGAE
Participating Unit | N | N |  | SLST13_2_SOLAR1 | GEN | Quinto Solar PV Project | 107.6 | 107.6 | PGAE | Solar Star California XIII, LLC | PHOTO VOLTAIC | SUN | NP15 | 2015-11-30 |  | CISO | PGAE
Participating Unit | Y | N |  | DAVIS_7_MNMETH | GEN | MM Yolo Power LLC | 4 | 2.7 | PGAE | Yolo County Central Landfill | RECIPROCATING ENGINE | BIOGAS | NP15 | 1997-01-01 |  | CISO | PGAE
Participating Unit | N | Y | PINFLT_7_UNITS | PINFLT_7_UNITS | GEN | PINE FLAT HYDRO AGGREGATE | 198.51 |  | PGAE | California Dept. of Water Resources | HYDRO | WATER | NP15 | 1984-01-01 |  | CISO | CWRP
Participating Unit | N | N |  | PLAINV_6_BSOLAR | GEN | Western Antelope Blue Sky Ranch A | 20 | 20 | SCE | Western Antelope Blue Sky Ranch A LLC | PHOTO VOLTAIC | SUN | SP15 | 2014-11-07 |  | CISO | SCE
Participating Unit | N | Y | SCEC_1_PDRP127 | SCEC_1_PDRP127 | GEN | SCEC_1_PDRP127 | 0.99 |  | SCE | Leapfrog Power, inc. | OTHER | OTHER | SP15 |  |  | CISO | SCE
Non-Participating | N | Y | ELKHIL_2_PL1X3 | ELKHIL_7_CTG1 | GEN | ELK HILLS COMBUSTION TURBINE UNIT 1 | 169 | 169 |  | Elk Hills Power, LLC | COMBUSTION TURBINE | NATURAL GAS | ZP26 |  |  | CISO | PGAE
Participating Unit | N | Y | SCEW_2_PDRP102 | SCEW_2_PDRP102 | GEN | SCEW_2_PDRP102 | 2 |  | SCE | OHMCONNECT, INC. | OTHER | OTHER | SP15 |  |  | CISO | SCE
Participating Unit | N | N |  | JACMSR_1_JACSR1 | GEN | Jacumba Solar Farm | 20 | 19.7 | SDGE | Jacumba Solar, LLC | PHOTO VOLTAIC | SUN | SP15 | 2017-07-25 |  | CISO | SDGE
Participating Unit | N | Y | SCEC_1_PDRP138 | SCEC_1_PDRP138 | GEN | SCEC_1_PDRP138 | 0.99 |  | SCE | Leapfrog Power, Inc. | OTHER | OTHER | SP15 |  |  | CISO | SCE
Participating Unit | Y | N |  | GRZZLY_1_BERKLY | GEN | Berkeley Cogeneration | 26.35 | 32.5 | PGAE | The Regents of the University of California | COMBINED CYCLE | NATURAL GAS | NP15 | 2018-02-20 |  | CISO | PGAE
Participating Unit | N | N |  | VOYAGR_2_VOYWD2 | GEN | Voyager Wind 2 | 126.35 | 128.7 | SCE | Alta Interconnection Management III, LLC | WIND | WIND | SP15 | 2018-12-19 |  | CISO | SCE
Participating Unit | N | N |  | COCOPP_2_CTG3 | GEN | Marsh Landing 3 | 208.96 | 222 | PGAE | Marsh Landing LLC | FTUR | NATURAL GAS | NP15 | 2013-05-01 |  | CISO | PGAE
Participating Unit | N | N |  | SYCAMR_2_UNIT 3 | GEN | Sycamore Cogeneration Unit 3 | 74 | 90 | SCE | Chevron Power Holdings | FTUR | NATURAL GAS | SP15 | 1987-01-01 |  | CISO | SCE
Participating Unit | N | Y | SCEW_2_PDRP116 | SCEW_2_PDRP116 | GEN | SCEW_2_PDRP116 | 0.99 |  | SCE | Leapfrog Power, Inc. | OTHER | OTHER | SP15 |  |  | CISO | SCE
Participating Unit | N | N |  | BRDSLD_2_MTZUMA | GEN | FPL Energy Montezuma Wind | 36.8 | 38 | PGAE | FPL Energy Montezuma Wind, LLC | WIND | WIND | NP15 | 2011-01-25 |  | CISO | PGAE
Participating Unit | N | N |  | GARLND_2_GASLRA | GEN | Garland A | 20 | 20 | SCE | RE GARLAND A LLC | PHOTO VOLTAIC | SUN | SP15 | 2016-09-23 |  | CISO | SCE
Non-Participating | N | Y | HARBGN_7_UNITS | HARBGN_7_UNIT 1 | GEN | Harbor Cogen Unit 1 | 82.3 | 82.3 |  |  | COMBUSTION TURBINE | NATURAL GAS | SP15 |  |  | CISO | SCE
Participating Unit | N | N |  | VISTRA_5_PLABT4 | GEN | Plano Storage 4 | 74.6 | 74.6 | PGAE | Moss Landing Energy Storage 3, LLC | OTHER | LESR | NP15 | 2023-06-02 |  | CISO | PGAE
Participating Unit | N | N |  | GARNET_2_WIND4 | GEN | Windustries | 9.8 | 9.8 | SCE | San Gorgonio Westwinds II - Windustries, LLC | WIND | WIND | SP15 | 2015-12-10 |  | CISO | SCE
Participating Unit | N | N |  | SANWD_1_QF | GEN | San Gorgonio Farms Wind Farm | 31 | 32 | SCE | San Gorgonio Farms, Inc. | WIND | WIND | SP15 | 1983-03-01 |  | CISO | SCE
Non-Participating | N | Y | GWFPWR_1_UNITS | GWFPWR_1_CT 2 | GEN | HEP PEAKER PLANT UNIT 2 | 50 | 50 |  | GWF Energy LLC | COMBUSTION TURBINE | NATURAL GAS | NP15 |  |  | CISO | PGAE
Non-Participating | N | Y | CENTPD_2_BMSSX2 | CENTPD_2_BMSSR2 | GEN | Blythe Mesa Solar | 111.8 | 111.8 |  | Blythe Mesa Solar II, LLC | PHOTO VOLTAIC | SUN | SP15 |  |  | CISO | SCE
Participating Unit | N | N |  | GASKW1_2_GW4SR1 | GEN | Gaskell West 4 | 20 | 20 | SCE | RE Gaskell West 3 LLC | PHOTO VOLTAIC | SUN | SP15 | 2023-05-05 |  | CISO | SCE
Participating Unit | N | N |  | VICTOR_1_LVSLR2 | GEN | Lone Valley Solar Park 2 | 20 | 20 | SCE | Lone Valley Solar Park II LLC | PHOTO VOLTAIC | SUN | SP15 | 2014-11-22 |  | CISO | SCE
Non-Participating | N | Y | OBERON_5_O1SSX2 | OBERON_5_O1SSR1 | GEN | Oberon 1A Solar | 25 | 25 | SCE | IP Oberon, LLC | PHOTO VOLTAIC | SUN | SP15 |  |  | CISO | SCE
Non-Participating | N | Y | TENGEN_2_PL1X2 | TENGEN_6_UNIT 2 | GEN | Berry Petroleum Placerita, Unit 2 | 22.7 | 22.7 |  | Southern California Edison Company | COMBUSTION TURBINE | NATURAL GAS | SP15 |  |  | CISO | SCE
Participating Unit | N | N |  | TOADTW_6_UNIT | GEN | TOAD TOWN | 1.5 | 1.5 | PGAE | Pacific Gas & Electric Company | HYDRO | WATER | NP15 | 1986-01-01 |  | CISO | PGAE
Participating Unit | N | N |  | ETIWND_2_RTS027 | GEN | SPVP027 | 2 | 2 | SCE | Southern California Edison | PHOTO VOLTAIC | SUN | SP15 | 2013-06-17 |  | CISO | SCE
Participating Unit | Y | N |  | HOLGAT_1_BORAX | GEN | U.S. Borax, Unit 1 | 48.2 | 48.2 | SCE | U.S. Borax Inc. |  | OTHER | SP15 | 1984-06-01 |  | CISO | SCE
Participating Unit | N | N |  | MRGT_6_MMAREF | GEN | Miramar Energy Facility | 45 | 68 | SDGE | San Diego Gas & Electric | COMBUSTION TURBINE | NATURAL GAS | SP15 | 2005-07-27 |  | CISO | SDGE
Participating Unit | N | N |  | VLCNTR_6_VCSLR | GEN | Cole Grade | 2.33 | 2.4 | SDGE | NLP Valley Center Solar, LLC | PHOTO VOLTAIC | SUN | SP15 | 2016-12-07 |  | CISO | SDGE
Participating Unit | N | N |  | LAKHDG_6_UNIT 2 | GEN | Lake Hodges Pumped Storage-Unit2 | 20 | 20.4 | SDGE | San Diego County Water Authority | PUMPED STORAGE | WATER | SP15 | 2012-08-26 |  | CISO | SDGE
Participating Unit | N | Y | PIT3_7_PL1X3 | PIT3_7_PL1X3 | GEN | PIT PH 3 UNITS 1, 2 & 3 AGGREGATE | 70.6 |  | PGAE | Pacific Gas & Electric Company | HYDRO | WATER | NP15 | 1925-01-01 |  | CISO | PGAE
Participating Unit | N | N |  | MALIN_5_HERMDYN | TG | MALIN_5_HERMDYN | 308 |  | PGAE | MALIN500 | COMBINED CYCLE | NATURAL GAS | NP15 | 2021-04-13 |  | BPAT | PGAE
Participating Unit | N | Y | ONLLPP_6_UNITS | ONLLPP_6_UNITS | GEN | O'NEILL PUMP-GEN (AGGREGATE) | 25.2 |  | PGAE | Western Area Power Administration |  | WATER | NP15 | 2017-11-30 |  | CISO | PGAE
Participating Unit | N | N |  | JAVASR_1_JAVSR1 | GEN | Java Solar | 13.5 | 14 | PGAE | Java Solar, LLC. | PHOTO VOLTAIC | SUN | NP15 | 2022-11-18 |  | CISO | PGAE
Non-Participating | N | Y | PRIMM_2_SOLAR1 | PRIMM_2_SOLRB1 | GEN | PRIMM_2_SOLRB1 | 136.5 | 136.5 |  | Silver State Solar Power South, LLC | PHOTO VOLTAIC | SUN | SP15 |  |  | CISO | SCE
Participating Unit | N | N |  | WOLFSK_1_UNITA1 | GEN | Wolfskill Energy Center | 48.68 | 49.9 | PGAE | Gilroy Energy Center, LLC | COMBUSTION TURBINE | NATURAL GAS | NP15 | 2003-03-22 |  | CISO | PGAE
Participating Unit | N | N |  | BLAST_1_WIND | GEN | Mountain View IV Wind | 49 | 49 | SCE | Mountain View Power Partners IV, LLC | WIND | WIND | SP15 | 2012-02-23 |  | CISO | SCE
Participating Unit | N | N |  | OBERON_5_O2SSR5 | GEN | Oberon 2B Solar | 125 | 125 | SCE | IP Oberon II, LLC | PHOTO VOLTAIC | SUN | SP15 |  |  | CISO | SCE
Non-Participating | N | Y | SANDLT_2_SUNITS | SANDLT_2_STGB | GEN | SANDLT_2_STGB | 137.5 | 137.5 |  | Abengoa Solar LLC | STEAM | SUN | SP15 |  |  | CISO | SCE
Participating Unit | Y | N |  | CRESSY_1_PARKER | GEN | PARKER POWERHOUSE | 2.83 | 3.8 | PGAE | Merced Irrigation District | HYDRO | WATER | NP15 | 1981-09-23 |  | CISO | PGAE
Non-Participating | N | Y | BIGCRK_2_EXESWD | BGCRK3_7_UNIT 1 | GEN | BIG CREEK PH 3 UNIT 1 | 34 | 34 |  | Southern California Edison Company | HYDRO | WATER | SP15 |  |  | CISO | SCE
Participating Unit | N | N |  | CSCCOG_1_UNIT 1 | GEN | SANTA CLARA CO-GEN | 7 | 7 | PGAE | City of Santa Clara DBA Silicon Valley Power (MSS Agreement - S14) | FTUR | NATURAL GAS | NP15 | 1981-01-01 |  | CISO | NCPA
Participating Unit | N | Y | PGF1_2_PDRP104 | PGF1_2_PDRP104 | GEN | PGF1_2_PDRP104 | 4.8 |  | PGAE | OHMCONNECT, INC. | OTHER | OTHER | NP15 |  |  | CISO | PGAE
Participating Unit | N | Y | PGEB_2_PDRP105 | PGEB_2_PDRP105 | GEN | PGEB_2_PDRP105 | 0.99 |  | PGAE | Leapfrog Power, Inc. | OTHER | OTHER | NP15 |  |  | CISO | PGAE
Participating Unit | N | Y | STANTN_2_SBEBX2 | STANTN_2_SBEBX2 | GEN | Stanton Battery Energy Storage | 68.8 |  | SCE | Stanton Battery Energy Storage, LLC | OTHER | LESR | SP15 |  |  | CISO | SCE
Non-Participating |  | Y | DSRTSN_2_SOLAR2 | DSRTSN_2_SOLR2A | GEN | Desert Sunlight 250 | 129.8 | 129.8 |  | Desert Sunlight Holdings, LLC | PHOTO VOLTAIC | SUN | SP15 |  |  | CISO | SCE
Participating Unit | N | N |  | LAMONT_1_SOLAR3 | GEN | Woodmere Solar Farm | 14.99 | 15 | PGAE | 87RL 8me, LLC | PHOTO VOLTAIC | SUN | ZP26 | 2015-12-23 |  | CISO | PGAE
Participating Unit | N | N |  | OAK C_7_UNIT 1 | GEN | OAKLAND STATION C GT UNIT 1 | 55 | 55 | PGAE | Oakland Power Company LLC | COMBUSTION TURBINE | DISTILLATE | NP15 | 1978-01-01 |  | CISO | PGAE
Participating Unit | N | N |  | S_RITA_6_SOLAR1 | GEN | Sun Harvest Solar | 1.5 | 1.5 | PGAE | Sun Harvest Solar | PHOTO VOLTAIC | SUN | NP15 | 2015-05-28 |  | CISO | PGAE
Participating Unit | N | N |  | VISTRA_5_PLABT3 | GEN | Plano Storage 3 | 74.6 | 74.6 | PGAE | Moss Landing Energy Storage 3, LLC | OTHER | LESR | NP15 | 2023-05-16 |  | CISO | PGAE
Participating Unit | N | N |  | COLGAT_7_UNIT 2 | GEN | Colgate Powerhouse Unit 2 | 175.67 | 175.7 | PGAE | Yuba County Water Agency | HYDRO | WATER | NP15 | 1969-01-01 |  | CISO | PGAE
Participating Unit | Y | Y | NAVYII_2_UNITS | NAVYII_2_UNITS | GEN | COSO POWER DEVELOPER (NAVY II) AGGREGATE | 90 |  | SCE | Coso Power Developers | STEAM | GEOTHERMAL | SP15 | 1989-12-23 |  | CISO | SCE
Non-Participating | N | Y | BIGCRK_2_EXESWD | BGCRK8_7_UNIT 2 | GEN | BIG CREEK PH 8 UNIT 2 | 45 | 45 |  | Southern California Edison Company | HYDRO | WATER | SP15 |  |  | CISO | SCE
Participating Unit | N | N |  | BCTSYS_5_PWXDYN | TG | BCTSYS_5_PWXDYN | 428 |  | PGAE | MALIN500 |  | WATER | NP15 |  |  | BPAT | PGAE
Participating Unit | N | N |  | ESCNDO_6_EB3BT3 | GEN | Escondido BESS 3 | 10 | 10 | SDGE | San Diego Gas & Electric | OTHER | LESR | SP15 | 2017-03-06 |  | CISO | SDGE
Participating Unit | N | N |  | USWPFK_6_FRICK | GEN | Frick Summit Wind Repower | 10 | 10 | PGAE | Altamont Winds LLC | WIND | WIND | NP15 | 2021-07-02 |  | CISO | PGAE
Participating Unit | N | N |  | MELRSE_6_MELBT2 | GEN | Melrose BESS 2 | 10 | 10 | SDGE | San Diego Gas & Electric Company | OTHER | LESR | SP15 |  |  | CISO | SDGE
Participating Unit | N | N |  | VOLTA_6_DIGHYD | GEN | Digger Creek Ranch Hydro | 0.6 | 0.6 | PGAE | Kenneth E. Link | HYDRO | WATER | NP15 | 2014-07-02 |  | CISO | PGAE
Participating Unit | N | N |  | ALPSLR_1_NTHSLR | GEN | Alpaugh North, LLC | 20 | 20 | PGAE | Alpaugh North, LLC | PHOTO VOLTAIC | SUN | ZP26 | 2013-03-08 |  | CISO | PGAE
Participating Unit | N | N |  | BGSKYN_2_ASSR1B | GEN | Antelope Solar 1B | 17 | 17 | SCE | Antelope Expansion 1B, LLC | PHOTO VOLTAIC | SUN | SP15 | 2022-11-23 |  | CISO | SCE
Non-Participating | N | Y | HIDSRT_2_UNITS | HIDSRT_7_CTG3 | GEN | HIGH DESERT COMBUSTION TURBINE UNIT 3 | 177.3 | 177.3 |  | High Desert Power Project, LLC | COMBUSTION TURBINE | NATURAL GAS | SP15 |  |  | CISO | SCE
Participating Unit | N | N |  | DIXNLD_1_LNDFL | GEN | Zero Waste Energy | 1.6 | 1.6 | PGAE | Zero Waste Energy Development Company LLC | RECIPROCATING ENGINE | BIOMASS | NP15 | 2015-11-13 |  | CISO | PGAE
Non-Participating | N | Y | BIGCRK_2_EXESWD | BGCRK2_7_UNIT 1 | GEN | BIG CREEK PH 2 UNIT 1 | 55 | 55 |  | Southern California Edison Company | HYDRO | WATER | SP15 |  |  | CISO | SCE
Participating Unit | N | N |  | CALFTN_2_SOLAR | GEN | California Flats North | 130 | 130 | PGAE | CA Flats Solar 130, LLC | PHOTO VOLTAIC | SUN | ZP26 | 2017-11-29 |  | CISO | PGAE
Participating Unit | N | N |  | WHITEH_2_MEADDYN1 | TG | White Hills A | 50 |  | SCE | MEAD230 | WIND | WIND | SP15 | 2020-12-16 |  | WALC | SCE
Participating Unit | N | N |  | LITLRK_6_GBCSR1 | GEN | Green Beanworks C | 3 | 3 | SCE | Green Beanworks C LLC | PHOTO VOLTAIC | SUN | SP15 | 2018-08-18 |  | CISO | SCE
Participating Unit | N | N |  | MIRLOM_6_PEAKER | GEN | Mira Loma Peaker | 47.18 | 59 | SCE | Southern California Edison Company | COMBUSTION TURBINE | NATURAL GAS | SP15 | 2007-09-20 |  | CISO | SCE
Participating Unit | N | Y | GYS7X8_7_UNITS | GYS7X8_7_UNITS | GEN | GEYSERS UNITS 7 & 8 AGGREGATE | 95.8 |  | PGAE | Geysers Power Company, LLC | STEAM | GEOTHERMAL | NP15 | 1972-01-01 |  | CISO | PGAE
Participating Unit | N | Y | SCEC_1_PDRP152 | SCEC_1_PDRP152 | GEN | SCEC_1_PDRP152 | 0.99 |  | SCE | Leapfrog Power, Inc. | OTHER | OTHER | SP15 |  |  | CISO | SCE
Non-Participating | N | Y | ELKHIL_2_PL1X3 | ELKHIL_7_CTG2 | GEN | ELK HILLS COMBUSTION TURBINE UNIT 2 | 169 | 169 |  | Elk Hills Power, LLC | COMBUSTION TURBINE | NATURAL GAS | ZP26 |  |  | CISO | PGAE
Participating Unit | N | N |  | MARVEL_2_MARBT3 | GEN | Marvel 2 | 75 | 75 | SCE | Desert Peak Energy Center, LLC | OTHER | LESR | SP15 |  |  | CISO | SCE
Participating Unit | N | N |  | YELPIN_2_YP2SR1 | GEN | Yellow Pine 2 | 125 | 125 | SCE | Yellow Pine Solar, LLC | PHOTO VOLTAIC | SUN | SP15 |  |  | CISO | VEA
Non-Participating | N | Y | NAVYII_2_UNITS | NAVYII_2_UNIT 4 | GEN | COSO POWER DEVELOPERS (NAVY II) UNIT 4 | 33.3 | 33.3 |  |  |  |  | SP15 |  |  | CISO | SCE
Participating Unit | N | N |  | INDIGO_1_UNIT 3 | GEN | INDIGO PEAKER UNIT 3 | 45.3 | 45.3 | SCE | Wildflower Energy LP | COMBUSTION TURBINE | NATURAL GAS | SP15 | 2001-09-19 |  | CISO | SCE
Participating Unit | N | Y | SCEC_1_PDRP103 | SCEC_1_PDRP103 | GEN | SCEC_1_PDRP103 | 2 |  | SCE | OHMCONNECT, INC. | OTHER | OTHER | SP15 |  |  | CISO | SCE
Participating Unit | Y | N |  | TXMCKT_6_UNIT | GEN | McKittrick Cogen | 11.2 | 11.2 | PGAE | Chevron USA Inc | FTUR | NATURAL GAS | ZP26 | 1994-10-01 |  | CISO | PGAE
Participating Unit | N | N |  | HINSON_6_LBECH4 | GEN | Long Beach Unit 4 | 63 | 70 | SCE | Long Beach Generation LLC | FTUR | NATURAL GAS | SP15 | 2007-08-01 |  | CISO | SCE
Participating Unit | N | N |  | JAYNE_6_WLSLR | GEN | Westlands Solar Farm PV 1 | 18 | 18 | PGAE | Westlands Solar Farms, LLC | PHOTO VOLTAIC | SUN | ZP26 | 2014-02-14 |  | CISO | PGAE
Participating Unit | N | N |  | ETIWND_2_SOLAR5 | GEN | Dulles | 2 | 2 | SCE | Golden Solar, LLC | PHOTO VOLTAIC | SUN | SP15 | 2016-11-17 |  | CISO | SCE
Participating Unit | N | N |  | OBERON_5_O1SSR3 | GEN | Oberon 1B Solar | 100 | 100 | SCE | IP Oberon, LLC | PHOTO VOLTAIC | SUN | SP15 |  |  | CISO | SCE
Participating Unit | N | Y | ELKHRN_1_EESX3 | ELKHRN_1_EESX3 | GEN | Elkhorn Energy Storage | 182.5 |  | PGAE | Pacific Gas and Electric Company | OTHER | LESR | NP15 | 2022-04-07 |  | CISO | PGAE
Participating Unit | N | N |  | CORCAN_1_SOLAR2 | GEN | Corcoran City | 11 | 12 | PGAE | Cottonwood Solar, LLC | PHOTO VOLTAIC | SUN | NP15 | 2015-05-23 |  | CISO | PGAE
Participating Unit | N | N |  | DURNMESA_3_WBDYN | TG | DURAN MESA | 105.08 |  | SCE | WILLOWBEACH | WIND | WIND | SP15 | 2021-12-02 |  | PNM | SCE
Participating Unit | N | N |  | HENRTA_6_SOLAR2 | GEN | Westside Solar Power PV1 | 2 | 2 | PGAE | Westside Assets LLC | PHOTO VOLTAIC | SUN | NP15 | 2016-05-07 |  | CISO | PGAE
Participating Unit | N | Y | SCEW_2_PDRP123 | SCEW_2_PDRP123 | GEN | SCEW_2_PDRP123 | 9.99 |  | SCE | Leapfrog Power, Inc. | OTHER | OTHER | SP15 |  |  | CISO | SCE
Participating Unit | N | N |  | CASADB_1_CD4GT1 | GEN | Casa Diablo 4 | 40.7 | 40.7 | SCE | Mammoth-Pacific, L.P. | STEAM | GEOTHERMAL | SP15 | 2022-12-28 |  | CISO | SCE
Participating Unit | N | N |  | LAMONT_1_SOLAR2 | GEN | Redwood Solar Farm 4 | 20 | 20 | PGAE | 54KR 8me LLC | PHOTO VOLTAIC | SUN | ZP26 | 2018-01-06 |  | CISO | PGAE
Participating Unit | N | N |  | LAPLMA_2_UNIT 2 | GEN | La Paloma Generating Plant Unit #2 | 266 | 295 | PGAE | CXA La Paloma LLC | COMBINED CYCLE | NATURAL GAS | ZP26 | 2003-03-05 |  | CISO | PGAE
Participating Unit | N | Y | ELSEGN_2_UN1011 | ELSEGN_2_UN1011 | GEN | El Segundo Energy Center 5/6 | 274.31 |  | SCE | El Segundo Energy Center LLC | COMBINED CYCLE | NATURAL GAS | SP15 | 2013-06-29 |  | CISO | SCE
Non-Participating | N | Y | PNCHEG_2_PL1X4 | PNCHEG_2_CTG3 | GEN | PANOCHE ENERGY CENTER (CTG3) | 104.25 | 104.25 |  | PANOCHE ENERGY CENTER | COMBUSTION TURBINE | NATURAL GAS | NP15 |  |  | CISO | PGAE
Non-Participating | N | Y | BIGCRK_2_EXESWD | BGCRK2_7_UNIT 3 | GEN | BIG CREEK PH 2 UNIT 3 | 15.8 | 15.8 |  | Southern California Edison Company | HYDRO | WATER | SP15 |  |  | CISO | SCE
Participating Unit | N | Y | BIGCRK_2_EXESWD | BIGCRK_2_EXESWD | GEN | BIG CREEK HYDRO PROJECT PSP | 820 |  | SCE | Southern California Edison Company | HYDRO | WATER | SP15 | 1913-01-01 |  | CISO | SCE
Non-Participating | N | Y | SOLBLU_2_WSBBX2 | SOLBLU_2_WSBBT2 | GEN | Westlands Solar Blue BESS | 112.5 | 112.5 | PGAE | Westlands Solar Blue (OZ) Owner, LLC | OTHER | LESR | ZP26 |  |  | CISO | PGAE
Non-Participating |  | Y | CALGEN_1_UNITS | CALGEN_1_UNIT 3 | GEN | CALGEN_1_UNIT 3 | 32.2 | 32.2 |  |  |  |  | SP15 |  |  | CISO | SCE
Non-Participating | N | Y | MALAGA_1_PL1X2 | MALAGA_7_CTG2 | GEN | KRCD Malaga Peaking Plant CTG2 | 48.5 | 48.5 |  | Kings River Conservation District | COMBUSTION TURBINE | NATURAL GAS | NP15 |  |  | CISO | PGAE
Participating Unit | N | N |  | GALE_1_SR3SR3 | GEN | Sunray 3 | 13.8 | 13.8 | SCE | Sunray Energy 3 LLC | PHOTO VOLTAIC | SUN | SP15 | 2017-06-29 |  | CISO | SCE
Non-Participating | N | Y | MOSSLD_2_PSP1 | MOSSLD_2_PSP1G1 | GEN | MOSS LANDING CC PLANT 1, CTG UNIT 1 | 176 | 176 |  | Duke Energy Moss Landing LLC | COMBUSTION TURBINE | NATURAL GAS | NP15 |  |  | CISO | PGAE
Participating Unit | N | Y | LECEF_1_UNITS | LECEF_1_UNITS | GEN | LOS ESTEROS ENERGY FACILITY AGGREGATE | 309.84 |  | PGAE | Los Esteros Critical Energy Facility, LLC | COMBINED CYCLE | NATURAL GAS | NP15 | 2013-07-31 |  | CISO | PGAE
Non-Participating | N | Y | MONTPH_7_UNITS | MONTPH_7_UNIT 3 | GEN | MONTICELLO Unit 3 | 1.5 | 1.5 |  |  |  |  | NP15 |  |  | CISO | PGAE
Non-Participating | N | Y | SHELRF_1_UNITS | SHELRF_7_UNIT 1 | GEN | Shell Oil Refinery Unit 1 | 20 | 20 |  | Martinez Refining Company-Division of Equilon Enterprises, LLC | STEAM | HEAT RECOVERY | NP15 |  |  | CISO | PGAE
Participating Unit | N | Y | SCEC_1_PDRP134 | SCEC_1_PDRP134 | GEN | SCEC_1_PDRP134 | 0.99 |  | SCE | Leapfrog Power, inc. | OTHER | OTHER | SP15 |  |  | CISO | SCE
Participating Unit | N | N |  | CURTIS_1_FARFLD | GEN | Fairfield Powerhouse | 0.9 | 0.9 | PGAE | Merced Irrigation District | HYDRO | WATER | NP15 | 1983-08-02 |  | CISO | PGAE
Participating Unit | N | N |  | RATSKE_2_RBSSB1 | GEN | Rabbitbrush Solar 1 | 60 | 60 | SCE | Rabbitbrush Solar, LLC | OTHER | HYBD | SP15 | 2022-10-18 |  | CISO | SCE
Participating Unit | N | Y | SCEW_2_PDRP160 | SCEW_2_PDRP160 | GEN | LCR AMS Hybrid West LA 2-W-LSCE | 4.58 |  | SCE | Southern California Edison | OTHER | OTHER | SP15 |  |  | CISO | SCE
Non-Participating | N | Y | TULLCK_7_UNITS | TULLCK_7_UNIT 1 | GEN | TULLOCH Unit 1 | 9.9 | 9.9 |  |  |  |  | NP15 |  |  | CISO | NCPA
Participating Unit | Y | N |  | NIMTG_6_NICOGN | GEN | NORTH ISLAND COGEN | 4.05 | 5 | SDGE | SDG&E Exempt |  | OTHER | SP15 | 1989-01-01 |  | CISO | SDGE
Participating Unit | N | N |  | WNDMAS_2_UNIT 1 | GEN | BUENA VISTA ENERGY, LLC | 38 | 36 | PGAE | Buena Vista Energy, LLC | WIND | WIND | NP15 | 1983-12-24 |  | CISO | PGAE
Participating Unit | N | N |  | SANBRN_2_SS2BT3 | GEN | Sanborn Solar 2 SBESS 3 | 169 | 169 | SCE | EDSAN 1B Group 1 Edwards, LLC | OTHER | LESR | SP15 |  |  | CISO | SCE
Participating Unit | N | N |  | INTMNT_3_RIVERSIDE | TG | IPPDYN | 136 |  | SCE | IPP | STEAM | COAL | SP15 |  |  | LADWP | SCE
Participating Unit | N | N |  | GLDFGR_6_SOLAR1 | GEN | Portal Ridge B | 20 | 20 | SCE | Portal Ridge Solar B, LLC | PHOTO VOLTAIC | SUN | SP15 | 2017-02-15 |  | CISO | SCE
Participating Unit | N | N |  | HAMLIN_1_BLDSB1 | GEN | Baldy Mesa Hybrid | 150 | 150 | SCE | Baldy Mesa Solar, LLC | PHOTO VOLTAIC | HYBD | SP15 |  |  | CISO | SCE
Non-Participating | N | Y | INTKEP_2_UNITS | INTKEP_2_KIRKW2 | GEN | KIRKWOOD HYDRO UNIT 2 | 47.8 | 47.8 |  |  |  |  | NP15 |  |  | CISO | PGAE
Participating Unit | N | N |  | GUERNS_6_HD3BM3 | GEN | Hanford Digester Genset 3 | 1 | 1.1 | PGAE | Hanford Renewable Energy LLC | RECIPROCATING ENGINE | BIOGAS | NP15 | 2019-07-01 |  | CISO | PGAE
Participating Unit | N | N |  | ORLND_6_SOLAR1 | GEN | Enerparc California 2 | 1.5 | 1.5 | PGAE | Adapture CA2, LLC | PHOTO VOLTAIC | SUN | NP15 | 2016-03-23 |  | CISO | PGAE
Non-Participating | N | Y | SOLBLU_2_WSBSX2 | SOLBLU_2_WSBSR1 | GEN | Westlands Solar Blue | 125 | 125 | PGAE | Westlands Solar Blue, LLC | PHOTO VOLTAIC | SUN | ZP26 |  |  | CISO | PGAE
Participating Unit | N | N |  | GLDFGR_6_SOLAR2 | GEN | Portal Ridge C | 11.4 | 11.4 | SCE | Portal Ridge Solar C, LLC | PHOTO VOLTAIC | SUN | SP15 | 2017-02-14 |  | CISO | SCE
Participating Unit | N | N |  | OASIS_6_AR8SR2 | GEN | Arrache 8083 II | 1.5 | 1.5 | SCE | TerraForm Phoenix I CD Holdings, LLC | PHOTO VOLTAIC | SUN | SP15 |  |  | CISO | SCE
Participating Unit | Y | N |  | SNCLRA_6_PROCGN | GEN | Procter and Gamble Oxnard 2 | 47.9 | 49.5 | SCE | The Procter & Gamble Paper Products Company | FTUR | NATURAL GAS | SP15 | 1998-11-17 |  | CISO | SCE
Participating Unit | N | N |  | PALALT_7_COBUG | GEN | Cooperatively Owned Back Up Generator | 4.5 | 5.2 | PGAE | NCPA (MSS Agreement - S14) | FTUR | NATURAL GAS | NP15 | 2007-10-15 |  | CISO | NCPA
Non-Participating | N | Y | GATWAY_2_PL1X3 | GATWAY_2_STGC | GEN | Gateway STG C | 213.4 | 213.4 |  | Gateway Generating Station | STEAM | NATURAL GAS | NP15 |  |  | CISO | PGAE
Participating Unit | N | N |  | SUNSTR_5_SS1SCEDYN | TG | Sunstream Solar 1 | 150 |  | SCE | PVWEST | PHOTO VOLTAIC | SUN | SP15 | 2019-11-19 |  | AZPS | SCE
Participating Unit | N | N |  | MSOLAR_2_MS4SR4 | GEN | Mesquite Solar 4 | 52.5 | 52.5 | SDGE | Mesquite Solar 4, LLC | PHOTO VOLTAIC | SUN | SP15 |  |  | CISO | SDGE
Participating Unit | N | N |  | PIT6_7_UNIT 1 | GEN | PIT PH 6 UNIT 1 | 39 | 39 | PGAE | Pacific Gas & Electric Company | HYDRO | WATER | NP15 | 1965-01-01 |  | CISO | PGAE
Participating Unit | N | Y | SCEC_1_PDRP108 | SCEC_1_PDRP108 | GEN | SCEC_1_PDRP108 | 9.99 |  | SCE | Leapfrog Power, inc. | OTHER | OTHER | SP15 |  |  | CISO | SCE
Non-Participating | N | Y | DELSUR_6_CREST | DELSUR_6_CREST1 | GEN | DELSUR_6_CREST1 | 8.5 | 8.5 |  | Southern California Edison Company | PHOTO VOLTAIC | SUN | SP15 |  |  | CISO | SCE
Participating Unit | N | Y | SCEC_1_PDRP132 | SCEC_1_PDRP132 | GEN | SCEC_1_PDRP132 | 0.99 |  | SCE | Leapfrog Power, inc. | OTHER | OTHER | SP15 |  |  | CISO | SCE
Non-Participating | N | Y | GYS5X6_7_UNITS | GYS5X6_7_UNIT 5 | GEN | Geysers Unit 5 | 55 | 55 |  | Geysers Power Company, LLC | STEAM | GEOTHERMAL | NP15 |  |  | CISO | PGAE
Participating Unit | N | N |  | GLDTWN_6_SOLAR | GEN | Rio Grande | 5 | 5 | SCE | RE Rio Grande LLC | PHOTO VOLTAIC | SUN | SP15 | 2013-11-18 |  | CISO | SCE
Participating Unit | N | N |  | BLCKBT_2_STONEY | GEN | BLACK BUTTE HYDRO | 6.2 | 6.2 | PGAE | City of Santa Clara DBA Silicon Valley Power (MSS Agreement - S14) | HYDRO | WATER | NP15 | 1988-01-01 |  | CISO | NCPA
Participating Unit | N | N |  | SNCLRA_6_OXGEN | GEN | OXGEN | 47.7 | 47.7 | SCE | EF Oxnard LLC | COMBUSTION TURBINE | NATURAL GAS | SP15 | 2020-06-01 |  | CISO | SCE
Participating Unit | N | N |  | GOOSLK_1_SOLAR1 | GEN | Goose Lake | 12 | 12 | PGAE | Cottonwood Solar, LLC | PHOTO VOLTAIC | SUN | ZP26 | 2015-05-23 |  | CISO | PGAE
Participating Unit | N | N |  | BLYTHE_1_SOLAR2 | GEN | Blythe Green 1 | 20 | 20 | SCE | Solar Blythe II LLC | PHOTO VOLTAIC | SUN | SP15 | 2017-04-05 |  | CISO | SCE
Participating Unit | N | N |  | SENTNL_2_CTG6 | GEN | Sentinel Unit 6 | 105 | 131.8 | SCE | Sentinel Energy Center, LLC | COMBUSTION TURBINE | NATURAL GAS | SP15 | 2013-05-06 |  | CISO | SCE
Participating Unit | N | N |  | SUNST2_5_SS2SR1 | GEN | Sun Streams Solar 2 | 150 | 150 | SDGE | Sun Streams 2, LLC | PHOTO VOLTAIC | SUN | SP15 | 2021-06-25 |  | CISO | SDGE
Participating Unit | N | N |  | ADOBEE_1_SOLAR | GEN | Adobe Solar | 20 | 20 | PGAE | Adobe Solar, LLC | PHOTO VOLTAIC | SUN | ZP26 | 2014-05-21 |  | CISO | PGAE
Non-Participating |  | Y | DSRTSN_2_SOLAR1 | DSRTSN_2_SOLR1A | GEN | Desert Sunlight 300 | 156.9 | 156.9 |  | Desert Sunlight Holdings, LLC | PHOTO VOLTAIC | SUN | SP15 |  |  | CISO | SCE
Non-Participating | N | Y | OBERON_5_O1SSX2 | OBERON_5_O1SSR2 | GEN | Oberon 1A Solar | 125 | 125 | SCE | IP Oberon, LLC | PHOTO VOLTAIC | SUN | SP15 |  |  | CISO | SCE
Non-Participating |  | Y | CORONS_6_CLRWTR | CORONS_6_CLRSTG | GEN | CORONS_6_CLRSTG | 8.5 | 8.5 |  |  |  |  | SP15 |  |  | CISO | RVSD
Participating Unit | N | Y | OBERON_5_O2BBX2 | OBERON_5_O2BBX2 | GEN | Oberon 2 BESS | 125 |  | SCE | IP Oberon II, LLC | OTHER | LESR | SP15 |  |  | CISO | SCE
Non-Participating | N | Y | PNCHVS_2_SOLAR | PNCHVS_2_SOLARA | GEN | PNCHVS_2_SOLARA | 69.5 | 69.5 |  | Pacific Gas & Electric | PHOTO VOLTAIC | SUN | NP15 |  |  | CISO | PGAE
Participating Unit | Y | N |  | BUCKWD_7_WINTCV | GEN | Wintec Energy, Ltd. | 1.32 | 1.3 | SCE | Wintec Energy, Ltd. | WIND | WIND | SP15 | 2003-12-30 |  | CISO | SCE
Participating Unit | N | N |  | ALTA6B_2_WIND11 | GEN | Alta Wind 11 | 88.15 | 90 | SCE | Alta Interconnection Management III, LLC | WIND | WIND | SP15 | 2014-03-13 |  | CISO | SCE
Participating Unit | N | N |  | CASCES_6_CESBT1 | GEN | Cascade Energy Storage | 25 | 25 | PGAE | Cascade Energy Storage, LLC | OTHER | LESR | NP15 |  |  | CISO | PGAE
Participating Unit | N | N |  | ENERSJ_2_WIND | GEN | ESJ Wind Energy | 151 | 151 | SDGE | Energia Sierra Juarez, S. de R.L. de C.V. | WIND | WIND | SP15 | 2022-01-13 |  | CISO | SDGE
Participating Unit | N | N |  | ROLLIN_6_UNIT | GEN | ROLLINS HYDRO | 13.5 | 13.5 | PGAE | Nevada Irrigation District | HYDRO | WATER | NP15 | 1980-01-01 |  | CISO | PGAE
Participating Unit | N | Y | GRNLF1_1_PL1X2 | GRNLF1_1_PL1X2 | GEN | Greenleaf 1 | 60 |  | PGAE | Calpine Greenleaf Holdings, Inc. | COMBUSTION TURBINE | NATURAL GAS | NP15 | 2022-06-24 |  | CISO | PGAE
Participating Unit | N | N |  | ETIWND_2_CHMPNE | GEN | Champagne | 1 | 1.5 | SCE | California PV Energy, LLC | PHOTO VOLTAIC | SUN | SP15 | 2013-12-20 |  | CISO | SCE
Participating Unit | N | Y | PGEB_2_PDRP113 | PGEB_2_PDRP113 | GEN | PGEB_2_PDRP113 | 3 |  | PGAE | OHMCONNECT, INC. | OTHER | OTHER | NP15 |  |  | CISO | PGAE
Participating Unit | Y | N |  | MESAP_1_QF | GEN | SMALL QF AGGREGATION - SAN LUIS OBISPO | 1 | 1 | PGAE | Pacific Gas & Electric Company | OTHER | OTHER | ZP26 |  |  | CISO | PGAE
Participating Unit | N | N |  | UKIAH_7_LAKEMN | GEN | UKIAH LAKE MENDOCINO HYDRO | 3.5 | 3.5 | PGAE | NCPA (MSS Agreement - S14) | HYDRO | WATER | NP15 | 2007-07-02 |  | CISO | NCPA
Participating Unit | N | N |  | GARLND_2_GARBT1 | GEN | Garland B BESS | 88 | 88 | SCE | SP Garland Solar Storage, LLC | OTHER | LESR | SP15 | 2022-01-31 |  | CISO | SCE
Non-Participating | N | Y | INTKEP_2_UNITS | INTKEP_2_HOLM 1 | GEN | HOLM HYDRO UNIT 1 | 83 | 83 |  |  |  |  | NP15 |  |  | CISO | PGAE
Participating Unit | N | N |  | PUTHCR_1_SOLAR1 | GEN | Putah Creek Solar Farm | 1.98 | 2 | PGAE | Putah Creek Solar Farms LLC | PHOTO VOLTAIC | SUN | NP15 | 2014-12-19 |  | CISO | PGAE
Participating Unit | N | N |  | SYCAMR_2_UNIT 4 | GEN | Sycamore Cogeneration Unit 4 | 76 | 90 | SCE | Chevron Power Holdings | FTUR | NATURAL GAS | SP15 | 1987-01-01 |  | CISO | SCE
Participating Unit | N | N |  | CHILLS_1_SYCENG | GEN | Sycamore Energy 1 | 1.5 | 1.9 | SDGE | Sycamore Energy 1 LLC | COMBUSTION TURBINE | BIOGAS | SP15 | 2011-05-19 |  | CISO | SDGE
Participating Unit | N | Y | SLUISP_2_UNITS | SLUISP_2_UNITS | GEN | SAN LUIS (GIANELLI) PUMP-GEN (AGGREGATE) | 374.43 |  | PGAE | California Dept. of Water Resources | PUMPED STORAGE | WATER | NP15 | 1967-01-01 |  | CISO | CWRP
Participating Unit | N | N |  | SEGS_1_SR2SL2 | GEN | Sunray 2 | 20 | 20 | SCE | Sunray Energy 2, LLC | PHOTO VOLTAIC | SUN | SP15 | 2017-06-02 |  | CISO | SCE
Participating Unit | N | N |  | AVENAL_6_AVSLR1 | GEN | Avenal Solar 1 | 7.9 | 7.9 | PGAE | CED Avenal Solar, LLC | PHOTO VOLTAIC | SUN | ZP26 | 2017-01-28 |  | CISO | PGAE
Participating Unit | N | Y | SCEC_1_PDRP160 | SCEC_1_PDRP160 | GEN | SCEC_1_PDRP160 | 9.99 |  | SCE | Leapfrog Power, Inc. | OTHER | OTHER | SP15 |  |  | CISO | SCE
Participating Unit | N | N |  | GASKW1_2_GW2SR2 | GEN | Gaskell West 2b | 29 | 29 | SCE | RE Gaskell West 2 LLC | PHOTO VOLTAIC | SUN | SP15 | 2023-05-05 |  | CISO | SCE
Participating Unit | N | N |  | VLCNTR_6_VCEBT1 | GEN | Valley Center Energy Storage | 54 | 54 | SDGE | Valley Center ESS, LLC | OTHER | LESR | SP15 | 2021-11-29 |  | CISO | SDGE
Participating Unit | N | N |  | ULTPFR_1_UNIT 1 | GEN | Rio Bravo Fresno | 24.3 | 30.5 | PGAE | Rio Bravo Fresno | STEAM | BIOMASS | NP15 | 2017-09-07 |  | CISO | PGAE
Participating Unit | N | N |  | DREWSR_2_BHSSR1 | GEN | Blue Hornet Solar | 100 | 100 | SDGE | Drew Solar, LLC | PHOTO VOLTAIC | SUN | SP15 | 2022-11-04 |  | CISO | SDGE
Participating Unit | N | N |  | ESCNDO_6_PL1X2 | GEN | MMC Escondido Aggregate | 48.71 | 49.5 | SDGE | Escondido Energy Center | COMBUSTION TURBINE | NATURAL GAS | SP15 | 2014-01-25 |  | CISO | SDGE
Participating Unit | N | Y | SDG1_1_PDRP104 | SDG1_1_PDRP104 | GEN | SDG1_1_PDRP104 | 9.99 |  | SDGE | Leapfrog Power, Inc. | OTHER | OTHER | SP15 |  |  | CISO | SDGE
Participating Unit | N | N |  | LAPLMA_2_UNIT 3 | GEN | La Paloma Generating Plant Unit #3 | 266 | 295 | PGAE | CXA La Paloma LLC | COMBINED CYCLE | NATURAL GAS | ZP26 | 2003-01-13 |  | CISO | PGAE
Participating Unit | N | N |  | HERDLN_6_BYHSR1 | GEN | Byron Highway Solar | 5 | 5 | PGAE | RPCA Solar 3, LLC | PHOTO VOLTAIC | SUN | NP15 | 2022-11-23 |  | CISO | PGAE
Participating Unit | N | N |  | SUNCAT_2_A2BSR2 | GEN | Arlington Solar Unit 2B | 40 | 133 | SCE | ARLINGTON SOLAR, LLC | PHOTO VOLTAIC | SUN | SP15 |  |  | CISO | SCE
Participating Unit | N | N |  | DRUM_7_UNIT 5 | GEN | DRUM PH 2 UNIT 5 | 50 | 50 | PGAE | Pacific Gas & Electric Company | HYDRO | WATER | NP15 | 1965-01-01 |  | CISO | PGAE
Non-Participating |  | Y | PINFLT_7_UNITS | PINFLT_7_UNIT 2 | GEN | PINFLT_7_UNIT 2 | 63.3 | 63.3 |  |  |  |  | NP15 |  |  | CISO | CWRP
Participating Unit | N | N |  | KINGRV_7_UNIT 1 | GEN | KINGS RIVER HYDRO UNIT 1 | 51.2 | 51.2 | PGAE | Pacific Gas & Electric Company | HYDRO | WATER | NP15 | 1962-01-01 |  | CISO | PGAE
Participating Unit | N | N |  | MOJAVE_1_SIPHON | GEN | MOJAVE SIPHON POWER PLANT | 14.36 | 34.5 | SCE | California Dept. of Water Resources | HYDRO | WATER | SP15 | 1996-01-01 |  | CISO | CWRS
Participating Unit | N | N |  | CEDUCR_2_SOLAR4 | GEN | Ducor Solar 4 | 20 | 20 | SCE | CED Ducor Solar 4, LLC | PHOTO VOLTAIC | SUN | SP15 | 2016-12-23 |  | CISO | SCE
Participating Unit | N | N |  | JAWBNE_2_SRWND | GEN | Sky River Wind Repower A | 30 | 30 | SCE | Sky River Wind, LLC | WIND | WIND | SP15 | 2021-09-01 |  | CISO | SCE
Non-Participating | N | Y | CARBOU_7_PL4X5 | CARBOU_7_UNIT 5 | GEN | Caribou PH 2 Unit 5 | 61 | 61 |  | Pacific Gas & Electric Company | HYDRO | WATER | NP15 |  |  | CISO | PGAE
Non-Participating | N | Y | CDWR07_2_GEN | BUENVS_2_NSPIN | GEN | BUENVS_2_NSPIN | 104.4 | 104.4 |  | BUENVS_2_NSPIN | PUMP | WATER | ZP26 |  |  | CISO | CWRP
Participating Unit | N | N |  | FLOWD_2_WIND1 | GEN | Cameron Ridge 2 | 11.9 | 11.9 | SCE | Cameron Ridge II, LLC | WIND | WIND | SP15 | 2016-01-15 |  | CISO | SCE
Participating Unit | N | Y | SCEW_2_PDRP177 | SCEW_2_PDRP177 | GEN | VLTS_PDR_SCEW_02 | 9.9 |  | SCE | Voltus, Inc. | OTHER | OTHER | SP15 |  |  | CISO | SCE
Non-Participating | N | Y | RUSCTY_2_UNITS | RUSCTY_2_STG | GEN | Russell City | 254 | 254 |  | Russell City Energy Company, LLC | COMBINED CYCLE | NATURAL GAS | NP15 |  |  | CISO | PGAE
Participating Unit | N | N |  | STROUD_6_SOLAR | GEN | Stroud Solar Station | 20 | 20 | PGAE | Pacific Gas & Electric Company | PHOTO VOLTAIC | SUN | NP15 | 2011-10-04 |  | CISO | PGAE
Participating Unit | N | N |  | SANBRN_2_SS2SB4 | GEN | Sanborn Solar 2 Edwards Sanborn S4 | 36 | 36 | SCE | Edsan 1B Group 1 Edwards, LLC. | PHOTO VOLTAIC | SUN | SP15 | 2022-10-31 |  | CISO | SCE
Participating Unit | N | N |  | STOREY_2_MDRCH2 | GEN | Madera Chowchilla 2 | 0.56 | 0.6 | PGAE | Madera Chowchilla Water and Power Authority | HYDRO | WATER | NP15 | 2016-08-01 |  | CISO | PGAE
Participating Unit | N | Y | SCEC_1_PDRP124 | SCEC_1_PDRP124 | GEN | LCR AMS Hybrid West LA 1-C-LCRLL | 1.83 |  | SCE | Southern California Edison | OTHER | OTHER | SP15 |  |  | CISO | SCE
Participating Unit | N | Y | SCEW_2_PDRP130 | SCEW_2_PDRP130 | GEN | SCEW_2_PDRP130 | 0.99 |  | SCE | Leapfrog Power, Inc. | OTHER | OTHER | SP15 |  |  | CISO | SCE
Participating Unit | N | Y | DSRTSN_2_SOLAR1 | DSRTSN_2_SOLAR1 | GEN | Desert Sunlight 300 | 300 |  | SCE | Desert Sunlight Holdings, LLC | PHOTO VOLTAIC | SUN | SP15 | 2013-10-22 |  | CISO | SCE
Participating Unit | N | N |  | CRWCKS_1_SOLAR1 | GEN | Crow Creek Solar 1 | 20 | 20 | PGAE | Frontier Solar LLC | PHOTO VOLTAIC | SUN | NP15 | 2016-06-30 |  | CISO | PGAE
Non-Participating | N | Y | SLUISP_2_UNITS | SLUISP_2_UNIT 6 | GEN | San Luis P-G Unit 6 | 53 | 53 | PGAE | California Dept. of Water Resources | PUMPED STORAGE | WATER | NP15 |  |  | CISO | PGAE
Participating Unit | N | N |  | GUERNS_6_SOLAR | GEN | Guernsey Solar Station | 20 | 20 | PGAE | Pacific Gas & Electric Company | PHOTO VOLTAIC | SUN | NP15 | 2013-09-18 |  | CISO | PGAE
Participating Unit | N | N |  | CNTNLA_2_SOLAR1 | GEN | Centinela Solar Energy I | 125 | 127 | SDGE | Centinela Solar Energy, LLC | PHOTO VOLTAIC | SUN | SP15 | 2013-10-16 |  | CISO | SDGE
Non-Participating | N | Y | CHESTN_2_CHWBX2 | CHESTN_2_CHWBT2 | GEN | Chestnut Westside BESS | 67.5 | 67.5 | PGAE | Chestnut Westside, LLC | OTHER | LESR | ZP26 |  |  | CISO | PGAE
Participating Unit | N | N |  | AVENAL_6_SANDDG | GEN | Sand Drag Solar Project | 19 | 19 | PGAE | Sand Drag LLC | PHOTO VOLTAIC | SUN | ZP26 | 2011-08-05 |  | CISO | PGAE
Participating Unit | N | N |  | SISPRG_2_DS3BT4 | GEN | Daggett Solar 3 e BESS | 15 | 15 | SCE | Daggett Solar Power 3 LLC | OTHER | LESR | SP15 |  |  | CISO | SCE
Participating Unit | N | Y | DRUM_7_PL3X4 | DRUM_7_PL3X4 | GEN | Drum PH 1 Units 3 & 4 Aggregate | 28.9 |  | PGAE | Pacific Gas & Electric Company | HYDRO | WATER | NP15 | 1922-01-01 |  | CISO | PGAE
Participating Unit |  | N |  | VESTAL_2_TS5SR1 | GEN | Tulare Solar 5 | 55.83 | 55.9 | SCE | Tulare Solar Center, LLC | PHOTO VOLTAIC | SUN | SP15 | 2022-04-29 |  | CISO | SCE
Non-Participating | N | Y | DRUM_7_PL1X2 | DRUM_7_UNIT 2 | GEN | DRUM PH 1 UNIT 2 | 13 | 13 |  | Pacific Gas & Electric Company | HYDRO | WATER | NP15 |  |  | CISO | PGAE
Non-Participating | N | Y | BIGCRK_2_EXESWD | BGCRK2_7_UNIT 4 | GEN | BIG CREEK PH 2 UNIT 4 | 15.8 | 15.8 |  | Southern California Edison Company | HYDRO | WATER | SP15 |  |  | CISO | SCE
Non-Participating | N | Y | HYTTHM_2_UNITS | THERMA_2_UNIT 4 | GEN | Thermalito P-G Unit 4 | 28 | 28 |  | California Dept. of Water Resources | HYDRO | WATER | NP15 |  |  | CISO | CWRP
Participating Unit | N | N |  | MARCPW_6_SOLAR1 | GEN | Maricopa West Solar PV | 20 | 20 | PGAE | Maricopa West Solar PV, LLC | PHOTO VOLTAIC | SUN | ZP26 | 2015-12-12 |  | CISO | PGAE
Participating Unit | N | N |  | MIRLOM_2_CORONA | GEN | MWD Corona Hydroelectric Recovery Plant | 2.85 | 2.8 | SCE | Metropolitan Water District of Southern California | HYDRO | WATER | SP15 | 1987-01-01 |  | CISO | SCE
Non-Participating | N | Y | KRAMER_1_R2BX2 | KRAMER_1_R2BBT1 | GEN | Resurgence 2 BESS | 20 | 20 |  | Resurgence Solar II, LLC | OTHER | LESR | SP15 |  |  | CISO | SCE
Participating Unit | N | N |  | PIOPIC_2_CTG3 | GEN | Pio Pico Unit 3 | 112 | 112 | SDGE | Pio Pico Energy Center | COMBUSTION TURBINE | NATURAL GAS | SP15 | 2016-11-03 |  | CISO | SDGE
Non-Participating | N | Y | DUANE_1_PL1X3 | DUANE_7_CTG2 | GEN | Donald Von Raesfeld CTG Unit 2 | 50.4 | 50.4 |  | Donald Von Raesfeld Power Plant | COMBUSTION TURBINE | NATURAL GAS | NP15 |  |  | CISO | NCPA
Participating Unit | Y | N |  | LOWGAP_1_SUPHR | GEN | Mill & Sulphur Creek Hydro | 0.99 | 1 | PGAE | Mill & Sulphur Creek Power Plant, LP | HYDRO | WATER | NP15 | 1988-02-23 |  | CISO | PGAE
Participating Unit | N | N |  | RVRVEW_1_UNITA1 | GEN | Riverview Energy Center (GP Antioch) | 48.7 | 50 | PGAE | Gilroy Energy Center, LLC | COMBUSTION TURBINE | NATURAL GAS | NP15 | 2003-05-02 |  | CISO | PGAE
Participating Unit | N | N |  | MIDWD_2_WIND2 | GEN | Coram Energy | 3 | 3 | SCE | Coram Energy, LLC | WIND | WIND | SP15 | 2015-12-23 |  | CISO | SCE
Participating Unit | N | N |  | CAVLSR_2_BSOLAR | GEN | California Valley Solar Ranch-Phase B | 40 | 40 | PGAE | High Plains Ranch II, LLC | PHOTO VOLTAIC | SUN | ZP26 | 2013-01-01 |  | CISO | PGAE
Participating Unit | N | N |  | VOLTA_7_PONHY1 | GEN | Ponderosa Bailey Hydroelectric | 1.25 | 1.25 | PGAE | Snow Mountain Hydro, LLC | HYDRO | WATER | NP15 | 2020-03-20 |  | CISO | PGAE
Participating Unit | N | Y | SCEC_1_PDRP162 | SCEC_1_PDRP162 | GEN | SCEC_1_PDRP162 | 9.99 |  | SCE | Leapfrog Power, Inc. | OTHER | OTHER | SP15 |  |  | CISO | SCE
Non-Participating | N | Y | HIDSRT_2_UNITS | HIDSRT_7_CTG1 | GEN | HIGH DESERT COMBUSTION TURBINE UNIT 1 | 177.3 | 177.3 |  | High Desert Power Project, LLC | COMBUSTION TURBINE | NATURAL GAS | SP15 |  |  | CISO | SCE
Participating Unit | N | N |  | ALHMBR_1_ALHSLR | TG | SG Alhambra | 50 | 50 | SDGE | IVLY2 | PHOTO VOLTAIC | SUN | SP15 | 2015-08-29 |  | IID | SDGE
Participating Unit | N | N |  | ELCAJN_6_LM6K | GEN | El Cajon Energy Center | 48.1 | 49.7 | SDGE | El Cajon Energy, LLC | COMBUSTION TURBINE | NATURAL GAS | SP15 | 2010-06-16 |  | CISO | SDGE
Participating Unit | N | Y | SCEC_1_PDRP121 | SCEC_1_PDRP121 | GEN | SCEC_1_PDRP121 | 9.99 |  | SCE | Leapfrog Power, Inc. | OTHER | OTHER | SP15 |  |  | CISO | SCE
Participating Unit | N | N |  | WISE_1_UNIT 2 | GEN | WISE HYDRO UNIT 2 | 3.2 | 3.2 | PGAE | Pacific Gas & Electric Company | HYDRO | WATER | NP15 | 1986-01-01 |  | CISO | PGAE
Participating Unit | N | N |  | CHALK_1_UNIT | GEN | CHALK CLIFF LIMITED | 48.67 | 55.1 | PGAE | Chalk Cliff Limited | COMBUSTION TURBINE | NATURAL GAS | ZP26 | 1990-03-20 |  | CISO | PGAE
Participating Unit | N | N |  | BIGSKY_2_SOLAR3 | GEN | Big Sky Summer | 20 | 20 | SCE | Summer Solar LLC | PHOTO VOLTAIC | SUN | SP15 | 2016-07-25 |  | CISO | SCE
Participating Unit | N | N |  | CMBLND_2_DS2BT2 | GEN | Daggett 2 b BESS | 33 | 33 | SCE | Daggett Solar Power 2 LLC | OTHER | LESR | SP15 |  |  | CISO | SCE
Participating Unit | N | N |  | MALIN_5_INHRPG | TG | BIGLOW CANYON | 50 |  | PGAE | MALIN500 | WIND | WIND | NP15 |  |  | BPAT | PGAE
Participating Unit | N | N |  | OSO_6_NSPIN | GEN | OSO_6_NSPIN | 70 | 70.8 | SCE | California Dept. of Water Resources | PUMP | WATER | SP15 |  |  | CISO | CWRS
Participating Unit | N | N |  | OASIS_6_AR4SR2 | GEN | Arrache 4006 II | 1 | 1 | SCE | TerraForm Phoenix I CD Holdings, LLC | PHOTO VOLTAIC | SUN | SP15 |  |  | CISO | SCE
Participating Unit | N | N |  | ESCNDO_6_UNITB1 | GEN | CalPeak Power Enterprise Unit 1 | 48.04 | 52 | SDGE | CalPeak Power - Enterprise LLC | COMBUSTION TURBINE | NATURAL GAS | SP15 | 2001-10-23 |  | CISO | SDGE
Participating Unit | N | N |  | PALA_6_PGCBT1 | GEN | Pala Gomez Creek BESS | 10 | 10 | SDGE | San Diego Gas & Electric Company | OTHER | LESR | SP15 |  |  | CISO | SDGE
Non-Participating | N | Y | DREWS_6_PL1X4 | DREWS_6_GEN 2 | GEN | DREWS UNIT 2 | 10.8 | 10.8 |  | Colton Power, LP | COMBUSTION TURBINE | NATURAL GAS | SP15 |  |  | CISO | SCE
Participating Unit | N | Y | SCEW_2_PDRP180 | SCEW_2_PDRP180 | GEN | VLTS_PDR_SCEW_03 | 9.95 |  | SCE | Voltus, Inc. | OTHER | OTHER | SP15 |  |  | CISO | SCE
Participating Unit | N | Y | SCEC_1_PDRP144 | SCEC_1_PDRP144 | GEN | SCEC_1_PDRP144 | 0.99 |  | SCE | Leapfrog Power, Inc. | OTHER | OTHER | SP15 |  |  | CISO | SCE
Participating Unit | N | N |  | DRACKR_2_SOLAR1 | GEN | Dracker Solar Unit 1 | 110 | 110 | SCE | NextEra Blythe Solar Energy Center, LLC | PHOTO VOLTAIC | SUN | SP15 | 2016-03-07 |  | CISO | SCE
Non-Participating | N | Y | SLSTR1_2_SOLAR1 | SLSTR1_2_SOLR1B | GEN | Solar Star 1 | 166.5 | 166.5 |  | Southern California Edison Company | PHOTO VOLTAIC | SUN | SP15 |  |  | CISO | SCE
Non-Participating |  | Y | VERNON_6_MALBRG | VERNON_7_CTG1 | GEN | VERNON_7_CTG1 | 43.57 | 43.6 |  |  |  |  | SP15 |  |  | CISO | VERN
Participating Unit | N | N |  | CSCGNR_1_UNIT 1 | GEN | GIANERA PEAKER UNIT 1 | 24.75 | 24.8 | PGAE | City of Santa Clara DBA Silicon Valley Power (MSS Agreement - S14) | FTUR | NATURAL GAS | NP15 | 1987-01-01 |  | CISO | NCPA
Participating Unit | N | Y | SCEC_1_PDRP156 | SCEC_1_PDRP156 | GEN | SCEC_1_PDRP156 | 0.99 |  | SCE | Leapfrog Power, Inc. | OTHER | OTHER | SP15 |  |  | CISO | SCE
Participating Unit | N | N |  | SUNCAT_2_A1ABT1 | GEN | Arlington Solar Unit 1A BESS | 47 | 47 | SCE | Arlington Solar, LLC | OTHER | LESR | SP15 | 2022-08-01 |  | CISO | SCE
Participating Unit | N | N |  | MTWIND_1_UNIT 3 | GEN | Mountain View Power Project III | 22.44 | 22.4 | SCE | Mountain View Power Partners III, L.L.C. | WIND | WIND | SP15 | 2003-12-15 |  | CISO | SCE
Non-Participating | N | Y | CHESTN_2_CHWSX2 | CHESTN_2_CHWSR2 | GEN | Chestnut Westside PV | 75 | 75 | PGAE | Chestnut Westside, LLC | PHOTO VOLTAIC | SUN | ZP26 |  |  | CISO | PGAE
Participating Unit | N | N |  | BOWMN_6_HYDRO | GEN | NID Hydro Bowman Powerhouse | 3.6 | 3.6 | PGAE | Nevada Irrigation District | HYDRO | WATER | NP15 | 2016-12-20 |  | CISO | PGAE
Participating Unit | N | Y | PGSB_1_PDRP101 | PGSB_1_PDRP101 | GEN | VLTS_PDR_PGSB_04 | 9.95 |  | PGAE | Voltus, Inc. | OTHER | OTHER | NP15 |  |  | CISO | PGAE
Participating Unit | N | N |  | FRESHW_1_SOLAR1 | GEN | Corcoran 3 | 20 | 20 | PGAE | CED Corcoran Solar 3, LLC | PHOTO VOLTAIC | SUN | NP15 | 2016-03-04 |  | CISO | PGAE
Participating Unit | N | Y | SANDLT_2_SUNITS | SANDLT_2_SUNITS | GEN | Mojave Solar | 275 |  | SCE | Mojave Solar, LLC | STEAM | SUN | SP15 | 2014-12-04 |  | CISO | SCE
Non-Participating |  | Y | SBERDO_2_PSP4 | SBERDO_7_CT4A | GEN | SBERDO_7_CT4A | 182 | 182 |  |  |  |  | SP15 |  |  | CISO | SCE
Participating Unit | N | N |  | CANTUA_1_SOLAR | GEN | Cantua Solar Station | 20 | 20 | PGAE | Pacific Gas & Electric Company | PHOTO VOLTAIC | SUN | NP15 | 2012-07-25 |  | CISO | PGAE
Participating Unit | N | N |  | ALTA4B_2_CPCW2 | GEN | Alta Wind 2 | 150 | 150 | SCE | Alta Interconnection Management, LLC | WIND | WIND | SP15 | 2010-12-29 |  | CISO | SCE
Participating Unit | N | N |  | SANBRN_2_ES2SB3 | GEN | EdSan 2 Sanborn 3 | 42 | 42 | SCE | ES 1A Group 2 Opco, LLC | OTHER | HYBD | SP15 | 2022-04-13 |  | CISO | SCE
Non-Participating | N | Y | SCHLTE_1_PL1X3 | SCHLTE_1_UNITA3 | GEN | Tracy Combined Cycle Plant | 165 | 165 |  | GWF Energy, LLC | COMBUSTION TURBINE | NATURAL GAS | NP15 |  |  | CISO | PGAE
Participating Unit | N | N |  | TWISSL_6_SOLAR1 | GEN | Coronal Lost Hills | 20 | 20 | PGAE | Coronal Lost Hills, LLC | PHOTO VOLTAIC | SUN | ZP26 | 2015-05-15 |  | CISO | PGAE
Participating Unit | N | N |  | OBERON_5_O2SSR4 | GEN | Oberon 2A Solar | 125 | 125 | SCE | IP Oberon II, LLC | PHOTO VOLTAIC | SUN | SP15 |  |  | CISO | SCE
Non-Participating | N | Y | DELTA_2_PL1X4 | DELTA_2_CTG3 | GEN | DELTA ENERGY CENTER CTG UNIT 3 | 212.5 | 212.5 |  | Delta Energy Center, LLC | COMBUSTION TURBINE | NATURAL GAS | NP15 |  |  | CISO | PGAE
Participating Unit | Y | N |  | SNMALF_6_UNITS | GEN | Sonoma County Landfill | 5 | 8 | PGAE | Republic Services of Sonoma County Energy Producers, Inc | RECIPROCATING ENGINE | BIOGAS | NP15 | 1993-04-30 |  | CISO | PGAE
Participating Unit | N | Y | SDG1_1_PDRP102 | SDG1_1_PDRP102 | GEN | SDG1_1_PDRP102 | 0.99 |  | SDGE | Leapfrog Power, Inc. | OTHER | OTHER | SP15 |  |  | CISO | SDGE
Participating Unit | N | N |  | PHOENX_1_UNIT | GEN | PHOENIX PH | 2 | 2 | PGAE | Pacific Gas & Electric Company | HYDRO | WATER | NP15 | 1940-01-01 |  | CISO | PGAE
Participating Unit | N | N |  | HATRDG_2_WIND | GEN | Hatchet Ridge Wind Farm | 102 | 102 | PGAE | Hatchet Ridge Wind, LLC | WIND | WIND | NP15 | 2010-11-19 |  | CISO | PGAE
Participating Unit | N | N |  | STOREY_2_MDRCH3 | GEN | Madera Chowchilla 3 | 0.42 | 0.5 | PGAE | Madera Chowchilla Water and Power Authority | HYDRO | WATER | NP15 | 2016-08-01 |  | CISO | PGAE
Participating Unit | N | Y | PIT5_7_PL1X2 | PIT5_7_PL1X2 | GEN | PIT PH 5 UNITS 1 & 2 AGGREGATE | 82 |  | PGAE | Pacific Gas & Electric Company | HYDRO | WATER | NP15 | 1944-01-01 |  | CISO | PGAE
Non-Participating |  | Y | RVSIDE_6_SPRING | RVSIDE_7_SPRGU4 | GEN | RVSIDE_7_SPRGU4 | 11 | 11 |  |  |  |  | SP15 |  |  | CISO | RVSD
Participating Unit | N | Y | PGEB_2_PDRP106 | PGEB_2_PDRP106 | GEN | PDR-D PGEB | 7.2 |  | PGAE | Olivine, Inc. | OTHER | OTHER | NP15 |  |  | CISO | PGAE
Participating Unit | N | N |  | CENT40_1_C40SR1 | GEN | CENTRAL 40 | 40 | 40 | PGAE | Central 40, LLC | PHOTO VOLTAIC | SUN | NP15 | 2021-02-23 |  | CISO | PGAE
Participating Unit | N | N |  | OASIS_6_AR8SR1 | GEN | Arrache 8083 I | 1.5 | 1.5 | SCE | TerraForm Phoenix I CD Holdings, LLC | PHOTO VOLTAIC | SUN | SP15 |  |  | CISO | SCE
Participating Unit | N | Y | SPAULD_6_UNIT12 | SPAULD_6_UNIT12 | GEN | SPAULDING HYDRO PH 1 & 2 AGGREGATE | 11.4 |  | PGAE | Pacific Gas & Electric Company | HYDRO | WATER | NP15 | 1929-01-01 |  | CISO | PGAE
Participating Unit | N | N |  | RECTOR_2_KAWH 1 | GEN | KAWEAH PH 1 UNIT 1 | 2.25 | 2.3 | SCE | Southern California Edison Company | HYDRO | WATER | SP15 | 1929-01-01 |  | CISO | SCE
Participating Unit | N | N |  | DELSUR_6_HORSR1 | GEN | Horn | 1.5 | 1.5 | SCE | TerraForm Phoenix I CD Holdings, LLC | PHOTO VOLTAIC | SUN | SP15 |  |  | CISO | SCE
Non-Participating | N | Y | DMDVLY_1_UNITS | DMDVLY_1_GEN 2 | GEN | Diamond Valley Unit 2 | 3.3 | 3.3 |  | Metropolitan Water District of Southern California (MWD) | HYDRO | WATER | SP15 |  |  | CISO | SCE
Participating Unit | Y | N |  | GRNVLY_7_SCLAND | GEN | SANTA CRUZ LANDFILL GENERATING PLANT | 3.04 | 3.6 | PGAE | Ameresco Santa Cruz Energy LLC | RECIPROCATING ENGINE | BIOGAS | NP15 | 2006-02-02 |  | CISO | PGAE
Participating Unit | Y | N |  | CTNWDP_1_QF | GEN | SMALL QF AGGREGATION - BURNEY | 0.5 | 1 | PGAE | Pacific Gas & Electric Company | HYDRO | WATER | NP15 | 1982-01-01 |  | CISO | PGAE
Participating Unit | N | N |  | JOHANN_2_JOSBT2 | GEN | Johanna Storage 2 | 10 | 10 | SCE | Hecate Energy Johanna Facility LLC | OTHER | LESR | SP15 | 2021-10-29 |  | CISO | SCE
Participating Unit | N | N |  | YELPIN_2_YP2BT1 | GEN | Yellow Pine 2 BESS | 65 | 65 | SCE | Yellow Pine Solar, LLC | OTHER | LESR | SP15 |  |  | CISO | VEA
Participating Unit | N | N |  | KIRKER_7_KELCYN | GEN | KELLER CANYON LANDFILL GEN FACILICITY | 3.56 | 3.8 | PGAE | Ameresco Keller Canyon, LLC | RECIPROCATING ENGINE | BIOGAS | NP15 | 2009-08-01 |  | CISO | PGAE
Participating Unit | N | N |  | CRNEVL_6_SJQN 2 | GEN | SAN JOAQUIN 2 | 3.2 | 3.2 | PGAE | Pacific Gas & Electric Company | HYDRO | WATER | NP15 | 1917-01-01 |  | CISO | PGAE
Participating Unit | N | N |  | DEVERS_1_SEPV05 | GEN | SEPV 5 | 2 | 2 | SCE | SEPV2, LLC | PHOTO VOLTAIC | SUN | SP15 | 2012-05-10 |  | CISO | SCE
Participating Unit | N | N |  | STIGCT_2_LODI | GEN | LODI STIG UNIT | 49.9 | 51.2 | PGAE | NCPA (MSS Agreement - S14) | COMBUSTION TURBINE | NATURAL GAS | NP15 | 1996-01-01 |  | CISO | NCPA
Participating Unit | N | Y | SCEW_2_PDRP103 | SCEW_2_PDRP103 | GEN | SCEW_2_PDRP103 | 2 |  | SCE | OHMCONNECT, INC. | OTHER | OTHER | SP15 |  |  | CISO | SCE
Non-Participating | N | Y | ELKHRN_1_EESX3 | ELKHRN_1_EESBT1 | GEN | Elkhorn Energy Storage | 60.83 | 60.83 |  | Pacific Gas and Electric Company | OTHER | LESR |  |  |  | CISO | PGAE
Non-Participating | N | Y | MRCHNT_2_PL1X3 | MRCHNT_2_STG | GEN | Desert Star Energy Center ST1 | 201 | 201 |  | San Diego Gas and Electric Company | STEAM | NATURAL GAS | SP15 |  |  | CISO | SCE
Non-Participating | N | Y | INTKEP_2_UNITS | INTKEP_2_HOLM 2 | GEN | HOLM HYDRO UNIT 2 | 83 | 83 |  |  |  |  | NP15 |  |  | CISO | PGAE
Participating Unit | Y | N |  | CHEVCO_6_UNIT 2 | GEN | AERA ENERGY LLC. (COALINGA) | 8.5 | 12.5 | PGAE | Pacific Gas & Electric Company | FTUR | NATURAL GAS | ZP26 | 1988-06-03 |  | CISO | PGAE
Participating Unit | N | Y | PGF1_2_PDRP110 | PGF1_2_PDRP110 | GEN | PGF1_2_PDRP110 | 0.99 |  | PGAE | Leapfrog Power, Inc. | OTHER | OTHER | NP15 |  |  | CISO | PGAE
Participating Unit | N | Y | SCEC_1_PDRP143 | SCEC_1_PDRP143 | GEN | SCEC_1_PDRP143 | 0.99 |  | SCE | Leapfrog Power, Inc. | OTHER | OTHER | SP15 |  |  | CISO | SCE
Non-Participating | N | Y | MOSSLD_2_PSP2 | MOSSLD_2_PSP2G2 | GEN | MOSS LANDING CC PLANT 2, CTG UNIT 2 | 176 | 176 |  | Duke Energy Moss Landing LLC | COMBUSTION TURBINE | NATURAL GAS | NP15 |  |  | CISO | PGAE
Participating Unit | N | N |  | SIGHEB_6_HE2SCEDYN | TG | Heber 2 | 28 |  | SCE | MIR2 | COMBUSTION TURBINE | GEOTHERMAL | SP15 | 2022-12-20 |  | IID | SCE
Non-Participating | N | Y | ONLLPP_6_UNITS | ONLLPP_6_UNIT 1 | GEN | O'NEILL PUMP-GEN UNIT 1 | 4.2 | 4.2 |  |  | HYDRO | WATER | NP15 |  |  | CISO | PGAE
Non-Participating | N | Y | DMDVLY_1_UNITS | DMDVLY_1_GEN 9 | GEN | Diamond Valley Unit 9 | 3.3 | 3.3 |  | Metropolitan Water District of Southern California (MWD) | HYDRO | WATER | SP15 |  |  | CISO | SCE
Participating Unit | N | N |  | MNDOTA_1_SOLAR1 | GEN | North Star Solar 1 | 60 | 60 | PGAE | North Star Solar, LLC | PHOTO VOLTAIC | SUN | NP15 | 2015-06-20 |  | CISO | PGAE
Participating Unit | N | N |  | VICTOR_1_SLRHES | GEN | Sunedison - Hesperia | 1.5 | 1.5 | SCE | DG Solar Lessee, LLC | PHOTO VOLTAIC | SUN | SP15 | 2014-08-08 |  | CISO | SCE
Participating Unit | N | Y | SCEC_1_PDRP179 | SCEC_1_PDRP179 | GEN | SCEC_1_PDRP179 | 0.99 |  | SCE | Leapfrog Power, Inc. | OTHER | OTHER | SP15 |  |  | CISO | SCE
Participating Unit | Y | N |  | CLOVER_2_UNIT | GEN | Clover Creek | 0.99 | 1 | PGAE | Hydro Partners | HYDRO | WATER | NP15 | 2016-05-06 |  | CISO | PGAE
Participating Unit | N | Y | SCEC_1_PDRP157 | SCEC_1_PDRP157 | GEN | SCEC_1_PDRP157 | 0.99 |  | SCE | Leapfrog Power, Inc. | OTHER | OTHER | SP15 |  |  | CISO | SCE
Participating Unit | Y | N |  | SPBURN_2_UNIT 1 | GEN | Burney Biomass | 22 | 22 | PGAE | Sierra Pacific Industries | STEAM | BIOMASS | NP15 | 1986-01-01 |  | CISO | PGAE
Participating Unit | N | N |  | RVSIDE_6_SOLAR1 | GEN | Tequesquite Landfill Solar Project | 7.5 | 7.5 | SCE | Solar Star California XXXI, LLC | PHOTO VOLTAIC | SUN | SP15 | 2015-09-09 |  | CISO | RVSD
Non-Participating | N | Y | MOSSLD_2_PSP2 | MOSSLD_2_PSP2G3 | GEN | MOSS LANDING CC PLANT 2, STG UNIT | 198 | 198 |  | Duke Energy Moss Landing LLC | STEAM | HEAT RECOVERY | NP15 |  |  | CISO | PGAE
Participating Unit | N | N |  | STOREY_7_MDRCHW | GEN | Madera Canal Site 980 | 1.84 | 3.8 | PGAE | Madera Chowchilla Water and Power | HYDRO | WATER | NP15 | 1985-02-02 |  | CISO | PGAE
Participating Unit | N | N |  | SKERN_6_SOLAR1 | GEN | South Kern Solar PV Plant | 20 | 20 | PGAE | Algonquin SKIC 20 Solar, LLC | PHOTO VOLTAIC | SUN | ZP26 | 2015-04-07 |  | CISO | PGAE
Participating Unit | N | N |  | BUCKWD_1_NPALM1 | GEN | North Palm Springs 1A | 2.4 | 2.4 | SCE | North Palm Springs Investments, LLC | PHOTO VOLTAIC | SUN | SP15 | 2012-04-02 |  | CISO | SCE
Non-Participating |  | Y | SBERDO_2_PSP4 | SBERDO_7_STG4 | GEN | SBERDO_7_STG4 | 202 | 202 |  |  |  |  | SP15 |  |  | CISO | SCE
Participating Unit | N | Y | TENGEN_2_PL1X2 | TENGEN_2_PL1X2 | GEN | Placerita Canyon Cogen | 37.7 |  | SCE | Shadow Wolf Energy, LLC | COMBUSTION TURBINE | NATURAL GAS | SP15 | 1990-03-06 |  | CISO | SCE
Participating Unit | N | N |  | VICTOR_1_EXSLRB | GEN | Expressway Solar B | 2 | 2 | SCE | FTS Master Tenant 1, LLC | PHOTO VOLTAIC | SUN | SP15 | 2014-05-07 |  | CISO | SCE
Non-Participating | N | Y | MALAGA_1_PL1X2 | MALAGA_7_CTG1 | GEN | KRCD Malaga Peaking Plant CTG1 | 48.5 | 48.5 |  | Kings River Conservation District | COMBUSTION TURBINE | NATURAL GAS | NP15 |  |  | CISO | PGAE
Participating Unit | N | N |  | COCOPP_2_CTG1 | GEN | Marsh Landing 1 | 204.2 | 222 | PGAE | Marsh Landing LLC | FTUR | NATURAL GAS | NP15 | 2013-05-01 |  | CISO | PGAE
Participating Unit | Y | N |  | GYSRVL_7_WSPRNG | GEN | Warm Springs Hydro | 3.75 | 3.8 | PGAE | Sonoma County Water Agency | HYDRO | WATER | NP15 | 1988-12-22 |  | CISO | PGAE
Participating Unit | N | N |  | ZOND_6_UNIT | GEN | ZOND WINDSYSTEMS INC. | 17.1 | 24.1 | PGAE | Rooney Ranch Wind, LLC | WIND | WIND | NP15 | 1985-12-30 |  | CISO | PGAE
Participating Unit | Y | N |  | CSTRVL_7_QFUNTS | GEN | Castroville QF Aggregate | 2 | 11 | PGAE | Pacific Gas & Electric Company | OTHER | OTHER | NP15 | 2006-06-01 |  | CISO | PGAE
Participating Unit | N | N |  | NCPA_7_GP1UN1 | GEN | NCPA GEO PLANT 1 UNIT 1 | 38.85 | 55 | PGAE | NCPA (MSS Agreement - S14) | STEAM | GEOTHERMAL | NP15 | 1983-01-01 |  | CISO | NCPA
Non-Participating |  | Y | OTMESA_2_PL1X3 | OTMESA_2_CTG1 | GEN | OTAY MESA COMBUSTION TURBINE 1 | 208 | 208 |  | Otay Mesa Energy Center, LLC | COMBUSTION TURBINE | NATURAL GAS | SP15 |  |  | CISO | SDGE
Participating Unit | Y | N |  | KEKAWK_6_UNIT | GEN | STS HYDROPOWER LTD. (KEKAWAKA) | 5.5 | 6 | PGAE | STS HydroPower, Ltd. | HYDRO | WATER | NP15 | 1989-12-27 |  | CISO | PGAE
Participating Unit | N | Y | PGSB_1_PDRP103 | PGSB_1_PDRP103 | GEN | PGSB_1_PDRP103 | 0.99 |  | PGAE | Leapfrog Power, Inc. | OTHER | OTHER | NP15 |  |  | CISO | PGAE
Non-Participating | N | Y | PARDEB_6_UNITS | PARDEB_2_UNIT 3 | GEN | PARDEE HYDRO UNIT 3 | 10 | 10 |  | East Bay Municipal Utility District | HYDRO | WATER | NP15 |  |  | CISO | PGAE
Participating Unit | N | N |  | USWND2_1_WIND3 | GEN | Golden Hills C | 46 | 46 | PGAE | Golden Hills Interconnection, LLC | WIND | WIND | NP15 | 2017-11-09 |  | CISO | PGAE
Participating Unit | Y | N |  | PIT5_7_QFUNTS | GEN | GRASSHOPPER FLAT HYDRO | 1.1 | 3.8 | PGAE | Emmerson Investments, Inc. | HYDRO | WATER | NP15 | 1987-08-15 |  | CISO | PGAE
Participating Unit | Y | N |  | PLSNTG_7_LNCLND | GEN | Lincoln Landfill Power Plant | 4.98 | 5 | PGAE | Energy 2001, Inc. | RECIPROCATING ENGINE | BIOGAS | NP15 | 1985-01-01 |  | CISO | PGAE
Participating Unit | N | N |  | ALTWD_2_COAWD1 | GEN | Coachella 1 | 50.4 | 50.4 | SCE | Coachella Wind Holdings, LLC | WIND | WIND | SP15 | 2021-04-13 |  | CISO | SCE
Participating Unit | N | N |  | TORTLA_1_SOLAR | GEN | Longboat Solar | 20 | 20 | SCE | Longboat Solar, LLC | PHOTO VOLTAIC | SUN | SP15 | 2016-12-16 |  | CISO | SCE
Participating Unit | N | N |  | LECONT_2_LESBT1 | GEN | LeConte Energy Storage | 125 | 125 | SDGE | LeConte Energy Storage, LLC | OTHER | LESR | SP15 | 2022-09-01 |  | CISO | SDGE
Non-Participating | N | Y | ALAMIT_2_PL1X3 | ALAMIT_7_CTG1A | GEN | ALAMIT_7_CTG1A | 234.5 | 234.5 |  | AES Alamitos Energy LLC | COMBINED CYCLE | NATURAL GAS | SP15 |  |  | CISO | SCE
Participating Unit | N | N |  | HOLSTR_1_SOLAR2 | GEN | Hollister Solar | 1.5 | 1.5 | PGAE | Hollister Solar LLC | PHOTO VOLTAIC | SUN | NP15 | 2015-04-17 |  | CISO | PGAE
Non-Participating | N | Y | ELKHRN_1_EESX3 | ELKHRN_1_EESBT3 | GEN | Elkhorn Energy Storage | 60.83 | 60.83 |  | Pacific Gas & Electric Company - Transmission | OTHER | LESR | NP15 |  |  | CISO | PGAE
Participating Unit | N | N |  | APLHIL_1_SFKHY1 | GEN | South Fork Powerhouse | 2.68 | 2.7 | PGAE | Sacramento Municipal Utility District | HYDRO | WATER | NP15 | 2020-12-04 |  | CISO | PGAE
Participating Unit | N | N |  | FTSWRD_6_TRFORK | GEN | Three Forks Water Power Project | 1.63 | 1.5 | PGAE | Grizzly Mountain Ranch | HYDRO | WATER | NP15 | 2011-11-01 |  | CISO | PGAE
Participating Unit | N | N |  | CLRMNT_6_CLEBT1 | GEN | Clairemont Energy Storage | 9 | 9 | SDGE | San Diego Gas & Electric Company | OTHER | LESR | SP15 |  |  | CISO | SDGE
Participating Unit | Y | N |  | DEADCK_1_UNIT | GEN | DEADCK_1_UNIT | 1.96 | 2 | PGAE | Hydro Sierra Energy LLC | HYDRO | WATER | NP15 | 1990-01-29 |  | CISO | PGAE
Participating Unit | N | N |  | GIFFEN_6_SOLAR | GEN | Giffen Solar Station | 10 | 20 | PGAE | Pacific Gas & Electric Company | PHOTO VOLTAIC | SUN | NP15 | 2012-07-25 |  | CISO | PGAE
Participating Unit | N | N |  | SPRGVL_2_TULESC | GEN | TULE RIVER HYDRO PLANT (SCE) | 2.5 | 2.5 | SCE | Southern California Edison Company | HYDRO | WATER | SP15 | 1909-01-01 |  | CISO | SCE
Participating Unit | N | Y | SCEC_1_PDRP106 | SCEC_1_PDRP106 | GEN | SCEC_1_PDRP106 | 0.99 |  | SCE | Leapfrog Power, inc. | OTHER | OTHER | SP15 |  |  | CISO | SCE
Participating Unit | N | N |  | MIDWYS_2_MIDSL1 | TG | Midway Solar Farm | 49.9 | 50 | SCE | MIR2 | PHOTO VOLTAIC | SUN | SP15 | 2018-01-13 |  | IID | SCE
Non-Participating | N | Y | RUSCTY_2_UNITS | RUSCTY_2_CTG2 | GEN | Russell City | 180 | 180 |  | Russell City Energy Company, LLC | COMBINED CYCLE | NATURAL GAS | NP15 |  |  | CISO | PGAE
Participating Unit | N | N |  | NOVATO_6_LNDFL | GEN | Redwood Renewable Energy | 3.9 | 3.9 | PGAE | WM Renewable Energy, LLC | RECIPROCATING ENGINE | BIOGAS | NP15 | 2017-09-16 |  | CISO | PGAE
Participating Unit | N | N |  | VLCNTR_6_VCSLR2 | GEN | Valley Center 2 | 5 | 5 | SDGE | Sol Orchard San Diego 23, LLC | PHOTO VOLTAIC | SUN | SP15 | 2013-12-31 |  | CISO | SDGE
Participating Unit | N | N |  | GEYS16_7_UNIT16 | GEN | GEYSERS UNIT 16 (HEALDSBURG) | 63 | 119.9 | PGAE | Geysers Power Company, LLC | STEAM | GEOTHERMAL | NP15 | 1985-01-01 |  | CISO | PGAE
Participating Unit | N | N |  | VSTAES_6_VESBT1 | GEN | Vista Energy Storage | 40 | 40 | SDGE | Vista Energy Storage, LLC | OTHER | LESR | SP15 | 2018-06-26 |  | CISO | SDGE
Non-Participating | N | Y | BIGCRK_2_EXESWD | BGCRK1_7_PORTAL | GEN | PORTAL HYDRO | 10.8 | 10.8 |  | Southern California Edison Company | HYDRO | WATER | SP15 |  |  | CISO | SCE
Participating Unit | N | N |  | STANTN_2_STAGT2 | GEN | Stanton 2 | 49.65 | 50 | SCE | STANTON ENERGY RELIABILITY CENTER, LLC | OTHER | NATURAL GAS | SP15 | 2020-05-20 |  | CISO | SCE
Participating Unit | N | N |  | BARRE_2_ALASB1 | GEN | Los Alamitos 1 | 10 | 10 | SCE | BCE Los Alamitos, LLC | OTHER | OTHER | SP15 |  |  | CISO | SCE
Participating Unit | N | N |  | VALLEY_5_PERRIS | GEN | MWD Perris Hydroelectric Recovery Plant | 7.94 | 7.9 | SCE | Metropolitan Water District of Southern California | HYDRO | WATER | SP15 | 1983-01-01 |  | CISO | SCE
Participating Unit | N | N |  | OTAY_6_PL1X2 | GEN | Chula Vista Energy Center, LLC | 39.57 | 40 | SDGE | Chula Vista Energy Center, LLC | COMBUSTION TURBINE | NATURAL GAS | SP15 | 2006-06-08 |  | CISO | SDGE
Participating Unit | N | Y | HARBGN_7_UNITS | HARBGN_7_UNITS | GEN | HARBOR COGEN COMBINED CYCLE | 109.01 |  | SCE | Harbor Cogeneration Company | COMBINED CYCLE | NATURAL GAS | SP15 | 2001-06-14 |  | CISO | SCE
Participating Unit | N | Y | OBERON_5_O1SSX2 | OBERON_5_O1SSX2 | GEN | Oberon 1A Solar | 150 |  | SCE | IP Oberon, LLC | PHOTO VOLTAIC | SUN | SP15 |  |  | CISO | SCE
Participating Unit | N | N |  | MIDWY3_2_MDSSR1 | TG | Midway South Solar Farm | 20 | 20 | SDGE | IVLY2 | PHOTO VOLTAIC | SUN | SP15 | 2018-09-06 |  | IID | SDGE
Participating Unit | N | Y | SDG1_1_PDRP105 | SDG1_1_PDRP105 | GEN | SDG1_1_PDRP105 | 0.99 |  | SDGE | Leapfrog Power, Inc. | OTHER | OTHER | SP15 |  |  | CISO | SDGE
Participating Unit | N | N |  | DAIRLD_1_MD2BM1 | GEN | Madera Digester Genset 2 | 0.8 | 0.8 | PGAE | Madera Renewable Energy LLC | RECIPROCATING ENGINE | BIOGAS | NP15 | 2019-01-11 |  | CISO | PGAE
Participating Unit | N | Y | PGEB_2_PDRP100 | PGEB_2_PDRP100 | GEN | PGEB_2_PDRP100 | 0.99 |  | PGAE | Leapfrog Power, inc. | OTHER | OTHER | NP15 |  |  | CISO | PGAE
Non-Participating |  | Y | OGROVE_6_PL1X2 | OGROVE_6_CTG2 | GEN | Orange Grove | 75 | 75 |  | Orange Grove LLC | COMBUSTION TURBINE | NATURAL GAS | SP15 |  |  | CISO | SDGE
Participating Unit | N | N |  | LAPLMA_2_UNIT 4 | GEN | LA PALOMA GENERATING PLANT, UNIT #4 | 267 | 295 | PGAE | CXA La Paloma LLC | COMBINED CYCLE | NATURAL GAS | ZP26 | 2003-03-05 |  | CISO | PGAE
Participating Unit | N | N |  | SYCAMR_2_UNIT 2 | GEN | Sycamore Cogeneration Unit 2 | 76 | 90 | SCE | Chevron Power Holdings | FTUR | NATURAL GAS | SP15 | 1987-01-01 |  | CISO | SCE
Participating Unit | N | N |  | GLNARM_7_UNIT 4 | GEN | GLEN ARM UNIT 4 | 42.42 | 47.3 | SCE | City of Pasadena | COMBUSTION TURBINE | NATURAL GAS | SP15 | 2004-01-08 |  | CISO | PASA
Participating Unit | N | N |  | ELNIDP_6_BIOMAS | GEN | El Nido Biomass to Energy | 10.5 | 12.5 | PGAE | Global Ampersand LLC | STEAM | BIOMASS | NP15 | 2008-08-24 |  | CISO | PGAE
Participating Unit | N | N |  | OTAY_6_ECVBT2 | GEN | Chula Vista 2 | 3 | 3 | SDGE | EnerSmart Chula Vista BESS LLC | OTHER | LESR | SP15 |  |  | CISO | SDGE
Participating Unit | Y | N |  | OAKWD_6_QF | GEN | Oak Creek | 27.87 | 30.3 | SCE | Oak Creek Wind Power, LLC | WIND | WIND | SP15 | 2017-12-12 |  | CISO | SCE
Participating Unit | N | N |  | OROLOM_1_SOLAR2 | GEN | Oro Loma Solar 2 | 10 | 10 | PGAE | CED Oro Loma Solar, LLC | PHOTO VOLTAIC | SUN | NP15 | 2017-01-28 |  | CISO | PGAE
Participating Unit | N | N |  | TRNQL8_2_AMASR1 | GEN | Tranquillity 8 Amarillo | 20 | 20 | PGAE | Great Valley Solar 4, LLC | PHOTO VOLTAIC | SUN | NP15 | 2017-12-26 |  | CISO | PGAE
Participating Unit | N | N |  | PIUTE_6_GNBSR1 | GEN | Green Beanworks B | 3 | 3 | SCE | Green Beanworks B, LLC | PHOTO VOLTAIC | SUN | SP15 | 2018-12-28 |  | CISO | SCE
Participating Unit | N | N |  | VICTOR_1_LVSLR1 | GEN | Lone Valley Solar Park 1 | 10 | 10 | SCE | Lone Valley Solar Park I LLC | PHOTO VOLTAIC | SUN | SP15 | 2014-11-19 |  | CISO | SCE
Participating Unit | N | N |  | HNTGBH_7_UNIT 2 | GEN | HUNTINGTON BEACH GEN STA. UNIT 2 | 226.84 | 226 | SCE | AES Huntington Beach | STEAM | NATURAL GAS | SP15 | 1998-05-05 |  | CISO | SCE
Participating Unit | N | Y | SCEC_1_PDRP101 | SCEC_1_PDRP101 | GEN | SCEC_1_PDRP101 | 2 |  | SCE | OHMCONNECT, INC. | OTHER | OTHER | SP15 |  |  | CISO | SCE
Non-Participating | N | Y | COLUSA_2_PL1X3 | COLUSA_2_CTG2 | GEN | Colusa Generating Station | 213.5 | 213.5 |  | Pacific Gas & Electric Company | COMBUSTION TURBINE | NATURAL GAS | NP15 |  |  | CISO | PGAE
Non-Participating | N | Y | CHESTN_2_CHWSX2 | CHESTN_2_CHWSR1 | GEN | Chestnut Westside PV | 75 | 75 | PGAE | Chestnut Westside, LLC | PHOTO VOLTAIC | SUN | ZP26 |  |  | CISO | PGAE
Participating Unit | N | N |  | DRACKR_2_DSUBT3 | GEN | Dracker Solar Unit 3 BESS | 115 | 115 | SCE | NextEra Blythe Solar Energy Center, LLC | OTHER | LESR | SP15 | 2021-07-23 |  | CISO | SCE
Participating Unit | N | N |  | SISPRG_2_DS3SR4 | GEN | Daggett Solar 3 e PV | 17 | 17 | SCE | Daggett Solar Power 3 LLC | PHOTO VOLTAIC | SUN | SP15 |  |  | CISO | SCE
Non-Participating | N | Y | MONTPH_7_UNITS | MONTPH_7_UNIT 2 | GEN | MONTICELLO Unit 2 | 5.7 | 5.7 |  |  |  |  | NP15 |  |  | CISO | PGAE
Participating Unit | N | N |  | SANTGO_2_MABBT1 | GEN | Millikan Avenue BESS | 2 | 2 | SCE | PPA Grand Johanna LLC | OTHER | LESR | SP15 | 2017-01-14 |  | CISO | SCE
Participating Unit | N | N |  | OLINDA_2_COYCRK | GEN | MWD Coyote Creek Hydroelectric Recovery | 3.13 | 3.1 | SCE | Metropolitan Water District of Southern California | HYDRO | WATER | SP15 | 1979-02-21 |  | CISO | SCE
Participating Unit | N | N |  | KERMAN_6_SOLAR1 | GEN | Fresno Solar South | 1.5 | 1.5 | PGAE | Fresno Cogeneration Partners, LP | PHOTO VOLTAIC | SUN | NP15 | 2015-10-21 |  | CISO | PGAE
Participating Unit | N | Y | RUSCTY_2_UNITS | RUSCTY_2_UNITS | GEN | Russell City Energy Center | 615.18 |  | PGAE | Russell City Energy Company, LLC | COMBINED CYCLE | NATURAL GAS | NP15 | 2013-08-08 |  | CISO | PGAE
Non-Participating | N | Y | CENTPD_2_BMSSX2 | CENTPD_2_BMSSR1 | GEN | Blythe Mesa Solar | 111.8 | 111.8 |  | Blythe Mesa Solar II, LLC | PHOTO VOLTAIC | SUN | SP15 |  |  | CISO | SCE
Participating Unit | N | N |  | TX-ELK_6_ECKSR2 | GEN | Eagle Creek | 3 | 3 | PGAE | Apex Eagle Creek, LLC | PHOTO VOLTAIC | SUN | ZP26 | 2019-12-21 |  | CISO | PGAE
Participating Unit | N | N |  | DRACKR_2_DS4SR4 | GEN | Dracker Solar Unit 4A | 62.5 | 62.5 | SCE | NextEra Blythe Solar Energy Center, LLC | PHOTO VOLTAIC | SUN | SP15 | 2020-08-24 |  | CISO | SCE
Participating Unit | N | N |  | JOHANN_2_OCEBT3 | GEN | Orange County Energy Storage 3 | 6 | 6 | SCE | Orange County Energy Storage 3 LLC | OTHER | LESR | SP15 | 2021-12-07 |  | CISO | SCE
Participating Unit | N | N |  | KEARNY_6_SESBT2 | GEN | Kearny South Energy Storage | 10 | 10 | SDGE | San Diego Gas & Electric | OTHER | LESR | SP15 | 2022-03-10 |  | CISO | SDGE
Participating Unit | N | N |  | ADERA_1_SOLAR1 | GEN | Adera Solar | 20 | 20 | PGAE | Adera Solar, LLC | PHOTO VOLTAIC | SUN | NP15 | 2015-12-23 |  | CISO | PGAE
Participating Unit | Y | N |  | HINSON_6_SERRGN | GEN | Southeast Resource Recovery | 34 | 41.3 | SCE | City of Long Beach | STEAM | WASTE TO POWER | SP15 | 1988-01-01 |  | CISO | SCE
Participating Unit | N | N |  | CHINO_2_JURUPA | GEN | Jurupa | 1.5 | 1.5 | SCE | California PV Energy, LLC | PHOTO VOLTAIC | SUN | SP15 | 2013-12-20 |  | CISO | SCE
Participating Unit | N | N |  | WALCRK_2_CTG1 | GEN | Walnut Creek Energy Park Unit 1 | 97.32 | 102.5 | SCE | Walnut Creek Energy, LLC | COMBUSTION TURBINE | NATURAL GAS | SP15 | 2013-03-21 |  | CISO | SCE
Participating Unit | N | N |  | ALT6DS_2_WIND9 | GEN | Pinyon Pines 2 | 132 | 132 | SCE | Alta Interconnection Management II, LLC | WIND | WIND | SP15 | 2013-01-01 |  | CISO | SCE
Participating Unit | N | N |  | RVSIDE_6_RERCU1 | GEN | Riverside Energy Res. Ctr Unit 1 | 48.35 | 48.5 | SCE | City of Riverside (MSSA) | COMBUSTION TURBINE | NATURAL GAS | SP15 | 2006-06-01 |  | CISO | RVSD
Participating Unit | N | Y | PARDEB_6_UNITS | PARDEB_6_UNITS | GEN | Pardee Power House | 30 |  | PGAE | East Bay Municipal Utility District | HYDRO | WATER | NP15 | 1930-01-01 |  | CISO | PGAE
Participating Unit | N | Y | DSRTSN_2_DS2X2 | DSRTSN_2_DS2X2 | GEN | Desert Sunlight PV II Storage | 230 | 230 | SCE | Sunlight Storage, LLC | OTHER | LESR | SP15 | 2022-08-28 |  | CISO | SCE
Non-Participating | N | Y | SALTSP_7_UNITS | SALTSP_7_UNIT 2 | GEN | Salt Springs Unit 2 | 34 | 34 |  | Pacific Gas & Electric Company | HYDRO | WATER | NP15 |  |  | CISO | PGAE
Participating Unit | N | Y | SCEN_6_PDRP106 | SCEN_6_PDRP106 | GEN | SCEN_6_PDRP106 | 0.99 |  | SCE | Leapfrog Power, Inc. | OTHER | OTHER | SP15 |  |  | CISO | SCE
Participating Unit | Y | N |  | CATLNA_2_SOLAR2 | GEN | Catalina Solar 2 | 18 | 18 | SCE | Catalina Solar 2, LLC | PHOTO VOLTAIC | SUN | SP15 | 2015-07-22 |  | CISO | SCE
Participating Unit | N | Y | SOLBLU_2_WSBSX2 | SOLBLU_2_WSBSX2 | GEN | Westlands Solar Blue | 250 |  | PGAE | Westlands Solar Blue, LLC | PHOTO VOLTAIC | SUN | NP15 |  |  | CISO | PGAE
Non-Participating | N | Y | DUANE_1_PL1X3 | DUANE_7_CTG1 | GEN | Donald Von Raesfeld CTG Unit 1 | 50.4 | 50.4 |  | Donald Von Raesfeld Power Plant | COMBUSTION TURBINE | NATURAL GAS | NP15 |  |  | CISO | NCPA
Participating Unit | N | N |  | CARBOU_7_UNIT 1 | GEN | CARIBOU PH 1 UNIT 1 | 24 | 24 | PGAE | Pacific Gas & Electric Company | HYDRO | WATER | NP15 | 1921-01-01 |  | CISO | PGAE
Participating Unit | N | N |  | VALTNE_2_TRSBT1 | GEN | Tropico Solar | 70 | 70 | SCE | BigBeau Solar, LLC | OTHER | HYBD | SP15 | 2022-12-27 |  | CISO | SCE
Non-Participating | N | Y | NHOGAN_6_UNITS | NHOGAN_6_UNIT 1 | GEN | NEW HOGAN PH UNIT 1 | 2.2 | 2.2 |  |  |  |  | NP15 |  |  | CISO | PGAE
Participating Unit | N | N |  | MNDOTA_1_SOLAR2 | GEN | Citizen Solar B | 5 | 5 | PGAE | Citizen Solar B LLC | PHOTO VOLTAIC | SUN | NP15 | 2015-12-11 |  | CISO | PGAE
Participating Unit | N | Y | SCEC_1_PDRP100 | SCEC_1_PDRP100 | GEN | SCEC_1_PDRP100 | 2 |  | SCE | OHMCONNECT, INC. | OTHER | OTHER | SP15 |  |  | CISO | SCE
Participating Unit | N | N |  | SBERDO_2_REDLND | GEN | Redlands RT Solar | 2 | 2.5 | SCE | Southern California Edison Company | PHOTO VOLTAIC | SUN | SP15 | 2011-03-23 |  | CISO | SCE
Non-Participating | N | Y | MARVEL_2_MARBX2 | MARVEL_2_MARBT2 | GEN | Marvel | 162.5 | 162.5 |  | Desert Peak Energy Center, LLC | OTHER | LESR | SP15 |  |  | CISO | SCE
Participating Unit | N | N |  | STOREY_2_MDRCH4 | GEN | Madera Chowchilla 4 | 0.92 | 1 | PGAE | Madera Chowchilla Water and Power Authority | HYDRO | WATER | NP15 | 2016-07-19 |  | CISO | PGAE
Participating Unit | N | N |  | CAMLOT_2_SOLAR2 | GEN | Columbia Two | 15 | 15 | SCE | RE Columbia Two LLC | PHOTO VOLTAIC | SUN | SP15 | 2014-12-10 |  | CISO | SCE
Participating Unit | N | Y | DUANE_1_PL1X3 | DUANE_1_PL1X3 | GEN | DONALD VON RAESFELD POWER PROJECT | 147.8 |  | PGAE | City of Santa Clara DBA Silicon Valley Power (MSS Agreement - S14) | COMBINED CYCLE | NATURAL GAS | NP15 | 2005-03-24 |  | CISO | NCPA
Non-Participating | N | Y | COLVIL_7_PL1X2 | COLVIL_7_UNIT 1 | GEN | COLLIERVILLE HYDRO UNIT 1 | 126.5 | 126.5 |  | NCPA (MSS Agreement - S14) | HYDRO | WATER | NP15 |  |  | CISO | NCPA
Non-Participating | N | Y | DRUM_7_PL3X4 | DRUM_7_UNIT 3 | GEN | Drum PH 1 Unit 3 | 12.9 | 12.9 |  | Pacific Gas & Electric Company | HYDRO | WATER | NP15 |  |  | CISO | PGAE
Participating Unit | Y | N |  | NZWIND_6_WDSTR3 | GEN | Windstream 6041 | 3.86 | 6 | SCE | Windstream Operations, LLC | WIND | WIND | SP15 | 2014-11-30 |  | CISO | SCE
Participating Unit | N | Y | CARBOU_7_PL2X3 | CARBOU_7_PL2X3 | GEN | CARIBOU PH 1 UNIT 2 & 3 AGGREGATE | 49 |  | PGAE | Pacific Gas & Electric Company | HYDRO | WATER | NP15 | 1921-01-01 |  | CISO | PGAE
Participating Unit | N | N |  | BEJNLS_5_BV2SCEDYN | TG | Broadview 2 | 167 |  | SCE | WILLOWBEACH | WIND | WIND | SP15 | 2017-01-27 |  | AZPS | SCE
Participating Unit | N | Y | AQUAWS_2_AQWSR1 | AQUAWS_2_AQWSR1 | GEN | Aquamarine Westside | 250 |  | PGAE | Aquamarine Westside, LLC | PHOTO VOLTAIC | SUN | NP15 | 2021-12-08 |  | CISO | PGAE
Participating Unit | N | N |  | GIFENS_6_BUGSL1 | GEN | Burford Giffen | 20 | 20 | PGAE | Giffen Solar Park LLC | PHOTO VOLTAIC | SUN | NP15 | 2017-06-16 |  | CISO | PGAE
Participating Unit | N | N |  | CMBLND_2_DS2SR2 | GEN | Daggett 2 b PV | 65 | 65 | SCE | Daggett Solar Power 2 LLC | PHOTO VOLTAIC | SUN | SP15 |  |  | CISO | SCE
Participating Unit | N | N |  | TEHAPI_2_WIND2 | GEN | Wind Wall Monolith 2 | 23.66 | 22.5 | SCE | Wind Wall 1 | WIND | WIND | SP15 | 2021-03-30 |  | CISO | SCE
Participating Unit | N | N |  | SLATE_2_SLASR1 | GEN | Slate | 50.5 | 50.5 | PGAE | RE Slate 1, LLC | PHOTO VOLTAIC | SUN | NP15 | 2021-11-12 |  | CISO | PGAE
Participating Unit | Y | N |  | MOORPK_6_QF | GEN | MOORPARK QFS | 0.8 | 35.8 | SCE | Southern California Edison Company | OTHER | OTHER | SP15 | 1976-01-01 |  | CISO | SCE
Participating Unit | N | N |  | CAMPFW_7_FARWST | GEN | CAMP FAR WEST HYDRO | 6.8 | 7.9 | PGAE | South Sutter Water District | HYDRO | WATER | NP15 | 1985-01-01 |  | CISO | PGAE
Participating Unit | N | N |  | REDMAN_6_AVSSR1 | GEN | Antelope Valley Solar | 3 | 3 | SCE | AVS Phase 2, LLC | PHOTO VOLTAIC | SUN | SP15 | 2019-02-04 |  | CISO | SCE
Participating Unit | N | N |  | GOLETA_6_ELLWOD | GEN | ELLWOOD ENERGY SUPPORT FACILITY | 54 | 56 | SCE | GenOn California South, LP | COMBUSTION TURBINE | NATURAL GAS | SP15 | 1998-04-29 |  | CISO | SCE
Participating Unit | N | N |  | ALTA3A_2_CPCE8 | GEN | Alta Wind 8 | 150 | 150 | SCE | Alta Interconnection Management II, LLC | WIND | WIND | SP15 | 2012-02-01 |  | CISO | SCE
Participating Unit | N | Y | PGF1_2_PDRP116 | PGF1_2_PDRP116 | GEN | VLTS_PDR_PGF1_04 | 9.9 |  | PGAE | Voltus, Inc. | OTHER | OTHER | NP15 |  |  | CISO | PGAE
Participating Unit | N | Y | SCEC_1_PDRP111 | SCEC_1_PDRP111 | GEN | SCEC_1_PDRP111 | 0.99 |  | SCE | Leapfrog Power, inc. | OTHER | OTHER | SP15 |  |  | CISO | SCE
Participating Unit | N | Y | SCEW_2_PDRP118 | SCEW_2_PDRP118 | GEN | SCEW_2_PDRP118 | 0.99 |  | SCE | Leapfrog Power, Inc. | OTHER | OTHER | SP15 |  |  | CISO | SCE
Non-Participating | N | Y | LECEF_1_UNITS | LECEF_1_CGT 1 | GEN | LOS ESTEROS ENERGY FACILITY CTG 1 | 49.9 | 49.9 |  | Los Esteros Critical Energy Facility, LLC | COMBUSTION TURBINE | NATURAL GAS | NP15 |  |  | CISO | PGAE
Non-Participating | N | Y | SANDLT_2_SUNITS | SANDLT_2_STGA | GEN | SANDLT_2_STGA | 137.5 | 137.5 |  | Abengoa Solar LLC | STEAM | SUN | SP15 |  |  | CISO | SCE
Participating Unit | N | N |  | USWND2_1_WIND1 | GEN | Golden Hills A | 42.96 | 43 | PGAE | Golden Hills Wind, LLC | WIND | WIND | NP15 | 2015-12-18 |  | CISO | PGAE
Participating Unit | N | N |  | ALMASL_2_GS6SR6 | GEN | Almasol Generating Station 6 | 100 | 100 | SCE | Maverick Solar 6, LLC | PHOTO VOLTAIC | SUN | SP15 | 2021-10-22 |  | CISO | SCE
Participating Unit | N | Y | PGF1_2_PDRP101 | PGF1_2_PDRP101 | GEN | PGF1_2_PDRP101 | 0.51 |  | PGAE | eMotorwerks | OTHER | OTHER | NP15 |  |  | CISO | PGAE
Participating Unit | N | N |  | OASIS_6_LPPSR1 | GEN | Lancaster Psomas PV | 3 | 3 | SCE | PsomasFMG Lancaster Solar CREST, LLC. | PHOTO VOLTAIC | SUN | SP15 | 2022-07-25 |  | CISO | SCE
Participating Unit | N | N |  | SNCLRA_2_VESBT1 | GEN | Ventura Energy Storage | 100 | 100 | SCE | Ventura Energy Storage, LLC | OTHER | LESR | SP15 | 2021-04-20 |  | CISO | SCE
Non-Participating | N | Y | BIGCRK_2_EXESWD | MAMMTH_7_UNIT 2 | GEN | MAMMOTH POOL UNIT 2 | 95 | 95 |  | Southern California Edison Company | HYDRO | WATER | SP15 |  |  | CISO | SCE
Non-Participating | N | Y | BLM_2_UNITS | BLM W_2_UNIT 9 | GEN | COSO ENERGY DEVELOPERS - BLM WEST UNIT 9 | 24 | 24 |  |  |  |  | SP15 |  |  | CISO | SCE
Participating Unit | N | Y | SUNSHN_2_LNDFL | SUNSHN_2_LNDFL | GEN | Sunshine Gas Producers | 20 |  | SCE | Sunshine Gas Producers, L.L.C. | COMBUSTION TURBINE | BIOGAS | SP15 | 2014-09-01 |  | CISO | SCE
Participating Unit | N | N |  | HENRTS_1_SOLAR | GEN | Henrietta Solar Project | 100 | 102 | PGAE | Parrey, LLC | PHOTO VOLTAIC | SUN | NP15 | 2016-08-19 |  | CISO | PGAE
Participating Unit | Y | N |  | HIGGNS_1_COMBIE | GEN | Combie South | 1.5 | 1.5 | PGAE | Nevada Irrigation District | HYDRO | WATER | NP15 | 2020-05-05 |  | CISO | PGAE
Participating Unit | Y | Y | BLM_2_UNITS | BLM_2_UNITS | GEN | BLM EAST Facility | 72 |  | SCE | Coso Energy Developers | STEAM | GEOTHERMAL | SP15 | 1988-12-05 |  | CISO | SCE
Participating Unit | N | N |  | HIGHDS_2_H5SSR1 | GEN | High 5 Solar | 100 | 100 | SCE | HDSI, LLC | PHOTO VOLTAIC | SUN | SP15 | 2021-08-09 |  | CISO | SCE
Participating Unit | Y | Y | SHELRF_1_UNITS | SHELRF_1_UNITS | GEN | SHELL OIL REFINERY AGGREGATE | 100 |  | PGAE | Martinez Refining Company-Division of Equilon Enterprises, LLC | COMBINED CYCLE | NATURAL GAS | NP15 | 1995-01-01 |  | CISO | PGAE
Non-Participating | N | Y | ELSEGN_2_UN2021 | ELSEGN_2_UNIT20 | GEN | El Segundo Energy Center Unit 8 | 90.5 | 90.5 |  | El Segundo Energy Center LLC | COMBINED CYCLE | NATURAL GAS | SP15 |  |  | CISO | SCE
Non-Participating | N | Y | SUNSHN_2_LNDFL | SUNSHN_2_LNDFL3 | GEN | SUNSHN_2_LNDFL3 | 4.6 | 4.6 |  | Sunshine Gas Producers, L.L.C. Unit 3 | COMBUSTION TURBINE | BIOGAS | SP15 |  |  | CISO | SCE
Participating Unit | N | N |  | BALCHS_7_UNIT 1 | GEN | BALCH 1 PH UNIT 1 | 31 | 34 | PGAE | Pacific Gas & Electric Company | HYDRO | WATER | NP15 | 1927-01-01 |  | CISO | PGAE
Participating Unit | N | N |  | RTEDDY_2_SRXSR4 | GEN | Rosamond West Solar Rosie X | 13.6 | 13.6 | SCE | Golden Fields Solar III, LLC | PHOTO VOLTAIC | SUN | SP15 | 2020-12-21 |  | CISO | SCE
Participating Unit | N | N |  | OASIS_6_VINSR1 | GEN | Vinam | 1.5 | 1.5 | SCE | TerraForm Phoenix I CD Holdings, LLC | PHOTO VOLTAIC | SUN | SP15 |  |  | CISO | SCE
Participating Unit | N | Y | TIGRCK_7_UNITS | TIGRCK_7_UNITS | GEN | TIGER CREEK HYDRO AGGREGATE | 62 |  | PGAE | Pacific Gas & Electric Company | HYDRO | WATER | NP15 | 1931-01-01 |  | CISO | PGAE
Participating Unit | N | N |  | GRADYW_5_GDYWD1 | TG | Grady Wind | 200 | 220.5 | SCE | WILLOWBEACH | WIND | WIND | SP15 | 2019-08-01 |  | AZPS | SCE
Participating Unit | N | N |  | ARVINN_6_ORION1 | GEN | Orion 1 Solar | 12 | 12 | PGAE | Orion Solar I, LLC; Orion Solar II, LLC | PHOTO VOLTAIC | SUN | ZP26 | 2014-06-26 |  | CISO | PGAE
Non-Participating | N | Y | SUNRIS_2_PL1X3 | SUNRIS_2_UNIT 1 | GEN | Sunrise Power Project Unit 1 | 164 | 164 |  | Sunrise Power Company | COMBUSTION TURBINE | NATURAL GAS | ZP26 |  |  | CISO | PGAE
Participating Unit | Y | N |  | IGNACO_1_QF | GEN | SMALL QF AGGREGATION - VALLEJO/DINSMORE | 0.5 | 1 | PGAE | Pacific Gas & Electric Company | OTHER | OTHER | NP15 | 1985-01-01 |  | CISO | PGAE
Participating Unit | Y | N |  | UNCHEM_1_UNIT | GEN | CONTRA COSTA CARBON PLANT | 19 | 20 | PGAE | Phillips 66 Company | STEAM | COAL | NP15 | 1983-01-01 |  | CISO | PGAE
Participating Unit | N | N |  | SHANDN_2_SBBBM1 | GEN | San Bernardino Biogas | 2.6 | 2.6 | SCE | Organic Energy Solutions LLC | RECIPROCATING ENGINE | BIOMASS | SP15 |  |  | CISO | SCE
Participating Unit | N | N |  | WALCRK_2_CTG5 | GEN | Walnut Creek Energy Park Unit 5 | 96.65 | 102.5 | SCE | Walnut Creek Energy, LLC | COMBUSTION TURBINE | NATURAL GAS | SP15 | 2013-04-30 |  | CISO | SCE
Participating Unit | N | Y | SCEW_2_PDRP105 | SCEW_2_PDRP105 | GEN | SCEW_2_PDRP105 | 2 |  | SCE | OHMCONNECT, INC. | OTHER | OTHER | SP15 |  |  | CISO | SCE
Participating Unit | N | Y | SCEC_1_PDRP178 | SCEC_1_PDRP178 | GEN | SCEC_1_PDRP178 | 0.99 |  | SCE | Leapfrog Power, Inc. | OTHER | OTHER | SP15 |  |  | CISO | SCE
Non-Participating | N | Y | ATHOS_5_AP1X2 | ATHOS_5_AP1SR1 | GEN | Athos Power Plant | 125 | 125 |  | SE Athos I, LLC | PHOTO VOLTAIC | SUN | SP15 |  |  | CISO | SCE
Non-Participating | N | Y | SLUISP_2_UNITS | SLUISP_2_UNIT 2 | GEN | San Luis P-G Unit 2 | 53 | 53 | PGAE | California Dept. of Water Resources | PUMPED STORAGE | WATER | NP15 |  |  | CISO | PGAE
Participating Unit | N | N |  | ALTA6E_2_WIND10 | GEN | Alta Wind 10 | 134.84 | 138 | SCE | Alta Interconnection Management III, LLC | WIND | WIND | SP15 | 2014-03-13 |  | CISO | SCE
Participating Unit | N | Y | DMDVLY_1_UNITS | DMDVLY_1_UNITS | GEN | DIAMOND VALLEY LAKE PUMP-GEN PLANT | 21 |  | SCE | Metropolitan Water District of Southern California (MWD) | HYDRO | WATER | SP15 | 2001-01-01 |  | CISO | SCE
Participating Unit | N | N |  | RVSIDE_2_RERCU3 | GEN | Riverside Energy Res. Ctr Unit 3 | 49 | 71 | SCE | City of Riverside (MSSA) | COMBUSTION TURBINE | NATURAL GAS | SP15 | 2011-04-01 |  | CISO | RVSD
Non-Participating | N | Y | OBERON_5_O1BBX2 | OBERON_5_O1BBT1 | GEN | Oberon 1 BESS | 62.5 | 62.5 | SCE | IP Oberon BESS, LLC | OTHER | LESR | SP15 |  |  | CISO | SCE
Participating Unit | Y | N |  | COLPIN_6_COLLNS | GEN | Collins Pine | 3.3 | 3.3 | PGAE | Collins Pine Company | STEAM | BIOMASS | NP15 | 2021-11-19 |  | CISO | PGAE
Participating Unit | N | N |  | DELAMO_2_SOLAR6 | GEN | Freeway Springs | 2 | 2 | SCE | Freeway Springs, LLC | PHOTO VOLTAIC | SUN | SP15 | 2017-01-25 |  | CISO | SCE
Participating Unit | N | Y | SCEC_1_PDRP159 | SCEC_1_PDRP159 | GEN | SCEC_1_PDRP159 | 0.99 |  | SCE | Leapfrog Power, Inc. | OTHER | OTHER | SP15 |  |  | CISO | SCE
Participating Unit | N | N |  | HOOVER_2_SCEPT | TG | Hoover DAM - SCE Share | 287 | 288 | SCE | MEAD230 | HYDRO | WATER | SP15 | 2023-01-25 |  | WALC | SCE
Non-Participating | N | Y | LODIEC_2_PL1X2 | LODIEC_2_STG | GEN | Lodi Energy Center | 116.9 | 116.9 |  | Northern California Power Agency | STEAM | NATURAL GAS | NP15 |  |  | CISO | PGAE
Non-Participating | N | Y | LEBECS_2_UNITS | LEBECS_7_CTG1 | GEN | CC Power Block 1 CTG1 | 198.9 | 198.9 |  | Pastoria Energy Facility | COMBUSTION TURBINE | NATURAL GAS | SP15 |  |  | CISO | SCE
Participating Unit | Y | N |  | BIOMAS_1_UNIT 1 | GEN | WOODLAND BIOMASS | 25.5 | 28.8 | PGAE | Woodland Biomass Power, Ltd. | STEAM | BIOMASS | NP15 | 1989-08-31 |  | CISO | PGAE
Participating Unit | N | N |  | RTREE_2_WIND2 | GEN | Rising Tree 2 | 19.8 | 19.8 | SCE | Rising Tree Wind Farm II LLC | WIND | WIND | SP15 | 2015-01-12 |  | CISO | SCE
Participating Unit | N | N |  | PEARBL_2_NSPIN | GEN | PEARBL_2_NSPIN | 118 | 151.2 | SCE | California Dept. of Water Resources | PUMP | WATER | SP15 |  |  | CISO | CWRS
Participating Unit | N | N |  | LITLRK_6_SEPV01 | GEN | Gestamp Solar 1 | 2 | 2 | SCE | SEPV1, LLC | PHOTO VOLTAIC | SUN | SP15 | 2012-05-08 |  | CISO | SCE
Participating Unit | N | N |  | CONTRL_1_CASAD3 | GEN | Mammoth G3 | 14 | 14 | SCE | Mammoth One LLC | OTHER | GEOTHERMAL | SP15 | 2013-04-01 |  | CISO | SCE
Participating Unit | N | Y | SCEC_1_PDRP153 | SCEC_1_PDRP153 | GEN | SCEC_1_PDRP153 | 0.99 |  | SCE | Leapfrog Power, Inc. | OTHER | OTHER | SP15 |  |  | CISO | SCE
Non-Participating |  | Y | CALGEN_1_UNITS | CALGEN_1_UNIT 2 | GEN | CALGEN_1_UNIT 2 | 32.2 | 32.2 |  |  |  |  | SP15 |  |  | CISO | SCE
Participating Unit | N | N |  | KNGBRD_2_SOLAR1 | GEN | Kingbird Solar A | 20 | 20 | SCE | Kingbird Solar A, LLC | PHOTO VOLTAIC | SUN | SP15 | 2016-04-30 |  | CISO | SCE
Participating Unit | N | Y | SCEC_1_PDRP110 | SCEC_1_PDRP110 | GEN | SCEC_1_PDRP110 | 9.99 |  | SCE | Leapfrog Power, inc. | OTHER | OTHER | SP15 |  |  | CISO | SCE
Participating Unit | N | Y | SCEC_1_PDRP139 | SCEC_1_PDRP139 | GEN | SCEC_1_PDRP139 | 0.99 |  | SCE | Leapfrog Power, Inc. | OTHER | OTHER | SP15 |  |  | CISO | SCE
Non-Participating | N | Y | BIGCRK_2_EXESWD | BGCRK1_7_UNIT 2 | GEN | BIG CREEK PH 1 UNIT 2 | 15.8 | 15.8 |  | Southern California Edison Company | HYDRO | WATER | SP15 |  |  | CISO | SCE
Participating Unit | N | N |  | JOANEC_2_STABT2 | GEN | Santa Ana Storage 2 | 20 | 20 | SCE | Johanna Energy Center, LLC | OTHER | LESR | SP15 | 2022-06-06 |  | CISO | SCE
Participating Unit | N | N |  | TECOLOTE_3_WBDYN | TG | TECOLOTE WIND | 271.68 |  | SCE | WILLOWBEACH | WIND | WIND | SP15 | 2021-12-01 |  | PNM | SCE
Participating Unit | Y | N |  | NGILAA_5_SDGDYN | TG | NGILAA_5_SDGDYN | 55 |  | SCE | NRTHGILA500 | COMBINED CYCLE | NATURAL GAS | SP15 |  |  | AZPS | SDGE
Participating Unit | N | N |  | DELSUR_6_DRYFRB | GEN | Dry Farm Ranch B | 5 | 5 | SCE | FTS Master Tenant 1, LLC | PHOTO VOLTAIC | SUN | SP15 | 2014-11-21 |  | CISO | SCE
Participating Unit | N | N |  | MCARTH_6_FRIVRB | GEN | Fall River Mills Project B | 1.5 | 1.5 | PGAE | Ignite Solar Holdings 1, LLC | PHOTO VOLTAIC | SUN | NP15 | 2014-03-05 |  | CISO | PGAE
Participating Unit | Y | N |  | FMEADO_6_HELLHL | GEN | FMEADO_6_HELLHL | 0.6 | 0.5 | PGAE | Placer County Water Agency | HYDRO | WATER | NP15 | 1983-04-30 |  | CISO | PGAE
Participating Unit | N | N |  | DTCHWD_2_BT3WND | GEN | Brookfield Tehachapi 3 | 4.5 | 4.5 | SCE | Coram Energy LLC | WIND | WIND | SP15 | 2016-04-22 |  | CISO | SCE
Participating Unit | N | N |  | OLDRIV_6_BIOGAS | GEN | Bidart Old River 1 | 2 | 2 | PGAE | ABEC Bidart-Old River LLC | RECIPROCATING ENGINE | BIOGAS | ZP26 | 2014-03-10 |  | CISO | PGAE
Participating Unit | N | N |  | BIGCRK_7_DAM7 | GEN | DAM 7 AT BIG CREEK (FISHWATER GEN) | 0.3 | 0.3 | SCE | Southern California Edison Company | HYDRO | WATER | SP15 | 1986-01-01 |  | CISO | SCE
Participating Unit | N | N |  | SPAULD_6_UNIT 3 | GEN | SPAULDING HYDRO PH 3 UNIT | 6.5 | 6.5 | PGAE | Pacific Gas & Electric Company | HYDRO | WATER | NP15 | 1928-01-01 |  | CISO | PGAE
Participating Unit | Y | N |  | SAUGUS_6_QF | GEN | SAUGUS QFS | 2.19 | 8.9 | SCE | Southern California Edison Company | OTHER | OTHER | SP15 | 1987-01-01 |  | CISO | SCE
Participating Unit | N | N |  | RATSKE_2_NROSR1 | GEN | North Rosamond Solar | 150 | 150 | SCE | North Rosamond Solar, LLC | PHOTO VOLTAIC | SUN | SP15 | 2019-06-11 |  | CISO | SCE
Non-Participating | N | Y | HUMBPP_6_UNITS | HUMBPP_6_UNITS2 | GEN | Humboldt Bay Generating Station 2 | 83.2 | 83.2 | PGAE | Pacific Gas & Electric Company | RECIPROCATING ENGINE | NATURAL GAS | NP15 |  |  | CISO | PGAE
Non-Participating | N | Y | BLM_2_UNITS | BLM E_2_UNIT 8 | GEN | COSO ENERGY DEVELOPERS - BLM EAST UNIT 8 | 24 | 24 |  |  |  |  | SP15 |  |  | CISO | SCE
Participating Unit | N | N |  | MARTIN_1_SUNSET | GEN | Sunset Reservoir - North Basin | 4.5 | 4.5 | PGAE | RE SFCity1, LP | PHOTO VOLTAIC | SUN | NP15 | 2010-10-29 |  | CISO | PGAE
Non-Participating | N | Y | KELSO_2_UNITS | KELSO_2_GTG6 | GEN | Mariposa Energy Project | 49.4 | 49.4 |  | Pacific Gas & Electric Company | COMBUSTION TURBINE | NATURAL GAS | NP15 |  |  | CISO | PGAE
Participating Unit | N | N |  | FRIANT_6_UNITS | GEN | FRIANT DAM | 25 | 34.7 | PGAE | Friant Power Authority | HYDRO | WATER | NP15 | 2016-03-01 |  | CISO | PGAE
Participating Unit | N | Y | SCEW_2_PDRP122 | SCEW_2_PDRP122 | GEN | SCEW_2_PDRP122 | 9.99 |  | SCE | Leapfrog Power, Inc. | OTHER | OTHER | SP15 |  |  | CISO | SCE
Participating Unit | N | N |  | CLOVDL_1_SOLAR | GEN | Cloverdale Solar I | 1.5 | 1.5 | PGAE | GLT Cloverdale Solar, LLC | PHOTO VOLTAIC | SUN | NP15 | 2014-06-26 |  | CISO | PGAE
Participating Unit | N | N |  | JOHANN_2_T1BBT1 | GEN | Titanium 1 BESS | 1.4 | 1.4 | SCE | Southern California Edison Company | OTHER | LESR | SP15 |  |  | CISO | SCE
Non-Participating | N | Y | BRODIE_2_WIND | BRODIE_2_WIND2 | GEN | Coram Brodie Wind Project Section 15 | 24 | 24 |  | Southern California Edison Company | WIND | WIND | SP15 |  |  | CISO | SCE
Participating Unit | N | N |  | BIGSKY_2_SOLAR6 | GEN | Solverde 1 | 85 | 85 | SCE | Solverde 1, LLC | PHOTO VOLTAIC | SUN | SP15 | 2016-12-17 |  | CISO | SCE
Participating Unit | N | N |  | INTMNT_3_ANAHEIM | TG | Intermountain Power Project | 234 |  | SCE | IPP | STEAM | COAL | SP15 |  |  | LADWP | SCE
Participating Unit | N | N |  | ORMOND_7_UNIT 2 | GEN | ORMOND BEACH GEN STA. UNIT 2 | 750 | 750 | SCE | NRG California South LP | STEAM | NATURAL GAS | SP15 | 1971-01-01 |  | CISO | SCE
Participating Unit | N | Y | ATHOS_5_AP1X2 | ATHOS_5_AP1X2 | GEN | Athos Power Plant | 250 |  | SCE | SE Athos I, LLC | PHOTO VOLTAIC | SUN | SP15 | 2022-05-13 |  | CISO | SCE
Participating Unit | N | Y | CENTRY_6_PL1X4 | CENTRY_6_PL1X4 | GEN | CENTURY GENERATING PLANT (AGGREGATE) | 41.4 |  | SCE | Colton Power, LP | FTUR | NATURAL GAS | SP15 | 2001-09-17 |  | CISO | SCE
Non-Participating | N | Y | SOLBLU_2_WSBSX2 | SOLBLU_2_WSBSR2 | GEN | Westlands Solar Blue | 125 | 125 | PGAE | Westlands Solar Blue, LLC | PHOTO VOLTAIC | SUN | ZP26 |  |  | CISO | PGAE
Participating Unit | N | N |  | SMYRNA_1_DL1SR1 | GEN | Delano Land 1 | 1 | 1 | PGAE | Delano PV 1, LLC | PHOTO VOLTAIC | SUN | ZP26 | 2017-12-28 |  | CISO | PGAE
Participating Unit | N | N |  | LOWGAP_7_QFUNTS | GEN | Matthews Dam Hydro | 1.35 | 3.5 | PGAE | Humboldt Bay Municipal Water District | HYDRO | WATER | NP15 | 2017-05-10 |  | CISO | PGAE
Participating Unit | N | N |  | REDOND_7_UNIT 8 | GEN | REDONDO GEN STA. UNIT 8 | 480 | 480 | SCE | AES Redondo Beach | STEAM | NATURAL GAS | SP15 | 1967-01-01 |  | CISO | SCE
Participating Unit | N | N |  | HINSON_6_LBECH3 | GEN | Long Beach Unit 3 | 63 | 70 | SCE | Long Beach Generation LLC | FTUR | NATURAL GAS | SP15 | 2007-08-01 |  | CISO | SCE
Participating Unit | N | N |  | OCTILO_5_WIND | GEN | Ocotillo Wind Energy Facility | 265 | 265 | SDGE | Ocotillo Express LLC | WIND | WIND | SP15 | 2013-07-30 |  | CISO | SDGE
Participating Unit | N | N |  | JANCRK_6_RCABT1 | GEN | Redwood Coast Airport Microgrid | 1.75 | 1.8 | PGAE | Redwood Coast Energy Authority | OTHER | HYBD | NP15 | 2021-12-22 |  | CISO | PGAE
Participating Unit | N | Y | DSRTSN_2_SOLAR2 | DSRTSN_2_SOLAR2 | GEN | Desert Sunlight 250 | 250 |  | SCE | Desert Sunlight Holdings, LLC | PHOTO VOLTAIC | SUN | SP15 | 2013-10-12 |  | CISO | SCE
Non-Participating | N | Y | KRAMER_1_R1PX3 | KRAMER_1_R1PSR2 | GEN | Resurgence 1 PV | 30 | 30 |  | Resurgence Solar I, LLC | PHOTO VOLTAIC | SUN | SP15 |  |  | CISO | SCE
Participating Unit | N | Y | ALAMIT_2_PL1X3 | ALAMIT_2_PL1X3 | GEN | Alamitos Energy Center Unit 7 | 674.7 |  | SCE | AES Alamitos Energy LLC | COMBINED CYCLE | NATURAL GAS | SP15 | 2020-02-06 |  | CISO | SCE
Non-Participating | N | Y | SLUISP_2_UNITS | SLUISP_2_UNIT 3 | GEN | San Luis P-G Unit 3 | 53 | 53 | PGAE | California Dept. of Water Resources | PUMPED STORAGE | WATER | NP15 |  |  | CISO | PGAE
Non-Participating | N | Y | SLSTR1_2_SOLAR1 | SLSTR1_2_SOLR1A | GEN | Solar Star 1 | 151.5 | 151.5 |  | Southern California Edison Company | PHOTO VOLTAIC | SUN | SP15 |  |  | CISO | SCE
Participating Unit | N | N |  | CRNEVL_6_CRNVA | GEN | Crane Valley | 0.9 | 0.9 | PGAE | Pacific Gas & Electric Company | HYDRO | WATER | NP15 | 1919-01-01 |  | CISO | PGAE
Non-Participating | N | Y | ELECTR_7_PL1X3 | ELECTR_7_UNIT 3 | GEN | ELECTRA UNIT 3 | 38.1 | 38.1 |  | Pacific Gas & Electric Company | HYDRO | WATER | NP15 |  |  | CISO | PGAE
Participating Unit | N | N |  | ARLINT_5_SCEDYN | TG | Arlington Valley CC | 565 |  | SCE | PVWEST | COMBINED CYCLE | NATURAL GAS | SP15 |  |  | AZPS | SCE
Participating Unit | N | N |  | BIGSKY_2_SOLAR5 | GEN | Big Sky Solar 2 | 5 | 5 | SCE | Antelope DSR 2, LLC | PHOTO VOLTAIC | SUN | SP15 | 2016-11-30 |  | CISO | SCE
Non-Participating | N | Y | HNTGBH_2_PL1X3 | HNTGBH_7_STG1S | GEN | HNTGBH_7_STG1S | 241.5 | 241.5 |  | AES Huntington Beach Energy LLC | COMBINED CYCLE | NATURAL GAS | SP15 |  |  | CISO | SCE
Participating Unit | N | N |  | CSTRVL_7_PL1X2 | GEN | Marina Land Fill Gas | 4.53 | 5 | PGAE | Monterey Regional Waste Management District | RECIPROCATING ENGINE | OTHER | NP15 | 2007-09-01 |  | CISO | PGAE
Participating Unit | N | N |  | FORKBU_6_UNIT | GEN | Forks of Butte Hydro | 14.3 | 14.4 | PGAE | Hypower, Inc. | HYDRO | WATER | NP15 | 2023-02-06 |  | CISO | PGAE
Participating Unit | N | N |  | VALLEY_5_REDMTN | GEN | MWD Red Mountain Hydroelectric Recovery | 5.9 | 5.9 | SCE | Metropolitan Water District of Southern California | HYDRO | WATER | SP15 | 1985-01-01 |  | CISO | SCE
Participating Unit | Y | N |  | ESCO_6_GLMQF | GEN | Goal Line Cogen | 49.9 | 49.9 | SDGE | Goal Line, L.P. | COMBUSTION TURBINE | NATURAL GAS | SP15 | 1994-01-01 |  | CISO | SDGE
Participating Unit | N | N |  | SMPRIP_1_SMPSON | GEN | Ripon Cogeneration Unit 1 | 46.05 | 56.9 | PGAE | AltaGas Ripon Energy Inc. | COMBUSTION TURBINE | NATURAL GAS | NP15 | 1988-04-19 |  | CISO | PGAE
Participating Unit | N | N |  | OMAR_2_UNIT 1 | GEN | KERN RIVER COGENERATION CO. UNIT 1 | 75 | 85 | SCE | Chevron Power Holdings, INC | FTUR | NATURAL GAS | SP15 | 1985-05-01 |  | CISO | SCE
Non-Participating | N | Y | BIGCRK_2_EXESWD | BGCRK3_7_UNIT 5 | GEN | BIG CREEK PH 3 UNIT 5 | 36.5 | 36.5 |  | Southern California Edison Company | HYDRO | WATER | SP15 |  |  | CISO | SCE
Participating Unit | N | N |  | GRIFFI_2_LSPDYN | TG | Griffith Energy | 570 |  | SCE | MEAD230 | COMBINED CYCLE | NATURAL GAS | SP15 |  |  | WALC | SCE
Participating Unit | Y | N |  | COVERD_2_HCKHY1 | GEN | HATCHET CREEK | 6.89 | 7 | PGAE | Mega Renewables | HYDRO | WATER | NP15 | 2017-06-01 |  | CISO | PGAE
Participating Unit | N | N |  | MAGNLA_6_ANAHEIM | TG | Magnolia Power Plant Anaheim | 109 |  | SCE | LUGO | COMBINED CYCLE | NATURAL GAS | SP15 | 2020-01-15 |  | LADWP | SCE
Participating Unit | N | N |  | DSFLWR_2_WS2SR1 | GEN | Willow Springs 2 | 100 | 100 | SCE | Willow Springs Solar, LLC | PHOTO VOLTAIC | SUN | SP15 | 2019-01-29 |  | CISO | SCE
Participating Unit | N | N |  | OTAY_6_ECVBT1 | GEN | EnerSmart Chula Vista 1 | 3 | 3 | SDGE | EnerSmart Chula Vista BESS LLC | OTHER | LESR | SP15 |  |  | CISO | SDGE
Participating Unit | N | N |  | PIOPIC_2_CTG1 | GEN | Pio Pico Unit 1 | 111.3 | 111.3 | SDGE | Pio Pico Energy Center | COMBUSTION TURBINE | NATURAL GAS | SP15 | 2016-11-03 |  | CISO | SDGE
Non-Participating |  | Y | STOILS_1_UNITS | STOILS_1_UNIT 2 | GEN | STOILS_1_UNIT 2 | 62.5 | 62.5 |  |  |  |  | NP15 |  |  | CISO | PGAE
Participating Unit | N | N |  | SLATE_2_SLASR3 | GEN | SLATE_3 | 67.5 | 67.5 | PGAE | RE Slate 1 LLC | OTHER | HYBD | NP15 | 2022-03-15 |  | CISO | PGAE
Non-Participating | N | Y | IVWEST_2_SOLAR1 | IVWEST_2_SOLR1B | GEN | IVWEST_2_SOLR1B | 75 | 75 |  | CSolar IV West, LLC | PHOTO VOLTAIC | SUN | SP15 |  |  | CISO | SDGE
Participating Unit | N | Y | PGEB_2_PDRP108 | PGEB_2_PDRP108 | GEN | PGEB | 0.18 |  | PGAE | Olivine, Inc. | OTHER | OTHER | NP15 |  |  | CISO | PGAE
Participating Unit | N | N |  | MSTANG_2_SOLAR3 | GEN | Mustang 3 | 40 | 40 | PGAE | RE Mustang 3 LLC | PHOTO VOLTAIC | SUN | NP15 | 2016-05-03 |  | CISO | PGAE
Participating Unit | N | Y | PGEB_2_PDRP104 | PGEB_2_PDRP104 | GEN | PGEB_2_PDRP104 | 0.99 |  | PGAE | Leapfrog Power, Inc. | OTHER | OTHER | NP15 |  |  | CISO | PGAE
Participating Unit | N | Y | SCEC_1_PDRP154 | SCEC_1_PDRP154 | GEN | SCEC_1_PDRP154 | 0.99 |  | SCE | Leapfrog Power, Inc. | OTHER | OTHER | SP15 |  |  | CISO | SCE
Non-Participating | N | Y | CENTRY_6_PL1X4 | CENTRY_6_GEN 1 | GEN | CENTURY GEN 1 | 10.8 | 10.8 |  | Colton Power, LP | COMBUSTION TURBINE | NATURAL GAS | SP15 |  |  | CISO | SCE
Non-Participating | N | Y | KRAMER_1_R1PX3 | KRAMER_1_R1PSR3 | GEN | Resurgence 1 PV | 30 | 30 |  | Resurgence Solar I, LLC | PHOTO VOLTAIC | SUN | SP15 |  |  | CISO | SCE
Participating Unit | Y | N |  | COVERD_2_RCKHY1 | GEN | ROARING CREEK | 2 | 2 | PGAE | Mega Renewables | HYDRO | WATER | NP15 | 2017-06-01 |  | CISO | PGAE
Participating Unit | N | Y | SCEW_2_PDRP187 | SCEW_2_PDRP187 | GEN | SCEW | 0.32 |  | SCE | Olivine, Inc. | OTHER | OTHER | SP15 |  |  | CISO | SCE
Non-Participating | N | Y | DMDVLY_1_UNITS | DMDVLY_1_GEN 8 | GEN | Diamond Valley Unit 8 | 3.3 | 3.3 |  | Metropolitan Water District of Southern California (MWD) | HYDRO | WATER | SP15 |  |  | CISO | SCE
Participating Unit | N | N |  | CHINO_2_SOLAR2 | GEN | Kona Solar - Terra Francesca | 1.49 | 1.5 | SCE | Kona Solar, LLC | PHOTO VOLTAIC | SUN | SP15 | 2015-04-13 |  | CISO | SCE
Participating Unit | Y | N |  | MURRAY_6_UNIT | GEN | Grossmont Hospital | 4.12 | 4.6 | SDGE | Grossmont Hospital Corp | FTUR | NATURAL GAS | SP15 | 2016-12-16 |  | CISO | SDGE
Non-Participating | N | Y | SPAULD_6_UNIT12 | SPAULD_6_UNIT 2 | GEN | SPAULDING HYDRO PH 2 UNIT | 4.4 | 4.4 |  | Pacific Gas & Electric Company | HYDRO | WATER | NP15 |  |  | CISO | PGAE
Participating Unit | N | N |  | IVANPA_1_UNIT1 | GEN | Ivanpah 1 | 126 | 126 | SCE | Solar Partners II, LLC | STEAM | SUN | SP15 | 2013-11-17 |  | CISO | SCE
Non-Participating | N | Y | NHOGAN_6_UNITS | NHOGAN_6_UNIT 2 | GEN | NEW HOGAN PH UNIT 2 | 1.1 | 1.1 |  |  |  |  | NP15 |  |  | CISO | PGAE
Participating Unit | N | N |  | AGUCAL_5_SOLAR1 | GEN | Agua Caliente Solar | 290 | 290 | SDGE | Agua Caliente Solar, LLC | PHOTO VOLTAIC | SUN | SP15 | 2014-06-10 |  | CISO | SDGE
Participating Unit | N | Y | KRAMER_1_R1PX3 | KRAMER_1_R1PX3 | GEN | Resurgence 1 PV | 90 |  | SCE | Resurgence Solar I, LLC | PHOTO VOLTAIC | SUN | SP15 |  |  | CISO | SCE
Participating Unit | N | N |  | KNGBRG_1_KBSLR2 | GEN | Kingsburg2 | 1.5 | 1.5 | PGAE | Tulare PV II, LLC | PHOTO VOLTAIC | SUN | NP15 | 2013-12-06 |  | CISO | PGAE
Non-Participating | N | Y | HYTTHM_2_UNITS | HYATT_2_UNIT 2 | GEN | Edward Hyatt P-G Unit 2 | 132.2 | 132.2 |  | California Dept. of Water Resources | HYDRO | WATER | NP15 |  |  | CISO | CWRP
Participating Unit | N | N |  | VERNON_6_GONZL2 | GEN | H. Gonzales Unit #2 | 5.75 | 5.5 | SCE | City of Vernon | FTUR | NATURAL GAS | SP15 | 2013-06-13 |  | CISO | VERN
Participating Unit | N | N |  | MOJAVW_2_SOLAR | GEN | Mojave West | 20 | 20 | SCE | SEPV Mojave West, LLC | PHOTO VOLTAIC | SUN | SP15 | 2016-06-15 |  | CISO | SCE
Participating Unit | N | N |  | ETIWND_2_RTS015 | GEN | SPVP015 | 3 | 3 | SCE | Southern California Edison | PHOTO VOLTAIC | SUN | SP15 | 2013-01-15 |  | CISO | SCE
Participating Unit | N | N |  | KANSAS_6_SOLAR | GEN | RE Kansas South | 20 | 20 | PGAE | Solar Kansas South LLC | PHOTO VOLTAIC | SUN | NP15 | 2013-06-06 |  | CISO | PGAE
Participating Unit | N | N |  | ELDORO_7_UNIT 2 | GEN | El Dorado Unit 2 | 11 | 10.5 | PGAE | El Dorado Irrigation District | HYDRO | WATER | NP15 | 2005-05-21 |  | CISO | PGAE
Participating Unit | N | N |  | PEASE_1_TBEBT1 | GEN | Tierra Buena Energy Storage | 6 | 6 | PGAE | VESI 10 LLC | OTHER | LESR | NP15 | 2022-06-01 |  | CISO | PGAE
Participating Unit | N | N |  | ETIWND_2_RTS023 | GEN | SPVP023 Fontana RT Solar | 2.5 | 2.5 | SCE | Southern California Edison | PHOTO VOLTAIC | SUN | SP15 | 2013-01-16 |  | CISO | SCE
Participating Unit | N | N |  | RVSIDE_2_RERCU4 | GEN | Riverside Energy Res. Ctr Unit 4 | 49 | 71.2 | SCE | City of Riverside (MSSA) | COMBUSTION TURBINE | NATURAL GAS | SP15 | 2011-04-01 |  | CISO | RVSD
Non-Participating | N | Y | GENESI_2_STG | GENESI_2_STG2 | GEN | Genesis McCoy Solar Project | 140 | 140 |  | Southern California Edison Company | STEAM | SUN | SP15 |  |  | CISO | SCE
Participating Unit | N | N |  | WHTWTR_1_WINDA1 | GEN | Whitewater Hill Wind Project | 61.5 | 61.5 | SCE | Whitewater Hill Wind Partners, LLC | WIND | WIND | SP15 | 2002-08-31 |  | CISO | SCE
Participating Unit | N | Y | MDFKRL_2_PROJCT | MDFKRL_2_PROJCT | GEN | MIDDLE FORK AND RALSTON PSP | 210 |  | PGAE | Placer County Water Agency | HYDRO | WATER | NP15 | 1966-01-01 |  | CISO | PGAE
Participating Unit | N | N |  | MIRLOM_2_LNDFL | GEN | Milliken Landfill Solar | 3 | 3 | SCE | PVN Milliken, LLC | PHOTO VOLTAIC | SUN | SP15 | 2017-06-23 |  | CISO | SCE
Participating Unit | N | Y | SCEC_1_PDRP161 | SCEC_1_PDRP161 | GEN | SCEC_1_PDRP161 | 9.99 |  | SCE | Leapfrog Power, Inc. | OTHER | OTHER | SP15 |  |  | CISO | SCE
Participating Unit | N | N |  | PRCTVY_1_MIGBT1 | GEN | Miguel BESS | 2 | 2 | SDGE | San Diego Gas and Electric | OTHER | LESR | SP15 | 2018-12-12 |  | CISO | SDGE
Participating Unit | N | N |  | CORCAN_1_SOLAR1 | GEN | CID Solar | 20 | 20 | PGAE | CID Solar, LLC | PHOTO VOLTAIC | SUN | NP15 | 2015-01-09 |  | CISO | PGAE
Participating Unit | N | Y | SCEW_2_PDRP121 | SCEW_2_PDRP121 | GEN | SCEW_2_PDRP121 | 0.99 |  | SCE | Leapfrog Power, Inc. | OTHER | OTHER | SP15 |  |  | CISO | SCE
Non-Participating | N | Y | CRESTA_7_PL1X2 | CRESTA_7_UNIT 1 | GEN | CRESTA UNIT #1 | 35.2 | 35.2 |  | Pacific Gas & Electric Company | HYDRO | WATER | NP15 |  |  | CISO | PGAE
Participating Unit | N | N |  | ENWIND_2_WIND2 | GEN | Ridgetop I | 38.24 | 65 | SCE | Ridgetop Energy, LLC | WIND | WIND | SP15 | 2015-03-23 |  | CISO | SCE
Participating Unit | N | N |  | LARKSP_6_UNIT 2 | GEN | LARKSPUR PEAKER UNIT 2 | 49 | 49 | SDGE | Wildflower Energy LP | COMBUSTION TURBINE | NATURAL GAS | SP15 | 2001-09-13 |  | CISO | SDGE
Participating Unit | N | N |  | WSTWND_2_M89WD2 | GEN | Mojave 89 Wind | 82.65 | 82.7 | SCE | Mojave 16/17/18 LLC | WIND | WIND | SP15 | 2023-05-25 |  | CISO | SCE
Non-Participating | N | Y | CAMCHE_1_PL1X3 | CAMCHE_1_UNIT 3 | GEN | Camanche 3 | 3.7 | 3.7 |  | East Bay Municipal Utility District | HYDRO | WATER | NP15 |  |  | CISO | PGAE
Participating Unit | N | N |  | TWISSL_6_SOLAR | GEN | Nickel 1 ("NLH1") | 1.5 | 1.5 | PGAE | NLH1 Solar, LLC | PHOTO VOLTAIC | SUN | ZP26 | 2012-11-27 |  | CISO | PGAE
Participating Unit | N | N |  | BGSKYN_2_ASSR3A | GEN | Antelope Solar 3A | 15 | 15 | SCE | Antelope Expansion 3A, LLC | PHOTO VOLTAIC | SUN | SP15 | 2021-06-22 |  | CISO | SCE
Participating Unit |  | N |  | VESTAL_6_QF | GEN | Isabella Hydro Dam 1 | 11.95 | 12 | SCE | Isabella Partners | HYDRO | WATER | SP15 | 2021-02-05 |  | CISO | SCE
Participating Unit | N | N |  | HIGHDS_2_H5SBT1 | GEN | High 5 Solar BESS | 50 | 50 | SCE | HDSI, LLC | OTHER | LESR | SP15 | 2021-12-08 |  | CISO | SCE
Participating Unit | N | Y | CDWR07_2_GEN | CDWR07_2_GEN | GEN | CDWR07_2_GEN | 415.3 |  | PGAE | California Dept. of Water Resources | PUMP | WATER | NP15 |  |  | CISO | CWRP
Participating Unit | N | N |  | BIGSKY_2_BSKSR7 | GEN | Big Sky Solar 7 | 20 | 20 | SCE | Bayshore Solar B, LLC | PHOTO VOLTAIC | SUN | SP15 | 2017-12-08 |  | CISO | SCE
Participating Unit | N | N |  | RTREE_2_WIND1 | GEN | Rising Tree 1 | 79.2 | 79.2 | SCE | Rising Tree Wind Farm LLC | WIND | WIND | SP15 | 2015-01-12 |  | CISO | SCE
Participating Unit | N | Y | VERNON_6_MALBRG | VERNON_6_MALBRG | GEN | Malburg Generating Station | 139 |  | SCE | City of Vernon | COMBINED CYCLE | NATURAL GAS | SP15 | 2005-10-17 |  | CISO | VERN
Participating Unit | N | Y | ATHOS_5_AP2X2 | ATHOS_5_AP2X2 | GEN | Athos Power Plant 2 | 200 |  | SCE | SE Athos II, LLC | PHOTO VOLTAIC | SUN | SP15 | 2021-12-16 |  | CISO | SCE
Participating Unit | N | Y | MRCHNT_2_PL1X3 | MRCHNT_2_PL1X3 | GEN | Desert Star Energy Center | 494.58 |  | SCE | San Diego Gas & Electric Company | COMBINED CYCLE | NATURAL GAS | SP15 | 2012-06-18 |  | CISO | SCE
Participating Unit | N | Y | SCEC_1_PDRP188 | SCEC_1_PDRP188 | GEN | ESPN_SCEC_1_PDRP188 | 9.99 |  | SCE | Enersponse, Inc | OTHER | OTHER | SP15 |  |  | CISO | SCE
Participating Unit | N | N |  | SANTGO_2_LNDFL1 | GEN | Bowerman Power | 19.6 | 20 | SCE | Bowerman Power | RECIPROCATING ENGINE | BIOGAS | SP15 | 2016-04-12 |  | CISO | SCE
Participating Unit | N | N |  | SUNCAT_2_A1BBT1 | GEN | Arlington Solar Unit 1B BESS | 63 | 63 | SCE | Arlington Solar, LLC | OTHER | LESR | SP15 | 2022-08-01 |  | CISO | SCE
Participating Unit | N | N |  | VESTAL_2_WELLHD | GEN | Wellhead Power Delano | 49 | 49.5 | SCE | Delano Energy Center, LLC | COMBUSTION TURBINE | NATURAL GAS | SP15 | 2013-01-16 |  | CISO | SCE
Participating Unit | N | Y | SCEW_2_PDRP170 | SCEW_2_PDRP170 | GEN | PDR-D SCEW | 9.9 |  | SCE | Olivine, Inc. | OTHER | OTHER | SP15 |  |  | CISO | SCE
Participating Unit | N | N |  | LTBEAR_1_LB4SR5 | GEN | Little Bear 4 Solar 5 | 50 | 50 | PGAE | Little Bear Solar 5, LLC | PHOTO VOLTAIC | SUN | NP15 | 2020-12-03 |  | CISO | PGAE
Participating Unit | N | N |  | AVENAL_6_SUNCTY | GEN | Sun City Solar Project | 20 | 20 | PGAE | Sun City Project LLC | PHOTO VOLTAIC | SUN | ZP26 | 2011-08-05 |  | CISO | PGAE
Participating Unit | N | N |  | ULTPCH_1_UCSBT1 | GEN | Ultrapower Chinese Station BESS | 10 | 10 | PGAE | Sierra Energy Storage, LLC | OTHER | LESR | NP15 |  |  | CISO | PGAE
Participating Unit | N | N |  | CABALO_2_M2BSR1 | GEN | Mustang 2 Barbaro Solar | 50 | 50 | PGAE | RE Mustang Two Barbaro LLC | PHOTO VOLTAIC | SUN | ZP26 | 2020-11-18 |  | CISO | PGAE
Participating Unit | N | Y | PGSB_1_PDRP102 | PGSB_1_PDRP102 | GEN | PGSB_1_PDRP102 | 0.99 |  | PGAE | Leapfrog Power, Inc. | OTHER | OTHER | NP15 |  |  | CISO | PGAE
Non-Participating | N | Y | HIDSRT_2_UNITS | HIDSRT_7_CTG2 | GEN | HIGH DESERT COMBUSTION TURBINE UNIT 2 | 177.3 | 177.3 |  | High Desert Power Project, LLC | COMBUSTION TURBINE | NATURAL GAS | SP15 |  |  | CISO | SCE
Participating Unit | N | N |  | ACACIA_6_SOLAR | GEN | West Antelope Solar | 20 | 20 | SCE | TA-ACACIA, LLC | PHOTO VOLTAIC | SUN | SP15 | 2014-11-13 |  | CISO | SCE
Participating Unit | N | N |  | GASKW1_2_GW2SR1 | GEN | Gaskell West 2a | 16 | 16 | SCE | RE Gaskell West 2 LLC | PHOTO VOLTAIC | SUN | SP15 | 2023-05-05 |  | CISO | SCE
Participating Unit | N | N |  | CONTRL_1_LUNDY | GEN | LUNDY | 3 | 3 | SCE | Southern California Edison Company | HYDRO | WATER | SP15 | 1911-01-01 |  | CISO | SCE
Participating Unit | N | N |  | GASKW1_2_GW1SR1 | GEN | Gaskell West 1 | 20 | 20 | SCE | RE Gaskell West 1, LLC | PHOTO VOLTAIC | SUN | SP15 | 2018-03-06 |  | CISO | SCE
Non-Participating | N | Y | CHESTN_2_CHWBX2 | CHESTN_2_CHWBT1 | GEN | Chestnut Westside BESS | 67.5 | 67.5 | PGAE | Chestnut Westside, LLC | OTHER | LESR | ZP26 |  |  | CISO | PGAE
Participating Unit | N | Y | SBERDO_2_PSP4 | SBERDO_2_PSP4 | GEN | Mountainview Gen Sta. Unit 4 | 555 |  | SCE | Southern California Edison Company | COMBINED CYCLE | NATURAL GAS | SP15 | 2006-01-19 |  | CISO | SCE
Participating Unit | N | Y | SDG1_1_PDRP119 | SDG1_1_PDRP119 | GEN | SDG1_1_PDRP119 | 0.99 |  | SDGE | Leapfrog Power, Inc. | OTHER | OTHER | SP15 |  |  | CISO | SDGE
Non-Participating | N | Y | SLUISP_2_UNITS | SLUISP_2_UNIT 4 | GEN | San Luis P-G Unit 4 | 53 | 53 | PGAE | California Dept. of Water Resources | PUMPED STORAGE | WATER | NP15 |  |  | CISO | PGAE
Participating Unit | N | N |  | USWNDR_2_LABWD1 | GEN | LaBrisa Wind Project | 9 | 9 | PGAE | EDF Renewable Windfarm V, Inc | WIND | WIND | NP15 | 2019-06-28 |  | CISO | PGAE
Participating Unit | N | N |  | VALLEY_5_ORTBT1 | GEN | Ortega Grid | 20 | 20 | SCE | Ortega Grid, LLC | OTHER | LESR | SP15 |  |  | CISO | SCE
Participating Unit | N | Y | SCEC_1_PDRP147 | SCEC_1_PDRP147 | GEN | SCEC_1_PDRP147 | 0.99 |  | SCE | Leapfrog Power, Inc. | OTHER | OTHER | SP15 |  |  | CISO | SCE
Non-Participating | N | Y | ONLLPP_6_UNITS | ONLLPP_6_UNIT 6 | GEN | O'NEILL PUMP-GEN UNIT 6 | 4.2 | 4.2 |  |  | HYDRO | WATER | NP15 |  |  | CISO | PGAE
Participating Unit | Y | N |  | PEABDY_2_LNDFL1 | GEN | Potrero Hills Energy Producers | 8 | 8 | PGAE | Potrero Hills Energy Producers, LLC | RECIPROCATING ENGINE | BIOGAS | NP15 | 2016-04-07 |  | CISO | PGAE
Participating Unit | N | N |  | OASIS_6_SOLAR2 | GEN | Oasis Solar | 20 | 20 | SCE | Solar Oasis LLC | PHOTO VOLTAIC | SUN | SP15 | 2016-01-19 |  | CISO | SCE
Participating Unit | N | N |  | OLINDA_2_LNDFL2 | GEN | Brea Power II | 28.1 | 35.7 | SCE | Brea Power II LLC | COMBINED CYCLE | BIOGAS | SP15 | 2012-11-01 |  | CISO | SCE
Participating Unit | N | N |  | CONTRL_1_RUSHCK | GEN | RUSH CREEK | 11.94 | 13 | SCE | Southern California Edison Company | HYDRO | WATER | SP15 | 1916-01-01 |  | CISO | SCE
Non-Participating | N | Y | SHELRF_1_UNITS | SHELRF_7_UNIT 2 | GEN | Shell Oil Refinery Unit 2 | 40 | 40 |  | Martinez Refining Company-Division of Equilon Enterprises, LLC | COMBUSTION TURBINE | NATURAL GAS | NP15 |  |  | CISO | PGAE
Participating Unit | N | Y | HYTTHM_2_UNITS | HYTTHM_2_UNITS | GEN | HYATT-THERMALITO PUMP-GEN (AGGREGATE) | 933.1 |  | PGAE | California Dept. of Water Resources | HYDRO | WATER | NP15 | 1968-01-01 |  | CISO | CWRP
Participating Unit | N | N |  | TOPAZ_2_SOLAR | GEN | Topaz Solar Farms | 550 | 550 | PGAE | Topaz Solar Farms, LLC | PHOTO VOLTAIC | SUN | ZP26 | 2014-10-27 |  | CISO | PGAE
Participating Unit | N | N |  | FROGTN_1_UTICAA | GEN | Angels Powerhouse | 1.4 | 1.4 | PGAE | Utica Water and Power Authority | HYDRO | WATER | NP15 | 2017-08-22 |  | CISO | PGAE
Participating Unit | N | N |  | CONTRL_1_POOLE | GEN | POOLE HYDRO PLANT 1 | 10.9 | 11.3 | SCE | Southern California Edison Company | HYDRO | WATER | SP15 | 1924-01-01 |  | CISO | SCE
Participating Unit | N | Y | SCEW_2_PDRP174 | SCEW_2_PDRP174 | GEN | SCEW_2_PDRP174 | 0.99 |  | SCE | Leapfrog Power, Inc. | OTHER | OTHER | SP15 |  |  | CISO | SCE
Non-Participating |  | Y | RVSIDE_6_SPRING | RVSIDE_7_SPRGU1 | GEN | RVSIDE_7_SPRGU1 | 11 | 11 |  |  |  |  | SP15 |  |  | CISO | RVSD
Participating Unit | N | N |  | VILLPK_6_MWDYOR | GEN | Yorba Linda Hydroelectric Recovery Plant | 5.1 | 5.1 | SCE | Metropolitan Water District of Southern California (MWD) | HYDRO | WATER | SP15 | 1981-01-01 |  | CISO | SCE
Non-Participating | N | Y | CARLS1_2_CARCT1 | CARLS1_2_CTG7 | GEN | CARLS1_2_CTG7 | 105.5 | 105.5 |  | San Diego Gas & Electric | COMBUSTION TURBINE | NATURAL GAS | SP15 |  |  | CISO | SDGE
Participating Unit | N | N |  | PADUA_2_ONTARO | GEN | ONTARIO/SIERRA HYDRO PSP | 1.92 | 1 | SCE | Southern California Edison Company | HYDRO | WATER | SP15 | 1902-01-01 |  | CISO | SCE
Non-Participating | N | Y | WISHON_6_UNITS | WISHON_6_UNIT 1 | GEN | WISHON HYDRO UNIT 1 | 5.6 | 5.6 |  | Pacific Gas & Electric Company | HYDRO | WATER | NP15 |  |  | CISO | PGAE
Participating Unit | N | Y | SLSTR1_2_SOLAR1 | SLSTR1_2_SOLAR1 | GEN | Solar Star 1 | 310 |  | SCE | Solar Star California XIX, LLC | PHOTO VOLTAIC | SUN | SP15 | 2014-10-22 |  | CISO | SCE
Participating Unit | N | N |  | SUNSLR_1_SSVSR1 | GEN | Sunshine Valley Solar 1 | 100 | 100 | SCE | Sunshine Valley Solar, LLC | PHOTO VOLTAIC | SUN | SP15 | 2019-12-18 |  | CISO | VEA
Participating Unit | N | Y | SDG1_1_PDRP117 | SDG1_1_PDRP117 | GEN | SDG1_1_PDRP117 | 0.99 |  | SDGE | Leapfrog Power, Inc. | OTHER | OTHER | SP15 |  |  | CISO | SDGE
Participating Unit | N | N |  | RECTOR_2_KAWEAH | GEN | KAWEAH PH 2 & 3 PSP AGGREGATE | 6.55 | 6.6 | SCE | Southern California Edison Company | HYDRO | WATER | SP15 | 1913-01-01 |  | CISO | SCE
Participating Unit | N | N |  | PLMSSR_6_HISIER | GEN | High Sierra Cogeneration Aggregate | 6 | 6 | PGAE | Plumas Sierra REC | RECIPROCATING ENGINE | NATURAL GAS | NP15 | 2010-04-22 |  | CISO | NCPA
Non-Participating | N | Y | AGRICO_7_UNIT | AGRICO_7_UNIT 4 | GEN | Fresno Cogen GT Unit 4 | 46.5 | 46.5 |  | Fresno Cogeneration Partners, LP | COMBUSTION TURBINE | NATURAL GAS | NP15 |  |  | CISO | PGAE
Participating Unit | N | N |  | 7STDRD_1_SOLAR1 | GEN | Shafter Solar | 20 | 20 | PGAE | Shafter Solar, LLC | PHOTO VOLTAIC | SUN | ZP26 | 2015-06-04 |  | CISO | PGAE
Participating Unit | N | N |  | OMAR_2_UNIT 3 | GEN | KERN RIVER COGENERATION CO. UNIT 3 | 75 | 85 | SCE | Chevron Power Holdings, INC | FTUR | NATURAL GAS | SP15 | 1985-05-01 |  | CISO | SCE
Non-Participating | N | Y | DMDVLY_1_UNITS | DMDVLY_1_GEN 4 | GEN | Diamond Valley Unit 4 | 3.3 | 3.3 |  | Metropolitan Water District of Southern California (MWD) | HYDRO | WATER | SP15 |  |  | CISO | SCE
Participating Unit | N | N |  | MERCED_1_SOLAR1 | GEN | Mission Solar | 1.5 | 1.5 | PGAE | Mission Solar LLC | PHOTO VOLTAIC | SUN | NP15 | 2015-05-23 |  | CISO | PGAE
Participating Unit | N | N |  | BIGCRK_7_MAMRES | GEN | MAMMOTH POOL RESERVOIR (FISHWATER | 1.25 | 1.3 | SCE | Southern California Edison Company | HYDRO | WATER | SP15 |  |  | CISO | SCE
Non-Participating | N | Y | HUMBPP_6_UNITS | HUMBPP_6_UNITS1 | GEN | Humboldt Bay Generating Station 1 | 83.2 | 83.2 | PGAE | Pacific Gas & Electric Company | RECIPROCATING ENGINE | NATURAL GAS | NP15 |  |  | CISO | PGAE
Participating Unit | N | N |  | AVSOLR_2_SOLAR | GEN | AV SOLAR RANCH 1 | 241.5 | 250 | SCE | AV SOLAR RANCH 1, LLC | PHOTO VOLTAIC | SUN | SP15 | 2014-06-19 |  | CISO | SCE
Non-Participating | N | Y | SHELRF_1_UNITS | SHELRF_7_UNIT 3 | GEN | Shell Oil Refinery Unit 3 | 40 | 40 |  | Martinez Refining Company-Division of Equilon Enterprises, LLC | COMBUSTION TURBINE | NATURAL GAS | NP15 |  |  | CISO | PGAE
Participating Unit | N | N |  | LOCKFD_1_BEARCK | GEN | Bear Creek Solar | 1.5 | 2.5 | PGAE | Ecos Energy LLC | PHOTO VOLTAIC | SUN | NP15 | 2014-02-05 |  | CISO | PGAE
Non-Participating | N | Y | PNOCHE_1_PL1X2 | PNOCHE_7_CTG1 | GEN | Panoche Peaker Facility | 49 | 49 |  | Wellhead Power Panoche, LLC | COMBUSTION TURBINE | NATURAL GAS | NP15 |  |  | CISO | PGAE
Participating Unit | Y | N |  | DISCOV_1_CHEVRN | GEN | CHEVRON USA (EASTRIDGE) | 48.8 | 56.2 | PGAE | Pacific Gas & Electric Company | FTUR | NATURAL GAS | ZP26 | 1988-06-13 |  | CISO | PGAE
Non-Participating | N | Y | BUCKBL_2_PL1X3 | BUCKBL_2_CTG12 | GEN | Blythe CTG 12 | 182 | 182 |  | Blythe Energy, LLC | COMBUSTION TURBINE | NATURAL GAS | SP15 |  |  | CISO | SCE
Participating Unit | N | Y | SCEC_1_PDRP175 | SCEC_1_PDRP175 | GEN | VLTS_PDR_SCEC_01 | 9.95 |  | SCE | Voltus, Inc. | OTHER | OTHER | SP15 |  |  | CISO | SCE
Non-Participating | N | Y | BIGCRK_2_EXESWD | BGCRK3_7_UNIT 3 | GEN | BIG CREEK PH 3 UNIT 3 | 34 | 34 |  | Southern California Edison Company | HYDRO | WATER | SP15 |  |  | CISO | SCE
Participating Unit | N | N |  | AVENAL_6_AVSLR2 | GEN | Avenal Solar 2 | 7.9 | 7.9 | PGAE | CED Avenal Solar, LLC | PHOTO VOLTAIC | SUN | ZP26 | 2017-01-28 |  | CISO | PGAE
Participating Unit | N | N |  | CEDRCK_6_UNIT | GEN | Water Wheel Ranch | 0.98 | 1 | PGAE | Water Wheel Ranch | HYDRO | WATER | NP15 | 1984-03-22 |  | CISO | PGAE
Participating Unit | N | N |  | COPMT4_2_SOLAR4 | GEN | Copper Mountain Solar 4 | 92 | 92 | SCE | Copper Mountain Solar 4, LLC | PHOTO VOLTAIC | SUN | SP15 | 2016-12-02 |  | CISO | SCE
Non-Participating | N | Y | SCHLTE_1_PL1X3 | SCHLTE_1_UNITA2 | GEN | Tracy Unit 2 Peaking Project | 87 | 87 | PGAE | GWF Energy LLC | COMBUSTION TURBINE | NATURAL GAS | NP15 |  |  | CISO | PGAE
Non-Participating | N | Y | MOSSLD_2_PSP1 | MOSSLD_2_PSP1G2 | GEN | MOSS LANDING CC PLANT 1, CTG UNIT 2 | 176 | 176 |  | Duke Energy Moss Landing LLC | COMBUSTION TURBINE | NATURAL GAS | NP15 |  |  | CISO | PGAE
Participating Unit | N | N |  | SENTNL_2_CTG4 | GEN | Sentinel Unit 4 | 106.55 | 131.8 | SCE | Sentinel Energy Center, LLC | COMBUSTION TURBINE | NATURAL GAS | SP15 | 2013-05-06 |  | CISO | SCE
Participating Unit | N | Y | SCEW_2_PDRP173 | SCEW_2_PDRP173 | GEN | SCEW_2_PDRP173 | 0.99 |  | SCE | Leapfrog Power, Inc. | OTHER | OTHER | SP15 |  |  | CISO | SCE
Participating Unit | N | N |  | SYCAMR_2_UNIT 1 | GEN | Sycamore Cogeneration Unit 1 | 74 | 90 | SCE | Chevron Power Holdings | FTUR | NATURAL GAS | SP15 | 1987-01-01 |  | CISO | SCE
Non-Participating |  | Y | VERNON_6_MALBRG | VERNON_7_STG3 | GEN | VERNON_7_STG3 | 51.87 | 51.9 |  |  |  |  | SP15 |  |  | CISO | VERN
Participating Unit | N | N |  | SNORA_2_SNRSLR | TG | SG Sorrento | 50 |  | SDGE | IVLY2 | PHOTO VOLTAIC | SUN | SP15 | 2015-08-29 |  | IID | SDGE
Participating Unit | N | N |  | SUNSET_2_UNITS | GEN | MIDWAY SUNSET COGENERATION PLANT | 248 | 291 | PGAE | Midway Sunset Cogeneration Company | FTUR | NATURAL GAS | ZP26 | 1989-12-18 |  | CISO | PGAE
Participating Unit | N | N |  | VICTOR_1_VDRYFB | GEN | Victor Dry Farm Ranch B | 5 | 5 | SCE | Victor Dry Farm Ranch B LLC | PHOTO VOLTAIC | SUN | SP15 | 2015-06-12 |  | CISO | SCE
Participating Unit | N | N |  | SENTNL_2_CTG1 | GEN | Sentinel Unit 1 | 107.68 | 131.8 | SCE | Sentinel Energy Center, LLC | COMBUSTION TURBINE | NATURAL GAS | SP15 | 2013-05-06 |  | CISO | SCE
Participating Unit | N | N |  | ALTWD_2_AT3WD3 | GEN | Altech 3 | 9.8 | 9.8 | SCE | San Gorgonio Westwinds II, LLC | WIND | WIND | SP15 | 2021-06-24 |  | CISO | SCE
Non-Participating | N | Y | BLKCRK_2_GMCBT1 | BLKCRK_2_GMBT1B | GEN | Genesis McCoy Bess | 115 | 115 |  | NextEra Desert Center Blythe, LLC | OTHER | LESR | SP15 |  |  | CISO | SCE
Participating Unit | N | N |  | ATWELL_1_SOLAR | GEN | Atwell Island PV Solar Generating Faci. | 20 | 20 | PGAE | SPS Atwell Island, LLC | PHOTO VOLTAIC | SUN | ZP26 | 2013-03-08 |  | CISO | PGAE
Participating Unit | N | N |  | MAGNLA_6_COLTON | TG | Magnolia Power Project | 12 |  | SCE | LUGO | COMBINED CYCLE | NATURAL GAS | SP15 | 2020-01-15 |  | LADWP | SCE
Participating Unit | N | N |  | PIOPIC_2_CTG2 | GEN | Pio Pico Unit 2 | 112.7 | 112.7 | SDGE | Pio Pico Energy Center | COMBUSTION TURBINE | NATURAL GAS | SP15 | 2016-11-03 |  | CISO | SDGE
Non-Participating | N | Y | LAROA2_2_UNITA1 | LAROA2_2_CTG 2S | GEN | CENTRAL LA ROSITA II COMBUSTION TURBINE | 181.5 | 181.5 |  | Energia de Baja California, S. de R.L. de C.V. | COMBUSTION TURBINE | NATURAL GAS | SP15 |  |  | CISO | SDGE
Participating Unit | Y | N |  | OAKWD_6_ZEPHWD | GEN | Zephyr Park | 3.5 | 4.2 | SCE | Oak Creek Wind Power, LLC | WIND | WIND | SP15 | 2014-02-07 |  | CISO | SCE
Participating Unit | N | N |  | KERMAN_6_SOLAR2 | GEN | Fresno Solar West | 1.5 | 1.5 | PGAE | Fresno Cogeneration Partners, LP | PHOTO VOLTAIC | SUN | NP15 | 2015-10-20 |  | CISO | PGAE
Participating Unit | N | N |  | BLACK_7_UNIT 1 | GEN | JAMES B. BLACK 1 | 85 | 84 | PGAE | Pacific Gas & Electric Company | HYDRO | WATER | NP15 | 1966-01-01 |  | CISO | PGAE
Participating Unit | N | N |  | PLAINV_6_SOLAR3 | GEN | Sierra Solar Greenworks LLC | 20 | 20 | SCE | Sierra Solar Greenworks LLC | PHOTO VOLTAIC | SUN | SP15 | 2015-11-30 |  | CISO | SCE
Participating Unit | N | Y | SCEW_2_PDRP167 | SCEW_2_PDRP167 | GEN | LCR AMS Hybrid West LA 1-W-2-SCE | 9.42 |  | SCE | Southern California Edison | OTHER | OTHER | SP15 |  |  | CISO | SCE
Non-Participating | N | Y | GILRPP_1_PL1X2 | GILRPP_1_UNIT 2 | GEN | Gilroy Energy Center Unit 2 | 49.9 | 49.9 |  | Gilroy Energy Center, LLC | COMBUSTION TURBINE | NATURAL GAS | NP15 |  |  | CISO | PGAE
Participating Unit | N | N |  | MSTANG_2_SOLAR | GEN | Mustang | 30 | 30 | PGAE | RE Mustang LLC | PHOTO VOLTAIC | SUN | NP15 | 2016-07-12 |  | CISO | PGAE
Participating Unit | Y | N |  | WADHAM_6_UNIT | GEN | Wadham Energy LP | 29.07 | 32 | PGAE | Wadham Energy Limited Partnership | STEAM | WASTE TO POWER | NP15 | 1989-03-24 |  | CISO | PGAE
Participating Unit | N | N |  | DEVERS_2_DHSPG2 | GEN | Desert Hot Springs 2 | 1.4 | 1.5 | SCE | CES DHS Solar, LLC | PHOTO VOLTAIC | SUN | SP15 | 2013-12-31 |  | CISO | SCE
Non-Participating | N | Y | TIGRCK_7_UNITS | TIGRCK_7_UNIT 1 | GEN | Tiger Creek Unit 1 | 31 | 31 |  | Pacific Gas & Electric Company | HYDRO | WATER | NP15 |  |  | CISO | PGAE
Non-Participating | N | Y | BIGCRK_2_EXESWD | BGCRK1_7_UNIT 3 | GEN | BIG CREEK PH 1 UNIT 3 | 21.6 | 21.6 |  | Southern California Edison Company | HYDRO | WATER | SP15 |  |  | CISO | SCE
Participating Unit | Y | N |  | KERNRG_1_UNITS | GEN | South Belridge Cogen Facility | 55.2 | 69.6 | PGAE | Aera Energy LLC | COMBUSTION TURBINE | NATURAL GAS | ZP26 | 1985-01-01 |  | CISO | PGAE
Participating Unit | N | N |  | HELMPG_7_UNIT 3 | GEN | HELMS PUMP-GEN UNIT 3 | 404 | 404 | PGAE | Pacific Gas & Electric Company | PUMPED STORAGE | WATER | NP15 | 1984-01-01 |  | CISO | PGAE
Participating Unit | N | N |  | ETIWND_2_RTS010 | GEN | SPVP010 Fontana RT Solar | 1.5 | 1.5 | SCE | Southern California Edison | PHOTO VOLTAIC | SUN | SP15 | 2013-01-08 |  | CISO | SCE
Participating Unit | N | N |  | TRNQL8_2_ROJSR1 | GEN | Tranquillity 8 Rojo | 100 | 100 | PGAE | Great Valley Solar 1, LLC | PHOTO VOLTAIC | SUN | NP15 | 2018-04-14 |  | CISO | PGAE
Participating Unit | N | N |  | DIABLO_7_UNIT 2 | GEN | Diablo Canyon Unit 2 | 1150 | 1176 | PGAE | Pacific Gas & Electric Company | STEAM | URANIUM | ZP26 | 1986-01-01 |  | CISO | PGAE
Participating Unit | N | Y | PGEB_2_PDRP102 | PGEB_2_PDRP102 | GEN | PGEB_2_PDRP102 | 0.99 |  | PGAE | Leapfrog Power, Inc. | OTHER | OTHER | NP15 |  |  | CISO | PGAE
Participating Unit | N | N |  | PMPJCK_1_RB2SLR | GEN | Rio Bravo Solar 2 | 20 | 20 | PGAE | Rio Bravo Solar II, LLC | PHOTO VOLTAIC | SUN | ZP26 | 2016-12-29 |  | CISO | PGAE
Participating Unit | N | N |  | INTMNT_3_PASADENA | TG | Intermountain Power Project | 107 |  | SCE | IPP | STEAM | COAL | SP15 |  |  | LADWP | SCE
Participating Unit | Y | N |  | LASSEN_6_UNITS | GEN | Honey Lake Power | 30 | 50.4 | PGAE | HL Power Company | STEAM | BIOMASS | NP15 | 2017-06-27 |  | CISO | PGAE
Participating Unit | N | Y | SCEC_1_PDRP109 | SCEC_1_PDRP109 | GEN | SCEC_1_PDRP109 | 9.99 |  | SCE | Leapfrog Power, inc. | OTHER | OTHER | SP15 |  |  | CISO | SCE
Participating Unit | N | N |  | MAGNLA_6_PASADENA | TG | Magnolia Power Plant - PASADENA | 18 |  | SCE | SYLMAR | COMBINED CYCLE | NATURAL GAS | SP15 | 2020-01-15 |  | LADWP | SCE
Participating Unit | N | N |  | VENWD_1_WIND3 | GEN | Painted Hills | 44.53 | 44.6 | SCE | Painted Hills Wind Holdings, LLC | WIND | WIND | SP15 | 2021-04-14 |  | CISO | SCE
Participating Unit | N | Y | SCEN_6_PDRP102 | SCEN_6_PDRP102 | GEN | CPA_DR_SCEN_ResDM5of10 | 0.1 |  | SCE | Energy AI Systems Inc. | OTHER | OTHER | SP15 |  |  | CISO | SCE
Participating Unit | N | N |  | JOHANN_2_JOSBT1 | GEN | Johanna Storage 1 | 10 | 10 | SCE | Hecate Energy Johanna Facility LLC | OTHER | LESR | SP15 | 2021-10-29 |  | CISO | SCE
Non-Participating | N | Y | OBERON_5_O1BBX2 | OBERON_5_O1BBT2 | GEN | Oberon 1 BESS | 62.5 | 62.5 | SCE | IP Oberon BESS, LLC | OTHER | LESR | SP15 |  |  | CISO | SCE
Participating Unit | Y | N |  | CHEVCD_6_UNIT | GEN | CHEVRON USA (TAFT/CADET) | 11.5 | 11.5 | PGAE | Pacific Gas & Electric Company | COMBUSTION TURBINE | NATURAL GAS | ZP26 | 1982-07-26 |  | CISO | PGAE
Participating Unit | N | Y | CRESTA_7_PL1X2 | CRESTA_7_PL1X2 | GEN | CRESTA PH UNIT 1 & 2 AGGREGATE | 70.4 |  | PGAE | Pacific Gas & Electric Company | HYDRO | WATER | NP15 | 1949-01-01 |  | CISO | PGAE
Participating Unit | N | N |  | RSMSLR_6_SOLAR2 | GEN | Rosamond Two | 20 | 20 | SCE | RE Rosamond Two LLC | PHOTO VOLTAIC | SUN | SP15 | 2013-12-20 |  | CISO | SCE
Participating Unit | N | N |  | SMUDGO_7_UNIT 1 | GEN | SONOMA POWER PLANT | 64.8 | 78 | PGAE | Geysers Power Company, LLC | STEAM | GEOTHERMAL | NP15 | 1983-01-01 |  | CISO | PGAE
Participating Unit | N | N |  | HATLOS_6_LSCRK | GEN | Lost Creek 1 & 2 Hydro Conversion | 1.7 | 1.7 | PGAE | Snow Mountain Hydro, LLC. | HYDRO | WATER | NP15 | 1989-06-15 |  | CISO | PGAE
Non-Participating | N | Y | SANITR_6_UNITS | SANITR_6_CTG1 | GEN | LACSD CARSON WATER POLLUTION CTG1 | 10 | 10 |  | County Sanitation District No. 2 of Los Angeles County | COMBUSTION TURBINE | BIOGAS | SP15 |  |  | CISO | SCE
Participating Unit | Y | N |  | FULTON_1_QF | GEN | SMALL QF AGGREGATION - ZENIA | 1 | 1 | PGAE | Pacific Gas & Electric Company | HYDRO | WATER | NP15 | 1983-01-01 |  | CISO | PGAE
Participating Unit | N | N |  | DIABLO_7_UNIT 1 | GEN | Diablo Canyon Unit 1 | 1150 | 1176 | PGAE | Pacific Gas & Electric Company | STEAM | URANIUM | ZP26 | 1985-01-01 |  | CISO | PGAE
Non-Participating | N | Y | BLKCRK_2_SOLAR1 | BLKCRK_2_SOLR1B | GEN | BLKCRK_2_SOLR1B | 125 | 125 |  | McCoy Solar, LLC | PHOTO VOLTAIC | SUN | SP15 |  |  | CISO | SCE
Non-Participating | N | Y | BIGCRK_2_EXESWD | MAMMTH_7_UNIT 1 | GEN | MAMMOTH POOL UNIT 1 | 95 | 95 |  | Southern California Edison Company | HYDRO | WATER | SP15 |  |  | CISO | SCE
Participating Unit | N | N |  | TULEWD_1_TULWD1 | GEN | Tule Wind | 130.5 | 131.1 | SDGE | Tule Wind LLC | WIND | WIND | SP15 | 2018-01-05 |  | CISO | SDGE
Non-Participating | N | Y | DREWS_6_PL1X4 | DREWS_6_GEN 1 | GEN | DREWS UNIT 1 | 10.8 | 10.8 |  | Colton Power, LP | COMBUSTION TURBINE | NATURAL GAS | SP15 |  |  | CISO | SCE
Participating Unit | N | N |  | CHINO_2_SOLAR | GEN | Chino RT Solar 1 | 1 | 2 | SCE | Southern California Edison | PHOTO VOLTAIC | SUN | SP15 | 2009-12-01 |  | CISO | SCE
Participating Unit | Y | N |  | SAUGUS_7_CHIQCN | GEN | Chiquita Canyon Landfill Fac | 8 | 9.2 | SCE | Ameresco Chiquita Energy, LLC | COMBUSTION TURBINE | BIOGAS | SP15 | 2010-11-23 |  | CISO | SCE
Non-Participating | N | Y | PARDEB_6_UNITS | PARDEB_2_UNIT 2 | GEN | PARDEE HYDRO UNIT 2 | 10 | 10 |  | East Bay Municipal Utility District | HYDRO | WATER | NP15 |  |  | CISO | PGAE
Participating Unit | N | N |  | OASIS_6_GBDSR4 | GEN | Green Beanworks D | 3 | 3 | SCE | Green Beanworks D LLC | PHOTO VOLTAIC | SUN | SP15 | 2018-08-25 |  | CISO | SCE
Participating Unit | N | N |  | SUTTER_2_CISO | TG | Sutter Power Plant Pseudo-CISO | 275 | 280 | PGAE | TESLA230 | COMBINED CYCLE | NATURAL GAS | NP15 | 2020-07-10 |  | BANC | PGAE
Participating Unit | N | N |  | SLATE_2_SLASR4 | GEN | SLATE_4 | 63 | 63 | PGAE | RE Slate 1 LLC | OTHER | HYBD | NP15 | 2022-03-15 |  | CISO | PGAE
Participating Unit | N | N |  | PUTHCR_1_PCNSB1 | GEN | Putah Creek Solar Farm North | 3 | 3 | PGAE | PUTAH CREEK SOLAR FARMS LLC | OTHER | HYBD | NP15 | 2022-10-15 |  | CISO | PGAE
Participating Unit | N | N |  | SENTNL_2_CTG7 | GEN | Sentinel Unit 7 | 106.73 | 131.8 | SCE | Sentinel Energy Center, LLC | COMBUSTION TURBINE | NATURAL GAS | SP15 | 2013-05-06 |  | CISO | SCE
Participating Unit | N | N |  | DSFLWR_2_W9CSB1 | GEN | Willy 9 Chap 1 | 102 | 102 | SCE | Chaparral Springs, LLC | PHOTO VOLTAIC | SUN | SP15 | 2023-03-08 |  | CISO | SCE
Participating Unit | N | Y | SCEC_1_PDRP114 | SCEC_1_PDRP114 | GEN | SCEC_1_PDRP114 | 0.99 |  | SCE | Leapfrog Power, inc. | OTHER | OTHER | SP15 |  |  | CISO | SCE
Non-Participating | N | Y | CARBOU_7_PL4X5 | CARBOU_7_UNIT 4 | GEN | Caribou PH 2 Unit 4 | 61 | 61 |  | Pacific Gas & Electric Company | HYDRO | WATER | NP15 |  |  | CISO | PGAE
Non-Participating | N | Y | DMDVLY_1_UNITS | DMDVLY_1_GEN 10 | GEN | Diamond Valley Unit 10 | 3.3 | 3.3 |  | Metropolitan Water District of Southern California (MWD) | HYDRO | WATER | SP15 |  |  | CISO | SCE
Participating Unit | N | N |  | POEPH_7_UNIT 1 | GEN | POE HYDRO UNIT 1 | 68 | 68 | PGAE | Pacific Gas & Electric Company | HYDRO | WATER | NP15 | 1958-01-01 |  | CISO | PGAE
Participating Unit | N | N |  | GOLETA_2_VALBT1 | GEN | Vallecito Energy Storage | 10 | 10 | SCE | ORNI 34 LLC | OTHER | LESR | SP15 | 2021-02-04 |  | CISO | SCE
Participating Unit | N | N |  | ESCNDO_6_EB1BT1 | GEN | Escondido BESS 1 | 10 | 10 | SDGE | San Diego Gas & Electric | OTHER | LESR | SP15 | 2017-03-06 |  | CISO | SDGE
Non-Participating | N | Y | PIT5_7_PL1X2 | PIT5_7_UNIT 2 | GEN | Pit PH 5 Unit 2 | 41 | 41 |  | Pacific Gas & Electric Company | HYDRO | WATER | NP15 |  |  | CISO | PGAE
Participating Unit | N | N |  | COLTON_6_AGUAM1 | GEN | AGUA MANSA UNIT 1 (CITY OF COLTON) | 43 | 45.5 | SCE | City of Colton | COMBUSTION TURBINE | NATURAL GAS | SP15 | 2003-06-27 |  | CISO | CLTN
Participating Unit | N | N |  | GEYS13_7_UNIT13 | GEN | GEYSERS UNIT 13 (HEALDSBURG) | 73 | 102 | PGAE | Geysers Power Company, LLC | STEAM | GEOTHERMAL | NP15 | 1980-01-01 |  | CISO | PGAE
Participating Unit | N | N |  | KRNCNY_6_UNIT | GEN | KERN CANYON POWERHOUSE | 10.6 | 11.5 | PGAE | Kern and Tule Hydro LLC | HYDRO | WATER | ZP26 | 2021-06-09 |  | CISO | PGAE
Participating Unit | N | N |  | OXMTN_6_LNDFIL | GEN | Ox Mountain Landfill Generating Plant | 10.62 | 13.3 | PGAE | Ameresco Half Moon Bay, LLC | RECIPROCATING ENGINE | BIOGAS | NP15 | 2009-04-01 |  | CISO | PGAE
Participating Unit | N | N |  | NZWIND_6_WDSTR2 | GEN | Windstream 6040 | 4.07 | 6.9 | SCE | Windstream Operations, LLC | WIND | WIND | SP15 | 2014-11-30 |  | CISO | SCE
Participating Unit |  | N |  | DRACKR_2_DSUBT4 | GEN | Dracker Solar Unit 4 BESS | 47 | 47 | SCE | NextEra Blythe Solar Energy Center, LLC | OTHER | LESR | SP15 | 2022-09-28 |  | CISO | SCE
Participating Unit | N | Y | PGF1_2_PDRP106 | PGF1_2_PDRP106 | GEN | PGF1_2_PDRP106 | 4.8 |  | PGAE | OHMCONNECT, INC. | OTHER | OTHER | NP15 |  |  | CISO | PGAE
Participating Unit | N | N |  | RIOBRV_6_UNIT 1 | GEN | RIO BRAVO HYDRO | 14 | 14 | PGAE | OLCESE WATER DISTRICT | HYDRO | WATER | ZP26 | 1989-05-18 |  | CISO | PGAE
Non-Participating | N | Y | ELKHIL_2_PL1X3 | ELKHIL_7_STG | GEN | ELK HILLS STEAM TURBINE UNIT | 223 | 223 |  | Elk Hills Power, LLC | STEAM | HEAT RECOVERY | ZP26 |  |  | CISO | PGAE
Participating Unit | Y | N |  | GARNET_1_WT3WND | GEN | Wagner Wind | 6 | 6 | SCE | Wagner Wind, LLC | WIND | WIND | SP15 | 2012-12-24 |  | CISO | SCE
Non-Participating | N | Y | DELTA_2_PL1X4 | DELTA_2_STG | GEN | DELTA ENERGY CENTER STG UNIT | 306 | 306 |  | Delta Energy Center, LLC | STEAM | HEAT RECOVERY | NP15 |  |  | CISO | PGAE
Participating Unit | N | N |  | VACADX_1_UNITA1 | GEN | CalPeak Power Vaca Dixon Unit 1 | 51.91 | 57 | PGAE | CalPeak Power - Vaca-Dixon LLC | COMBUSTION TURBINE | NATURAL GAS | NP15 | 2002-06-21 |  | CISO | PGAE
Participating Unit | N | N |  | EDWARD_2_ESSSB1 | GEN | Sanborn Solar 2 Edwards 5 | 116 | 116 | SCE | EdSan 1B Group 1 Edwards, LLC | PHOTO VOLTAIC | SUN | SP15 | 2022-12-20 |  | CISO | SCE
Non-Participating | N | Y | GILROY_1_UNIT | GILROY_1_ST2 | GEN | GILROY COGEN - UNIT 2 | 45 | 45 |  | Calpine Gilroy Cogen, L.P. | STEAM | HEAT RECOVERY | NP15 |  |  | CISO | PGAE
Non-Participating | N | Y | GENESI_2_STG | GENESI_2_STG1 | GEN | Genesis McCoy Solar Project | 140 | 140 |  | Southern California Edison Company | STEAM | SUN | SP15 |  |  | CISO | SCE
Participating Unit | N | N |  | INTTRB_6_UNIT | GEN | International Turbine Research | 18.4 | 21.3 | PGAE | Dollar Wind LLC | WIND | WIND | NP15 |  |  | CISO | PGAE
Participating Unit | N | N |  | LOCKFD_1_KSOLAR | GEN | Kettleman Solar | 1 | 1 | PGAE | Kettleman Solar LLC | PHOTO VOLTAIC | SUN | NP15 | 2014-03-14 |  | CISO | PGAE
Participating Unit | N | N |  | GILRPP_1_PL3X4 | GEN | GILROY ENERGY CENTER, UNIT #3 | 46.2 | 49.9 | PGAE | Gilroy Energy Center, LLC | COMBUSTION TURBINE | NATURAL GAS | NP15 | 2002-02-28 |  | CISO | PGAE
Participating Unit | N | N |  | RTEDDY_2_SEBSR4 | GEN | Rosamond West Solar East Bay 4 | 56 | 56 | SCE | Golden Fields Solar III, LLC | PHOTO VOLTAIC | SUN | SP15 | 2020-12-21 |  | CISO | SCE
Participating Unit | N | N |  | BGSKYN_2_BS3SR3 | GEN | Big Sky Solar 3 | 20 | 20 | SCE | Antelope DSR3, LLC | PHOTO VOLTAIC | SUN | SP15 | 2019-09-14 |  | CISO | SCE
Participating Unit | Y | Y | NHOGAN_6_UNITS | NHOGAN_6_UNITS | GEN | NEW HOGAN PH AGGREGATE | 4 |  | PGAE | Modesto Irrigation District | HYDRO | WATER | NP15 | 1986-04-15 |  | CISO | PGAE
Non-Participating | N | Y | INTKEP_2_UNITS | MOCCPH_7_UNIT 1 | GEN | MOCCASIN HYDRO UNIT 1 | 52 | 52 |  |  |  |  | NP15 |  |  | CISO | PGAE
Participating Unit | Y | N |  | MCCALL_1_QF | GEN | Fish Water | 0.52 | 2.5 | PGAE | Orange Cove Irrigation District | HYDRO | WATER | NP15 | 1990-01-01 |  | CISO | PGAE
Participating Unit | N | N |  | SANBRN_2_ESBBT1 | GEN | EdSan 1B | 100 | 100 | SCE | Edwards Sanborn Storage II, LLC | OTHER | LESR | SP15 | 2021-11-01 |  | CISO | SCE
Participating Unit | N | Y | SCEC_1_PDRP120 | SCEC_1_PDRP120 | GEN | SCEC_1_PDRP120 | 0.99 |  | SCE | Leapfrog Power, Inc. | OTHER | OTHER | SP15 |  |  | CISO | SCE
Participating Unit | N | N |  | RAMON_2_SCEDYN | TG | RAMON_2_SCEDYN | 106.18 |  | SCE | MIR2 | OTHER | GEOTHERMAL | SP15 |  |  | IID | SCE
Participating Unit | Y | N |  | CHEVCO_6_UNIT 1 | GEN | CHEVRON USA (COALINGA) | 16.5 | 19 | PGAE | Pacific Gas & Electric Company | COMBUSTION TURBINE | NATURAL GAS | ZP26 | 1986-01-17 |  | CISO | PGAE
Participating Unit | N | Y | PGEB_2_PDRP111 | PGEB_2_PDRP111 | GEN | VLTS_PDR_PGEB_03 | 4 |  | PGAE | Voltus, Inc. | OTHER | OTHER | NP15 |  |  | CISO | PGAE
Participating Unit | Y | N |  | RIOOSO_1_QF | GEN | SMALL QF AGGREGATION - GRASS VALLEY | 1.11 | 2.5 | PGAE | Pacific Gas & Electric Company | HYDRO | WATER | NP15 | 1984-01-01 |  | CISO | PGAE
Participating Unit | N | N |  | ORLND_6_HIGHLI | GEN | High Line Canal Hydro | 0.5 | 0.6 | PGAE | City of Santa Clara dba Silicon Valley | HYDRO | WATER | NP15 | 2014-06-11 |  | CISO | NCPA
Participating Unit | Y | N |  | POTTER_7_VECINO | GEN | Vecino Vineyards LLC | 1.25 | 1.3 | PGAE | Pacific Gas & Electric Company | HYDRO | WATER | NP15 | 1990-03-27 |  | CISO | PGAE
Participating Unit | N | N |  | ARBWD_6_QF | GEN | Wind Resource II | 19.95 | 21.8 | SCE | CalWind Resources, Incorporated | WIND | WIND | SP15 | 2013-05-17 |  | CISO | SCE
Non-Participating | N | Y | HARBGN_7_UNITS | HARBGN_7_UNIT 2 | GEN | Harbor Cogen Unit 2 | 13.6 | 13.6 |  | Harbor Cogeneration Company | STEAM | HEAT RECOVERY | SP15 |  |  | CISO | SCE
Non-Participating | N | Y | HYTTHM_2_UNITS | THERMA_2_UNIT 2 | GEN | Thermalito P-G Unit 2 | 28 | 28 |  | California Dept. of Water Resources | HYDRO | WATER | NP15 |  |  | CISO | CWRP
Participating Unit | N | N |  | RECTOR_2_QF | GEN | Kaweah Unit 1 | 20.09 | 20.09 | SCE | Terminus Hydroelectric, LLC | HYDRO | WATER | SP15 | 2020-05-18 |  | CISO | SCE
Participating Unit | N | N |  | SUNCAT_2_A2ABT2 | GEN | Arlington Solar Unit 2A BESS | 132 | 132 | SCE | Arlington Solar, LLC | OTHER | LESR | SP15 | 2022-08-16 |  | CISO | SCE
Participating Unit | N | Y | SANTFG_7_UNITS | SANTFG_7_UNITS | GEN | GEYSERS CALISTOGA AGGREGATE | 72 |  | PGAE | Geysers Power Company, LLC | STEAM | GEOTHERMAL | NP15 | 1984-03-14 |  | CISO | PGAE
Participating Unit | N | N |  | CAMDEN_6_RDDBM1 | GEN | RuAnn Dairy Digester BioMAT | 0.55 | 0.55 | PGAE | Patmar Land Co., LLC | RECIPROCATING ENGINE | BIOMASS | ZP26 |  |  | CISO | PGAE
Participating Unit | N | N |  | BGSKYN_2_ASPSR2 | GEN | Antelope Solar 2 San Pablo | 100 | 100 | SCE | San Pablo Raceway, LLC | PHOTO VOLTAIC | SUN | SP15 | 2019-08-03 |  | CISO | SCE
Non-Participating | N | Y | CARBOU_7_PL2X3 | CARBOU_7_UNIT 2 | GEN | CARIBOU PH 1 UNIT 2 | 25 | 25 |  | Pacific Gas & Electric Company | HYDRO | WATER | NP15 |  |  | CISO | PGAE
Non-Participating | N | Y | PIT5_7_PL3X4 | PIT5_7_UNIT 4 | GEN | Pit PH 5 Unit 4 | 41 | 41 |  | Pacific Gas & Electric Company | HYDRO | WATER | NP15 |  |  | CISO | PGAE
Non-Participating | N | Y | SPAULD_6_UNIT12 | SPAULD_6_UNIT 1 | GEN | SPAULDING HYDRO PH 1 UNIT | 7 | 7 |  | Pacific Gas & Electric Company | HYDRO | WATER | NP15 |  |  | CISO | PGAE
Participating Unit | N | N |  | PMPJCK_1_SOLAR2 | GEN | Rio Bravo Solar 1 | 20 | 20 | PGAE | Rio Bravo Solar I, LLC | PHOTO VOLTAIC | SUN | ZP26 | 2016-12-21 |  | CISO | PGAE
Participating Unit | N | N |  | ETIWND_6_MWDETI | GEN | ETIWANDA RECOVERY HYDRO | 24 | 23.9 | SCE | Metropolitan Water District of Southern California (MWD) | HYDRO | WATER | SP15 | 1994-01-01 |  | CISO | SCE
Participating Unit | N | N |  | ARCOGN_2_UNITS | GEN | WATSON COGENERATION | 305 | 416.6 | SCE | Watson Cogeneration Company | COMBINED CYCLE | NATURAL GAS | SP15 | 1987-12-04 |  | CISO | SCE
Participating Unit | N | N |  | CRELMN_6_RAMON1 | GEN | Ramona 1 | 2 | 2 | SDGE | Sol Orchard San Diego 20, LLC | PHOTO VOLTAIC | SUN | SP15 | 2013-12-31 |  | CISO | SDGE
Non-Participating | N | Y | DSRTSN_2_DS2X2 | DSRTSN_2_DS2BT1 | GEN | Desert Sunlight PV II Storage | 87.4 | 87.4 |  | Sunlight Storage, LLC | OTHER | LESR | SP15 |  |  | CISO | SCE
Participating Unit | N | N |  | ELDORO_7_UNIT 1 | GEN | El Dorado Unit 1 | 11 | 10.5 | PGAE | El Dorado Irrigation District | HYDRO | WATER | NP15 | 2005-05-21 |  | CISO | PGAE
Participating Unit | N | N |  | RENWD_1_QF | GEN | Renwind re-powering project | 10 | 10.5 | SCE | Windpower Partners 1993, LLC | WIND | WIND | SP15 | 2013-01-08 |  | CISO | SCE
Participating Unit | N | N |  | VICTOR_1_SOLAR3 | GEN | Adelanto Solar 2 | 7 | 7 | SCE | Adelanto Solar II, LLC | PHOTO VOLTAIC | SUN | SP15 | 2015-07-01 |  | CISO | SCE
Participating Unit | N | N |  | NCPA_7_GP2UN3 | GEN | NCPA GEO PLANT 2 UNIT 3 | 42.42 | 55 | PGAE | NCPA (MSS Agreement - S14) | STEAM | GEOTHERMAL | NP15 | 1985-01-01 |  | CISO | NCPA
Non-Participating | N | Y | GILRPP_1_PL1X2 | GILRPP_1_UNIT 1 | GEN | Gilroy Energy Center Unit 1 | 49.9 | 49.9 |  | Gilroy Energy Center, LLC | COMBUSTION TURBINE | NATURAL GAS | NP15 |  |  | CISO | PGAE
Non-Participating |  | Y | PALOMR_2_PL1X3 | PALOMR_7_CTG1 | GEN | PALOMR_7_CTG1 | 188 | 188 |  |  | COMBUSTION TURBINE |  | SP15 |  |  | CISO | SDGE
Participating Unit | Y | N |  | HIGGNS_7_QFUNTS | GEN | HIGGNS_7_QFUNTS | 0.5 | 0.3 | PGAE | Pacific Gas & Electric Company | HYDRO | WATER | NP15 |  |  | CISO | PGAE
Participating Unit | N | N |  | SKERN_6_SOLAR2 | GEN | SKIC Solar | 10 | 10 | PGAE | Algonquin SKIC 10 Solar, LLC | PHOTO VOLTAIC | SUN | ZP26 | 2017-01-05 |  | CISO | PGAE
Participating Unit | N | N |  | OROVIL_6_UNIT | GEN | Oroville Cogeneration, LP | 7.5 | 9.8 | PGAE | Oroville Cogeneration, L.P. | RECIPROCATING ENGINE | NATURAL GAS | NP15 | 1989-12-18 |  | CISO | PGAE
Non-Participating | N | Y | SUNSHN_2_LNDFL | SUNSHN_2_LNDFL1 | GEN | SUNSHN_2_LNDFL1 | 4.6 | 4.6 |  | Sunshine Gas Producers, L.L.C. Unit 1 | COMBUSTION TURBINE | BIOGAS | SP15 |  |  | CISO | SCE
Participating Unit | N | N |  | BANKPP_2_NSPIN | GEN | BANKPP_2_NSPIN | 270 | 270 | PGAE | California Dept. of Water Resources | PUMP | WATER | NP15 |  |  | CISO | CWRP
Participating Unit | N | Y | SCEW_2_PDRP182 | SCEW_2_PDRP182 | GEN | ESPN_SCEW_2_PDRP182 | 3.5 |  | SCE | Enersponse, Inc | OTHER | OTHER | SP15 |  |  | CISO | SCE
Non-Participating | N | Y | SLUISP_2_UNITS | SLUISP_2_UNIT 5 | GEN | San Luis P-G Unit 5 | 53 | 53 | PGAE | California Dept. of Water Resources | PUMPED STORAGE | WATER | NP15 |  |  | CISO | PGAE
Non-Participating | N | Y | PNCHPP_1_PL1X2 | PNCHPP_1_CTG1 | GEN | STARWOOD POWER - MIDWAY UNIT 1 | 82.3 | 82.3 |  | Starwood Power-Midway, LLC | COMBUSTION TURBINE | NATURAL GAS | NP15 |  |  | CISO | PGAE
Participating Unit | N | Y | MOSSLD_2_PSP2 | MOSSLD_2_PSP2 | GEN | MOSS LANDING POWER BLOCK 2 | 510 |  | PGAE | Moss Landing Power Company LLC | COMBINED CYCLE | NATURAL GAS | NP15 | 2002-07-11 |  | CISO | PGAE
Non-Participating | N | Y | HYTTHM_2_UNITS | HYATT_2_UNIT 3 | GEN | Edward Hyatt Gen Unit 3 | 141.6 | 141.6 |  | California Dept. of Water Resources | HYDRO | WATER | NP15 |  |  | CISO | CWRP
Participating Unit | N | N |  | SNCLRA_2_SILBT1 | GEN | Silverstrand BESS | 11 | 11 | SCE | Silverstrand Grid, LLC | OTHER | LESR | SP15 | 2021-04-01 |  | CISO | SCE
Participating Unit | Y | N |  | COGNAT_1_UNIT | GEN | Stockton Biomas | 45 | 45 | PGAE | DTE Stockton, LLC | STEAM | BIOMASS | NP15 | 2014-02-12 |  | CISO | PGAE
Participating Unit | N | Y | KRAMER_1_R2PX2 | KRAMER_1_R2PX2 | GEN | Resurgence 2 PV | 48 |  | SCE | Resurgence Solar II, LLC | PHOTO VOLTAIC | SUN | SP15 |  |  | CISO | SCE
Non-Participating | N | Y | PINFLT_7_UNITS | PINFLT_7_UNIT 3 | GEN | Pine Flat Unit 3 | 63.3 | 63.3 |  |  | HYDRO | WATER | NP15 |  |  | CISO | CWRP
Participating Unit | N | N |  | WAUKNA_1_SOLAR2 | GEN | Corcoran 2 | 19.75 | 19.8 | PGAE | CED Corcoran Solar 2, LLC | PHOTO VOLTAIC | SUN | NP15 | 2015-05-05 |  | CISO | PGAE
Non-Participating | N | Y | PNCHEG_2_PL1X4 | PNCHEG_2_CTG1 | GEN | PANOCHE ENERGY CENTER (CTG1) | 104.25 | 104.25 |  | PANOCHE ENERGY CENTER | COMBUSTION TURBINE | NATURAL GAS | NP15 |  |  | CISO | PGAE
Participating Unit | N | N |  | POEPH_7_UNIT 2 | GEN | POE HYDRO UNIT 2 | 68.5 | 68.5 | PGAE | Pacific Gas & Electric Company | HYDRO | WATER | NP15 | 1958-01-01 |  | CISO | PGAE
Participating Unit | N | N |  | COPMTN_2_CM10 | GEN | Copper Mountain 10 | 10 | 10 | SCE | Copper Mountain Solar 1, LLC | PHOTO VOLTAIC | SUN | SP15 | 2011-10-03 |  | CISO | SCE
Participating Unit | N | N |  | DSRTHV_2_DH1SR1 | GEN | Desert Harvest | 80 | 80 | SCE | Desert Harvest, LLC | PHOTO VOLTAIC | SUN | SP15 | 2020-12-11 |  | CISO | SCE
Participating Unit | N | Y | SDG1_1_PDRP118 | SDG1_1_PDRP118 | GEN | SDG1_1_PDRP118 | 0.99 |  | SDGE | Leapfrog Power, Inc. | OTHER | OTHER | SP15 |  |  | CISO | SDGE
Participating Unit | N | N |  | AKINGS_6_AMESR1 | GEN | American Kings Solar | 123 | 123 | PGAE | American Kings Solar, LLC | PHOTO VOLTAIC | SUN | NP15 | 2020-12-05 |  | CISO | PGAE
Participating Unit | N | N |  | KNTSTH_6_WALSR1 | GEN | Westlands Almond | 19.88 | 20 | PGAE | GSPP NN WA LESSEE, LLC | PHOTO VOLTAIC | SUN | NP15 |  |  | CISO | PGAE
Participating Unit | N | N |  | LCKHT1_2_LH1SR1 | GEN | Lockhart Solar 1 PV | 85 | 85 | SCE | Lockhart Solar PV, LLC | PHOTO VOLTAIC | SUN | SP15 |  |  | CISO | SCE
Participating Unit | N | N |  | OLDRIV_6_CESDBM | GEN | Ces Dairy Biogas | 1 | 1 | PGAE | ABEC #4 LLC | RECIPROCATING ENGINE | BIOGAS | ZP26 | 2018-02-02 |  | CISO | PGAE
Participating Unit | N | N |  | MERCED_1_SOLAR2 | GEN | Merced Solar | 1.5 | 1.5 | PGAE | Merced Solar LLC | PHOTO VOLTAIC | SUN | NP15 | 2015-05-12 |  | CISO | PGAE
Participating Unit | N | N |  | CAMLOT_2_SOLAR1 | GEN | Camelot | 45 | 45 | SCE | RE Camelot, LLC | PHOTO VOLTAIC | SUN | SP15 | 2014-12-11 |  | CISO | SCE
Participating Unit | N | Y | SCEW_2_PDRP175 | SCEW_2_PDRP175 | GEN | SCEW_2_PDRP175 | 0.99 |  | SCE | Leapfrog Power, Inc. | OTHER | OTHER | SP15 |  |  | CISO | SCE
Non-Participating | N | Y | SANITR_6_UNITS | SANITR_6_CTG2 | GEN | LACSD CARSON WATER POLLUTION CTG2 | 10 | 10 |  | County Sanitation District No. 2 of Los Angeles County | COMBUSTION TURBINE | BIOGAS | SP15 |  |  | CISO | SCE
Non-Participating | N | Y | ATHOS_5_AP2X2 | ATHOS_5_AP2SR3 | GEN | Athos Power Plant 2 | 100 | 100 |  | SE Athos II, LLC | PHOTO VOLTAIC | SUN | SP15 |  |  | CISO | SCE
Participating Unit | N | N |  | CLINESCO_3_PVDYN | TG | CLINES CORNERS | 129.94 |  | SCE | PVWEST | WIND | WIND | SP15 | 2021-12-01 |  | PNM | SCE
Participating Unit | N | N |  | BAHIA_2_LKHSR1 | GEN | Lake Herman Solar | 5 | 5 | PGAE | RPCA Solar 4, LLC | PHOTO VOLTAIC | SUN | NP15 | 2021-09-23 |  | CISO | PGAE
Participating Unit | N | Y | PGSB_1_PDRP106 | PGSB_1_PDRP106 | GEN | SACBYO PGSB_1_PDRP106 | 2.99 |  | PGAE | Pacific Gas & Electric Company | OTHER | OTHER | NP15 |  |  | CISO | PGAE
Participating Unit | N | Y | PGF1_2_PDRP102 | PGF1_2_PDRP102 | GEN | PDR-D PGF1 | 6.3 |  | PGAE | Olivine, Inc. | OTHER | OTHER | NP15 |  |  | CISO | PGAE
Participating Unit | N | Y | SCEW_2_PDRP168 | SCEW_2_PDRP168 | GEN | VLTS_PDR_SCEW_01 | 6.5 |  | SCE | Voltus, Inc. | OTHER | OTHER | SP15 |  |  | CISO | SCE
Non-Participating | N | Y | GYS7X8_7_UNITS | GYS7X8_7_UNIT 8 | GEN | Geysers Unit 8 | 55 | 55 |  | Geysers Power Company, LLC | STEAM | GEOTHERMAL | NP15 |  |  | CISO | PGAE
Participating Unit | N | N |  | BALCHS_7_UNIT 2 | GEN | BALCH 2 PH UNIT 2 | 52.5 | 52.5 | PGAE | Pacific Gas & Electric Company | HYDRO | WATER | NP15 | 1958-01-01 |  | CISO | PGAE
Participating Unit | N | Y | PGEB_2_PDRP114 | PGEB_2_PDRP114 | GEN | PGEB_2_PDRP114 | 1 |  | PGAE | Olivine, Inc. | OTHER | OTHER | NP15 |  |  | CISO | PGAE
Non-Participating |  | Y | STOILS_1_UNITS | STOILS_1_UNIT 1 | GEN | STOILS_1_UNIT 1 | 62.5 | 62.5 |  |  |  |  | NP15 |  |  | CISO | PGAE
Non-Participating | N | Y | BUCKCK_7_PL1X2 | BUCKCK_7_UNIT 2 | GEN | Bucks Creek Unit #2 | 32.5 | 32.5 |  | Pacific Gas & Electric Company | HYDRO | WATER | NP15 |  |  | CISO | PGAE
Participating Unit | N | N |  | SBERDO_2_RTS016 | GEN | SPVP016 Redlands RT Solar | 1.5 | 1.5 | SCE | Southern California Edison | PHOTO VOLTAIC | SUN | SP15 | 2011-05-19 |  | CISO | SCE
Participating Unit | N | N |  | LACIEN_2_VENICE | GEN | MWD Venice Hydroelectric Recovery Plant | 9.95 | 10.1 | SCE | Metropolitan Water District of Southern California | HYDRO | WATER | SP15 | 1982-01-01 |  | CISO | SCE
Non-Participating | N | Y | ELKHRN_1_EESX3 | ELKHRN_1_EESBT2 | GEN | Elkhorn Energy Storage | 60.83 | 60.83 |  | Pacific Gas & Electric Company - Transmission | OTHER | LESR | NP15 |  |  | CISO | PGAE
Non-Participating | N | Y | DVLCYN_1_UNITS | DVLCYN_1_UNIT 4 | GEN | DEVIL CANYON HYDRO UNIT 4 | 80 | 80 |  | California Dept. of Water Resources | HYDRO | WATER | SP15 |  |  | CISO | CWRS
Participating Unit | N | N |  | PIT1_7_UNIT 2 | GEN | PIT PH 1 UNIT 2 | 32 | 32 | PGAE | Pacific Gas & Electric Company | HYDRO | WATER | NP15 | 1922-01-01 |  | CISO | PGAE
Participating Unit | N | N |  | STANIS_7_UNIT 1 | GEN | STANISLAUS HYDRO | 91 | 95 | PGAE | Pacific Gas & Electric Company | HYDRO | WATER | NP15 | 1963-01-01 |  | CISO | PGAE
Non-Participating | N | Y | PIT5_7_PL3X4 | PIT5_7_UNIT 3 | GEN | PIT PH 5 UNIT 3 | 41 | 41 |  | Pacific Gas & Electric Company | HYDRO | WATER | NP15 |  |  | CISO | PGAE
Participating Unit | N | N |  | VOLTA_2_UNIT 1 | GEN | VOLTA HYDRO UNIT 1 | 9.1 | 9.1 | PGAE | Pacific Gas & Electric Company | HYDRO | WATER | NP15 | 1980-01-01 |  | CISO | PGAE
Participating Unit | N | N |  | WLDWD_1_SOLAR2 | GEN | Wildwood Solar 2 | 15 | 15 | PGAE | Wildwood Solar II, LLC | PHOTO VOLTAIC | SUN | ZP26 | 2017-01-11 |  | CISO | PGAE
Non-Participating | N | Y | HAASPH_7_PL1X2 | HAASPH_7_UNIT 1 | GEN | HAAS PH UNIT 1 | 72 | 72 |  | Pacific Gas & Electric Company | HYDRO | WATER | NP15 |  |  | CISO | PGAE
Participating Unit | N | N |  | WALCRK_2_CTG4 | GEN | Walnut Creek Energy Park Unit 4 | 96.6 | 102.5 | SCE | Walnut Creek Energy, LLC | COMBUSTION TURBINE | NATURAL GAS | SP15 | 2013-03-29 |  | CISO | SCE
Non-Participating |  | Y | SBERDO_2_PSP4 | SBERDO_7_CT4B | GEN | SBERDO_7_CT4B | 182 | 182 |  |  |  |  | SP15 |  |  | CISO | SCE
Non-Participating |  | Y | OTMESA_2_PL1X3 | OTMESA_2_STG3 | GEN | OTAY MESA STEAM TURBINE 3 | 290.7 | 290.7 |  | Otay Mesa Energy Center, LLC | STEAM | HEAT RECOVERY | SP15 |  |  | CISO | SDGE
Participating Unit | N | N |  | MALIN_5_GCPDDYN | TG | Grant County Hydro Facilities | 125 |  | PGAE | MALIN500 | HYDRO | WATER | NP15 | 2018-02-09 |  | BPAT | PGAE
Participating Unit | N | N |  | DOUBLC_1_UNITS | GEN | DOUBLE "C" LIMITED | 52.23 | 55.3 | PGAE | DOUBLE "C" LIMITED | COMBUSTION TURBINE | NATURAL GAS | ZP26 | 1989-03-14 |  | CISO | PGAE
Participating Unit | N | Y | SCEC_1_PDRP149 | SCEC_1_PDRP149 | GEN | SCEC_1_PDRP149 | 0.99 |  | SCE | Leapfrog Power, Inc. | OTHER | OTHER | SP15 |  |  | CISO | SCE
Participating Unit | Y | N |  | PACLUM_6_UNIT | GEN | Humboldt Redwood | 28.8 | 28.8 | PGAE | Humboldt Sawmill Company, LLC | STEAM | BIOMASS | NP15 | 2017-06-01 |  | CISO | PGAE
Participating Unit | N | Y | PGF1_2_PDRP108 | PGF1_2_PDRP108 | GEN | VLTS_PDR_PGF1_02 | 9.95 |  | PGAE | Voltus, Inc. | OTHER | OTHER | NP15 |  |  | CISO | PGAE
Participating Unit | N | Y | SCEC_1_PDRP141 | SCEC_1_PDRP141 | GEN | SCEC_1_PDRP141 | 0.99 |  | SCE | Leapfrog Power, Inc. | OTHER | OTHER | SP15 |  |  | CISO | SCE
Participating Unit | N | N |  | PSWEET_1_STCRUZ | GEN | Santa Cruz Energy LLC | 1.6 | 1.6 | PGAE | Santa Cruz Energy LLC | RECIPROCATING ENGINE | BIOGAS | NP15 | 2010-02-06 |  | CISO | PGAE
Participating Unit | N | Y | PNOCHE_1_PL1X2 | PNOCHE_1_PL1X2 | GEN | Panoche Peaker | 49.97 |  | PGAE | Wellhead Power Panoche, LLC | COMBUSTION TURBINE | NATURAL GAS | NP15 | 2005-06-14 |  | CISO | PGAE
Non-Participating | N | Y | SOLBLU_2_WSBBX2 | SOLBLU_2_WSBBT1 | GEN | Westlands Solar Blue BESS | 112.5 | 112.5 | PGAE | Westlands Solar Blue (OZ) Owner, LLC | OTHER | LESR | ZP26 |  |  | CISO | PGAE
Non-Participating | N | Y | CARLS1_2_CARCT1 | CARLS1_2_CTG8 | GEN | CARLS1_2_CTG8 | 105.5 | 105.5 |  | San Diego Gas & Electric | COMBUSTION TURBINE | NATURAL GAS | SP15 |  |  | CISO | SDGE
Participating Unit | N | N |  | KNGBRG_1_KBSLR1 | GEN | Kingsburg1 | 1.5 | 1.5 | PGAE | Tulare PV II, LLC | PHOTO VOLTAIC | SUN | NP15 | 2013-12-06 |  | CISO | PGAE
Participating Unit | N | N |  | ESCNDO_6_EB2BT2 | GEN | Escondido BESS 2 | 10 | 10 | SDGE | San Diego Gas & Electric | OTHER | LESR | SP15 | 2017-03-06 |  | CISO | SDGE
Participating Unit | N | Y | PGF1_2_PDRP107 | PGF1_2_PDRP107 | GEN | PGF1_2_PDRP107 | 4.8 |  | PGAE | OHMCONNECT, INC. | OTHER | OTHER | NP15 |  |  | CISO | PGAE
Participating Unit | N | N |  | BRDSLD_2_SHLO3B | GEN | Shiloh IV Wind Project | 100 | 100 | PGAE | Shiloh IV Wind Project, LLC | WIND | WIND | NP15 | 2012-12-07 |  | CISO | PGAE
Participating Unit | N | N |  | COPMTN_2_SOLAR1 | GEN | Copper Mountain 48 | 48 | 48 | SCE | Copper Mountain Solar 1, LLC | PHOTO VOLTAIC | SUN | SP15 | 2010-06-15 |  | CISO | SCE
Participating Unit | N | N |  | PLAINV_6_DSOLAR | GEN | Western Antelope Dry Ranch | 10 | 10 | SCE | Western Antelope Dry Ranch LLC | PHOTO VOLTAIC | SUN | SP15 | 2016-12-01 |  | CISO | SCE
Non-Participating | N | Y | CAMCHE_1_PL1X3 | CAMCHE_1_UNIT 2 | GEN | Camanche 2 | 3.3 | 3.3 |  | East Bay Municipal Utility District | HYDRO | WATER | NP15 |  |  | CISO | PGAE
Participating Unit | N | N |  | LMBEPK_2_UNITA2 | GEN | Creed Energy Center, Unit #1 | 47.6 | 49.9 | PGAE | Creed Energy Facility, LLC | COMBUSTION TURBINE | NATURAL GAS | NP15 | 2003-01-06 |  | CISO | PGAE
Participating Unit | N | N |  | ANAHM_2_CANYN4 | GEN | CANYON POWER PLANT UNIT 4 | 49.8 | 71.2 | SCE | City of Anaheim (MSS Agreement - S14) | COMBUSTION TURBINE | NATURAL GAS | SP15 | 2011-07-30 |  | CISO | ANHM
Participating Unit | N | N |  | NZWIND_2_WDSTR5 | GEN | Windstream 6111 | 6.31 | 6.5 | SCE | Wind Stream Operations, LLC | WIND | WIND | SP15 | 2016-03-08 |  | CISO | SCE
Participating Unit |  | N |  | BIGSKY_2_BSKSR6 | GEN | Big Sky Solar 6 | 20 | 20 | SCE | Bayshore Solar A, LLC | PHOTO VOLTAIC | SUN | SP15 | 2017-12-08 |  | CISO | SCE
Participating Unit | N | N |  | SENTNL_2_CTG2 | GEN | Sentinel Unit 2 | 104.19 | 131.8 | SCE | Sentinel Energy Center, LLC | COMBUSTION TURBINE | NATURAL GAS | SP15 | 2013-05-06 |  | CISO | SCE
Participating Unit | N | N |  | BISHOP_1_ALAMO | GEN | BISHOP CREEK PLANT 2 AND 6 | 13.4 | 13.4 | SCE | Southern California Edison Company | HYDRO | WATER | SP15 | 1908-01-01 |  | CISO | SCE
Participating Unit | N | Y | SCEC_1_PDRP150 | SCEC_1_PDRP150 | GEN | SCEC_1_PDRP150 | 0.99 |  | SCE | Leapfrog Power, Inc. | OTHER | OTHER | SP15 |  |  | CISO | SCE
Participating Unit | N | Y | SCEW_2_PDRP117 | SCEW_2_PDRP117 | GEN | SCEW_2_PDRP117 | 0.99 |  | SCE | Leapfrog Power, inc. | OTHER | OTHER | SP15 |  |  | CISO | SCE
Non-Participating | N | Y | COLUSA_2_PL1X3 | COLUSA_2_CTG1 | GEN | Colusa Generating Station | 213.5 | 213.5 |  | Pacific Gas & Electric Company | COMBUSTION TURBINE | NATURAL GAS | NP15 |  |  | CISO | PGAE
Participating Unit | N | N |  | GIFFEN_6_SOLAR1 | GEN | Aspiration Solar G | 9 | 9 | PGAE | Aspiration Solar G LLC | PHOTO VOLTAIC | SUN | NP15 | 2017-09-15 |  | CISO | PGAE
Participating Unit | N | N |  | ALAMIT_7_UNIT 4 | GEN | ALAMITOS GEN STA. UNIT 4 | 334.43 | 320 | SCE | AES Alamitos | STEAM | NATURAL GAS | SP15 | 1962-01-01 |  | CISO | SCE
Participating Unit | N | Y | PGEB_2_PDRP115 | PGEB_2_PDRP115 | GEN | DRAM_PGE_PGEB_ResDM5of10 | 0.1 |  | PGAE | Energy AI Systems Inc. | OTHER | OTHER | NP15 |  |  | CISO | PGAE
Participating Unit | Y | N |  | BARRE_2_QF | GEN | BARRE QFS | 0.2 | 0.2 | SCE | Southern California Edison Company | OTHER | OTHER | SP15 | 1994-01-01 |  | CISO | SCE
Non-Participating | N | Y | HYTTHM_2_UNITS | THERMA_2_UNIT 3 | GEN | Thermalito P-G Unit 3 | 28 | 28 |  | California Dept. of Water Resources | HYDRO | WATER | NP15 |  |  | CISO | CWRP
Participating Unit | N | N |  | FORBST_7_UNIT 1 | GEN | FORBESTOWN HYDRO | 37.5 | 39 | PGAE | South Feather Water and Power | HYDRO | WATER | NP15 | 1963-01-01 |  | CISO | PGAE
Participating Unit | N | N |  | RATSKE_2_RBSSB2 | GEN | Rabbitbrush Solar 2 | 40 | 40 | SCE | Rabbitbrush Solar, LLC | OTHER | HYBD | SP15 | 2022-10-18 |  | CISO | SCE
Participating Unit | N | N |  | WHITNY_6_SOLAR | GEN | Whitney Point Solar | 20 | 22 | PGAE | Whitney Point Solar, LLC | PHOTO VOLTAIC | SUN | NP15 | 2017-04-15 |  | CISO | PGAE
Participating Unit | N | N |  | MIDWD_7_CORAMB | GEN | CELLC 7.5 MW Tehachapi Project | 7.5 | 7.5 | SCE | Coram Energy, LLC | WIND | WIND | SP15 | 1983-12-01 |  | CISO | SCE
Participating Unit | N | N |  | TULARE_2_TULBM1 | GEN | Tulare BioMAT Fuel Cell | 2.8 | 2.8 | SCE | Central CA Fuel Cell 2, LLC | OTHER | BIOGAS | SP15 | 2019-12-20 |  | CISO | SCE
Participating Unit | N | Y | PGZP_2_PDRP100 | PGZP_2_PDRP100 | GEN | BMW PGZP | 0.1 |  | PGAE | Olivine, Inc. | OTHER | OTHER | NP15 |  |  | CISO | PGAE
Non-Participating | N | Y | ALAMIT_2_PL1X3 | ALAMIT_7_CTG1B | GEN | ALAMIT_7_CTG1B | 234.5 | 234.5 |  | AES Alamitos Energy LLC | COMBINED CYCLE | NATURAL GAS | SP15 |  |  | CISO | SCE
Participating Unit | N | N |  | RTEDDY_2_SC1SR3 | GEN | Rosamond West Solar Clean | 40 | 40 | SCE | Golden Fields Solar III, LLC | PHOTO VOLTAIC | SUN | SP15 | 2020-12-21 |  | CISO | SCE
Participating Unit | N | N |  | DTCHWD_2_BT4WND | GEN | Brookfield Tehachapi 4 | 6.52 | 7.1 | SCE | Coram Tehachapi, L.P. | WIND | WIND | SP15 | 2016-04-22 |  | CISO | SCE
Non-Participating | N | Y | PIT4_7_PL1X2 | PIT4_7_UNIT 2 | GEN | Pit PH 4 Unit 2 | 47 | 47 |  | Pacific Gas & Electric Company | HYDRO | WATER | NP15 |  |  | CISO | PGAE
Participating Unit | N | N |  | USWND4_2_UNIT2 | GEN | Altamont Landfill Gas to Energy | 7.4 | 7.4 | PGAE | WM Renewable Energy, LLC | COMBUSTION TURBINE | BIOGAS | NP15 | 2018-02-01 |  | CISO | PGAE
Participating Unit | N | N |  | CHINO_2_PESBT1 | GEN | Pomona Energy Storage 2 | 20 | 20 | SCE | Pomona Energy Storage 2 LLC | OTHER | LESR | SP15 |  |  | CISO | SCE
Participating Unit | N | N |  | STNRES_1_UNIT | GEN | Covanta Stanislaus | 19.9 | 22.3 | PGAE | Covanta Stanislaus, Inc. | STEAM | WASTE TO POWER | NP15 | 1988-09-06 |  | CISO | PGAE
Participating Unit | N | N |  | RCKCRK_7_UNIT 2 | GEN | ROCK CREEK HYDRO UNIT 2 | 56.9 | 56.9 | PGAE | Pacific Gas & Electric Company | HYDRO | WATER | NP15 | 1950-01-01 |  | CISO | PGAE
Participating Unit | Y | N |  | CHINO_2_QF | GEN | CHINO QFS | 0.19 | 21.8 | SCE | Southern California Edison Company | OTHER | OTHER | SP15 | 1987-01-01 |  | CISO | SCE
Non-Participating | N | Y | ATHOS_5_AP1X2 | ATHOS_5_AP1SR2 | GEN | Athos Power Plant | 125 | 125 |  | SE Athos I, LLC | PHOTO VOLTAIC | SUN | SP15 |  |  | CISO | SCE
Participating Unit | N | N |  | DELSUR_6_SOLAR5 | GEN | Radiance Solar 5 | 1.5 | 1.9 | SCE | Radiance Solar 5 LLC | PHOTO VOLTAIC | SUN | SP15 | 2018-12-31 |  | CISO | SCE
Participating Unit | N | N |  | ANAHM_2_CANYN1 | GEN | CANYON POWER PLANT UNIT 1 | 49.21 | 71.2 | SCE | City of Anaheim (MSS Agreement - S14) | COMBUSTION TURBINE | NATURAL GAS | SP15 | 2011-09-16 |  | CISO | ANHM
Non-Participating | N | Y | CENTRY_6_PL1X4 | CENTRY_6_GEN 4 | GEN | CENTURY GEN 4 | 10.8 | 10.8 |  | Colton Power, LP | COMBUSTION TURBINE | NATURAL GAS | SP15 |  |  | CISO | SCE
Non-Participating | N | Y | CENTRY_6_PL1X4 | CENTRY_6_GEN 3 | GEN | CENTURY GEN 3 | 10.8 | 10.8 |  | Colton Power, LP | COMBUSTION TURBINE | NATURAL GAS | SP15 |  |  | CISO | SCE
Participating Unit | N | N |  | DELAMO_2_SOLAR5 | GEN | Golden Springs Building L | 1 | 1 | SCE | Golden Springs Development Company, LLC | PHOTO VOLTAIC | SUN | SP15 | 2017-02-24 |  | CISO | SCE
Participating Unit | N | N |  | MSOLAR_2_SOLAR3 | GEN | Mesquite Solar 3, LLC | 152 | 152 | SDGE | Mesquite Solar 3, LLC | PHOTO VOLTAIC | SUN | SP15 | 2016-12-06 |  | CISO | SDGE
Participating Unit | N | Y | SCEC_1_PDRP130 | SCEC_1_PDRP130 | GEN | SCEC_1_PDRP130 | 0.99 |  | SCE | Leapfrog Power, inc. | OTHER | OTHER | SP15 |  |  | CISO | SCE
Participating Unit | Y | N |  | MLPTAS_7_QFUNTS | GEN | MLPTAS_7_QFUNTS | 1 | 2 | PGAE | Pacific Gas & Electric Company | OTHER | OTHER | NP15 |  |  | CISO | PGAE
Participating Unit | N | N |  | USWNDR_2_SMUD | GEN | SOLANO WIND FARM | 102.18 | 102.2 | PGAE | Sacramento Municipal Utility District | WIND | WIND | NP15 | 1994-01-01 |  | CISO | PGAE
Participating Unit | N | N |  | MIRLOM_2_ONTARO | GEN | Ontario RT Solar | 5.5 | 5.5 | SCE | Southern California Edison Company | PHOTO VOLTAIC | SUN | SP15 | 2011-08-25 |  | CISO | SCE
Participating Unit | N | N |  | CSCGNR_1_UNIT 2 | GEN | GIANERA PEAKER UNIT 2 | 24.75 | 24.8 | PGAE | City of Santa Clara DBA Silicon Valley Power (MSS Agreement - S14) | FTUR | NATURAL GAS | NP15 | 1986-01-01 |  | CISO | NCPA
Non-Participating | N | Y | TENGEN_2_PL1X2 | TENGEN_6_UNIT 1 | GEN | Berry Petroleum Placerita, Unit 1 | 22.7 | 22.7 |  |  | COMBUSTION TURBINE | OTHER | SP15 |  |  | CISO | SCE
Non-Participating | N | Y | PINFLT_7_UNITS | PINFLT_7_UNIT 1 | GEN | Pine Flat Unit 1 | 63.3 | 63.3 |  |  | HYDRO | WATER | NP15 |  |  | CISO | CWRP
Participating Unit | N | N |  | BRDSLD_2_MTZUM2 | GEN | NextEra Energy Montezuma Wind II | 78.2 | 78.2 | PGAE | NextEra Energy Montezuma Wind II, LLC | WIND | WIND | NP15 | 2012-02-01 |  | CISO | PGAE
Participating Unit | N | Y | LAROA2_2_UNITA1 | LAROA2_2_UNITA1 | GEN | LR2 | 322 |  | SDGE | Energia de Baja California, S. de R.L. de C.V. | COMBINED CYCLE | NATURAL GAS | SP15 | 2003-07-22 |  | CISO | SDGE
Participating Unit | N | N |  | LOTUS_6_LSFSR1 | GEN | Lotus Solar Farm | 50 | 50 | PGAE | 41MB 8me LLC | PHOTO VOLTAIC | SUN | NP15 | 2020-05-30 |  | CISO | PGAE
Participating Unit | Y | N |  | ALLGNY_6_HYDRO1 | GEN | Salmon Creek Hydroelectric Project | 0.52 | 0.6 | PGAE | Salmon Creek Hydroelectric Company, LLC | HYDRO | WATER | NP15 | 2014-12-03 |  | CISO | PGAE
Participating Unit | N | N |  | VOYAGR_2_VOYWD1 | GEN | Voyager 1 | 128.91 | 131.1 | SCE | Alta Interconnection Management III, LLC | WIND | WIND | SP15 | 2019-12-30 |  | CISO | SCE
Participating Unit | N | Y | SCEC_1_PDRP163 | SCEC_1_PDRP163 | GEN | SCEC_1_PDRP163 | 9.99 |  | SCE | Leapfrog Power, Inc. | OTHER | OTHER | SP15 |  |  | CISO | SCE
Participating Unit | N | Y | SCEN_6_PDRP101 | SCEN_6_PDRP101 | GEN | SCEN_6_PDRP101 | 0.99 |  | SCE | Leapfrog Power, Inc. | OTHER | OTHER | SP15 |  |  | CISO | SCE
Non-Participating | N | Y | GATWAY_2_PL1X3 | GATWAY_2_CTGB | GEN | Gateway CTG B | 203.1 | 203.1 |  | Gateway Generating Station | COMBUSTION TURBINE | NATURAL GAS | NP15 |  |  | CISO | PGAE
Non-Participating | N | Y | RUSCTY_2_UNITS | RUSCTY_2_CTG1 | GEN | Russell City | 180 | 180 |  | Russell City Energy Company, LLC | COMBINED CYCLE | NATURAL GAS | NP15 |  |  | CISO | PGAE
Non-Participating | N | Y | NAVYII_2_UNITS | NAVYII_2_UNIT 5 | GEN | COSO Power Developers (Navy II) Unit 5 | 33.3 | 33.3 |  |  |  |  | SP15 |  |  | CISO | SCE
Participating Unit | N | N |  | SANLOB_1_OSFBM1 | GEN | Old Santa Fe Road | 0.85 |  | PGAE | HZIU Kompogas SLO Inc | RECIPROCATING ENGINE | BIOGAS | ZP26 | 2019-07-11 |  | CISO | PGAE
Participating Unit | N | N |  | INDIGO_1_UNIT 2 | GEN | INDIGO PEAKER UNIT 2 | 45.3 | 45.3 | SCE | Wildflower Energy LP | COMBUSTION TURBINE | NATURAL GAS | SP15 | 2001-09-19 |  | CISO | SCE
Participating Unit | Y | N |  | UNOCAL_1_UNITS | GEN | TOSCO (RODEO PLANT) | 49.85 | 57.3 | PGAE | Pacific Gas & Electric Company | FTUR | NATURAL GAS | NP15 | 1987-05-21 |  | CISO | PGAE
Non-Participating | N | Y | HARBGN_7_UNITS | HARBGN_7_UNIT 3 | GEN | Harbor Cogen Unit 3 | 11.5 | 11.5 |  | Harbor Cogeneration Company | STEAM | HEAT RECOVERY | SP15 |  |  | CISO | SCE
Participating Unit | N | N |  | GRNLF2_1_UNIT | GEN | GREENLEAF II COGEN | 49.2 | 63.8 | PGAE | Greenleaf Energy Unit 2 LLC | COMBUSTION TURBINE | NATURAL GAS | NP15 | 2020-06-01 |  | CISO | PGAE
Participating Unit | N | N |  | RVSIDE_6_RERCU2 | GEN | Riverside Energy Res. Ctr Unit 2 | 48.5 | 48.5 | SCE | City of Riverside (MSSA) | COMBUSTION TURBINE | NATURAL GAS | SP15 | 2006-06-01 |  | CISO | RVSD
Participating Unit | N | Y | SCEC_1_PDRP183 | SCEC_1_PDRP183 | GEN | CPA_DR_SCEC_ResDM5of10 | 0.1 |  | SCE | Energy AI Systems Inc. | OTHER | OTHER | SP15 |  |  | CISO | SCE
Non-Participating | N | Y | TULLCK_7_UNITS | TULLCK_7_UNIT 3 | GEN | TULLOCH HYDRO AGGREGATE | 7.2 | 7.2 |  | TRI-DAM PROJECT |  | WATER | NP15 |  |  | CISO | NCPA
Non-Participating | N | Y | LECEF_1_UNITS | LECEF_1_CGT 3 | GEN | LOS ESTEROS ENERGY FACILITY CTG 3 | 49.9 | 49.9 |  | Los Esteros Critical Energy Facility, LLC | COMBUSTION TURBINE | NATURAL GAS | NP15 |  |  | CISO | PGAE
Non-Participating | N | Y | BUCKBL_2_PL1X3 | BUCKBL_2_STG10 | GEN | Blythe STG | 227 | 227 |  | Blythe Energy, LLC | STEAM | NATURAL GAS | SP15 |  |  | CISO | SCE
Non-Participating | N | Y | CDWR07_2_GEN | WHELPP_2_NSPIN | GEN | WHELPP_2_NSPIN | 112.5 | 112.5 |  |  | PUMP | OTHER | ZP26 |  |  | CISO | CWRP
Participating Unit | N | N |  | BLACK_7_UNIT 2 | GEN | JAMES B. BLACK 2 | 84.1 | 84.1 | PGAE | Pacific Gas & Electric Company | HYDRO | WATER | NP15 | 1965-01-01 |  | CISO | PGAE
Participating Unit | N | N |  | ALAMIT_7_UNIT 5 | GEN | ALAMITOS GEN STA. UNIT 5 | 480 | 482 | SCE | AES Alamitos | STEAM | NATURAL GAS | SP15 | 1999-01-01 |  | CISO | SCE
Participating Unit | N | N |  | BRDSLD_2_HIWIND | GEN | High Winds Energy Center | 162 | 162 | PGAE | High Winds, LLC | WIND | WIND | NP15 | 2003-12-23 |  | CISO | PGAE
Participating Unit | N | Y | SCEW_2_PDRP106 | SCEW_2_PDRP106 | GEN | SCEW_2_PDRP106 | 9.99 |  | SCE | Leapfrog Power, inc. | OTHER | OTHER | SP15 |  |  | CISO | SCE
Participating Unit | N | N |  | SAUGUS_6_MWDFTH | GEN | Foothill Hydroelectric Recovery Plant | 9.1 | 9.1 | SCE | Metropolitan Water District of Southern California (MWD) | HYDRO | WATER | SP15 | 1981-01-01 |  | CISO | SCE
Participating Unit | N | N |  | MOORPK_2_ACOBT1 | GEN | Acorn I BESS | 1.95 | 2 | SCE | Acorn I Energy Storage, LLC | OTHER | LESR | SP15 | 2021-03-31 |  | CISO | SCE
Non-Participating | N | Y | SUNRIS_2_PL1X3 | SUNRIS_2_UNIT 3 | GEN | Sunrise Power Project Unit 3 | 272 | 272 |  | Sunrise Power Company | STEAM | HEAT RECOVERY | ZP26 |  |  | CISO | PGAE
Non-Participating | N | Y | SPICER_1_UNITS | SPICER_1_UNIT 2 | GEN | SPICER HYDRO UNIT 2 | 2.8 | 2.8 |  | NCPA (MSS Agreement - S14) | HYDRO | WATER | NP15 |  |  | CISO | NCPA
Participating Unit | N | N |  | WHITEH_2_MEADDYN2 | TG | White Hills B | 300 |  | SCE | MEAD230 | WIND | WIND | SP15 | 2020-12-16 |  | WALC | SCE
Non-Participating | N | Y | DRUM_7_PL3X4 | DRUM_7_UNIT 4 | GEN | Drum PH 1 Unit 4 | 16 | 16 |  | Pacific Gas & Electric Company | HYDRO | WATER | NP15 |  |  | CISO | PGAE
Non-Participating | N | Y | DMDVLY_1_UNITS | DMDVLY_1_GEN 1 | GEN | Diamond Valley Unit 1 | 3.3 | 3.3 |  | Metropolitan Water District of Southern California (MWD) | HYDRO | WATER | SP15 |  |  | CISO | SCE
Participating Unit | N | N |  | RICHMN_1_CHVSR2 | GEN | Chevron 8.5 | 8.5 | 8.5 | PGAE | MCE Solar One, LLC | PHOTO VOLTAIC | SUN | NP15 | 2017-12-21 |  | CISO | PGAE
Participating Unit | N | N |  | TUPMAN_1_BIOGAS | GEN | ABEC Bidart-Stockale #1 | 0.6 | 0.6 | PGAE | ABEC Bidart-Stockdale LLC | RECIPROCATING ENGINE | BIOGAS | ZP26 | 2013-03-20 |  | CISO | PGAE
Participating Unit | N | N |  | ALMASL_2_GS1SR1 | GEN | Almasol Generating Station 1 | 125 | 125 | SCE | Maverick Solar, LLC | PHOTO VOLTAIC | SUN | SP15 | 2020-12-11 |  | CISO | SCE
Participating Unit | N | Y | PALOMR_2_PL1X3 | PALOMR_2_PL1X3 | GEN | Palomar Energy Center | 588.21 |  | SDGE | San Diego Gas & Electric | COMBINED CYCLE | NATURAL GAS | SP15 | 2005-10-14 |  | CISO | SDGE
Participating Unit | N | Y | SDG1_1_PDRP114 | SDG1_1_PDRP114 | GEN | SDG1_1_PDRP114 | 0.99 |  | SDGE | Leapfrog Power, Inc. | OTHER | OTHER | SP15 |  |  | CISO | SDGE
Participating Unit | N | Y | WISHON_6_UNITS | WISHON_6_UNITS | GEN | Wishon/San Joaquin #1-A AGGREGATE | 18.4 |  | PGAE | Pacific Gas & Electric Company | HYDRO | WATER | NP15 | 1910-01-01 |  | CISO | PGAE
Participating Unit | N | N |  | CHICPK_7_UNIT 1 | GEN | Chicago Park Powerhouse | 42 | 42 | PGAE | Nevada Irrigation District | HYDRO | WATER | NP15 | 1965-01-01 |  | CISO | PGAE
Participating Unit | N | N |  | GRIZLY_1_UNIT 1 | GEN | GRIZZLY HYDRO | 20 | 20 | PGAE | Pacific Gas & Electric Company | HYDRO | WATER | NP15 | 1993-01-01 |  | CISO | PGAE
Participating Unit | N | N |  | ELCAJN_6_UNITA1 | GEN | Cuyamaca Peak Energy Plant | 45.42 | 48 | SDGE | San Diego Gas & Electric | COMBUSTION TURBINE | NATURAL GAS | SP15 | 2002-05-29 |  | CISO | SDGE
Participating Unit | N | N |  | HAYPRS_6_HAYHD1 | GEN | Haypress Lower | 5.8 | 6.1 | PGAE | EIF Haypress, LLC | HYDRO | WATER | NP15 | 2021-03-03 |  | CISO | PGAE
Participating Unit | N | N |  | MANTEC_1_ML1SR1 | GEN | Manteca Land 1 | 1 | 1 | PGAE | Manteca PV 1, LLC | PHOTO VOLTAIC | SUN | NP15 | 2017-12-28 |  | CISO | PGAE
Participating Unit | Y | N |  | ELLIS_2_QF | GEN | ELLIS QFS | 12 | 28.2 | SCE | Southern California Edison Company | OTHER | OTHER | SP15 | 1993-01-01 |  | CISO | SCE
Participating Unit | N | N |  | FIFTHS_2_FSSR1 | GEN | Fifth Standard Solar | 150 | 150 | PGAE | Fifth Standard Solar PV, LLC | PHOTO VOLTAIC | SUN | ZP26 |  |  | CISO | PGAE
Participating Unit | N | Y | AGRICO_7_UNIT | AGRICO_7_UNIT | GEN | Fresno Cogen | 50.6 |  | PGAE | Fresno Cogeneration Partners, LP | OTHER | NATURAL GAS | NP15 | 2023-03-14 |  | CISO | PGAE
Participating Unit | N | N |  | MALIN_5_IBERDR | TG | Iberdrola Centroid Sytem Resource | 100 |  | PGAE | MALIN500 | WIND | WIND | NP15 |  |  | BPAT | PGAE
Participating Unit | N | N |  | PIT7_7_UNIT 2 | GEN | PIT PH 7 UNIT 2 | 54.6 | 54.6 | PGAE | Pacific Gas & Electric Company | HYDRO | WATER | NP15 | 1965-01-01 |  | CISO | PGAE
Participating Unit | N | N |  | CHINO_2_APEBT1 | GEN | Pomona Energy Storage | 20 | 20 | SCE | VESI Pomona Energy Storage, Inc. | OTHER | LESR | SP15 | 2016-12-31 |  | CISO | SCE
Participating Unit | N | Y | PGEB_2_PDRP101 | PGEB_2_PDRP101 | GEN | PGEB_2_PDRP101 | 0.99 |  | PGAE | Leapfrog Power, Inc. | OTHER | OTHER | NP15 |  |  | CISO | PGAE
Non-Participating | N | Y | GRNLF1_1_PL1X2 | GRNLF1_1_UNITA | GEN | Greenleaf 1 | 37 | 37 |  | Calpine Greenleaf Holdings, Inc. | COMBUSTION TURBINE | NATURAL GAS | NP15 |  |  | CISO | PGAE
Participating Unit | N | N |  | SCHNDR_1_WSTSDE | GEN | Westside Solar Station | 15 | 15 | PGAE | Pacific Gas & Electric Company | PHOTO VOLTAIC | SUN | NP15 | 2011-09-13 |  | CISO | PGAE
Participating Unit | N | N |  | VEGA_6_SOLAR1 | GEN | Vega Solar | 20 | 20 | PGAE | Vega Solar, LLC | PHOTO VOLTAIC | SUN | NP15 | 2015-03-23 |  | CISO | PGAE
Participating Unit | N | N |  | USWND2_1_WIND2 | GEN | Golden Hills B | 42.96 | 43 | PGAE | Golden Hills Wind, LLC | WIND | WIND | NP15 | 2015-12-23 |  | CISO | PGAE
Participating Unit | N | Y | GILROY_1_UNIT | GILROY_1_UNIT | GEN | GILROY COGEN AGGREGATE | 120 |  | PGAE | Calpine Gilroy Cogen, L.P. | COMBINED CYCLE | NATURAL GAS | NP15 | 1987-01-01 |  | CISO | PGAE
Participating Unit | N | Y | MARVEL_2_MARBX2 | MARVEL_2_MARBX2 | GEN | Marvel | 225 |  | SCE | Desert Peak Energy Center, LLC | OTHER | LESR | SP15 |  |  | CISO | SCE
Participating Unit | N | Y | SCEW_2_PDRP114 | SCEW_2_PDRP114 | GEN | LCR AMS Hybrid West LA 1-W-SCE | 6.47 |  | SCE | Southern California Edison | OTHER | OTHER | SP15 |  |  | CISO | SCE
Participating Unit | N | N |  | COLEMN_2_UNIT | GEN | Coleman | 13 | 13 | PGAE | Pacific Gas & Electric Company | HYDRO | WATER | NP15 | 1979-01-01 |  | CISO | PGAE
Participating Unit | N | N |  | PIT1_7_UNIT 1 | GEN | PIT PH 1 UNIT 1 | 32 | 32 | PGAE | Pacific Gas & Electric Company | HYDRO | WATER | NP15 | 1922-01-01 |  | CISO | PGAE
Participating Unit | N | N |  | CONTRL_1_OXBOW | GEN | Dixie Valley Geo | 60 | 64.7 | SCE | Ormat Dixie Valley LLC | STEAM | GEOTHERMAL | SP15 | 2018-07-05 |  | CISO | SCE
Participating Unit | Y | N |  | COTTLE_2_FRNKNH | GEN | Frankenheimer Power Plant | 5.3 | 5 | PGAE | South San Joaquin Irrigation District | HYDRO | WATER | NP15 | 2013-04-01 |  | CISO | PGAE
Participating Unit | N | N |  | VICTOR_1_VDRYFA | GEN | Victor Dry Farm Ranch A | 5 | 5 | SCE | Victor Dry Farm Ranch A LLC | PHOTO VOLTAIC | SUN | SP15 | 2015-06-12 |  | CISO | SCE
Participating Unit | N | N |  | WALCRK_2_CTG2 | GEN | Walnut Creek Energy Park Unit 2 | 96.91 | 102.5 | SCE | Walnut Creek Energy, LLC | COMBUSTION TURBINE | NATURAL GAS | SP15 | 2013-03-21 |  | CISO | SCE
Non-Participating | N | Y | GATWAY_2_PL1X3 | GATWAY_2_CTGA | GEN | Gateway CTG A | 203.1 | 203.1 |  | Gateway Generating Station | COMBUSTION TURBINE | NATURAL GAS | NP15 |  |  | CISO | PGAE
Participating Unit | N | N |  | CENTER_2_RHONDO | GEN | MWD Rio Hondo Hydroelectric Recovery Pla | 1.91 | 1.9 | SCE | Metropolitan Water District of Southern California | HYDRO | WATER | SP15 | 1984-01-01 |  | CISO | SCE
Participating Unit | Y | N |  | SPIFBD_1_PL1X2 | GEN | SIERRA PACIFIC IND. (SONORA) | 7.5 | 7.5 | PGAE | Sierra Pacific Industries | STEAM | BIOMASS | NP15 | 2018-04-12 |  | CISO | PGAE
Participating Unit | N | Y | PGF1_2_PDRP109 | PGF1_2_PDRP109 | GEN | PGF1_2_PDRP109 | 0.99 |  | PGAE | Leapfrog Power, Inc. | OTHER | OTHER | NP15 |  |  | CISO | PGAE
Non-Participating | N | Y | CENTPD_2_BMSX2 | CENTPD_2_BMSBT2 | GEN | Blythe Mesa Solar 2 BESS | 56 | 56 |  | Blythe Mesa Solar II, LLC | OTHER | LESR | SP15 |  |  | CISO | SCE
Participating Unit | N | N |  | SISPRG_2_DS3BT2 | GEN | Daggett Solar 3 b BESS | 60 | 60 | SCE | Daggett Solar Power 3 LLC | OTHER | LESR | SP15 |  |  | CISO | SCE
Participating Unit | N | Y | CHESTN_2_CHWSX2 | CHESTN_2_CHWSX2 | GEN | Chestnut Westside PV | 150 |  | PGAE | Castanea Project, LLC | PHOTO VOLTAIC | SUN | NP15 |  |  | CISO | PGAE
Participating Unit | N | N |  | VICTOR_1_SOLAR4 | GEN | Adelanto Solar | 20 | 20 | SCE | Adelanto Solar, LLC | PHOTO VOLTAIC | SUN | SP15 | 2015-09-03 |  | CISO | SCE
Participating Unit | N | N |  | HINSON_6_LBECH2 | GEN | Long Beach Unit 2 | 63 | 70 | SCE | Long Beach Generation LLC | FTUR | NATURAL GAS | SP15 | 2007-08-01 |  | CISO | SCE
Participating Unit | N | N |  | SBERDO_2_RTS013 | GEN | SPVP013 | 3.5 | 3.5 | SCE | Southern California Edison | PHOTO VOLTAIC | SUN | SP15 | 2013-06-11 |  | CISO | SCE
Participating Unit | N | Y | GENESI_2_STG | GENESI_2_STG | GEN | Genesis Station | 250 |  | SCE | NextEra Desert Center Blythe, LLC | STEAM | SUN | SP15 | 2013-11-27 |  | CISO | SCE
Participating Unit | N | N |  | DEVERS_1_SOLAR | GEN | Cascade Solar | 18.5 | 18.5 | SCE | Cascade Solar, LLC | PHOTO VOLTAIC | SUN | SP15 | 2013-11-30 |  | CISO | SCE
Participating Unit | N | N |  | CRELMN_6_RAMON2 | GEN | Ramona 2 | 5 | 5 | SDGE | Sol Orchard San Diego 21, LLC | PHOTO VOLTAIC | SUN | SP15 | 2013-12-31 |  | CISO | SDGE
Non-Participating | N | Y | BIGCRK_2_EXESWD | BGCRK2_7_UNIT 5 | GEN | BIG CREEK PH 2 UNIT 5 | 17.5 | 17.5 |  | Southern California Edison Company | HYDRO | WATER | SP15 |  |  | CISO | SCE
Participating Unit | N | N |  | ARVINN_6_ORION2 | GEN | Orion 2 Solar | 8 | 8 | PGAE | Orion Solar II, LLC | PHOTO VOLTAIC | SUN | ZP26 | 2014-06-26 |  | CISO | PGAE
Participating Unit | N | N |  | PMPJCK_1_SOLAR1 | GEN | Pumpjack Solar I | 20 | 20 | PGAE | Pumpjack Solar I, LLC | PHOTO VOLTAIC | SUN | ZP26 | 2015-01-27 |  | CISO | PGAE
Participating Unit | N | N |  | CALFTS_2_CFSSR1 | GEN | California Flats Solar South | 150 | 150 | PGAE | CA Flats Solar 150, LLC | PHOTO VOLTAIC | SUN | NP15 | 2019-03-05 |  | CISO | PGAE
Non-Participating | N | Y | PIT5_7_PL1X2 | PIT5_7_UNIT 1 | GEN | PIT PH 5 UNIT 1 | 41 | 41 |  | Pacific Gas & Electric Company | HYDRO | WATER | NP15 |  |  | CISO | PGAE
Non-Participating | N | Y | SLSTR2_2_SOLAR2 | SLSTR2_2_SOLR2A | GEN | Solar Star 2 | 219 | 219 |  | Southern California Edison Company | PHOTO VOLTAIC | SUN | SP15 |  |  | CISO | SCE
Participating Unit | N | N |  | OLIVEP_1_SOLAR2 | GEN | White River West | 19.75 | 19.8 | PGAE | CED White River Solar 2, LLC | PHOTO VOLTAIC | SUN | ZP26 | 2014-10-01 |  | CISO | PGAE
Participating Unit | N | N |  | HENRTA_6_UNITA1 | GEN | GWF HENRIETTA PEAKER PLANT UNIT 1 | 49.98 | 50 | PGAE | MRP San Joaquin Energy, LLC | COMBUSTION TURBINE | NATURAL GAS | NP15 | 2002-07-01 |  | CISO | PGAE
Participating Unit | Y | Y | CAMCHE_1_PL1X3 | CAMCHE_1_PL1X3 | GEN | CAMANCHE UNITS 1, 2 & 3 AGGREGATE | 9.99 |  | PGAE | East Bay Municipal Utility District | HYDRO | WATER | NP15 | 1983-01-01 |  | CISO | PGAE
Participating Unit | N | N |  | COCOPP_2_CTG4 | GEN | Marsh Landing 4 | 204.29 | 222 | PGAE | Marsh Landing LLC | FTUR | NATURAL GAS | NP15 | 2013-05-01 |  | CISO | PGAE
Participating Unit | N | N |  | ARKANS_1_ARKSLR | TG | SG Arkansas | 50 | 50 | SDGE | IVLY2 | PHOTO VOLTAIC | SUN | SP15 | 2015-08-29 |  | IID | SDGE
Participating Unit | N | N |  | BIGSKY_2_AS2BT1 | GEN | Antelope Solar 2 LAB | 127 | 127 | SCE | sPower Development Company, LLC | OTHER | LESR | SP15 | 2022-09-02 |  | CISO | SCE
Participating Unit | Y | N |  | NEWARK_1_QF | GEN | NEWARK 1 QF | 0.1 | 1.1 | PGAE | Pacific Gas & Electric Company | OTHER | OTHER | NP15 |  |  | CISO | PGAE
Participating Unit | N | N |  | BUCKWD_1_QF | GEN | Buckwind Re-powering project | 16.5 | 16.5 | SCE | Windpower Partners 1993, LLC | WIND | WIND | SP15 | 1984-12-13 |  | CISO | SCE
Non-Participating | N | Y | PIT4_7_PL1X2 | PIT4_7_UNIT 1 | GEN | PIT PH 4 UNIT 1 | 55 | 55 |  | Pacific Gas & Electric Company | HYDRO | WATER | NP15 |  |  | CISO | PGAE
Participating Unit | N | N |  | OASIS_6_SOLAR3 | GEN | Soccer Center | 3 | 3.8 | SCE | SolarCity Corporation | PHOTO VOLTAIC | SUN | SP15 | 2017-08-11 |  | CISO | SCE
Non-Participating | N | Y | PRIMM_2_SOLAR1 | PRIMM_2_SOLRA1 | GEN | PRIMM_2_SOLRA1 | 136.5 | 136.5 |  | Silver State Solar Power South, LLC | PHOTO VOLTAIC | SUN | SP15 |  |  | CISO | SCE
Participating Unit | N | Y | KRAMER_1_R1BX3 | KRAMER_1_R1BX3 | GEN | Resurgence 1 BESS | 75 |  | SCE | Resurgence Solar I, LLC | OTHER | LESR | SP15 |  |  | CISO | SCE
Participating Unit | N | N |  | LEPRFD_1_KANSAS | GEN | Kansas | 20 | 20 | PGAE | RE Kansas, LLC | PHOTO VOLTAIC | SUN | NP15 | 2014-12-18 |  | CISO | PGAE
Participating Unit | N | N |  | ALAMIT_7_UNIT 3 | GEN | ALAMITOS GEN STA. UNIT 3 | 326.76 | 322 | SCE | AES Alamitos | STEAM | NATURAL GAS | SP15 | 1961-01-01 |  | CISO | SCE
Participating Unit | N | N |  | CAVLSR_2_RSOLAR | GEN | California Valley Solar Ranch-Phase A | 210 | 210 | PGAE | High Plains Ranch II, LLC | PHOTO VOLTAIC | SUN | ZP26 | 2013-11-01 |  | CISO | PGAE
Non-Participating | N | Y | HAASPH_7_PL1X2 | HAASPH_7_UNIT 2 | GEN | HAAS PH UNIT 2 | 72 | 72 |  | Pacific Gas & Electric Company | HYDRO | WATER | NP15 |  |  | CISO | PGAE
Participating Unit | N | N |  | WFRESN_1_SOLAR | GEN | Joya Del Sol | 1.5 | 1.5 | PGAE | GASNA 16P, LLC | PHOTO VOLTAIC | SUN | NP15 | 2012-12-21 |  | CISO | PGAE
Participating Unit | N | N |  | VOYAGR_2_VOYWD4 | GEN | Voyager Wind 4 | 21.01 | 21.6 | SCE | Alta Interconnection Management III, LLC | WIND | WIND | SP15 | 2018-12-29 |  | CISO | SCE
Participating Unit | N | N |  | FROGTN_1_UTICAM | GEN | Murphys Powerhouse | 3.6 | 3.6 | PGAE | Utica Water and Power Authority | HYDRO | WATER | NP15 | 2017-08-22 |  | CISO | PGAE
Participating Unit | N | N |  | LILIAC_6_SOLAR | GEN | Mesa Crest | 3 | 3 | SDGE | NLP Granger A82, LLC | PHOTO VOLTAIC | SUN | SP15 | 2016-09-17 |  | CISO | SDGE
Participating Unit | N | N |  | LMBEPK_2_UNITA1 | GEN | Lambie Energy Center, Unit #1 | 47.5 | 49.9 | PGAE | Gilroy Energy Center, LLC | COMBUSTION TURBINE | NATURAL GAS | NP15 | 2003-01-06 |  | CISO | PGAE
Non-Participating | N | Y | LMEC_1_PL1X3 | LMEC_1_CTG2 | GEN | LOS MEDANOS CTG UNIT 2 | 172 | 172 |  | Los Medanos Energy Center, LLC | COMBUSTION TURBINE | NATURAL GAS | NP15 |  |  | CISO | PGAE
Non-Participating | N | Y | BUCKCK_7_PL1X2 | BUCKCK_7_UNIT 1 | GEN | Bucks Creek Unit #1 | 33 | 33 |  | Pacific Gas & Electric Company | HYDRO | WATER | NP15 |  |  | CISO | PGAE
Participating Unit | N | N |  | CRIMSN_2_CRMBT2 | GEN | Crimson 2 | 150 | 150 | SCE | Sonoran West Solar Holdings, LLC | OTHER | LESR | SP15 | 2022-10-28 |  | CISO | SCE
Participating Unit | N | N |  | GASKW1_2_GW2BT1 | GEN | Gaskell West 2 BESS | 20 | 20 | SCE | RE Gaskell West 2 LLC | OTHER | LESR | SP15 | 2023-05-05 |  | CISO | SCE
Participating Unit | N | N |  | MIRLOM_2_MLBBTB | GEN | Mira Loma BESS B | 10 | 10 | SCE | Southern California Edison | OTHER | LESR | SP15 | 2016-12-30 |  | CISO | SCE
Participating Unit | N | Y | SCEW_2_PDRP131 | SCEW_2_PDRP131 | GEN | SCEW_2_PDRP131 | 0.99 |  | SCE | Leapfrog Power, Inc. | OTHER | OTHER | SP15 |  |  | CISO | SCE
Participating Unit | N | N |  | GATES_2_SOLAR | GEN | Gates Solar Station | 20 | 20 | PGAE | Pacific Gas & Electric Company | PHOTO VOLTAIC | SUN | ZP26 | 2013-06-24 |  | CISO | PGAE
Participating Unit | N | N |  | VISTA_2_RTS028 | GEN | SPVP028 | 3.5 | 3.5 | SCE | Southern California Edison | PHOTO VOLTAIC | SUN | SP15 | 2013-08-08 |  | CISO | SCE
Participating Unit | N | N |  | SBERDO_2_RTS005 | GEN | SPVP005 Redlands RT Solar | 2.5 | 2.5 | SCE | Southern California Edison | PHOTO VOLTAIC | SUN | SP15 | 2012-11-24 |  | CISO | SCE
Participating Unit | Y | Y | CALGEN_1_UNITS | CALGEN_1_UNITS | GEN | Coso Navy 1 | 80 |  | SCE | Coso Finance Partners | STEAM | GEOTHERMAL | SP15 | 1987-07-13 |  | CISO | SCE
Participating Unit | N | N |  | MILFRD_7_PASADENA | TG | Milford I | 5 |  | SCE | IPP | WIND | WIND | SP15 | 2016-03-01 |  | LADWP | SCE
Participating Unit | N | N |  | MIRLOM_2_TEMESC | GEN | MWD Temescal Hydroelectric Recovery Plan | 2.85 | 2.8 | SCE | Metropolitan Water District of Southern California | HYDRO | WATER | SP15 | 1987-01-01 |  | CISO | SCE
Participating Unit | N | Y | SCEW_2_PDRP100 | SCEW_2_PDRP100 | GEN | SCEW_2_PDRP100 | 2 |  | SCE | OHMCONNECT, INC. | OTHER | OTHER | SP15 |  |  | CISO | SCE
Participating Unit | N | N |  | BKRFLD_2_SOLAR1 | GEN | Bakersfield 111 | 1.38 | 1.4 | PGAE | Bakersfield 111, LLC | PHOTO VOLTAIC | SUN | ZP26 | 2015-07-28 |  | CISO | PGAE
Participating Unit | N | N |  | LITLRK_6_SOLAR3 | GEN | One Ten Partners | 2 | 2 | SCE | One Ten Partners, LLC | PHOTO VOLTAIC | SUN | SP15 | 2017-09-30 |  | CISO | SCE
Participating Unit | N | N |  | HOOV_2_ANAPT | TG | Hoover Power Plant | 40.39 | 41 | SCE | MEAD230 | HYDRO | WATER | SP15 |  |  | WALC | SCE
Participating Unit | N | Y | TULLCK_7_UNITS | TULLCK_7_UNITS | GEN | Tullock Hydro | 25.9 |  | PGAE | City of Santa Clara DBA Silicon Valley Power (MSS Agreement - S14) |  | WATER | NP15 | 1958-01-01 |  | CISO | NCPA
Participating Unit | N | Y | SUNRIS_2_PL1X3 | SUNRIS_2_PL1X3 | GEN | Sunrise Power Project AGGREGATE II | 586.02 |  | PGAE | Sunrise Power Company | COMBINED CYCLE | NATURAL GAS | NP15 | 2001-06-07 |  | CISO | PGAE
Participating Unit | N | N |  | RTEDDY_2_SEBSR3 | GEN | Rosamond West Solar East Bay 3 | 56 | 56 | SCE | Golden Fields Solar III, LLC | PHOTO VOLTAIC | SUN | SP15 | 2020-12-21 |  | CISO | SCE
Participating Unit | N | N |  | DELAMO_2_SOLAR1 | GEN | Golden Springs Building H | 1.5 | 1.5 | SCE | Golden Springs Development Co. LLC | PHOTO VOLTAIC | SUN | SP15 | 2015-04-22 |  | CISO | SCE
Participating Unit | N | N |  | RTEDDY_2_SPASR4 | GEN | Rosamond West Solar Palo Alto | 26 | 26 | SCE | Golden Fields Solar III, LLC | PHOTO VOLTAIC | SUN | SP15 | 2020-12-21 |  | CISO | SCE
Non-Participating | N | Y | CRESTA_7_PL1X2 | CRESTA_7_UNIT 2 | GEN | CRESTA UNIT #2 | 35.2 | 35.2 |  | Pacific Gas & Electric Company | HYDRO | WATER | NP15 |  |  | CISO | PGAE
Participating Unit | N | N |  | GARNET_1_WIND | GEN | GARNET WIND ENERGY CENTER | 6.5 | 6.5 | SCE | Garnet Wind, LLC | WIND | WIND | SP15 | 2009-06-02 |  | CISO | SCE
Non-Participating | N | Y | DSRTSN_2_DS2X2 | DSRTSN_2_DS2BT2 | GEN | Desert Sunlight PV II Storage | 142.6 | 142.6 |  | Sunlight Storage, LLC | OTHER | LESR | SP15 |  |  | CISO | SCE
Participating Unit | N | N |  | BRDSLD_2_SHILO2 | GEN | SHILOH WIND PROJECT 2 | 150 | 150 | PGAE | Shiloh Wind Project 2, LLC | WIND | WIND | NP15 | 2009-01-27 |  | CISO | PGAE
Participating Unit | N | N |  | BALCHS_7_UNIT 3 | GEN | BALCH 2 PH UNIT 3 | 54.6 | 54.6 | PGAE | Pacific Gas & Electric Company | HYDRO | WATER | NP15 | 1958-01-01 |  | CISO | PGAE
Participating Unit | N | N |  | WRGTSR_2_WSFSR1 | GEN | Wright Solar Freeman | 200 | 200 | PGAE | Wright Solar Park LLC | PHOTO VOLTAIC | SUN | NP15 | 2019-12-31 |  | CISO | PGAE
Participating Unit | N | N |  | MERCFL_6_UNIT | GEN | Merced Falls Powerhouse | 3.5 | 3.5 | PGAE | Merced Irrigation District | HYDRO | WATER | NP15 | 1930-01-01 |  | CISO | PGAE
Participating Unit | N | N |  | DEVERS_1_SOLAR2 | GEN | SEPV9 | 9 | 9 | SCE | Highlander Solar 2, LLC | PHOTO VOLTAIC | SUN | SP15 | 2013-06-01 |  | CISO | SCE
Participating Unit | N | N |  | EASTWD_7_UNIT | GEN | EASTWOOD PUMP-GEN | 200 | 207 | SCE | Southern California Edison Company | PUMPED STORAGE | WATER | SP15 | 1987-01-01 |  | CISO | SCE
Participating Unit | Y | N |  | MSHGTS_6_MMARLF | GEN | MIRAMAR LANDFILL | 5 | 3 | SDGE | MM San Diego LLC | RECIPROCATING ENGINE | BIOGAS | SP15 | 2003-05-21 |  | CISO | SDGE
Non-Participating | N | Y | BLKCRK_2_SOLAR1 | BLKCRK_2_SOLR1A | GEN | BLKCRK_2_SOLR1A | 125 | 125 |  | McCoy Solar, LLC | PHOTO VOLTAIC | SUN | SP15 |  |  | CISO | SCE
Participating Unit | N | N |  | LAWRNC_7_SUNYVL | GEN | City of Sunnyvale Unit 1 and 2 | 0.3 | 1.6 | PGAE | City of Sunnyvale | RECIPROCATING ENGINE | BIOGAS | NP15 | 1999-01-01 |  | CISO | PGAE
Participating Unit | N | Y | SCEC_1_PDRP155 | SCEC_1_PDRP155 | GEN | SCEC_1_PDRP155 | 0.99 |  | SCE | Leapfrog Power, Inc. | OTHER | OTHER | SP15 |  |  | CISO | SCE
Participating Unit | N | N |  | DUTCH1_7_UNIT 1 | GEN | DUTCH FLAT 1 PH | 22 | 22 | PGAE | Pacific Gas & Electric Company | HYDRO | WATER | NP15 | 1943-01-01 |  | CISO | PGAE
Participating Unit | N | Y | DREWS_6_PL1X4 | DREWS_6_PL1X4 | GEN | Drews Generating Plant | 41.4 |  | SCE | Colton Power, LP | FTUR | NATURAL GAS | SP15 | 2001-08-14 |  | CISO | SCE
Participating Unit | N | N |  | MSQUIT_5_SERDYN | TG | MSQUIT_5_SERDYN | 625 |  | SCE | PVWEST | COMBINED CYCLE | NATURAL GAS | SP15 |  |  | SRP | SCE
Participating Unit | N | N |  | PLAINV_6_SOLARC | GEN | Central Antelope Dry Ranch C | 20 | 20 | SCE | Central Antelope Dry Ranch C, LLC | PHOTO VOLTAIC | SUN | SP15 | 2016-05-06 |  | CISO | SCE
Participating Unit | N | N |  | REDOND_7_UNIT 5 | GEN | REDONDO GEN STA. UNIT 5 | 178.87 | 175 | SCE | AES Redondo Beach | STEAM | NATURAL GAS | SP15 | 1954-01-01 |  | CISO | SCE
Participating Unit | N | N |  | VISTA_2_RIALTO | GEN | Rialto RT Solar | 1 | 2 | SCE | Southern California Edison Company | PHOTO VOLTAIC | SUN | SP15 | 2011-03-01 |  | CISO | SCE
Non-Participating |  | Y | CALGEN_1_UNITS | CALGEN_1_UNIT 1 | GEN | CALGEN_1_UNIT 1 | 32.2 | 32.2 |  |  |  |  | SP15 |  |  | CISO | SCE
Participating Unit | N | N |  | DELAMO_2_ALASB2 | GEN | Los Alamitos 2 | 10 | 10 | SCE | BCE Los Alamitos, LLC | OTHER | OTHER | SP15 |  |  | CISO | SCE
Non-Participating | N | Y | IVWEST_2_SOLAR1 | IVWEST_2_SOLR1A | GEN | IVWEST_2_SOLR1A | 75 | 75 |  | CSolar IV West, LLC | PHOTO VOLTAIC | SUN | SP15 |  |  | CISO | SDGE
Non-Participating | N | Y | SUNSHN_2_LNDFL | SUNSHN_2_LNDFL5 | GEN | SUNSHN_2_LNDFL5 | 4.6 | 4.6 |  | Sunshine Gas Producers, L.L.C. Unit 5 | COMBUSTION TURBINE | BIOGAS | SP15 |  |  | CISO | SCE
Participating Unit | N | N |  | PAIGES_6_SOLAR | GEN | Paige Solar | 20 | 22 | PGAE | Westside Solar, LLC | PHOTO VOLTAIC | SUN | NP15 | 2017-03-09 |  | CISO | PGAE
Participating Unit | N | N |  | SISQUC_1_SMARIA | GEN | Santa Maria II LFG Power Plant | 1.42 | 1.5 | PGAE | J&A-Santa Maria II, LLC | RECIPROCATING ENGINE | BIOGAS | NP15 | 2010-09-27 |  | CISO | PGAE
Participating Unit | N | N |  | RECTOR_2_TFDBM1 | GEN | Two Fiets Dairy Digester | 0.8 | 0.8 | SCE | Two Fiets | RECIPROCATING ENGINE | BIOGAS | SP15 | 2019-01-07 |  | CISO | SCE
Participating Unit | N | N |  | SLATE_2_SLASR2 | GEN | SLATE_2 | 93 | 93 | PGAE | RE Slate 1 LLC | OTHER | HYBD | NP15 | 2022-03-15 |  | CISO | PGAE
Participating Unit | N | N |  | ALAMO_6_UNIT | GEN | ALAMO POWER PLANT | 17 | 18 | SCE | California Dept. of Water Resources | HYDRO | WATER | SP15 | 1986-01-01 |  | CISO | CWRS
Participating Unit | N | N |  | VICTOR_1_SOLAR1 | GEN | Victor Phelan Solar One | 17.5 | 17.5 | SCE | RE Victor Phelan Solar One LLC | PHOTO VOLTAIC | SUN | SP15 | 2013-11-18 |  | CISO | SCE
Participating Unit | N | N |  | EDWARD_2_ESSSB2 | GEN | Sanborn Solar 2 | 132 | 132 | SCE | Edsan 1B Group 1 Edwards, LLC. | PHOTO VOLTAIC | SUN | SP15 | 2022-12-16 |  | CISO | SCE
Participating Unit | N | N |  | WALCRK_2_CTG3 | GEN | Walnut Creek Energy Park Unit 3 | 96.65 | 102.5 | SCE | Walnut Creek Energy, LLC | COMBUSTION TURBINE | NATURAL GAS | SP15 | 2013-03-21 |  | CISO | SCE
Participating Unit | Y | N |  | FTSWRD_7_QFUNTS | GEN | FTSWRD_7_QFUNTS | 1.6 | 1.3 | PGAE | Pacific Gas & Electric Company | HYDRO | WATER | NP15 |  |  | CISO | PGAE
Participating Unit | Y | N |  | MTNPOS_1_UNIT | GEN | MT.POSO COGENERATION CO. | 46.64 | 57 | PGAE | Mt. Poso Cogeneration Company | STEAM | BIOMASS | ZP26 | 1989-04-01 |  | CISO | PGAE
Participating Unit | Y | N |  | WALNUT_7_WCOVST | GEN | MM West Covina - ST Unit | 6.5 | 6.5 | SCE | MM West Covina LLC | STEAM | BIOGAS | SP15 | 1996-10-05 |  | CISO | SCE
Participating Unit | N | N |  | TULARE_2_TFCBM1 | GEN | LB Trigen Fuel Cell 1 | 2.8 | 2.8 | SCE | Long Beach Trigen, LLC | STEAM | BIOGAS | SP15 |  |  | CISO | SCE
Participating Unit | N | Y | GILRPP_1_PL1X2 | GILRPP_1_PL1X2 | GEN | GILROY ENERGY CENTER UNITS 1&2 AGGREGATE | 95.2 |  | PGAE | Gilroy Energy Center, LLC | COMBUSTION TURBINE | NATURAL GAS | NP15 | 2002-01-29 |  | CISO | PGAE
Participating Unit | N | N |  | COPMT2_2_SOLAR2 | GEN | CMS2 | 155 | 155 | SCE | Copper Mountain Solar 2, LLC | PHOTO VOLTAIC | SUN | SP15 | 2012-06-27 |  | CISO | SCE
Participating Unit | N | Y | IVWEST_2_SOLAR1 | IVWEST_2_SOLAR1 | GEN | Imperial Valley West ( Q # 608) | 150 |  | SDGE | CSolar IV West, LLC | PHOTO VOLTAIC | SUN | SP15 | 2015-09-30 |  | CISO | SDGE
Non-Participating | N | Y | METEC_2_PL1X3 | METEC_7_STG3 | GEN | Metcalf Energy Center Unit 3 | 231 | 231 |  | Metcalf Energy Center, LLC | STEAM | HEAT RECOVERY | NP15 |  |  | CISO | PGAE
Non-Participating | N | Y | BIGCRK_2_EXESWD | BGCRK3_7_UNIT 4 | GEN | BIG CREEK PH 3 UNIT 4 | 36 | 36 |  | Southern California Edison Company | HYDRO | WATER | SP15 |  |  | CISO | SCE
Participating Unit | N | N |  | MAGUND_1_BKSSR2 | GEN | Bakersfield Solar 1 | 5.25 | 5.3 | PGAE | Bakersfield PV 1, LLC | PHOTO VOLTAIC | SUN | ZP26 | 2017-12-26 |  | CISO | PGAE
Participating Unit | N | Y | PNCHPP_1_PL1X2 | PNCHPP_1_PL1X2 | GEN | Midway Peaking Aggregate | 119.91 |  | PGAE | Midway Peaking, LLC | COMBUSTION TURBINE | NATURAL GAS | NP15 | 2009-05-03 |  | CISO | PGAE
Participating Unit | N | N |  | SLRMS3_2_SRMSR1 | GEN | SILVER RIDGE MOUNT SIGNAL 3 | 250 | 250 | SDGE | IMPERIAL VALLEY SOLAR 3, LLC | PHOTO VOLTAIC | SUN | SP15 | 2019-12-06 |  | CISO | SDGE
Participating Unit | N | Y | LODIEC_2_PL1X2 | LODIEC_2_PL1X2 | GEN | Lodi Energy Center | 302.58 |  | PGAE | Northern California Power Agency - Lodi Energy Center | COMBINED CYCLE | NATURAL GAS | NP15 | 2012-11-27 |  | CISO | PGAE
Participating Unit | N | N |  | VISTRA_5_DALBT3 | GEN | Dallas Energy Storage 3 | 100 | 100 | PGAE | Moss Landing Energy Storage 1, LLC | OTHER | LESR | NP15 | 2021-04-06 |  | CISO | PGAE
Participating Unit | Y | N |  | GARNET_2_WIND1 | GEN | Phoenix | 11.2 | 11.2 | SCE | Coachella Wind Holdings, LLC | WIND | WIND | SP15 | 2015-01-26 |  | CISO | SCE
Participating Unit | Y | N |  | MORWD_6_QF | GEN | Morwind | 38.16 | 56 | SCE | Terra-Gen Mojave Windfarms, LLC | WIND | WIND | SP15 | 2017-01-17 |  | CISO | SCE
Participating Unit | N | Y | HIDSRT_2_UNITS | HIDSRT_2_UNITS | GEN | HIGH DESERT POWER PROJECT AGGREGATE | 850 |  | SCE | High Desert Power Project, LLC | COMBINED CYCLE | NATURAL GAS | SP15 | 2003-04-21 |  | CISO | SCE
Participating Unit | Y | N |  | SPIAND_1_ANDSN2 | GEN | SPI Anderson 2 | 27.15 | 30.1 | PGAE | Sierra Pacific Industries | STEAM | BIOMASS | NP15 | 2015-09-09 |  | CISO | PGAE
Participating Unit | N | N |  | ETIWND_2_RTS017 | GEN | SPVP017 | 3.5 | 3.5 | SCE | Southern California Edison | PHOTO VOLTAIC | SUN | SP15 | 2011-12-15 |  | CISO | SCE
Participating Unit | N | N |  | SBERDO_2_RTS048 | GEN | SPVP048 | 5 | 5 | SCE | Southern California Edison Company | PHOTO VOLTAIC | SUN | SP15 | 2013-09-01 |  | CISO | SCE
Non-Participating | N | Y | MONTPH_7_UNITS | MONTPH_7_UNIT 1 | GEN | MONTICELLO Unit 1 | 5.7 | 5.7 |  |  |  |  | NP15 |  |  | CISO | PGAE
Non-Participating | N | Y | ELSEGN_2_UN1011 | ELSEGN_2_UNIT10 | GEN | El Segundo Energy Center Unit 6 | 90.5 | 90.5 |  | El Segundo Energy Center LLC | COMBINED CYCLE | NATURAL GAS | SP15 |  |  | CISO | SCE
Participating Unit | Y | N |  | HATLOS_6_BWDHY1 | GEN | Bidwell Ditch | 2 | 2 | PGAE | Mega Renewables | HYDRO | WATER | NP15 | 2017-06-29 |  | CISO | PGAE
Participating Unit | N | N |  | SNDBAR_7_UNIT 1 | GEN | SANDBAR | 16.2 | 18.6 | PGAE | Tri-Dam Power Authority | HYDRO | WATER | NP15 | 2017-01-01 |  | CISO | PGAE
Participating Unit | N | N |  | KRAMER_2_SEGS 9 | GEN | Kramer Junction 9 | 80 | 92 | SCE | Luz Solar Partners Ltd. IX | STEAM | SUN | SP15 | 2021-04-23 |  | CISO | SCE
Participating Unit | N | N |  | SISPRG_2_DS3SR3 | GEN | Daggett Solar 3 cd PV | 50 | 50 | SCE | Daggett Solar Power 3 LLC | PHOTO VOLTAIC | SUN | SP15 |  |  | CISO | SCE
Participating Unit | Y | N |  | COVERD_2_MCKHY1 | GEN | Montgomery Creek Hydro | 2.8 | 2.8 | PGAE | Enel Green Power NA,Inc dba El Dorado Hydro, LLC | HYDRO | WATER | NP15 | 2017-08-01 |  | CISO | PGAE
Participating Unit | N | N |  | ORMOND_7_UNIT 1 | GEN | ORMOND BEACH GEN STA. UNIT 1 | 741.27 | 750 | SCE | NRG California South LP | STEAM | NATURAL GAS | SP15 | 1971-01-01 |  | CISO | SCE
Participating Unit | N | N |  | SPRGAP_1_UNIT 1 | GEN | SPRING GAP HYDRO | 7 | 7 | PGAE | Pacific Gas & Electric Company | HYDRO | WATER | NP15 | 1921-01-01 |  | CISO | PGAE
Participating Unit | N | N |  | RNDSBG_1_HZASR1 | GEN | Hazel A | 2.99 | 3 | SCE | DG West 2021, LLC | PHOTO VOLTAIC | SUN | SP15 | 2019-11-11 |  | CISO | SCE
Participating Unit | N | N |  | MTWIND_1_MVPWD1 | GEN | Mountain View Power Project I Repower | 66.6 | 66.6 | SCE | Mountain View Power Partners, LLC | WIND | WIND | SP15 | 2022-07-26 |  | CISO | SCE
Participating Unit | N | N |  | USWNDR_2_SMUD2 | GEN | Solano Wind Project Phase 3 | 127.8 | 128 | PGAE | Sacramento Municipal Utility District | WIND | WIND | NP15 | 2012-04-18 |  | CISO | PGAE
Participating Unit | N | N |  | ANAHM_2_CANYN3 | GEN | CANYON POWER PLANT UNIT 3 | 46.49 | 71.2 | SCE | City of Anaheim (MSS Agreement - S14) | COMBUSTION TURBINE | NATURAL GAS | SP15 | 2011-07-30 |  | CISO | ANHM
Participating Unit | N | N |  | LNCSTR_6_SOLAR2 | GEN | SEPV Sierra NGR | 8.25 | 8.25 | SCE | SEPV Sierra LLC | OTHER | HYBD | SP15 | 2021-12-22 |  | CISO | SCE
Participating Unit | N | N |  | DUTCH2_7_UNIT 1 | GEN | DUTCH FLAT 2 PH | 26 | 26 | PGAE | Nevada Irrigation District | HYDRO | WATER | NP15 | 1965-01-01 |  | CISO | PGAE
Participating Unit | N | N |  | CALFTN_2_CFSBT1 | GEN | California Flats Solar Battery | 60 | 60 | PGAE | CA Flats Solar 130, LLC | OTHER | LESR | ZP26 | 2021-08-31 |  | CISO | PGAE
Participating Unit | N | N |  | BOGUE_1_UNITA1 | GEN | Feather River Energy Center, Unit #1 | 48.69 | 49.9 | PGAE | Gilroy Energy Center, LLC | COMBUSTION TURBINE | NATURAL GAS | NP15 | 2002-12-23 |  | CISO | PGAE
Participating Unit | N | N |  | KERRGN_1_UNIT 1 | GEN | KERN RIVER HYDRO UNITS 1-4 AGGREGATE | 25.6 | 26.3 | SCE | Southern California Edison Company | HYDRO | WATER | SP15 | 1907-01-01 |  | CISO | SCE
Participating Unit | N | N |  | VLCNTR_6_VCSLR1 | GEN | Valley Center 1 | 2.5 | 2.5 | SDGE | Sol Orchard San Diego 22, LLC | PHOTO VOLTAIC | SUN | SP15 | 2013-12-31 |  | CISO | SDGE
Non-Participating | N | Y | ELSEGN_2_UN1011 | ELSEGN_2_UNIT11 | GEN | El Segundo Energy Center Unit 5 | 228 | 228 |  | El Segundo Energy Center LLC | COMBINED CYCLE | NATURAL GAS | SP15 |  |  | CISO | SCE
Participating Unit | N | N |  | SBERDO_2_RTS007 | GEN | SPVP007 Redlands RT Solar | 2.5 | 2.5 | SCE | Southern California Edison | PHOTO VOLTAIC | SUN | SP15 | 2012-11-24 |  | CISO | SCE
Participating Unit | N | N |  | ARLNTN_2_ASUSR1 | GEN | Arlington Solar Unit 1 | 131 | 131 | SCE | Arlington Solar, LLC | PHOTO VOLTAIC | SUN | SP15 | 2022-08-01 |  | CISO | SCE
Participating Unit | N | N |  | SANBRN_2_ESABT1 | GEN | EdSan 1A | 100 | 100 | SCE | Edwards Sanborn Storage I, LLC | OTHER | LESR | SP15 | 2021-11-19 |  | CISO | SCE
Non-Participating | N | Y | DMDVLY_1_UNITS | DMDVLY_1_GEN 5 | GEN | Diamond Valley Unit 5 | 3.3 | 3.3 |  | Metropolitan Water District of Southern California (MWD) | HYDRO | WATER | SP15 |  |  | CISO | SCE
Participating Unit | N | N |  | ALTA4B_2_CPCW6 | GEN | Mustang Hills | 150 | 150 | SCE | Alta Interconnection Management, LLC | WIND | WIND | SP15 | 2012-05-09 |  | CISO | SCE
Participating Unit | N | N |  | SENTNL_2_CTG8 | GEN | Sentinel Unit 8 | 106.85 | 131.8 | SCE | Sentinel Energy Center, LLC | COMBUSTION TURBINE | NATURAL GAS | SP15 | 2013-05-06 |  | CISO | SCE
Participating Unit | N | Y | MONTPH_7_UNITS | MONTPH_7_UNITS | GEN | MONTICELLO HYDRO AGGREGATE | 12.5 |  | PGAE | Pacific Gas & Electric Company | HYDRO | WATER | NP15 | 1974-01-01 |  | CISO | PGAE
Non-Participating | N | Y | PARDEB_6_UNITS | PARDEB_2_UNIT 1 | GEN | PARDEE HYDRO UNIT 1 | 10 | 10 |  | East Bay Municipal Utility District | HYDRO | WATER | NP15 |  |  | CISO | PGAE
Participating Unit | N | N |  | LITLRK_6_SOLAR2 | GEN | Palmdale 18 | 2 | 2 | SCE | SEPV18, LLC | PHOTO VOLTAIC | SUN | SP15 | 2016-01-13 |  | CISO | SCE
Participating Unit | N | N |  | GARNET_2_COAWD2 | GEN | Coachella 2 | 10.8 | 10.8 | SCE | Coachella Wind Holdings, LLC | WIND | WIND | SP15 | 2021-04-26 |  | CISO | SCE
Participating Unit | N | N |  | FLOWD_2_RT2WD2 | GEN | Ridgetop 2 | 27.39 | 27.4 | SCE | Ridgetop Energy, LLC | WIND | WIND | SP15 | 2018-10-12 |  | CISO | SCE
Non-Participating | N | Y | ONLLPP_6_UNITS | ONLLPP_6_UNIT 5 | GEN | O'NEILL PUMP-GEN UNIT 5 | 4.2 | 4.2 |  |  | HYDRO | WATER | NP15 |  |  | CISO | PGAE
Non-Participating | N | Y | MDFKRL_2_PROJCT | RALSTN_7_UNIT 1 | GEN | RALSTON UNIT 1 | 86 | 86 |  | Pacific Gas & Electric Company | HYDRO | WATER | NP15 |  |  | CISO | PGAE
Participating Unit | N | N |  | NAROW2_2_UNIT | GEN | Narrows Powerhouse Unit 2 | 55 | 55 | PGAE | Yuba County Water Agency | HYDRO | WATER | NP15 | 1969-01-01 |  | CISO | PGAE
Participating Unit | N | N |  | ULTPCH_1_UNIT 1 | GEN | Pacific Ultrapower Chinese Station | 18 | 25.3 | PGAE | Pacific Ultrapower Chinese Station | STEAM | BIOMASS | NP15 | 2017-03-01 |  | CISO | PGAE
Participating Unit | N | Y | CENTPD_2_BMSX2 | CENTPD_2_BMSX2 | GEN | Blythe Mesa Solar 2 BESS | 112 | 112 | SCE | Blythe Mesa Solar II, LLC | OTHER | LESR | SP15 | 2022-12-21 |  | CISO | SCE
Non-Participating | N | Y | INTKEP_2_UNITS | INTKEP_2_KIRKW1 | GEN | KIRKWOOD HYDRO UNIT 1 | 45 | 45 |  |  |  |  | NP15 |  |  | CISO | PGAE
Participating Unit | N | N |  | PVERDE_5_SCEDYN | TG | PVERDE_5_SCEDYN | 635 |  | SCE | PVWEST |  | URANIUM | SP15 |  |  | SRP | SCE
Participating Unit | N | N |  | FLOWD2_2_FPLWND | GEN | DIABLO WINDS | 18 | 18 | PGAE | Diablo Winds, LLC | WIND | WIND | NP15 | 2005-05-01 |  | CISO | PGAE
Non-Participating | N | Y | OBERON_5_O2BBX2 | OBERON_5_O2BBT3 | GEN | Oberon 2 BESS | 62.5 | 62.5 | SCE | IP Oberon BESS, LLC | OTHER | LESR | SP15 |  |  | CISO | SCE
Participating Unit | Y | N |  | SPBURN_7_SNOWMT | GEN | Burney Creek Hydro | 3 | 3 | PGAE | Snow Mountain Hydro LLC | HYDRO | WATER | NP15 | 1990-03-28 |  | CISO | PGAE
Participating Unit | N | N |  | CAYTNO_2_VASCO | GEN | Vasco Road | 4.3 | 4.3 | PGAE | Ameresco Vasco Road LLC | RECIPROCATING ENGINE | BIOGAS | NP15 | 2014-02-05 |  | CISO | PGAE
Participating Unit | N | N |  | SISPRG_2_DS3BT1 | GEN | Daggett Solar 3 a BESS | 61.5 | 61.5 | SCE | Daggett Solar Power 3 LLC | OTHER | LESR | SP15 |  |  | CISO | SCE
Non-Participating | N | Y | DSRTSL_2_SOLAR1 | DSRTSL_2_SOLR1A | GEN | DSRTSL_2_SOLR1A | 148.1 | 148.1 |  | Desert Stateline, LLC | PHOTO VOLTAIC | SUN | SP15 |  |  | CISO | SCE
Participating Unit | N | N |  | YUBACT_6_UNITA1 | GEN | Yuba City Energy Center (Calpine) | 47.16 | 49.9 | PGAE | Gilroy Energy Center, LLC | COMBUSTION TURBINE | NATURAL GAS | NP15 | 2002-07-26 |  | CISO | PGAE
Non-Participating |  | Y | SANTFG_7_UNITS | SANTFG_7_UNIT 2 | GEN | SANTFG_7_UNIT 2 | 46 | 46 |  |  |  |  | NP15 |  |  | CISO | PGAE
Non-Participating | N | Y | STANTN_2_SBEBX2 | STANTN_2_SBEBT4 | GEN | Stanton Battery Energy Storage | 34.4 | 34.4 | SCE | Stanton Energy Holdco, LLC | OTHER | LESR | SP15 |  |  | CISO | SCE
Participating Unit | N | N |  | CSTOGA_6_LNDFIL | GEN | Clover Flat Land Fill Gas | 0.85 | 0.9 | PGAE | Vista Corporation | RECIPROCATING ENGINE | BIOGAS | NP15 | 2014-06-25 |  | CISO | PGAE
Participating Unit | N | N |  | JAWBNE_2_NSRWND | GEN | North Sky River Wind Project | 160 | 162 | SCE | North Sky River Energy, LLC | WIND | WIND | SP15 | 2012-12-08 |  | CISO | SCE
Participating Unit | N | N |  | RCKCRK_7_UNIT 1 | GEN | ROCK CREEK HYDRO UNIT 1 | 57 | 57 | PGAE | Pacific Gas & Electric Company | HYDRO | WATER | NP15 | 1950-01-01 |  | CISO | PGAE
Non-Participating | N | Y | AGRICO_7_UNIT | AGRICO_6_FEGBT1 | GEN | Fresno EGT | 50.6 | 50.6 | PGAE | FRESNO COGENERATION PARTNERS | OTHER | LESR | NP15 |  |  | CISO | PGAE
Participating Unit | N | N |  | CRIMSN_2_CRMBT1 | GEN | Crimson | 200 | 200 | SCE | Sonoran West Solar Holdings, LLC | OTHER | LESR | SP15 | 2022-09-16 |  | CISO | SCE
Participating Unit | N | Y | HUMBPP_6_UNITS | HUMBPP_6_UNITS | GEN | Humboldt Bay Generating Station 1 | 97.62 |  | PGAE | Pacific Gas & Electric Company | RECIPROCATING ENGINE | NATURAL GAS | NP15 | 2010-09-29 |  | CISO | PGAE
Participating Unit | N | N |  | ETIWND_2_RTS018 | GEN | SPVP018 Fontana RT Solar | 1.5 | 1.5 | SCE | Southern California Edison | PHOTO VOLTAIC | SUN | SP15 | 2012-11-24 |  | CISO | SCE
Participating Unit | Y | N |  | SPI LI_2_UNIT 1 | GEN | Lincoln Biomass | 17.2 | 19.2 | PGAE | Sierra Pacific Industries | STEAM | BIOMASS | NP15 | 1986-06-03 |  | CISO | PGAE
Participating Unit | N | N |  | RTEDDY_2_SOLAR1 | GEN | Rosamond West Solar 1 | 54 | 55 | SCE | Solar Star California XLI, LLC | PHOTO VOLTAIC | SUN | SP15 | 2016-12-22 |  | CISO | SCE
Participating Unit | N | Y | SCEC_1_PDRP131 | SCEC_1_PDRP131 | GEN | SCEC_1_PDRP131 | 0.99 |  | SCE | Leapfrog Power, Inc. | OTHER | OTHER | SP15 |  |  | CISO | SCE
Participating Unit | N | N |  | OASIS_6_AR4SR3 | GEN | Arrache 4013 | 1.5 | 1.5 | SCE | TerraForm Phoenix I CD Holdings, LLC | PHOTO VOLTAIC | SUN | SP15 |  |  | CISO | SCE
Participating Unit | N | N |  | NEENCH_6_SOLAR | GEN | Alpine Solar | 66 | 66 | SCE | Solar Alpine LLC | PHOTO VOLTAIC | SUN | SP15 | 2013-01-18 |  | CISO | SCE
Participating Unit | N | N |  | DONNLS_7_UNIT | GEN | Donnells Hydro | 72 | 72 | PGAE | City of Santa Clara DBA Silicon Valley Power (MSS Agreement - S14) | HYDRO | WATER | NP15 | 1957-01-01 |  | CISO | NCPA
Participating Unit | N | N |  | FALBRK_6_FESBT1 | GEN | Fallbrook Energy Storage | 40 | 40 | SDGE | AES Energy Storage, LLC | OTHER | LESR | SP15 | 2023-05-03 |  | CISO | SDGE
Participating Unit | N | N |  | MAGUND_1_BKISR1 | GEN | Bakersfield Industrial 1 | 1 | 1 | PGAE | Bakersfield Industrial PV 1, LLC | PHOTO VOLTAIC | SUN | ZP26 | 2017-12-27 |  | CISO | PGAE
Participating Unit | N | N |  | DRACKR_2_DSUBT2 | GEN | Dracker Solar Unit 2 BESS | 115 | 115 | SCE | NextEra Blythe Solar Energy Center, LLC | OTHER | LESR | SP15 | 2021-04-08 |  | CISO | SCE
Participating Unit | N | Y | DRUM_7_PL1X2 | DRUM_7_PL1X2 | GEN | Drum PH 1 Units 1 & 2 Aggregate | 26 |  | PGAE | Pacific Gas & Electric Company | HYDRO | WATER | NP15 | 1913-01-01 |  | CISO | PGAE
Non-Participating | N | Y | SANITR_6_UNITS | SANITR_6_STG4 | GEN | LACSD CARSON WATER POLLUTION STG4 | 5.5 | 5.5 |  | County Sanitation District No. 2 of Los Angeles County | STEAM | HEAT RECOVERY | SP15 |  |  | CISO | SCE
Participating Unit | N | N |  | VLCNTR_6_VCEBT2 | GEN | Valley Center Energy Storage B | 85 | 85 | SDGE | Valley Center ESS, LLC | OTHER | LESR | SP15 | 2021-12-16 |  | CISO | SDGE
Participating Unit | N | Y | SCEW_2_PDRP111 | SCEW_2_PDRP111 | GEN | SCEW_2_PDRP111 | 0.99 |  | SCE | Leapfrog Power, Inc. | OTHER | OTHER | SP15 |  |  | CISO | SCE
Non-Participating | N | Y | SANITR_6_UNITS | SANITR_6_CTG3 | GEN | LACSD CARSON WATER POLLUTION CTG3 | 10 | 10 |  | County Sanitation District No. 2 of Los Angeles County | COMBUSTION TURBINE | BIOGAS | SP15 |  |  | CISO | SCE
Non-Participating | N | Y | BLKCRK_2_GMCBT1 | BLKCRK_2_GMBT1A | GEN | Genesis McCoy Bess | 115 | 115 |  | NextEra Desert Center Blythe, LLC | OTHER | LESR | SP15 |  |  | CISO | SCE
Participating Unit | N | N |  | ALMASL_2_AL6BT6 | GEN | Almasol 6 BES | 50 | 50 | SCE | Maverick Solar 6, LLC | OTHER | LESR | SP15 | 2022-06-27 |  | CISO | SCE
Participating Unit | N | N |  | CNTNLA_2_SOLAR2 | GEN | Centinels Solar Energy 2 | 45.6 | 47 | SDGE | Centinela Solar Energy, LLC | PHOTO VOLTAIC | SUN | SP15 | 2014-08-15 |  | CISO | SDGE
Non-Participating | N | Y | SALTSP_7_UNITS | SALTSP_7_UNIT 1 | GEN | Salt Springs Unit 1 | 12 | 12 |  | Pacific Gas & Electric Company | HYDRO | WATER | NP15 |  |  | CISO | PGAE
Participating Unit | N | N |  | CORRAL_6_SJOAQN | GEN | Ameresco San Joaquin | 4.3 | 4.3 | PGAE | Ameresco San Joaquin LLC | RECIPROCATING ENGINE | BIOGAS | NP15 | 2014-04-24 |  | CISO | PGAE
Participating Unit | N | N |  | ALMASL_2_GS4SR4 | GEN | Almasol Generating Station 4 | 100 | 100 | SCE | Maverick Solar 4, LLC | PHOTO VOLTAIC | SUN | SP15 | 2020-12-11 |  | CISO | SCE
Participating Unit | N | Y | CHESTN_2_CHWBX2 | CHESTN_2_CHWBX2 | GEN | Chestnut Westside BESS | 135 |  | PGAE | Castanea Project, LLC | OTHER | LESR | NP15 |  |  | CISO | PGAE
Participating Unit | Y | N |  | TBLMTN_6_QF | GEN | SMALL QF AGGREGATION - PARADISE | 1.7 | 5.8 | PGAE | Pacific Gas & Electric Company | HYDRO | WATER | NP15 | 1983-01-01 |  | CISO | PGAE
Participating Unit | N | N |  | VISTRA_5_DALBT2 | GEN | Dallas Energy Storage 2 | 100 | 100 | PGAE | Moss Landing Energy Storage 1, LLC | OTHER | LESR | NP15 | 2021-03-23 |  | CISO | PGAE
Participating Unit | N | N |  | MIRLOM_7_MWDLKM | GEN | Lake Mathews Hydroelectric Recovery Plan | 5 | 5 | SCE | Metropolitan Water District of Southern California (MWD) | HYDRO | WATER | SP15 | 1980-01-01 |  | CISO | SCE
Participating Unit | N | N |  | TEHAPI_2_PW1WD1 | GEN | Point Wind 1 | 47.49 | 47.5 | SCE | Tehachapi Plains Wind, LLC | WIND | WIND | SP15 | 2021-03-30 |  | CISO | SCE
Participating Unit | N | Y | SCEC_1_PDRP180 | SCEC_1_PDRP180 | GEN | PDR-D SCEC | 9.9 |  | SCE | Olivine, Inc. | OTHER | OTHER | SP15 |  |  | CISO | SCE
Non-Participating |  | Y | DSRTSN_2_SOLAR2 | DSRTSN_2_SOLR2B | GEN | Desert Sunlight 250 | 129.8 | 129.8 |  | Desert Sunlight Holdings, LLC | PHOTO VOLTAIC | SUN | SP15 |  |  | CISO | SCE
Participating Unit | N | N |  | LAMONT_1_SOLAR5 | GEN | Redcrest Solar Farm | 16.66 | 20 | PGAE | 67RK 8me, LLC | PHOTO VOLTAIC | SUN | ZP26 | 2015-10-30 |  | CISO | PGAE
Participating Unit | N | Y | SCEW_2_PDRP104 | SCEW_2_PDRP104 | GEN | SCEW_2_PDRP104 | 2 |  | SCE | OHMCONNECT, INC. | OTHER | OTHER | SP15 |  |  | CISO | SCE
Participating Unit | Y | N |  | SAMPSN_6_KELCO1 | GEN | KELCO QUALIFYING FACILITY | 25 | 28 | SDGE | CP Kelco U.S., Inc. | COMBUSTION TURBINE | OTHER | SP15 | 2014-03-05 |  | CISO | SDGE
Participating Unit | N | Y | RVSIDE_6_SPRING | RVSIDE_6_SPRING | GEN | SPRINGS GENERATION PROJECT AGGREGATE | 36 |  | SCE | City of Riverside (MSSA) | FTUR | NATURAL GAS | SP15 | 2002-06-13 |  | CISO | RVSD
Participating Unit | N | N |  | CEDUCR_2_SOLAR3 | GEN | Ducor Solar 3 | 15 | 15 | SCE | CED Ducor Solar 3, LLC | PHOTO VOLTAIC | SUN | SP15 | 2016-12-23 |  | CISO | SCE
Participating Unit | N | Y | CENTPD_2_BMSSX2 | CENTPD_2_BMSSX2 | GEN | Blythe Mesa Solar | 223.6 | 223.6 | SCE | Blythe Mesa Solar II, LLC | PHOTO VOLTAIC | SUN | SP15 | 2022-12-21 |  | CISO | SCE
Non-Participating | N | Y | METEC_2_PL1X3 | METEC_7_CTG2 | GEN | Metcalf Energy Center Unit 2 | 193 | 193 |  | Metcalf Energy Center, LLC | COMBUSTION TURBINE | NATURAL GAS | NP15 |  |  | CISO | PGAE
Participating Unit | N | N |  | HENRTA_6_SOLAR1 | GEN | Lemoore 1 | 1.5 | 1.5 | PGAE | Lemoore PV 1 LLC | PHOTO VOLTAIC | SUN | NP15 | 2016-01-29 |  | CISO | PGAE
Participating Unit | N | Y | KRAMER_1_R2BX2 | KRAMER_1_R2BX2 | GEN | Resurgence 2 BESS | 40 |  | SCE | Resurgence Solar II, LLC | OTHER | LESR | SP15 |  |  | CISO | SCE
Non-Participating | N | Y | PNCHEG_2_PL1X4 | PNCHEG_2_CTG4 | GEN | PANOCHE ENERGY CENTER (CTG4) | 104.25 | 104.25 |  | PANOCHE ENERGY CENTER | COMBUSTION TURBINE | NATURAL GAS | NP15 |  |  | CISO | PGAE
Participating Unit | N | N |  | BIGSKY_2_SOLAR2 | GEN | Big Sky Solar 4 | 40 | 40 | SCE | Elevation Solar C LLC | PHOTO VOLTAIC | SUN | SP15 | 2016-12-03 |  | CISO | SCE
Participating Unit | N | Y | SCEC_1_PDRP133 | SCEC_1_PDRP133 | GEN | SCEC_1_PDRP133 | 0.99 |  | SCE | Leapfrog Power, Inc. | OTHER | OTHER | SP15 |  |  | CISO | SCE
Participating Unit | N | N |  | JOANEC_2_ST3BT3 | GEN | Santa Ana Storage 3 | 40 | 40 | SCE | Johanna Energy Center, LLC | OTHER | LESR | SP15 | 2023-06-02 |  | CISO | SCE
Non-Participating | N | Y | DELSUR_6_CREST | DELSUR_6_CREST2 | GEN | DELSUR_6_CREST2 | 3.5 | 3.5 |  | Southern California Edison Company | PHOTO VOLTAIC | SUN | SP15 |  |  | CISO | SCE
Participating Unit | N | N |  | POTTER_6_UNITS | GEN | Potter Valley | 10.1 | 9.8 | PGAE | Pacific Gas & Electric Company | HYDRO | WATER | NP15 | 1910-01-01 |  | CISO | PGAE
Participating Unit | N | N |  | OASIS_6_MA4SR1 | GEN | Ma 4035 | 1.5 | 1.5 | SCE | TerraForm Phoenix I CD Holdings, LLC | PHOTO VOLTAIC | SUN | SP15 |  |  | CISO | SCE
Participating Unit | N | Y | INTKEP_2_UNITS | INTKEP_2_UNITS | GEN | CCSF Hetch_Hetchy Hydro Aggregate | 405 |  | PGAE | City & County of San Francisco | HYDRO | WATER | NP15 | 2006-07-01 |  | CISO | PGAE
Participating Unit | N | Y | SCEW_2_PDRP181 | SCEW_2_PDRP181 | GEN | ESPN_SCEW_2_PDRP181 | 3.5 |  | SCE | Enersponse, Inc | OTHER | OTHER | SP15 |  |  | CISO | SCE
Participating Unit | N | Y | SCEC_1_PDRP122 | SCEC_1_PDRP122 | GEN | SCEC_1_PDRP122 | 0.99 |  | SCE | Leapfrog Power, Inc. | OTHER | OTHER | SP15 |  |  | CISO | SCE
Participating Unit | N | N |  | LHILLS_6_SOLAR1 | GEN | Lost Hills Solar | 20 | 20 | PGAE | Lost Hills Solar, LLC | PHOTO VOLTAIC | SUN | ZP26 | 2015-04-10 |  | CISO | PGAE
Participating Unit | N | N |  | GOLETA_6_TR2BM2 | GEN | Tajiguas Biogas Engines | 1.99 | 1.99 | SCE | Santa Barbara County Department of Public Works | RECIPROCATING ENGINE | BIOGAS | SP15 | 2022-06-24 |  | CISO | SCE
Non-Participating | N | Y | MDFKRL_2_PROJCT | MIDFRK_7_UNIT 1 | GEN | MIDDLE FORK UNIT 1 | 65.7 | 65.7 |  | Pacific Gas & Electric Company | HYDRO | WATER | NP15 |  |  | CISO | PGAE
Participating Unit | N | N |  | WISE_1_UNIT 1 | GEN | Wise Hydro Unit 1 | 14.5 | 14.5 | PGAE | Pacific Gas & Electric Company | HYDRO | WATER | NP15 | 1917-01-01 |  | CISO | PGAE
Participating Unit | Y | N |  | RNDMTN_2_SLSPHY1 | GEN | Silver Springs | 0.6 | 0.6 | PGAE | Mega Renewables | HYDRO | WATER | NP15 | 2017-08-10 |  | CISO | PGAE
Participating Unit | N | N |  | HINSON_6_LBECH1 | GEN | Long Beach Unit 1 | 63 | 70 | SCE | Long Beach Generation LLC | FTUR | NATURAL GAS | SP15 | 2007-08-01 |  | CISO | SCE
Non-Participating |  | Y | VERNON_6_MALBRG | VERNON_7_CTG2 | GEN | VERNON_7_CTG2 | 43.57 | 43.6 |  |  |  |  | SP15 |  |  | CISO | VERN
Non-Participating | N | Y | CARLS1_2_CARCT1 | CARLS1_2_CTG9 | GEN | CARLS1_2_CTG9 | 105.5 | 105.5 |  | San Diego Gas & Electric | COMBUSTION TURBINE | NATURAL GAS | SP15 |  |  | CISO | SDGE
Participating Unit | N | N |  | CHWCHL_1_UNIT | GEN | CHOW 2 PEAKER PLANT | 48.6 | 48.6 | PGAE | California Power Holdings, LLC | RECIPROCATING ENGINE | NATURAL GAS | NP15 | 2001-06-13 |  | CISO | PGAE
Participating Unit | N | N |  | ETIWND_2_RTS026 | GEN | SPVP026 | 6 | 6 | SCE | Southern California Edison | PHOTO VOLTAIC | SUN | SP15 | 2016-02-05 |  | CISO | SCE
Participating Unit | Y | N |  | OILFLD_7_QFUNTS | GEN | Nacimiento Hydroelectric Plant | 3.8 | 4.4 | PGAE | Monterey County Water Resources Agency | HYDRO | WATER | NP15 | 2013-09-16 |  | CISO | PGAE
Participating Unit | N | N |  | PWEST_1_UNIT | GEN | PACIFIC WEST 1 WIND GENERATION | 2.1 | 2.1 | SCE | Phoenix Wind Power LLC | WIND | WIND | SP15 |  |  | CISO | SCE
Non-Participating | N | Y | COLUSA_2_PL1X3 | COLUSA_2_STG | GEN | Colusa Generating Station | 411 | 411 |  | Pacific Gas & Electric Company | COMBUSTION TURBINE | NATURAL GAS | NP15 |  |  | CISO | PGAE
Non-Participating | N | Y | KELSO_2_UNITS | KELSO_2_GTG7 | GEN | Mariposa Energy Project | 49.4 | 49.4 |  | Pacific Gas & Electric Company | COMBUSTION TURBINE | NATURAL GAS | NP15 |  |  | CISO | PGAE
Non-Participating | N | Y | DMDVLY_1_UNITS | DMDVLY_1_GEN 7 | GEN | Diamond Valley Unit 7 | 3.3 | 3.3 |  | Metropolitan Water District of Southern California (MWD) | HYDRO | WATER | SP15 |  |  | CISO | SCE
Non-Participating |  | Y | DSRTSN_2_SOLAR1 | DSRTSN_2_SOLR1B | GEN | Desert Sunlight 300 | 156.9 | 156.9 |  | Desert Sunlight Holdings, LLC | PHOTO VOLTAIC | SUN | SP15 |  |  | CISO | SCE
Non-Participating | N | Y | DSRTSL_2_SOLAR1 | DSRTSL_2_SOLR1B | GEN | DSRTSL_2_SOLR1B | 148.1 | 148.1 |  | Desert Stateline, LLC | PHOTO VOLTAIC | SUN | SP15 |  |  | CISO | SCE
Non-Participating | N | Y | LEBECS_2_UNITS | LEBECS_7_STG3 | GEN | CC Power Block 1 STG3 | 184 | 184 |  | Pastoria Energy Facility | STEAM | NATURAL GAS | SP15 |  |  | CISO | SCE
Participating Unit | N | N |  | OLIVEP_1_SOLAR | GEN | White River Solar | 20 | 20 | PGAE | CED White River Solar, LLC | PHOTO VOLTAIC | SUN | ZP26 | 2013-06-22 |  | CISO | PGAE
Participating Unit | N | N |  | HATCR1_7_UNIT | GEN | Hat Creek #1 | 8.5 | 8.5 | PGAE | Pacific Gas & Electric Company | HYDRO | WATER | NP15 | 1921-01-01 |  | CISO | PGAE
Participating Unit | N | N |  | WOODWR_1_HYDRO | GEN | Quinten Luallen | 7.3 | 7.3 | PGAE | Friant Power Authority | HYDRO | WATER | NP15 | 2017-06-14 |  | CISO | PGAE
Non-Participating | N | Y | VESTAL_2_KERN | VESTAL_6_KERNU1 | GEN | KERN RIVER PH 3 UNITS 1 | 20.5 | 20.5 |  | Kings River Conservation District | COMBUSTION TURBINE | NATURAL GAS | SP15 |  |  | CISO | SCE
Participating Unit | N | N |  | CLINESCO_3_WBDYN | TG | CLINES CORNERS B | 194.28 |  | SCE | WILLOWBEACH | WIND | WIND | SP15 | 2021-12-01 |  | PNM | SCE
Participating Unit | N | N |  | HELMPG_7_UNIT 2 | GEN | HELMS PUMP-GEN UNIT 2 | 407 | 407 | PGAE | Pacific Gas & Electric Company | PUMPED STORAGE | WATER | NP15 | 1984-01-01 |  | CISO | PGAE
Participating Unit | N | N |  | BIGSKY_2_SOLAR1 | GEN | Antelope Big Sky Ranch | 20 | 20 | SCE | Antelope Big Sky Ranch LLC | PHOTO VOLTAIC | SUN | SP15 | 2016-08-19 |  | CISO | SCE
Participating Unit | Y | N |  | CLRMTK_1_QF | GEN | SMALL QF AGGREGATION - OAKLAND | 1.25 | 1.3 | PGAE | Pacific Gas & Electric Company | FTUR | NATURAL GAS | NP15 | 1983-12-05 |  | CISO | PGAE
Participating Unit | N | Y | SCEC_1_PDRP145 | SCEC_1_PDRP145 | GEN | SCEC_1_PDRP145 | 0.99 |  | SCE | Leapfrog Power, Inc. | OTHER | OTHER | SP15 |  |  | CISO | SCE
Participating Unit | N | N |  | SNCLRA_2_UNIT | GEN | Channel Islands Power | 27.5 | 28 | SCE | CSU Channel Islands Site Authority | COMBINED CYCLE | NATURAL GAS | SP15 | 2018-04-26 |  | CISO | SCE
Participating Unit | N | N |  | BEKWJS_5_BV1SCEDYN | TG | Broadview 1 | 130 |  | SCE | WILLOWBEACH | WIND | WIND | SP15 | 2017-01-27 |  | AZPS | SCE
Non-Participating | N | Y | DRUM_7_PL1X2 | DRUM_7_UNIT 1 | GEN | DRUM PH 1 UNIT 1 | 13 | 13 |  | Pacific Gas & Electric Company | HYDRO | WATER | NP15 |  |  | CISO | PGAE
Participating Unit | N | N |  | CENTER_6_PEAKER | GEN | Center Peaker | 47.3 | 59 | SCE | Southern California Edison Company | COMBUSTION TURBINE | NATURAL GAS | SP15 | 2007-09-20 |  | CISO | SCE
Participating Unit | N | Y | AGRICO_6_PL3N5 | AGRICO_6_PL3N5 | GEN | Fresno Peaker | 22.69 |  | PGAE | Fresno Cogeneration Partners, LP | COMBUSTION TURBINE | NATURAL GAS | NP15 | 2006-08-30 |  | CISO | PGAE
Non-Participating | N | Y | KRAMER_1_R2BX2 | KRAMER_1_R2BBT2 | GEN | Resurgence 2 BESS | 20 | 20 |  | Resurgence Solar II, LLC | OTHER | LESR | SP15 |  |  | CISO | SCE
Participating Unit | N | N |  | SISPRG_2_DS3BT3 | GEN | Daggett Solar 3 cd BESS | 12.5 | 12.5 | SCE | Daggett Solar Power 3 LLC | OTHER | LESR | SP15 |  |  | CISO | SCE
Participating Unit | N | N |  | BLCKWL_6_SOLAR1 | GEN | Blackwell Solar | 12 | 12 | PGAE | Blackwell Solar, LLC | PHOTO VOLTAIC | SUN | ZP26 | 2015-04-16 |  | CISO | PGAE
Participating Unit | N | N |  | ETIWND_2_SOLAR1 | GEN | Dedeaux Ontario | 1 | 1 | SCE | DG Solar Lessee II, LLC (Dedeaux Ontario) | PHOTO VOLTAIC | SUN | SP15 | 2016-03-23 |  | CISO | SCE
Non-Participating |  | Y | RVSIDE_6_SPRING | RVSIDE_7_SPRGU3 | GEN | RVSIDE_7_SPRGU3 | 11 | 11 |  |  |  |  | SP15 |  |  | CISO | RVSD
Participating Unit | N | N |  | NORCNV_1_NCVBT1 | GEN | North Central Valley | 132 | 132 | PGAE | North Central Valley Energy Storage, LLC | OTHER | LESR | NP15 |  |  | CISO | PGAE
Participating Unit | N | N |  | FIFTHS_2_FSSBT | GEN | Fifth Standard Battery | 137 | 137 | PGAE | Fifth Standard Solar PV, LLC | OTHER | LESR | ZP26 | 2023-06-02 |  | CISO | PGAE
Participating Unit | N | N |  | ETIWND_2_FONTNA | GEN | FONTANALYTLE CREEK POWERHOUSE P | 2.56 | 2.6 | SCE | Southern California Edison Company | HYDRO | WATER | SP15 | 1904-01-01 |  | CISO | SCE
Participating Unit | N | Y | SCEW_2_PDRP101 | SCEW_2_PDRP101 | GEN | SCEW_2_PDRP101 | 2 |  | SCE | OHMCONNECT, INC. | OTHER | OTHER | SP15 |  |  | CISO | SCE
Participating Unit | N | N |  | SMRCOS_6_LNDFIL | GEN | San Marcos Energy | 1.5 | 2 | SDGE | San Marcos Energy LLC | RECIPROCATING ENGINE | BIOGAS | SP15 | 2011-05-20 |  | CISO | SDGE
Participating Unit | N | N |  | BIGSKY_2_SOLAR4 | GEN | Western Antelope Blue Sky Ranch B | 20 | 20 | SCE | Western Antelope Blue Sky Ranch B LLC | PHOTO VOLTAIC | SUN | SP15 | 2016-12-03 |  | CISO | SCE
Participating Unit | N | N |  | CALPSS_6_SOLAR1 | TG | Calipatria Solar Farm | 19.9 | 20 | SDGE | IVLY2 | PHOTO VOLTAIC | SUN | SP15 | 2016-02-12 |  | IID | SDGE
Participating Unit | N | N |  | VALLEY_5_SOLAR2 | GEN | AP North Lake Solar | 20 | 20 | SCE | SUNE DB APNL LLC | PHOTO VOLTAIC | SUN | SP15 | 2015-08-11 |  | CISO | SCE
Participating Unit | N | N |  | WSTWND_2_SBSBT1 | GEN | Sagebrush Solar 2 | 80 | 80 | SCE | Sagebrush ESS, LLC | OTHER | LESR | SP15 | 2023-05-23 |  | CISO | SCE
Participating Unit | N | Y | SCEC_1_PDRP148 | SCEC_1_PDRP148 | GEN | SCEC_1_PDRP148 | 0.99 |  | SCE | Leapfrog Power, Inc. | OTHER | OTHER | SP15 |  |  | CISO | SCE
Participating Unit | Y | N |  | SEARLS_7_ARGUS | GEN | Argus Cogeneration | 19 | 62.5 | SCE | Searles Valley Minerals Inc. |  | OTHER | SP15 | 2013-11-15 |  | CISO | SCE
Participating Unit | N | N |  | ELCAJN_6_EB1BT1 | GEN | Eastern BESS 1 | 7.5 | 7.5 | SDGE | San Diego Gas & Electric | OTHER | LESR | SP15 | 2017-02-18 |  | CISO | SDGE
Participating Unit | N | N |  | NZWIND_6_CALWND | GEN | Wind Resource I | 9 | 8.7 | SCE | CalWind Resources, Inc. | WIND | WIND | SP15 | 2012-03-24 |  | CISO | SCE
Participating Unit | N | Y | SDG1_1_PDRP106 | SDG1_1_PDRP106 | GEN | SDG1_1_PDRP106 | 9.99 |  | SDGE | Leapfrog Power, Inc. | OTHER | OTHER | SP15 |  |  | CISO | SDGE
Participating Unit | N | N |  | PNOCHE_1_UNITA1 | GEN | CalPeak Power Panoche Unit 1 | 52.3 | 57 | PGAE | CalPeak Power - Panoche LLC | COMBUSTION TURBINE | NATURAL GAS | NP15 | 2001-12-27 |  | CISO | PGAE
Participating Unit | N | Y | PNCHVS_2_SOLAR | PNCHVS_2_SOLAR | GEN | Panoche Valley Solar | 140 |  | PGAE | Panoche Valley Solar, LLC | PHOTO VOLTAIC | SUN | NP15 | 2018-11-26 |  | CISO | PGAE
Participating Unit | N | Y | PGEB_2_PDRP112 | PGEB_2_PDRP112 | GEN | PGEB_2_PDRP112 | 3 |  | PGAE | OHMCONNECT, INC. | OTHER | OTHER | NP15 |  |  | CISO | PGAE
Participating Unit | N | Y | SCEW_2_PDRP108 | SCEW_2_PDRP108 | GEN | SCEW_2_PDRP108 | 0.99 |  | SCE | Leapfrog Power, inc. | OTHER | OTHER | SP15 |  |  | CISO | SCE
Participating Unit | N | Y | SCEW_2_PDRP110 | SCEW_2_PDRP110 | GEN | SCEW_2_PDRP110 | 0.99 |  | SCE | Leapfrog Power, inc. | OTHER | OTHER | SP15 |  |  | CISO | SCE
Participating Unit | N | N |  | NWCSTL_7_UNIT 1 | GEN | NEWCASTLE HYDRO | 12 | 12 | PGAE | Pacific Gas & Electric Company | HYDRO | WATER | NP15 | 1986-01-01 |  | CISO | PGAE
Participating Unit | N | N |  | BDGRCK_1_UNITS | GEN | BADGER CREEK LIMITED | 48.08 | 55.3 | PGAE | Badger Creek Limited | COMBUSTION TURBINE | NATURAL GAS | ZP26 | 1991-04-01 |  | CISO | PGAE
Participating Unit | N | Y | SCEC_1_PDRP140 | SCEC_1_PDRP140 | GEN | SCEC_1_PDRP140 | 0.99 |  | SCE | Leapfrog Power, Inc. | OTHER | OTHER | SP15 |  |  | CISO | SCE
Participating Unit | N | N |  | OCOTLO_6_OCWSB1 | TG | Ocotillo Wells Solar and BESS | 50 | 50 | SDGE | IVLY2 | OTHER | GNRC | SP15 |  |  | IID | SDGE
Participating Unit | N | Y | SCEC_1_PDRP107 | SCEC_1_PDRP107 | GEN | SCEC_1_PDRP107 | 9.99 |  | SCE | Leapfrog Power, inc. | OTHER | OTHER | SP15 |  |  | CISO | SCE
Participating Unit | N | N |  | IVSLRP_2_SOLAR1 | GEN | Silver Ridge Mount Signal | 200 | 200 | SDGE | Imperial Valley Solar 1, LLC | PHOTO VOLTAIC | SUN | SP15 | 2013-10-28 |  | CISO | SDGE
Participating Unit | N | N |  | GEYS18_7_UNIT18 | GEN | GEYSERS UNIT 18 (HEALDSBURG) | 72 | 119.9 | PGAE | Geysers Power Company, LLC | STEAM | GEOTHERMAL | NP15 | 1983-01-01 |  | CISO | PGAE
Participating Unit | N | Y | SCEW_2_PDRP119 | SCEW_2_PDRP119 | GEN | SCEW_2_PDRP119 | 0.99 |  | SCE | Leapfrog Power, Inc. | OTHER | OTHER | SP15 |  |  | CISO | SCE
Participating Unit | Y | N |  | SALIRV_2_UNIT | GEN | Salinas River Cogeneration | 39 | 57 | PGAE | Chevron Power Holdings, Inc | FTUR | NATURAL GAS | NP15 | 1991-10-11 |  | CISO | PGAE
Participating Unit | N | N |  | VISTRA_5_PLABT2 | GEN | Plano Storage 2 | 100.4 | 100.4 | PGAE | Moss Landing Energy Storage 3, LLC | OTHER | LESR | NP15 | 2023-06-01 |  | CISO | PGAE
Participating Unit | N | N |  | FMEADO_7_UNIT | GEN | FRENCH MEADOWS HYDRO | 16 | 18 | PGAE | Placer County Water Agency | HYDRO | WATER | NP15 | 1966-01-01 |  | CISO | PGAE
Participating Unit | N | N |  | HATCR2_7_UNIT | GEN | Hat Creek #2 | 8.5 | 8.5 | PGAE | Pacific Gas & Electric Company | HYDRO | WATER | NP15 | 1921-01-01 |  | CISO | PGAE
Participating Unit | N | N |  | GLNARM_7_UNIT 3 | GEN | GLEN ARM UNIT 3 | 44.83 | 47.3 | SCE | City of Pasadena | COMBUSTION TURBINE | NATURAL GAS | SP15 | 2004-01-08 |  | CISO | PASA
Participating Unit | N | N |  | HURON_6_SOLAR | GEN | Huron Solar Station | 20 | 20 | PGAE | Pacific Gas & Electric Company | PHOTO VOLTAIC | SUN | ZP26 | 2012-08-30 |  | CISO | PGAE
Participating Unit | N | N |  | KELYRG_6_UNIT | GEN | KELLY RIDGE HYDRO | 11 | 11 | PGAE | South Feather Water and Power | HYDRO | WATER | NP15 | 1963-01-01 |  | CISO | PGAE
Participating Unit | N | Y | SDG1_1_PDRP101 | SDG1_1_PDRP101 | GEN | SDG1_1_PDRP101 | 0.99 |  | SDGE | Leapfrog Power, Inc. | OTHER | OTHER | SP15 |  |  | CISO | SDGE
Non-Participating | N | Y | AQUAWS_2_AQWSR1 | AQUAWS_2_AQWSU1 | GEN | Aquamarine Westside | 125 | 13.5 | PGAE | Aquamarine Westside, LLC | PHOTO VOLTAIC | SUN | ZP26 |  |  | CISO | PGAE
Participating Unit | N | N |  | TOWNSITE_2_MEADDYN | TG | Townsite Solar BESS | 180 |  | SCE | MEAD230 | OTHER | OTHER | SP15 | 2021-12-17 |  | WALC | SCE
Participating Unit | N | N |  | WESTPT_2_UNIT | GEN | West Point Hydro Plant | 14 | 14 | PGAE | Pacific Gas & Electric Company | HYDRO | WATER | NP15 | 1948-01-01 |  | CISO | PGAE
Participating Unit | Y | Y | SANITR_6_UNITS | SANITR_6_UNITS | GEN | LACSD CARSON WATER POLLUTION AGGREGATE | 8 |  | SCE | County Sanitation District No. 2 of Los Angeles County | COMBINED CYCLE | NATURAL GAS | SP15 |  |  | CISO | SCE
Participating Unit | N | N |  | PLACVL_1_CHILIB | GEN | Chili Bar Powerhouse | 8.34 | 8.4 | PGAE | Sacramento Municipal Utility District | HYDRO | WATER | NP15 | 1965-01-01 |  | CISO | PGAE
Participating Unit | N | Y | SCEC_1_PDRP189 | SCEC_1_PDRP189 | GEN | ESPN_SCEC_1_PDRP189 | 5 |  | SCE | Enersponse, Inc | OTHER | OTHER | SP15 |  |  | CISO | SCE
Participating Unit | N | N |  | PEABDY_2_LNDFIL | GEN | G2 Energy Hay Road Power Plant | 1.6 | 1.6 | PGAE | G2 Energy, Hay Road LLC | RECIPROCATING ENGINE | BIOGAS | NP15 | 2013-07-09 |  | CISO | PGAE
Participating Unit | N | N |  | MRLSDS_6_SOLAR1 | GEN | Morelos Solar | 15 | 15 | PGAE | Morelos Solar, LLC | PHOTO VOLTAIC | SUN | ZP26 | 2015-11-25 |  | CISO | PGAE
Participating Unit | N | Y | SCEC_1_PDRP104 | SCEC_1_PDRP104 | GEN | SCEC_1_PDRP104 | 2.24 |  | SCE | OHMCONNECT, INC. | OTHER | OTHER | SP15 |  |  | CISO | SCE
Participating Unit | N | Y | SCEC_1_PDRP118 | SCEC_1_PDRP118 | GEN | SCEC_1_PDRP118 | 0.99 |  | SCE | Leapfrog Power, Inc. | OTHER | OTHER | SP15 |  |  | CISO | SCE
Non-Participating | N | Y | MOSSLD_2_PSP1 | MOSSLD_2_PSP1G3 | GEN | MOSS LANDING CC PLANT 1, STG UNIT | 198 | 198 |  | Duke Energy Moss Landing LLC | STEAM | HEAT RECOVERY | NP15 |  |  | CISO | PGAE
Participating Unit | N | N |  | COLGNS_2_CNSSR1 | TG | ColGreen North Shore | 74.8 | 74.8 | SCE | MIR2 | PHOTO VOLTAIC | SUN | SP15 | 2018-12-31 |  | IID | SCE
Participating Unit | N | N |  | LIVEOK_6_SOLAR | GEN | Harris | 1.25 | 1.3 | PGAE | Solarenewal LLC | PHOTO VOLTAIC | SUN | NP15 | 2014-11-27 |  | CISO | PGAE
Participating Unit | N | N |  | DAIRLD_1_CR1BM1 | GEN | Clapper Rail Plant 1 | 2 | 2 | PGAE | Madera DP 2, LLC | RECIPROCATING ENGINE | BIOMASS | NP15 | 2021-10-01 |  | CISO | PGAE
Participating Unit | Y | N |  | CAPWD_1_QF | GEN | Edom Hills Wind Farm | 19.55 | 20 | SCE | Edom Hills Project 1, LLC | WIND | WIND | SP15 | 2015-10-19 |  | CISO | SCE
Non-Participating | N | Y | PNCHVS_2_SOLAR | PNCHVS_2_SOLARB | GEN | PNCHVS_2_SOLARB | 74.4 | 74.4 |  | Pacific Gas & Electric | PHOTO VOLTAIC | SUN | NP15 |  |  | CISO | PGAE
Non-Participating | N | Y | BIGCRK_2_EXESWD | BGCRK4_7_UNIT 1 | GEN | BIG CREEK PH 4 UNIT 1 | 50 | 50 |  | Southern California Edison Company | HYDRO | WATER | SP15 |  |  | CISO | SCE
Participating Unit | N | N |  | COCOSB_6_SOLAR | GEN | Oakley Solar Project | 1.5 | 1.5 | PGAE | Hayworth-Fabian, LLC | PHOTO VOLTAIC | SUN | NP15 | 2013-06-12 |  | CISO | PGAE
Participating Unit | N | N |  | DELAMO_2_SOLRD | GEN | Golden Solar Building D | 1.25 | 1.4 | SCE | Golden Springs Development Company LLC | PHOTO VOLTAIC | SUN | SP15 | 2012-04-02 |  | CISO | SCE
Non-Participating |  | Y | RVSIDE_6_SPRING | RVSIDE_7_SPRGU2 | GEN | RVSIDE_7_SPRGU2 | 11 | 11 |  |  |  |  | SP15 |  |  | CISO | RVSD
Participating Unit | Y | N |  | PSWEET_7_QFUNTS | GEN | PSWEET_7_QFUNTS | 1 | 0.9 | PGAE | Pacific Gas & Electric Company | OTHER | OTHER | NP15 |  |  | CISO | PGAE
Participating Unit | N | N |  | JOANEC_2_STABT1 | GEN | Santa Ana Storage 1 | 20 | 20 | SCE | Johanna Energy Center, LLC | OTHER | LESR | SP15 | 2021-06-11 |  | CISO | SCE
Participating Unit | N | N |  | VISTRA_5_PLABT1 | GEN | Plano Storage 1 | 100.4 | 100.4 | PGAE | Moss Landing Energy Storage 3, LLC | OTHER | LESR | NP15 | 2023-05-13 |  | CISO | PGAE
Participating Unit | N | Y | PGSB_1_PDRPCON01 | PGSB_1_PDRPCON01 | GEN | CVP Load Shift PGSB | 0 |  | PGAE | Micronoc, Inc | OTHER | DISPATCHABLE DEMAND RESPONSE | NP15 |  |  | CISO | PGAE
Participating Unit | N | N |  | OLDRV1_6_SOLAR | GEN | Old River One | 20 | 20 | PGAE | RE Old River One, LLC | PHOTO VOLTAIC | SUN | ZP26 | 2014-12-30 |  | CISO | PGAE
Participating Unit | N | N |  | PIT1_6_FRIVRA | GEN | Fall River Mills Project A | 1.5 | 1.5 | PGAE | Ignite Solar Holdings 1, LLC | PHOTO VOLTAIC | SUN | NP15 | 2014-03-05 |  | CISO | PGAE
Non-Participating | N | Y | KRAMER_1_R1BX3 | KRAMER_1_R1BBT2 | GEN | Resurgence 1 BESS | 25 | 25 |  | Resurgence Solar I, LLC | OTHER | LESR | SP15 |  |  | CISO | SCE
Participating Unit | N | N |  | VESTAL_2_SOLAR2 | GEN | TROPICO | 14 | 14 | SCE | Tropico, LLC | PHOTO VOLTAIC | SUN | SP15 | 2016-09-14 |  | CISO | SCE
Participating Unit | N | N |  | CRSTWD_6_KUMYAY | GEN | Kumeyaay Wind Farm | 50 | 50 | SDGE | Kumeyaay Wind LLC | WIND | WIND | SP15 | 2005-12-21 |  | CISO | SDGE
Participating Unit | N | N |  | LTBEAR_1_LB4SR4 | GEN | Little Bear 4 | 50 | 50 | PGAE | Little Bear Solar 4, LLC | PHOTO VOLTAIC | SUN | NP15 | 2020-12-03 |  | CISO | PGAE
Participating Unit | N | N |  | HENRTA_6_HDEBT1 | GEN | Henrietta D Energy Storage | 10 | 10 | PGAE | Henrietta D Energy Storage LLC | OTHER | LESR | NP15 | 2021-11-04 |  | CISO | PGAE
Non-Participating | N | Y | CARLS1_2_CARCT1 | CARLS1_2_CTG6 | GEN | CARLS1_2_CTG6 | 105.5 | 105.5 |  | San Diego Gas & Electric | COMBUSTION TURBINE | NATURAL GAS | SP15 |  |  | CISO | SDGE
Non-Participating | N | Y | ELECTR_7_PL1X3 | ELECTR_7_UNIT 2 | GEN | ELECTRA UNIT 2 | 31.7 | 31.7 |  | Pacific Gas & Electric Company | HYDRO | WATER | NP15 |  |  | CISO | PGAE
Participating Unit | N | N |  | VOLTA_2_UNIT 2 | GEN | Volta Hydro Unit 2 | 1 | 1 | PGAE | Pacific Gas & Electric Company | HYDRO | WATER | NP15 | 1981-01-01 |  | CISO | PGAE
Participating Unit | N | Y | SCEC_1_PDRP113 | SCEC_1_PDRP113 | GEN | SCEC_1_PDRP113 | 0.99 |  | SCE | Leapfrog Power, Inc. | OTHER | OTHER | SP15 |  |  | CISO | SCE
Participating Unit | N | N |  | CHINO_2_SASOLR | GEN | SS San Antonio West LLC | 1.5 | 1.5 | SCE | SS San Antonio West, LLC | PHOTO VOLTAIC | SUN | SP15 | 2013-12-20 |  | CISO | SCE
Participating Unit | Y | N |  | VEDDER_1_SEKERN | GEN | TEXACO EXPLORATION & PROD (SE KERN RIVER | 34.47 | 39.7 | PGAE | Pacific Gas & Electric Company | FTUR | NATURAL GAS | ZP26 | 1989-01-31 |  | CISO | PGAE
Participating Unit | N | N |  | BGSKYN_2_AS2SR1 | GEN | Antelope Solar 2 | 105 | 105 | SCE | Antelope Expansion 2, LLC | PHOTO VOLTAIC | SUN | SP15 | 2018-12-18 |  | CISO | SCE
Participating Unit | N | Y | MALAGA_1_PL1X2 | MALAGA_1_PL1X2 | GEN | Malaga Power Aggregate | 96.61 |  | PGAE | Malaga Power, LLC | COMBUSTION TURBINE | NATURAL GAS | NP15 | 2005-09-19 |  | CISO | PGAE
Participating Unit | N | N |  | CABALO_2_M2WSR2 | GEN | Mustang 2 Whirlaway Solar | 100 | 100 | PGAE | RE Mustang Two Whirlaway LLC | PHOTO VOLTAIC | SUN | ZP26 | 2020-11-11 |  | CISO | PGAE
Participating Unit | N | N |  | KERKH2_7_UNIT 1 | GEN | KERKHOFF PH 2 UNIT #1 | 153.9 | 153.9 | PGAE | Pacific Gas & Electric Company | HYDRO | WATER | NP15 | 1983-01-01 |  | CISO | PGAE
Non-Participating | N | Y | ELECTR_7_PL1X3 | ELECTR_7_UNIT 1 | GEN | ELECTRA UNIT 1 | 31.7 | 31.7 |  | Pacific Gas & Electric Company | HYDRO | WATER | NP15 |  |  | CISO | PGAE
Participating Unit | N | N |  | GRIDLY_6_SOLAR | GEN | GRIDLEY MAIN TWO | 2.5 | 2.5 | PGAE | LIGHTBEAM POWER COMPANY GRIDLEY MAIN TWO LLC | PHOTO VOLTAIC | SUN | NP15 | 2013-04-01 |  | CISO | PGAE
Participating Unit | N | N |  | GARNET_1_SOLAR | GEN | North Palm Springs 4A | 4 | 4.1 | SCE | North Palm Springs Investments, LLC | PHOTO VOLTAIC | SUN | SP15 | 2012-11-02 |  | CISO | SCE
Participating Unit | N | N |  | SPRGVL_2_PORTPV | GEN | Porterville Tulare PV | 3.5 | 3.5 | SCE | TULARE PV I, LLC | PHOTO VOLTAIC | SUN | SP15 | 2022-02-03 |  | CISO | SCE
Participating Unit | N | N |  | EDWARD_2_E21SB1 | GEN | EdSan 2 Edwards 1A | 166 | 166 | SCE | ES 1A Group 3 Opco, LLC | OTHER | HYBD | SP15 | 2022-08-27 |  | CISO | SCE
Participating Unit | N | N |  | TEHAPI_2_PW2WD2 | GEN | Point Wind 2 | 14.4 | 14.4 | SCE | Tehachapi Plains Wind, LLC | WIND | WIND | SP15 | 2021-04-20 |  | CISO | SCE
Participating Unit | N | N |  | BIGSKY_2_BSKSR8 | GEN | Big Sky Solar 8 | 20 | 20 | SCE | Bayshore Solar C, LLC | PHOTO VOLTAIC | SUN | SP15 | 2017-12-08 |  | CISO | SCE
Participating Unit | N | N |  | EDWARD_2_E23SB1 | GEN | EdSan 2 Edwards 3 | 24 | 24 | SCE | ES 1A Group 2 Opco, LLC | OTHER | HYBD | SP15 | 2021-12-30 |  | CISO | SCE
Participating Unit | N | N |  | GASKW1_2_GW3SR1 | GEN | Gaskell West 3 | 20 | 20 | SCE | RE Gaskell West 3 LLC | PHOTO VOLTAIC | SUN | SP15 | 2023-05-05 |  | CISO | SCE
Participating Unit | N | N |  | BREGGO_6_DEGRSL | GEN | Desert Green Solar Farm | 6.3 | 6.5 | SDGE | Desert Green Solar Farm, LLC | PHOTO VOLTAIC | SUN | SP15 | 2013-02-13 |  | CISO | SDGE
Participating Unit | N | N |  | GEYS12_7_UNIT12 | GEN | GEYSERS UNIT 12 (HEALDSBURG) | 57 | 77 | PGAE | Geysers Power Company, LLC | STEAM | GEOTHERMAL | NP15 | 1979-01-01 |  | CISO | PGAE
Participating Unit | N | N |  | CRELMN_6_AABBT1 | GEN | Air Attack Base | 0.47 | 0.5 | SDGE | San Diego Gas & Electric Company | OTHER | LESR | SP15 |  |  | CISO | SDGE
Participating Unit | N | N |  | ELCABO_5_ECWSCEDYN | TG | El Cabo Wind | 298 |  | SCE | WILLOWBEACH | WIND | WIND | SP15 | 2017-06-02 |  | AZPS | SCE
Participating Unit | N | N |  | HOLSTR_1_SOLAR | GEN | San Benito Smart Park | 1.5 | 1.5 | PGAE | Enerparc CA1, LLC | PHOTO VOLTAIC | SUN | NP15 | 2014-06-16 |  | CISO | PGAE
Non-Participating | N | Y | DVLCYN_1_UNITS | DVLCYN_1_UNIT 1 | GEN | DEVIL CANYON HYDRO UNIT 1 | 60 | 60 |  | California Dept. of Water Resources | HYDRO | WATER | SP15 |  |  | CISO | CWRS
Participating Unit | N | N |  | OAK C_7_UNIT 3 | GEN | OAKLAND STATION C GT UNIT 3 | 55 | 55 | PGAE | Oakland Power Company LLC | COMBUSTION TURBINE | DISTILLATE | NP15 | 1978-01-01 |  | CISO | PGAE
Participating Unit | N | N |  | KERNFT_1_UNITS | GEN | KERN FRONT LIMITED | 52.4 | 60 | PGAE | KERN FRONT LIMITED | COMBUSTION TURBINE | NATURAL GAS | ZP26 | 1989-01-07 |  | CISO | PGAE
Participating Unit | N | N |  | BORDER_6_UNITA1 | GEN | CalPeak Power Border Unit 1 | 51.25 | 52 | SDGE | CalPeak Power - Border LLC | COMBUSTION TURBINE | NATURAL GAS | SP15 | 2001-10-26 |  | CISO | SDGE
Participating Unit | N | Y | SCEC_1_PDRP158 | SCEC_1_PDRP158 | GEN | SCEC_1_PDRP158 | 0.99 |  | SCE | Leapfrog Power, Inc. | OTHER | OTHER | SP15 |  |  | CISO | SCE
Non-Participating | N | Y | DELTA_2_PL1X4 | DELTA_2_CTG1 | GEN | DELTA ENERGY CENTER CTG UNIT 1 | 212.5 | 212.5 |  | Delta Energy Center, LLC | COMBUSTION TURBINE | NATURAL GAS | NP15 |  |  | CISO | PGAE
Non-Participating | N | Y | DVLCYN_1_UNITS | DVLCYN_1_UNIT 2 | GEN | DEVIL CANYON HYDRO UNIT 2 | 60 | 60 |  | California Dept. of Water Resources | HYDRO | WATER | SP15 |  |  | CISO | CWRS
Non-Participating |  | Y | PALOMR_2_PL1X3 | PALOMR_7_CTG2 | GEN | PALOMR_7_CTG2 | 188 | 188 |  |  | COMBUSTION TURBINE |  | SP15 |  |  | CISO | SDGE
Participating Unit | Y | N |  | SRINTL_6_UNIT | GEN | SRI INTERNATIONAL | 6.9 | 6.9 | PGAE | Pacific Gas & Electric Company | COMBUSTION TURBINE | NATURAL GAS | NP15 | 1987-03-10 |  | CISO | PGAE
Participating Unit | N | N |  | CSLR4S_2_SOLAR | GEN | Csolar IV South | 130 | 130 | SDGE | CSolar IV South, LLC | PHOTO VOLTAIC | SUN | SP15 | 2013-10-11 |  | CISO | SDGE
Participating Unit | N | N |  | GONZLS_6_UNIT | GEN | Johnson Canyon Landfill | 1.42 | 1.4 | PGAE | Ameresco Johnson Canyon LLC | RECIPROCATING ENGINE | BIOGAS | NP15 | 2013-07-08 |  | CISO | PGAE
Participating Unit | N | N |  | MANZNA_2_WIND | GEN | Manzana Wind | 189 | 300 | SCE | Manzana Wind | WIND | WIND | SP15 | 2012-12-20 |  | CISO | SCE
Participating Unit | N | N |  | ROSMDW_2_WIND1 | GEN | Pacific Wind - Phase 1 | 140 | 141.3 | SCE | Pacific Wind, LLC | WIND | WIND | SP15 | 2012-07-20 |  | CISO | SCE
Participating Unit | Y | N |  | MOORPK_2_CALABS | GEN | Calabasas Gas-to-Energy Facility | 6.96 | 13.8 | SCE | County Sanitation District No.2 of Los Angeles County | COMBUSTION TURBINE | BIOGAS | SP15 | 2010-09-20 |  | CISO | SCE
Non-Participating | N | Y | DMDVLY_1_UNITS | DMDVLY_1_GEN 12 | GEN | Diamond Valley Unit 12 | 3.3 | 3.3 |  | Metropolitan Water District of Southern California (MWD) | HYDRO | WATER | SP15 |  |  | CISO | SCE
Participating Unit | Y | N |  | SNCLRA_6_QF | GEN | SANTA CLARA QFS | 1.65 | 15 | SCE | Southern California Edison Company | OTHER | OTHER | SP15 | 1987-01-01 |  | CISO | SCE
Non-Participating | N | Y | HYTTHM_2_UNITS | HYATT_2_UNIT 1 | GEN | Edward Hyatt Gen Unit 1 | 141.6 | 141.6 |  | California Dept. of Water Resources | HYDRO | WATER | NP15 |  |  | CISO | CWRP
Participating Unit | N | N |  | HOOVER_2_MWDPT | TG | HOOVER MWD | 249 | 250 | SCE | MEAD230 | HYDRO | WATER | SP15 | 2023-01-25 |  | WALC | SCE
Participating Unit | N | N |  | ROSMND_6_SOLAR | GEN | Lancaster B | 3 | 3 | SCE | Lancaster WAD B, LLC | PHOTO VOLTAIC | SUN | SP15 | 2017-04-22 |  | CISO | SCE
Participating Unit | Y | N |  | GARNET_2_WIND2 | GEN | Karen Avenue Wind Farm | 11.7 | 12 | SCE | Energy Development & Construction Corp. | WIND | WIND | SP15 | 2015-08-05 |  | CISO | SCE
Participating Unit | N | N |  | SOUTH_2_UNIT | GEN | SOUTH HYDRO | 7.1 | 7.1 | PGAE | Pacific Gas & Electric Company | HYDRO | WATER | NP15 | 1979-01-01 |  | CISO | PGAE
Participating Unit | N | N |  | BASICE_2_UNITS | GEN | King City Cogen | 120 | 120 | PGAE | Calpine King City Cogen | COMBINED CYCLE | NATURAL GAS | NP15 | 1989-03-14 |  | CISO | PGAE
Participating Unit | N | Y | GYS5X6_7_UNITS | GYS5X6_7_UNITS | GEN | GEYSERS UNITS 5 & 6 AGGREGATE | 98.43 |  | PGAE | Geysers Power Company, LLC | STEAM | GEOTHERMAL | NP15 | 1971-01-01 |  | CISO | PGAE
Non-Participating | N | Y | GRNLF1_1_PL1X2 | GRNLF1_1_UNITB | GEN | Greenleaf 1 | 37 | 37 |  | Calpine Greenleaf Holdings, Inc. | COMBUSTION TURBINE | NATURAL GAS | NP15 |  |  | CISO | PGAE
Non-Participating | N | Y | BUCKBL_2_PL1X3 | BUCKBL_2_CTG11 | GEN | Blythe CTG 11 | 182 | 182 |  | Blythe Energy, LLC | COMBUSTION TURBINE | NATURAL GAS | SP15 |  |  | CISO | SCE
Participating Unit | N | N |  | WSTWND_2_M89BT2 | GEN | Mojave 89 BESS 2B | 70.6 | 70.6 | SCE | Mojave 16/17/18 LLC | OTHER | LESR | SP15 | 2023-05-25 |  | CISO | SCE
Participating Unit | N | Y | PGSB_1_PDRPCUR01 | PGSB_1_PDRPCUR01 | GEN | CVP Load Shift PGSB | 0.1 |  | PGAE | Micronoc, Inc | OTHER | OTHER | NP15 |  |  | CISO | PGAE
Participating Unit | N | N |  | SUMWHT_6_SWSSR1 | GEN | Summer Wheat Solar Farm | 18.5 | 18.5 | PGAE | GASNA 6P, LLC | PHOTO VOLTAIC | SUN | NP15 | 2018-10-11 |  | CISO | PGAE
Participating Unit | N | N |  | SLATE_2_SLASR5 | GEN | Slate 5 | 26 | 26 | PGAE | RE Slate 1 LLC | OTHER | HYBD | NP15 | 2022-03-15 |  | CISO | PGAE
Participating Unit | N | N |  | ELCAP_1_SOLAR | GEN | 2097 Helton | 1.5 | 1.5 | PGAE | Solarenewal LLC | PHOTO VOLTAIC | SUN | NP15 | 2015-05-01 |  | CISO | PGAE
Participating Unit | N | Y | SCEN_6_PDRP111 | SCEN_6_PDRP111 | GEN | SCEN | 0.15 |  | SCE | Olivine, Inc. | OTHER | OTHER | SP15 |  |  | CISO | SCE
Participating Unit | N | Y | SCEN_6_PDRP103 | SCEN_6_PDRP103 | GEN | ESPN_SCEN_6_PDRP103 | 9.99 |  | SCE | Enersponse, Inc | OTHER | OTHER | SP15 |  |  | CISO | SCE
Participating Unit | N | N |  | TRNQLT_2_RETBT1 | GEN | RE Tranquillity BESS | 72 |  | PGAE | SP Tranquillity Solar Storage, LLC | OTHER | LESR | NP15 | 2022-03-16 |  | CISO | PGAE
Participating Unit | N | N |  | CENTER_2_TECNG1 | GEN | TECHNICAST | 0.99 | 1.5 | SCE | Techni-Cast Corp. | RECIPROCATING ENGINE | NATURAL GAS | SP15 | 2018-05-01 |  | CISO | SCE
Participating Unit | N | Y | SCEW_2_PDRP120 | SCEW_2_PDRP120 | GEN | SCEW_2_PDRP120 | 0.99 |  | SCE | Leapfrog Power, Inc. | OTHER | OTHER | SP15 |  |  | CISO | SCE
Non-Participating | N | Y | SUNSHN_2_LNDFL | SUNSHN_2_LNDFL2 | GEN | SUNSHN_2_LNDFL2 | 4.6 | 4.6 |  | Sunshine Gas Producers, L.L.C. Unit 2 | COMBUSTION TURBINE | BIOGAS | SP15 |  |  | CISO | SCE
Participating Unit | N | N |  | LGHTHP_6_ICEGEN | GEN | CARSON COGENERATION | 48 | 54.7 | SCE | Carson Hybrid Energy Storage LLC | COMBINED CYCLE | NATURAL GAS | SP15 | 1989-12-22 |  | CISO | SCE
Participating Unit | Y | N |  | RICHMN_7_BAYENV | GEN | BAY ENVIRONMENTAL (NOVE POWER) | 2.5 | 2.5 | PGAE | Bay Environmental Management | RECIPROCATING ENGINE | BIOGAS | NP15 | 1985-01-01 |  | CISO | PGAE
Participating Unit | N | Y | SCEN_6_PDRP105 | SCEN_6_PDRP105 | GEN | SCEN_6_PDRP105 | 0.99 |  | SCE | Leapfrog Power, Inc. | OTHER | OTHER | SP15 |  |  | CISO | SCE
Participating Unit | N | N |  | VERNON_6_GONZL1 | GEN | H. Gonzales Unit #1 | 5.75 | 5.5 | SCE | City of Vernon | FTUR | NATURAL GAS | SP15 | 2013-06-13 |  | CISO | VERN

## 2023 Specified Imports
This tab contains all of the specified imports listed on the CAISO Master Control Area Generating Capability List. They may be shown for resource adequacy with an accompanying maximum import capability (MIC) allocation for the associated scheduling branch group.
Resource ID | Generator Name | BAA ID | JAN | FEB | MAR | APR | MAY | JUN | JUL | AUG | SEP | OCT | NOV | DEC
AGCANA_X_HOOVER | Hoover Power Plant | WALC | 40 | 40 | 40 | 40 | 40 | 40 | 40 | 40 | 40 | 40 | 40 | 40
ALHMBR_1_ALHSLR | SG Alhambra | IID | 0.2 | 1.5 | 1.75 | 2.2 | 3.2 | 6.55 | 7.2 | 6.2 | 5.55 | 3.7 | 2.85 | 1.75
ANZA_6_SOLAR1 | Seville Solar One | IID | 0.08 | 0.6 | 0.7 | 0.88 | 1.28 | 2.62 | 2.88 | 2.48 | 2.22 | 1.48 | 1.14 | 0.7
ARKANS_1_ARKSLR | SG Arkansas | IID | 0.2 | 1.5 | 1.75 | 2.2 | 3.2 | 6.55 | 7.2 | 6.2 | 5.55 | 3.7 | 2.85 | 1.75
ARLINT_5_SCEDYN | Arlington Valley CC | AZPS | 565 | 565 | 565 | 565 | 565 | 565 | 565 | 565 | 565 | 565 | 565 | 565
ARLVAL_5_SOLAR | Arlington Valley Solar Energy II | SRP | 0.51 | 3.81 | 4.45 | 5.59 | 8.13 | 16.64 | 18.29 | 15.75 | 14.1 | 9.4 | 7.24 | 4.45
BCTSYS_5_PWXDYN | BCTSYS_5_PWXDYN | BPAT | 428 | 428 | 428 | 428 | 428 | 428 | 428 | 428 | 428 | 428 | 428 | 428
BEJNLS_5_BV2SCEDYN | Broadview 2 | AZPS | 56.84 | 60.43 | 66.22 | 58.89 | 43.32 | 36.36 | 35.57 | 37.72 | 46.53 | 54.59 | 56.76 | 57.24
BEKWJS_5_BV1SCEDYN | Broadview 1 | AZPS | 44.25 | 47.04 | 51.55 | 45.84 | 33.72 | 28.31 | 27.69 | 29.36 | 36.22 | 42.49 | 44.18 | 44.56
CALPSS_6_SOLAR1 | Calipatria Solar Farm | IID | 0.08 | 0.6 | 0.7 | 0.88 | 1.28 | 2.62 | 2.88 | 2.48 | 2.22 | 1.48 | 1.14 | 0.7
CLINESCO_3_PVDYN | CLINES CORNERS | PNM | 44.23 | 47.02 | 51.52 | 45.82 | 33.7 | 28.29 | 27.68 | 29.35 | 36.2 | 42.47 | 44.16 | 44.54
CLINESCO_3_WBDYN | CLINES CORNERS B | PNM | 66.13 | 70.31 | 77.03 | 68.51 | 50.39 | 42.3 | 41.38 | 43.88 | 54.13 | 63.51 | 66.03 | 66.59
COLGNS_2_CNSSR1 | ColGreen North Shore | IID | 0.3 | 2.24 | 2.62 | 3.29 | 4.79 | 9.8 | 10.77 | 9.28 | 8.3 | 5.54 | 4.26 | 2.62
DURNMESA_3_WBDYN | DURAN MESA | PNM | 35.77 | 38.03 | 41.66 | 37.05 | 27.26 | 22.88 | 22.38 | 23.73 | 29.28 | 34.35 | 35.71 | 36.02
ELCABO_5_ECWSCEDYN | El Cabo Wind | AZPS | 101.43 | 107.84 | 118.16 | 105.08 | 77.29 | 64.89 | 63.47 | 67.31 | 83.03 | 97.41 | 101.28 | 102.14
GRADYW_5_GDYWD1 | Grady Wind | AZPS | 68.08 | 72.38 | 79.3 | 70.53 | 51.88 | 43.55 | 42.6 | 45.18 | 55.73 | 65.38 | 67.98 | 68.55
GRIFFI_2_LSPDYN | Griffith Energy | WALC | 570 | 570 | 570 | 570 | 570 | 570 | 570 | 570 | 570 | 570 | 570 | 570
HOOV_2_ANAPT | Hoover Power Plant | WALC | 40.39 | 40.39 | 40.39 | 40.39 | 40.39 | 40.39 | 40.39 | 40.39 | 40.39 | 40.39 | 40.39 | 40.39
HOOVER_2_MWDDYN | HOOVER | WALC | 249 | 249 | 249 | 249 | 249 | 249 | 249 | 249 | 249 | 249 | 249 | 249
HOOVER_2_MWDPT | HOOVER MWD | WALC | 249.95 | 249.95 | 249.95 | 249.95 | 249.95 | 249.95 | 249.95 | 249.95 | 249.95 | 249.95 | 249.95 | 249.95
HOOVER_2_SCEPT | Hoover DAM - SCE Share | WALC | 287.13 | 287.13 | 287.13 | 287.13 | 287.13 | 287.13 | 287.13 | 287.13 | 287.13 | 287.13 | 287.13 | 287.13
HOOVER_2_VEADYN | HOOVER | WALC | 16 | 16 | 16 | 16 | 16 | 16 | 16 | 16 | 16 | 16 | 16 | 16
HOOVER_2_VEAPT | HOOVER VEA | WALC | 17.67 | 17.67 | 17.67 | 17.67 | 17.67 | 17.67 | 17.67 | 17.67 | 17.67 | 17.67 | 17.67 | 17.67
INTMNT_3_ANAHEIM | Intermountain Power Project | LADWP | 234 | 234 | 234 | 234 | 234 | 234 | 234 | 234 | 234 | 234 | 234 | 234
INTMNT_3_PASADENA | Intermountain Power Project | LADWP | 107 | 107 | 107 | 107 | 107 | 107 | 107 | 107 | 107 | 107 | 107 | 107
INTMNT_3_RIVERSIDE | IPPDYN | LADWP | 136 | 136 | 136 | 136 | 136 | 136 | 136 | 136 | 136 | 136 | 136 | 136
MAGNLA_6_ANAHEIM | Magnolia Power Plant Anaheim | LADWP | 109 | 109 | 109 | 109 | 109 | 109 | 109 | 109 | 109 | 109 | 109 | 109
MAGNLA_6_CERRITOS | Magnolia Power Plant Cerritos | LADWP | 12 | 12 | 12 | 12 | 12 | 12 | 12 | 12 | 12 | 12 | 12 | 12
MAGNLA_6_COLTON | Magnolia Power Project | LADWP | 12 | 12 | 12 | 12 | 12 | 12 | 12 | 12 | 12 | 12 | 12 | 12
MAGNLA_6_PASADENA | Magnolia Power Plant - PASADENA | LADWP | 18 | 18 | 18 | 18 | 18 | 18 | 18 | 18 | 18 | 18 | 18 | 18
MALIN_5_BPADYN | MALIN_5_BPADYN | BPAT | 700 | 700 | 700 | 700 | 700 | 700 | 700 | 700 | 700 | 700 | 700 | 700
MALIN_5_GCPDDYN | Grant County Hydro Facilities | BPAT | 125 | 125 | 125 | 125 | 125 | 125 | 125 | 125 | 125 | 125 | 125 | 125
MALIN_5_HERMDYN | MALIN_5_HERMDYN | BPAT | 308 | 308 | 308 | 308 | 308 | 308 | 308 | 308 | 308 | 308 | 308 | 308
MALIN_5_IBERDR | Iberdrola Centroid Sytem Resource | BPAT | 20.75 | 25.4 | 29.98 | 24.96 | 18.8 | 20.31 | 22.41 | 19.2 | 18.65 | 23.34 | 25.01 | 22.39
MALIN_5_INHRED | CSF Columbia Gorge | BPAT | 10.38 | 12.7 | 14.99 | 12.48 | 9.4 | 10.16 | 11.21 | 9.6 | 9.33 | 11.67 | 12.51 | 11.19
MALIN_5_INHRPG | BIGLOW CANYON | BPAT | 10.38 | 12.7 | 14.99 | 12.48 | 9.4 | 10.16 | 11.21 | 9.6 | 9.33 | 11.67 | 12.51 | 11.19
MIDWY3_2_MDSSR1 | Midway South Solar Farm | IID | 0.08 | 0.6 | 0.7 | 0.88 | 1.28 | 2.62 | 2.88 | 2.48 | 2.22 | 1.48 | 1.14 | 0.7
MIDWYS_2_MIDSL1 | Midway Solar Farm | IID | 0.2 | 1.5 | 1.75 | 2.2 | 3.2 | 6.55 | 7.2 | 6.2 | 5.55 | 3.7 | 2.85 | 1.75
MILFRD_7_PASADENA | Milford I | LADWP | 0.88 | 0.94 | 0.83 | 0.79 | 0.84 | 0.77 | 0.72 | 0.54 | 0.56 | 0.52 | 0.7 | 0.85
NGILAA_5_SDGDYN | NGILAA_5_SDGDYN | AZPS | 57 | 57 | 57 | 57 | 57 | 57 | 57 | 57 | 57 | 57 | 57 | 57
PVERDE_5_SCEDYN | PVERDE_5_SCEDYN | SRP | 635 | 635 | 635 | 635 | 635 | 635 | 635 | 635 | 635 | 635 | 635 | 635
RAMON_2_SCEDYN | RAMON_2_SCEDYN | IID | 106.18 | 106.18 | 106.18 | 106.18 | 106.18 | 106.18 | 106.18 | 106.18 | 106.18 | 106.18 | 106.18 | 106.18
RANCHO_2_SMUDSYSDYN | SMUD Regulation Market | BANC | 124 | 124 | 124 | 124 | 124 | 124 | 124 | 124 | 124 | 124 | 124 | 124
SCEHOV_2_HOOVER | SCEHOV_2_HOOVER | WALC | 287.01 | 287.01 | 287.01 | 287.01 | 287.01 | 287.01 | 287.01 | 287.01 | 287.01 | 287.01 | 287.01 | 287.01
SIGHEB_6_HE2SCEDYN | Heber 2 | IID | 26 | 26 | 26 | 26 | 26 | 26 | 26 | 26 | 26 | 26 | 26 | 26
SIGHEB_6_MIRDYN | Heber South | IID | 17 | 17 | 17 | 17 | 17 | 17 | 17 | 17 | 17 | 17 | 17 | 17
SNORA_2_SNRSLR | SG Sorrento | IID | 0.2 | 1.5 | 1.75 | 2.2 | 3.2 | 6.55 | 7.2 | 6.2 | 5.55 | 3.7 | 2.85 | 1.75
SPOINT_2_MEADDYN | SPOINT_2_MEADDYN | WALC | 325 | 325 | 325 | 325 | 325 | 325 | 325 | 325 | 325 | 325 | 325 | 325
SPOINT_2_PARKERDYN | Southpoint Energy Center | WALC | 200 | 200 | 200 | 200 | 200 | 200 | 200 | 200 | 200 | 200 | 200 | 200
SUNSTR_5_SS1SCEDYN | Sunstream Solar 1 | AZPS | 0.6 | 4.5 | 5.25 | 6.6 | 9.6 | 19.65 | 21.6 | 18.6 | 16.65 | 11.1 | 8.55 | 5.25
SUTTER_2_CISO | Sutter Power Plant Pseudo-CISO | BANC | 275 | 275 | 275 | 275 | 275 | 275 | 275 | 275 | 275 | 275 | 275 | 275
TECOLOTE_3_WBDYN | TECOLOTE WIND | PNM | 92.47 | 98.31 | 107.72 | 95.8 | 70.47 | 59.16 | 57.87 | 61.37 | 75.7 | 88.81 | 92.34 | 93.12
TITANS_2_TTSSR1 | Titan Solar 1 Pseudo | IID | 0.28 | 2.1 | 2.45 | 3.08 | 4.48 | 9.17 | 10.08 | 8.68 | 7.77 | 5.18 | 3.99 | 2.45
TOWNSITE_2_MEADDYN | Townsite Solar BESS | WALC | 90 | 90 | 90 | 90 | 90 | 90 | 90 | 90 | 90 | 90 | 90 | 90
WHITEH_2_MEADDYN1 | White Hills A | WALC | 17.02 | 18.09 | 19.83 | 17.63 | 12.97 | 10.89 | 10.65 | 11.29 | 13.93 | 16.34 | 16.99 | 17.14
WHITEH_2_MEADDYN2 | White Hills B | WALC | 102.11 | 108.56 | 118.95 | 105.79 | 77.81 | 65.33 | 63.9 | 67.76 | 83.59 | 98.06 | 101.96 | 102.83
WISTER_2_WISSR1 | Wister Solar | IID | 0.08 | 0.6 | 0.7 | 0.88 | 1.28 | 2.62 | 2.88 | 2.48 | 2.22 | 1.48 | 1.14 | 0.7
WSNR_2_CVPDYN | Central Valley 1 | BANC | 10 | 10 | 10 | 10 | 10 | 10 | 10 | 10 | 10 | 10 | 10 | 10
WSNR_2_TESLADYN | Central Valley Tesla | BANC | 10 | 10 | 10 | 10 | 10 | 10 | 10 | 10 | 10 | 10 | 10 | 10
WSNR_5_TRCYDYN | Central Valley Tracy | BANC | 10 | 10 | 10 | 10 | 10 | 10 | 10 | 10 | 10 | 10 | 10 | 10

## 2023 Other
Resources on this tab have not yet declared COD. NQC values for resources listed on this tab are not final and are subject to change based on the status of transmission upgrades, Unit Capability at time of COD, and declaration of COD. Month ahead NQC may be decreased per actual Pmax test.
Resource ID | Area_Name | Generator Name | Jan | Feb | Mar | Apr | May | Jun | Jul | Aug | Sep | Oct | Nov | Dec | Path 26 | Deliverability | Dispatchability | Comment
TBD | CAISO System | 2245 Gentry | 0 | 0 | 0 | 0 | 0 | 0 | 0 | 0 | 0 | 0 | 0 | 0 | North | EO
TBD | Fresno | 2275 Hattesen | 0 | 0 | 0 | 0 | 0 | 0 | 0 | 0 | 0 | 0 | 0 | 0 | North | EO
WILLMS_6_ARBBM1 | CAISO System | Abel Road Bioenergy | 0 | 0 | 0 | 0 | 0 | 0 | 0 | 0 | 0 | 0 | 0 | 0 | North | EO
TBD | LA Basin | Alamitos Energy Storage 2 | - | - | - | - | - | - | - | - | - | - | - | - | South | FC | Y
BGSKYN_2_ASSR1B | Big Creek-Ventura | Antelope Solar 1B | 0.07 | 0.51 | 0.6 | 0.75 | 1.09 | 2.23 | 2.45 | 2.11 | 1.89 | 1.26 | 0.97 | 0.6 | South | ID | N | C8 - Waiting for Tehachapi cRAS
BIGSKY_2_AS2BT1 | Big Creek-Ventura | Antelope Solar 2 - Lancaster Area Battery BESS | 127 | 127 | 127 | 127 | 127 | 127 | 127 | 127 | 127 | 127 | 127 | 127 | South | ID to 100% |  | Waiting for Tehachapi cRAS
TBD | CAISO System | Arica Solar | 0 | 0 | 0 | 0 | 0 | 0 | 0 | 0 | 0 | 0 | 0 | 0 | South | EO
ARLNTN_2_AR1SR1 | CAISO System | Arlington | - | - | - | - | - | 5.24 | 5.76 | 4.96 | 4.44 | 2.96 | 2.28 | 1.4 | South | ID to 100% |  | C8 - Waiting for West of Colorado River cRAS and possibly other (Increase to existing resource by 40 MW solar)
SUNCAT_2_A2BSR2 | CAISO System | Arlington Solar 2B | - | - | - | - | - | - | - | - | - | - | - | - | South | ID to 100% |  | Waiting for West of Colorado River cRAS
TBD | CAISO System | Avalon Dairy Digester | 0 | 0 | 0 | 0 | 0 | 0 | 0 | 0 | 0 | 0 | 0 | 0 | North | EO
TBD |  | Avenue 26 Solar Phase 1 | 0 | 0 | 0 | 0 | 0 | 0 | 0 | 0 | 0 | 0 | 0 | 0 |  | EO |  | Unknown resource ID, Queue and/ or WDAT number
TBD |  | Avenue 26 Solar Phase 2 | 0 | 0 | 0 | 0 | 0 | 0 | 0 | 0 | 0 | 0 | 0 | 0 |  | EO |  | Unknown resource ID, Queue and/ or WDAT number
VALTNE_2_TRSBT1 |  | Big Beau Solar 2 | 22.19 | 23.59 | 23.96 | 24.59 | 25.82 | 29.96 | 30.64 | 29.4 | 28.51 | 26.2 | 24.92 | 23.64 | South | ID to 100% |  | Waiting for Tehachapi cRAS and Whirlwind cRAS. (Hybrid 70 MW max to grid - 70 MW PV and 22 MW BESS - part of a queue with 92% max deliverability)
DREWSR_2_BHSSR1 | San Diego-IV | Blue Hornet Solar | 0.4 | 3 | 3.5 | 4.4 | 6.4 | 13.1 | 14.4 | 12.4 | 11.1 | 7.4 | 5.7 | 3.5 | South | FC | N
TBD |  | Blue Mountain Electric Company | 0 | 0 | 0 | 0 | 0 | 0 | 0 | 0 | 0 | 0 | 0 | 0 |  | EO |  | Unknown resource ID, Queue and/ or WDAT number
CENTPD_2_BMSSX2 | CAISO System | Blythe Mesa Solar | - | - | - | - | - | - | - | - | - | - | - | - | South | ID to 100% |  | Waiting for West of Colorado River cRAS - Co-located with CENTPD_2_BMSX2
CENTPD_2_BMSX2 | CAISO System | Blythe Mesa Solar 2 BESS | - | - | - | - | - | - | - | - | - | - | - | - | South | ID to 100% | Y | Waiting for West of Colorado River cRAS - Co-located with CENTPD_2_BMSSX2
TBD |  | Bright Canyon Energy | 0 | 0 | 0 | 0 | 0 | 0 | 0 | 0 | 0 | 0 | 0 | 0 |  | EO |  | Unknown resource ID, Queue and/ or WDAT number
HERDLN_6_BYHSR1 | CAISO System | Byron Highwahy Solar | 0 | 0 | 0 | 0 | 0 | 0 | 0 | 0 | 0 | 0 | 0 | 0 | North | EO | N
TBD | CAISO System | CalCity Solar I | 0 | 0 | 0 | 0 | 0 | 0 | 0 | 0 | 0 | 0 | 0 | 0 | South | EO
TBD |  | Canyon Road Solar | 0 | 0 | 0 | 0 | 0 | 0 | 0 | 0 | 0 | 0 | 0 | 0 |  | EO |  | Unknown resource ID, Queue and/ or WDAT number
TBD | LA Basin | Carris Battery Storage | - | - | - | - | - | - | - | - | - | - | - | - | South | FC | Y
CASCES_6_BESBT1 | CAISO System | Cascade Energy Storage | - | - | - | - | - | - | - | - | - | - | - | - | North | ID to 25 MW |  | C9 and ISP - Waiting for Pre-cursor projects, RNUs and DNUs per LGIA
TBD | CAISO System | Cascade Energy Storage | - | - | - | 25 | 25 | 25 | 25 | 25 | 25 | 25 | 25 | 25 | North | ID to 25 MW |  | C9 and ISP - Waiting for Pre-cursor projects, RNUs and DNUs per LGIA
TBD | CAISO System | Chestnut Westside | - | - | - | - | - | - | - | - | - | - | - | - | North | ID to 100% | N | C8 - Waiting for RAS, Gates bank 13 and possibly other
TBD | LA Basin | Chiquito Grid | - | - | - | - | - | - | - | - | - | - | - | - | South | FC | Y
TBD | Fresno | Chowchilla Dairy Power | 0 | 0 | 0 | 0 | 0 | 0 | 0 | 0 | 0 | 0 | 0 | 0 | North | EO
DAIRLD_1_CR1BM1 | Fresno | Clapper Rail Plant 1 | 0 | 0 | 0 | 0 | 0 | 0 | 0 | 0 | 0 | 0 | 0 | 0 | North | EO
TBD | CAISO System | Crimson 1 | 200 | 200 | 200 | 200 | 200 | 200 | 200 | 200 | 200 | 200 | 200 | 200 | South | ID |  | Waiting for West of Colorado River cRAS. (Unknown % due to RAS in-service date.)
TBD | CAISO System | Crimson 2 | 150 | 150 | 150 | 150 | 150 | 150 | 150 | 150 | 150 | 150 | 150 | 150 | South | ID |  | Waiting for West of Colorado River cRAS. (Unknown % due to RAS in-service date.)
SISPRG_2_DS3BT2 | CAISO System | Daggett 3 B BESS | - | - | - | - | - | - | - | - | - | - | - | - | South | ID to 100% | Y | Waiting for North of Lugo RAS
SISRG_2_DS3SR2 | CAISO System | Daggett 3 B PV | - | - | - | - | - | - | - | - | - | - | - | - | South | ID to 100% |  | Waiting for North of Lugo RAS
TBD | Fresno | David Tevelde Dairy Digester | 0 | 0 | 0 | 0 | 0 | 0 | 0 | 0 | 0 | 0 | 0 | 0 | North | EO
TBD | LA Basin | Desert Storage 1 | - | - | - | - | - | - | - | - | - | - | - | - | South | FC | Y
DRACKR_2_DS3SR4 | CAISO System | Dracker Solar Unit 3 | 0.08 | 0.91 | 1.06 | 1.77 | 2.7 | 5.54 | 6.01 | 5.09 | 4.41 | 2.66 | 1.6 | 0.47 | South | ID | N | TC - Waiting for West of Colorado River cRAS
DRACKR_2_DSUBT4 | CAISO System | Dracker Solar Unit 4-A BESS | 47 | 47 | 47 | 47 | 47 | 47 | 47 | 47 | 47 | 47 | 47 | 47 | South | ID | Y | TC - Waiting for West of Colorado River cRAS - Co-located with DRACKR_2_DS4SR4
TBD | CAISO System | Eagle Solar | 0 | 0 | 0 | 0 | 0 | 0 | 0 | 0 | 0 | 0 | 0 | 0 | North | EO
EDWARD_2_E21SB1 | CAISO System | EdSun 2 Edwards 1A | 71.25 | 73.35 | 73.93 | 75.09 | 77.12 | 83.85 | 85.1 | 82.86 | 81.02 | 77.22 | 75.02 | 72.65 | South | ID to 100% | Y | Hybrid - C10 - Waiting for Tehachapi cRAS and possibly other - PV 130.0 MW and ESS 72.0 MW with Max output 166 MW.
TBD |  | Enel X North America, Inc. | 0 | 0 | 0 | 0 | 0 | 0 | 0 | 0 | 0 | 0 | 0 | 0 |  | EO |  | Unknown resource ID, Queue and/ or WDAT number
TBD | CAISO System | Enersponse PGE LIP | 0 | 0 | 0 | 1.32 | 1.41 | 1.49 | 1.57 | 1.65 | 1.57 | 1.49 | 1.41 | 1.32 | North
TBD | CAISO System | Enersponse SCE LIP | 0 | 0 | 0 | 30.14 | 30.06 | 29.97 | 40.39 | 40.31 | 40.39 | 29.97 | 30.06 | 30.14 | South
TBD | CAISO System | Enersponse SDGE LIP | 0 | 0 | 0 | 0.09 | 0.09 | 0.1 | 0.1 | 0.11 | 0.1 | 0.1 | 0.09 | 0.09 | South
TBD | CAISO System | Enerwise/Cpower PGE DRAM | 0 | 0 | 0 | 0 | 12.7 | 13.44 | 14.94 | 14.94 | 14.94 | 5.98 | 0 | 0 | North
TBD |  | Enterwise Global Technologies, LLC | 0 | 0 | 0 | 0 | 0 | 0 | 0 | 0 | 0 | 0 | 0 | 0 |  | EO |  | Unknown resource ID, Queue and/ or WDAT number
TBD | CAISO System | Fifth Standard | - | - | - | - | - | - | - | - | - | - | - | - | North | ID to 71.59% | Y | C6-7 - Waiting for RNU and DNU per LGIA and possibly other. (Max PD to 71.59% - Max to grid 170 MW includes 150 MW solar and 137 MW battery)
TBD | Fresno | Fresno Disadvantaged Community Solar Project | 0 | 0 | 0 | 0 | 0 | 0 | 0 | 0 | 0 | 0 | 0 | 0 | North | EO
GATEWY_2_GESBT1 | San Diego-IV | Gateway Energy Storage | 250 | 250 | 250 | 250 | 250 | 250 | 250 | 250 | 250 | 250 | 250 | 250 | South | FC | Y
TBD | CAISO System | Golden Hills Storage | - | - | - | - | - | - | - | - | - | - | - | - | North | FC
TBD | Big Creek-Ventura | Goleta Energy Storage | 0 | 0 | 0 | 0 | 0 | 0 | 0 | 0 | 0 | 0 | 0 | 0 | South | FC | Y
TBD | CAISO System | Humidor Storage 1 | - | - | - | - | - | - | - | - | - | - | - | - | South | ID to 0% | Y | Not included in the 2023 NQC deliverability study due to COD past 8/31/2023.
TBD | Bay Area | Hummingbird Energy Storage | - | - | - | - | - | - | - | - | - | - | - | - | North | ID to 100% |  | C11: Waiting for Pre-cursor projects, RNUs and DNUs per LGIA.
JAVASR_1_JAVSR1 | Fresno | Java Solar | - | - | - | - | - | - | - | - | - | - | - | - | North | ID to 100% | N | C6: Waiting for Bellota-Warnerville 230 kV reconductoring and possibly other.
TBD | CAISO System | LeapFrog PGE DRAM | 5.66 | 5.66 | 5.66 | 6.83 | 6.83 | 7.36 | 8.54 | 8.54 | 8.54 | 8.54 | 6.83 | 6.83 | North
TBD | CAISO System | Leapfrog PGE LIP | 3.79 | 3.93 | 4.58 | 9.07 | 9.52 | 13.08 | 14.34 | 14.32 | 14.37 | 8.98 | 4.62 | 4.19 | North
TBD | CAISO System | LeapFrog SCE DRAM | 19.97 | 19.97 | 19.97 | 24.59 | 28.8 | 30.48 | 35.94 | 35.94 | 35.94 | 35.94 | 24.59 | 24.59 | South
TBD | CAISO System | Leapfrog SCE LIP | 4.79 | 5.63 | 8.16 | 16.66 | 17.79 | 21.41 | 25.21 | 27.17 | 26.29 | 18.84 | 11.81 | 4.72 | South
TBD | CAISO System | LeapFrog SDGE DRAM | 7.5 | 7.5 | 7.5 | 8.25 | 8.25 | 8.57 | 9.32 | 9.32 | 9.32 | 9.32 | 8.25 | 8.25 | South
LECONT_2_LESBT1 | San Diego-IV | LeConte Energy Storage | 40.4 | 40.4 | 40.4 | 40.4 | 40.4 | 40.4 | 40.4 | 40.4 | 40.4 | 40.4 | 40.4 | 40.4 | South | PD to 40.4
TBD | Sierra | Lisa Boone Harris | 0 | 0 | 0 | 0 | 0 | 0 | 0 | 0 | 0 | 0 | 0 | 0 | North | EO
TBD | Fresno | Lone Oak Dairy Digester | 0 | 0 | 0 | 0 | 0 | 0 | 0 | 0 | 0 | 0 | 0 | 0 | North | EO
TBD | Big Creek-Ventura | Luna | - | - | - | - | - | - | - | - | - | - | - | - | South | ID to 100% |  | Waiting for Tehachapi cRAS
TBD | CAISO System | Maricopa West Solar 2 | 0 | 0 | 0 | 0 | 0 | 0 | 0 | 0 | 0 | 0 | 0 | 0 | North | EO
TBD | CAISO System | Maverick 6 (Almasol Generating Station 6) | - | - | - | - | - | - | - | - | - | - | - | - | South | FC
TBD | CAISO System | Maverick 7 (Almasol Generation Station 7) | - | - | - | - | - | - | - | - | - | - | - | - | South | FC
TBD | CAISO System | Maverick 8 (Almasol Generation Station 8) | - | - | - | - | - | - | - | - | - | - | - | - | South | FC
TBD | CAISO System | Nachtigall | 0 | 0 | 0 | 0 | 0 | 0 | 0 | 0 | 0 | 0 | 0 | 0 | North | EO
TBD | NCNB | Napa Recycling Biomass Plant | 0 | 0 | 0 | 0 | 0 | 0 | 0 | 0 | 0 | 0 | 0 | 0 | North | EO
TBD | CAISO System | NEE Blythe Solar Unit 2 | - | - | - | - | - | - | - | - | - | - | - | - | South | FC
TBD | CAISO System | Nexus Renewables PGE LIP | 0 | 0 | 0 | 0 | 0 | 0 | 0 | 10.67 | 10.67 | 10.67 | 10.67 | 10.67 | North
TBD | CAISO System | Nexus Renewables U.S. | 0 | 0 | 0 | 0 | 0 | 0 | 0 | 0 | 0 | 0 | 0 | 0 |  | EO |  | Unknown resource ID, Queue and/ or WDAT number
TBD | Stockton | North Central Valley Energy Storage | 0 | 0 | 0 | 0 | 0 | 0 | 0 | 132 | 132 | 132 | 132 | 132 | North | ID to 100% |  | C8 - Waiting for RNUs and DNUs per GIA and possibly other
TBD | Fresno | North Fork Community Power | 0 | 0 | 0 | 0 | 0 | 0 | 0 | 0 | 0 | 0 | 0 | 0 | North | EO
TBD |  | North Russell Avenue Solar | 0 | 0 | 0 | 0 | 0 | 0 | 0 | 0 | 0 | 0 | 0 | 0 |  | EO |  | Unknown resource ID, Queue and/ or WDAT number
TBD | CAISO System | Oberon I - Solar | 0 | 0 | 0 | 0 | 0 | 0 | 0 | 0 | 0 | 0 | 0 | 0 | South | ID to 0% |  | Waiting for ELM, West of Colorado River cRAS; Not included in the 2023 NQC deliverability study due to COD past 8/31/2023.
TBD | CAISO System | Oberon I BESS | 0 | 0 | 0 | 0 | 0 | 0 | 0 | 0 | 0 | 0 | 0 | 0 | South | ID to 0% | Y | Waiting for ELM, West of Colorado River cRAS; Not included in the 2023 NQC deliverability study due to COD past 8/31/2023.
TBD | CAISO System | Oberon II - Solar | 0 | 0 | 0 | 0 | 0 | 0 | 0 | 0 | 0 | 0 | 0 | 0 | South | ID to 0% |  | Waiting for ELM, West of Colorado River cRAS; Not included in the 2023 NQC deliverability study due to COD past 8/31/2023.
TBD | CAISO System | Oberon II BESS | 0 | 0 | 0 | 0 | 0 | 0 | 0 | 0 | 0 | 0 | 0 | 0 | South | ID to 0% | Y | Waiting for ELM, West of Colorado River cRAS; Not included in the 2023 NQC deliverability study due to COD past 8/31/2023.
TBD | CAISO System | OhmConnect PGE LIP | 13.02 | 12.47 | 12.75 | 23.95 | 30.62 | 73.91 | 70.05 | 74.38 | 90.3 | 37.26 | 21.08 | 23.12 | North
TBD | CAISO System | OhmConnect SCE LIP | 6.41 | 6.14 | 6.28 | 11.79 | 15.08 | 36.4 | 34.5 | 36.63 | 44.47 | 18.35 | 10.38 | 11.39 | South
TBD | CAISO System | OhmConnect SDGE LIP | 1.48 | 1.41 | 1.45 | 2.71 | 3.47 | 8.38 | 7.94 | 8.43 | 10.23 | 4.22 | 2.39 | 2.62 | South
TBD | LA Basin | Orange County Energy Storage 1 LLC | - | - | - | - | - | - | - | - | - | - | - | - | South | FC
TBD | LA Basin | Organic Energy Solutions | 0 | 0 | 0 | 0 | 0 | 0 | 0 | 0 | 0 | 0 | 0 | 0 | South | EO
TBD | LA Basin | Ortega Grid | - | - | - | - | - | - | - | - | - | - | - | - | South | FC | Y
TBD | Big Creek-Ventura | Painter Energy Storage | - | - | - | - | - | - | - | - | - | - | - | - | South | FC | Y
TBD | CAISO System | Pistachio Road | 0 | 0 | 0 | 0 | 0 | 0 | 0 | 0 | 0 | 0 | 0 | 0 | North | EO
TBD | Bay Area | Plano Energy Storage 1 | - | - | 100.4 | 100.4 | 100.4 | 100.4 | 100.4 | 100.4 | 100.4 | 100.4 | 100.4 | 100.4 | North | ID to 100% |  | Waiting for Pre-cursor projects, RNUs and DNUs per LGIA.
TBD | Bay Area | Plano Energy Storage 2 | - | - | - | 100.4 | 100.4 | 100.4 | 100.4 | 100.4 | 100.4 | 100.4 | 100.4 | 100.4 | North | ID to 100% |  | Waiting for Pre-cursor projects, RNUs and DNUs per LGIA.
TBD | Bay Area | Plano Energy Storage 3 | - | - | - | - | 74.6 | 74.6 | 74.6 | 74.6 | 74.6 | 74.6 | 74.6 | 74.6 | North | ID to 100% |  | Waiting for Pre-cursor projects, RNUs and DNUs per LGIA.
TBD | Bay Area | Plano Energy Storage 4 | - | - | - | - | - | 74.6 | 74.6 | 74.6 | 74.6 | 74.6 | 74.6 | 74.6 | North | ID to 100% |  | Waiting for Pre-cursor projects, RNUs and DNUs per LGIA.
TBD | LA Basin | Pomona Energy Storage 2 | 0 | 0 | 0 | 0 | 0 | 0 | 0 | 0 | 0 | 0 | 0 | 0 | South | EO
SONOMA_1_PN5SR1 | NCNB | Pond 5 | 0 | 0 | 0 | 0 | 0 | 0 | 0 | 0 | 0 | 0 | 0 | 0 | North | EO
PUTHCR_1_PCNSB1 | CAISO System | Putah Creek Solar Farm North | 3 | 3 | 3 | 3 | 3 | 3 | 3 | 3 | 3 | 3 | 3 | 3 | North | ID to 100% | Y | Hybrid - C12 - Waiting for Bay Area ADNU and possibly other - PV 3.00 MW and ESS 3.00 MW with Max output 3.00 MW.
TBD | CAISO System | Rabbitbrush Solar 1 | - | - | - | - | - | - | - | - | - | - | - | - | South | PC |  | (Partial Capacity - Unknown % due to construction schedule and split among new resources.)
TBD | CAISO System | Rabbitbrush Solar 2 | - | - | - | - | - | - | - | - | - | - | - | - | South | PC |  | (Partial Capacity - Unknown % due to construction schedule and split among new resources.)
TBD | CAISO System | RE Gaskell West 3 | - | - | - | - | - | - | - | - | - | - | - | - | South | FC
TBD | CAISO System | RE Gaskell West 4 | - | - | - | - | - | - | - | - | - | - | - | - | South | FC
TBD | CAISO System | RE Gaskell West 5 | - | - | - | - | - | - | - | - | - | - | - | - | South | FC
TBD | CAISO System | Resi Station PGE DRAM | 3.31 | 3.64 | 4.63 | 11.58 | 14.88 | 28.12 | 31.42 | 33.08 | 33.08 | 14.88 | 8.27 | 8.27 | North
TBD | CAISO System | Resi Station SCE DRAM | 1.89 | 2.1 | 2.63 | 6.62 | 7.57 | 13.24 | 17.97 | 18.92 | 18.92 | 8.51 | 4.73 | 4.73 | South
TBD | CAISO System | Resi Station SDGE DRAM | 1.62 | 2.43 | 3.23 | 5.66 | 4.04 | 10.51 | 12.13 | 16.17 | 16.17 | 7.28 | 4.04 | 4.04 | South
TBD | CAISO System | Resurgence Solar | - | - | - | - | - | - | - | - | - | - | - | - | South | FC |  | Max 138 MW total among all market IDs - Repower of SEGS 3-7
KRAMER_1_R1BX3 | CAISO System | Resurgence Solar 1 BESS | 0 | 0 | 0 | 0 | 0 | 0 | 0 | 75 | 75 | 75 | 75 | 75 | South | FC |  | Max 138 MW total among all market IDs - Repower of SEGS 3-7
KRAMER_1_R1PX3 | CAISO System | Resurgence Solar 1 PV | 0 | 0 | 0 | 0 | 0 | 0 | 0 | 6.66 | 5.33 | 3.07 | 1.55 | 0.09 | South | FC |  | Max 138 MW total among all market IDs - Repower of SEGS 3-7
KRAMER_1_R2BX2 | CAISO System | Resurgence Solar 2 BESS | 0 | 0 | 0 | 0 | 0 | 0 | 0 | 40 | 40 | 40 | 40 | 40 | South | FC |  | Max 138 MW total among all market IDs - Repower of SEGS 3-7
KRAMER_1_R2PX2 | CAISO System | Resurgence Solar 2 PV | 0 | 0 | 0 | 0 | 0 | 0 | 0 | 3.55 | 2.84 | 1.64 | 0.83 | 0.05 | South | FC |  | Max 138 MW total among all market IDs - Repower of SEGS 3-7
TBD | Fresno | RuAnn Dairy Digester | 0 | 0 | 0 | 0 | 0 | 0 | 0 | 0 | 0 | 0 | 0 | 0 | North | EO
WSTWND_2_SBSBT1 | CAISO System | Sagebrush | 0 | 0 | 0 | 0 | 0 | 0 | 0 | 0 | 0 | 0 | 0 | 0 | South | EO
TBD | LA Basin | San Jacinto Grid | 0 | 0 | 0 | 0 | 0 | 0 | 0 | 0 | 0 | 0 | 0 | 0 | South | EO | Y
TBD | CAISO System | Sanborn | - | - | - | - | - | - | - | - | - | - | - | - | South | ID to 100% |  | Waiting for Tehachapi cRAS
TBD | CAISO System | Sandrini Sol 1 | - | - | - | - | - | - | - | - | - | - | - | - | North | ID to 62% | Y | C10 - Waiting for Gates Bank 13 plus RAS and possibly other. (Max PD to 62% - Max to grid 100 MW includes 104.16 MW solar and 92 MW battery)
TBD | LA Basin | Santa Ana Storage 3 | 0 | 0 | 0 | 0 | 0 | 0 | 0 | 40 | 40 | 40 | 40 | 40 | South | FC | Y
TBD | Big Creek-Ventura | Santa Barbara County Public Works Department | 0 | 0 | 0 | 0 | 0 | 0 | 0 | 0 | 0 | 0 | 0 | 0 | South | EO
TBD | Big Creek-Ventura | Santa Paula Energy Storage | - | - | - | - | - | - | - | - | - | - | - | - | South | FC
TBD | Fresno | Scarlet Solar | - | - | - | - | - | - | - | - | - | - | - | - | North | ID to 100% | Y | C8 - Waiting for Bellota-Warnerville 230 kV reconductoring, Reconductor Panoche-Padre Flat 230 kV, Gates Bank 13 plus RAS and possibly other. (Max FC - Max to grid 400 MW includes 417.9 MW solar and 420 MW battery)
TBD | Stockton | Sierra Energy Storage | 10 | 10 | 10 | 10 | 10 | 10 | 10 | 10 | 10 | 10 | 10 | 10 | North | ID to 100% |  | C8 - Waiting for Pre-cursor projects, RNUs and DNUs per LGIA
TBD | CAISO System | SR Solis Oro Loma Teresina Solar Project A | 0 | 0 | 0 | 0 | 0 | 0 | 0 | 0 | 0 | 0 | 0 | 0 | North | EO
TBD | CAISO System | SR Solis Oro Loma Teresina Solar Project B | 0 | 0 | 0 | 0 | 0 | 0 | 0 | 0 | 0 | 0 | 0 | 0 | North | EO
TBD | Big Creek-Ventura | Strata Saticoy, LLC | - | - | - | - | - | - | - | - | - | - | - | - | South | FC
TBD | CAISO System | Strauss Wind Energy | - | - | - | - | - | - | - | - | - | - | - | - | North | FC
TBD | CAISO System | Sunrun PGE LIP | 0 | 0 | 0 | 0 | 0 | 0 | 0 | 1.62 | 1.69 | 1.87 | 1.62 | 1.52 | North
TBD | CAISO System | Sunrun SCE LIP | 0.21 | 0.21 | 0.21 | 0.21 | 0.21 | 0.21 | 0.21 | 4.2 | 4.35 | 4.73 | 4.17 | 3.9 | South
TBD | CAISO System | Sunrun SDGE LIP | 0 | 0 | 0 | 0 | 0 | 0 | 0 | 0.52 | 0.51 | 0.59 | 0.51 | 0.48 | South
TBD | CAISO System | Terry | 0 | 0 | 0 | 0 | 0 | 0 | 0 | 0 | 0 | 0 | 0 | 0 | North | EO
TBD |  | The Procter & Gamble Paper Products Company | 0 | 0 | 0 | 0 | 0 | 0 | 0 | 0 | 0 | 0 | 0 | 0 |  | EO |  | Unknown resource ID, Queue and/ or WDAT number
TBD | Stockton | Tracy Desalination Project | 0 | 0 | 0 | 0 | 0 | 0 | 0 | 0 | 0 | 0 | 0 | 0 | North | EO
VALTNE_2_TBBBT1 | CAISO System | Tropico Solar Big Beau | 18.16 | 19.32 | 19.62 | 20.15 | 21.16 | 24.6 | 25.16 | 24.13 | 23.39 | 21.48 | 20.42 | 19.36 | South | ID to 100% |  | Waiting for Tehachapi cRAS and Whirlwind cRAS. (Hybrid 58 MW max to grid - 18 MW BESS and 58 MW PV - part of an original project with 92% IDS)
TBD |  | Tulare CSG LLC | 0 | 0 | 0 | 0 | 0 | 0 | 0 | 0 | 0 | 0 | 0 | 0 |  | EO |  | Unknown resource ID, Queue and/ or WDAT number
ULTPCH_1_USCBT1 | Stockton | Ultrapower Chinese Station BESS | - | - | - | - | - | - | - | - | - | - | - | - | North | ID to 100% | Y | C8 - Waiting for Pre-cursor projects, RNUs and DNUs per LGIA
TBD | Fresno | Van Der Kooi Dairy Digester | 0 | 0 | 0 | 0 | 0 | 0 | 0 | 0 | 0 | 0 | 0 | 0 | North | EO
TBD | CAISO System | Victorville Energy Center | 0 | 0 | 0 | 0 | 0 | 0 | 0 | 0 | 0 | 0 | 0 | 0 | South | EO
VSTAES_6_VESBT1 | San Diego-IV | Vista Energy Storage | 30 | 30 | 30 | 30 | 30 | 30 | 30 | 30 | 30 | 30 | 30 | 30 | South | PD to 30
TBD | CAISO System | Voltus PGE DRAM | 30.73 | 30.73 | 30.73 | 30.73 | 32.01 | 32.01 | 32.01 | 32.01 | 32.01 | 30.73 | 30.73 | 30.73 | North
TBD | CAISO System | Voltus PGE LIP | 0 | 0 | 0 | 8.11 | 13.23 | 14.08 | 15.58 | 15.15 | 13.12 | 9.82 | 0 | 0 | North
TBD | CAISO System | Voltus SCE DRAM | 31.95 | 31.95 | 31.95 | 31.95 | 35.52 | 44.14 | 53.6 | 53.6 | 53.6 | 44.14 | 31.95 | 31.95 | South
TBD | Fresno | WCW Generator 1 | 0 | 0 | 0 | 0 | 0 | 0 | 0 | 0 | 0 | 0 | 0 | 0 | North | EO
TBD | CAISO System | Westlands Solar Blue | - | - | - | - | - | - | - | - | - | - | - | - | North | ID to 100% | N | C8 - Waiting for RAS, Gates bank 13 and possibly other
TBD | CAISO System | Willow Springs 3 Solar | - | - | - | - | - | - | - | - | - | - | - | - | South | ID to 100% |  | Waiting for Whirlwind cRAS and Tehachapi cRAS.
DSFLWR_2_W9CSB1 | CAISO System | Willy 9 Chap 1 | - | - | - | - | - | - | - | - | - | - | - | - | South | ID to 100% |  | Waiting for Whirlwind CRAS - Hybrid (102 MW solar and 52 MW battery)
DSFLWR_2_W9CSB2 | CAISO System | Willy 9 Chap 2 | - | - | - | - | - | - | - | - | - | - | - | - | South | ID to 100% |  | Waiting for Whirlwind CRAS - Hybrid (72 MW solar and 36 MW battery)
YELPIN_2_YP2SR1 | CAISO System | Yellow Pine 2 | 0 | 0 | 0 | 0 | 0 | 0 | 13.77 | 11.6 | 9.84 | 6.14 | 4.02 | 1.72 | South | ID to 100% |  | Waiting for Sloan canyon RAS, Lugo Victorville CRAS - Co-located with YELPIN_2_YP2BT1 (125 MW of Solar PV)
YELPIN_2_YP2BT1 | CAISO System | Yellow Pine 2 BESS | 0 | 0 | 0 | 0 | 0 | 0 | 65 | 65 | 65 | 65 | 65 | 65 | South | ID to 100% |  | Waiting for Sloan canyon RAS, Lugo Victorville CRAS - Co-located with YELPIN_2_YP2SR1 (65 MW BESS)
TBD | CAISO System | Yellow Pine 2 Solar Unit 1A | - | - | - | - | - | - | - | - | - | - | - | - | South | ID to 100% |  | Waiting for Lugo - Victorville RAS
TBD | CAISO System | Yellow Pine 2 Solar Unit 1B | - | - | - | - | - | - | - | - | - | - | - | - | South | ID to 100% |  | Waiting for Lugo - Victorville RAS
PROXSR_2_PS1SR2 | CAISO System | Proxima Solar 1B | 0 | 0 | 0 | 0 | 0 | 0 | 10.08 | 8.68 | 7.77 | 5.18 | 3.99 | 2.45 | North | ID to 100% | N | Waiting for Pre-cursor projects, RNUs and DNUs per LGIA.
PROXSR_2_PS1BT2 | CAISO System | Proxima Solar BESS 1B | 0 | 0 | 0 | 0 | 0 | 0 | 32 | 32 | 32 | 32 | 32 | 32 | North | ID to 100% | Y | Waiting for Pre-cursor projects, RNUs and DNUs per LGIA.
PROXSR_2_PS1BT1 | CAISO System | Proxima Solar BESS 1A | 0 | 0 | 0 | 0 | 0 | 0 | 0 | 40 | 40 | 40 | 40 | 40 | North | ID to 100% | Y | Waiting for Pre-cursor projects, RNUs and DNUs per LGIA.
MARVEL_2_MARBX2 | LA Basin | Marvel (Desert Peak I) | 0 | 0 | 0 | 0 | 0 | 0 | 0 | 325 | 325 | 325 | 325 | 325 | South | ID to 100% | Y | Waiting for West of Colorado River cRAS.
MARVEL_2_MARBT3 | LA Basin | Marvel 2 (Desert Peak II) | 0 | 0 | 0 | 0 | 0 | 0 | 0 | 75 | 75 | 75 | 75 | 75 | South | ID to 100% | Y | Waiting for West of Colorado River cRAS.
| CAISO System | LeapFrog SDGE LIP | 1.65 | 1.78 | 2.3 | 5.59 | 4.93 | 5.07 | 5.86 | 6.38 | 5.61 | 5.45 | 3.92 | 1.82 | South

## 2023 Tech Factors
2023 ELCC Values and Technology Factors
Non-Dispatchable Solar and Wind ELCC values and Biomass, Cogeneration, Geothermal, and
Hydro Technology Factors for Compliance Year 2023
Solar PV and Solar Thermal ELCC
Month
| 1 | 0.4%
| 2 | 3%
| 3 | 3.5%
| 4 | 4.4%
| 5 | 6.4%
| 6 | 13.1%
| 7 | 14.4%
| 8 | 12.4%
| 9 | 11.1%
| 10 | 7.4%
| 11 | 5.7%
| 12 | 3.5%
Wind ELCC
| Month | Norcal | Socal | WY/ID | WA/OR | AZ/NM | Offshore
| 1 | 32.84% | 17.67% | 37.64% | 20.75% | 34.04% | 34.96%
| 2 | 35.23% | 18.79% | 38.02% | 25.4% | 36.19% | 38.98%
| 3 | 31.42% | 16.51% | 41.81% | 29.98% | 39.65% | 35.65%
| 4 | 33.2% | 15.82% | 38.21% | 24.96% | 35.26% | 28.5%
| 5 | 34.34% | 16.82% | 28.2% | 18.8% | 25.94% | 30.85%
| 6 | 25.33% | 15.42% | 22.96% | 20.31% | 21.77% | 44.34%
| 7 | 22.53% | 14.33% | 23.89% | 22.41% | 21.3% | 56.2%
| 8 | 21.16% | 10.89% | 26% | 19.2% | 22.59% | 53.12%
| 9 | 21.73% | 11.25% | 31.2% | 18.65% | 27.86% | 43.36%
| 10 | 18.21% | 10.43% | 40.09% | 23.34% | 32.69% | 36.62%
| 11 | 23% | 14.06% | 43.84% | 25.01% | 33.99% | 38.8%
| 12 | 29.4% | 17.03% | 41.29% | 22.39% | 34.27% | 38.26%
Biomass
| Month | 2019 | 2020 | 2021 | Average
| 1 | 93.74% | 94.65% | 95.92% | 94.77%
| 2 | 92.5% | 94.09% | 93.35% | 93.31%
| 3 | 94.29% | 90.29% | 91.14% | 91.9%
| 4 | 90.8% | 92.32% | 90.22% | 91.11%
| 5 | 91.8% | 93.58% | 91.07% | 92.15%
| 6 | 95.46% | 93.67% | 93.8% | 94.31%
| 7 | 94.75% | 95.07% | 89.33% | 93.05%
| 8 | 93.84% | 92.69% | 91.43% | 92.65%
| 9 | 93.95% | 91.1% | 93.65% | 92.9%
| 10 | 89.69% | 92.37% | 90.37% | 90.81%
| 11 | 93.58% | 92.19% | 89% | 91.59%
| 12 | 93.44% | 93.44% | 92.18% | 93.02%
Cogeneration
| Month | 2019 | 2020 | 2021 | Average
| 1 | 88.19% | 90.92% | 96.9% | 92%
| 2 | 85.84% | 81.98% | 86.38% | 84.73%
| 3 | 86.49% | 90.51% | 83.97% | 86.99%
| 4 | 88.56% | 86.84% | 88.97% | 88.12%
| 5 | 82.21% | 85.56% | 83.68% | 83.82%
| 6 | 86.8% | 89.88% | 86.29% | 87.65%
| 7 | 86.85% | 81.26% | 89.19% | 85.76%
| 8 | 88.17% | 83.34% | 93.47% | 88.33%
| 9 | 86.35% | 86.82% | 92.37% | 88.51%
| 10 | 83.37% | 81.1% | 87.53% | 84%
| 11 | 90.86% | 83.85% | 87.4% | 87.37%
| 12 | 90.03% | 89.85% | 82.42% | 87.43%
Geothermal
| Month | 2019 | 2020 | 2021 | Average
| 1 | 98.38% | 97.51% | 99.01% | 98.3%
| 2 | 97.64% | 98.21% | 92.09% | 95.98%
| 3 | 94.89% | 94.3% | 98.08% | 95.76%
| 4 | 88.31% | 96.31% | 95.75% | 93.46%
| 5 | 94.86% | 93.19% | 90.19% | 92.75%
| 6 | 91.37% | 89.14% | 88.62% | 89.71%
| 7 | 93.87% | 95.42% | 93% | 94.1%
| 8 | 94.95% | 95.68% | 94.65% | 95.09%
| 9 | 91.05% | 94.63% | 92.61% | 92.77%
| 10 | 88.31% | 88.45% | 80.91% | 85.89%
| 11 | 97.34% | 98.57% | 97.28% | 97.73%
| 12 | 99.18% | 95.9% | 95.37% | 96.82%
Hydro
| Month | 2019 | 2020 | 2021 | Average
| 1 | 61.64% | 58.8% | 49.81% | 56.75%
| 2 | 60.45% | 56.26% | 43.42% | 53.37%
| 3 | 84.02% | 54.62% | 45.38% | 61.34%
| 4 | 79.84% | 63.73% | 64.16% | 69.24%
| 5 | 74.13% | 72.83% | 64.94% | 70.63%
| 6 | 69.08% | 71.35% | 68.31% | 69.58%
| 7 | 81.31% | 68.66% | 66.55% | 72.18%
| 8 | 71.5% | 61.07% | 61.39% | 64.65%
| 9 | 68.4% | 60.19% | 62.47% | 63.68%
| 10 | 67.91% | 60.83% | 21.38% | 50.04%
| 11 | 61.99% | 67.4% | 23.41% | 50.93%
| 12 | 64.61% | 71.09% | 36.38% | 57.36%
Please refer any questions regarding these tables to:
Simone Brant, CPUC, 415-703-5239, simone.brant@cpuc.ca.gov